## A - Demographics
E3 / Q43: How many people in each of the following age groups currently live in your [Field-HousingDescription]? | TABLE A-1. COUNTS OF PEOPLE LIVING IN EACH HOUSEHOLD BY HOUSING TYPE
| SF | MF | Ameren-E-SF | Ameren-E-MF | ComEd-SF | ComEd-MF | Ameren-G-SF | Ameren-G-MF | Nicor-SF | Nicor-MF | ComEd-Nicor-SF | ComEd-Nicor-MF | ComEd-Peoples Gas-SF | ComEd-Peoples Gas-MF
|  | MF | Ameren-E-SF | Ameren-E-MF | ComEd-SF | ComEd-MF | Ameren-G-SF | Ameren-G-MF | Nicor-SF | Nicor-MF
Answer
Under 19 | 1.03 | 0.78 | 1.09 | 0.8 | 1 | 0.78 | 1.09 | 0.83 | 0.96 | 0.86 | 0.96 | 0.87 | 1.21 | 0.72
19 to 64 | 1.67 | 1.65 | 1.59 | 1.85 | 1.72 | 1.64 | 1.58 | 2 | 1.69 | 1.66 | 1.72 | 1.67 | 1.88 | 1.65
65 or older | 1.09 | 0.84 | 0.87 | 1.16 | 1.16 | 0.82 | 0.87 | 0.8 | 1.18 | 1.08 | 1.19 | 1.08 | 0.88 | 0.52
Total | 2.67 | 2.18 | 2.54 | 2.45 | 2.73 | 2.17 | 2.53 | 2.39 | 2.66 | 2.28 | 2.7 | 2.3 | 3 | 2.08
Respondents (n) | 1902 | 1830 | 558 | 103 | 1260 | 1706 | 447 | 80 | 1069 | 761 | 930 | 734 | 222 | 828
E3 / Q43: How many people in each of the following age groups currently live in your [Field-HousingDescription]? | TABLE A-2. COUNTS OF PEOPLE LIVING IN EACH HOUSEHOLD BY INCOME TYPE - SINGLE FAMILY
| SF-LI | SF-NLI | Ameren-E-SF-LI | Ameren-E-SF-NLI | ComEd-SF-LI | ComEd-SF-NLI | Ameren-G-SF-LI | Ameren-G-SF-NLI | Nicor-SF-LI | Nicor-SF-NLI | ComEd-Nicor-SF-LI | ComEd-Nicor-SF-NLI | ComEd-Peoples Gas-SF-LI | ComEd-Peoples Gas-SF-NLI
Answer
Under 19 | 1.18 | 0.95 | 1.23 | 1 | 1.16 | 0.92 | 1.27 | 0.97 | 1.04 | 0.92 | 1.05 | 0.91 | 1.42 | 1.02
19 to 64 | 1.69 | 1.67 | 1.59 | 1.59 | 1.75 | 1.71 | 1.59 | 1.58 | 1.71 | 1.67 | 1.76 | 1.7 | 1.81 | 1.94
65 or older | 0.97 | 1.14 | 0.67 | 0.99 | 1.09 | 1.19 | 0.64 | 1.01 | 1.16 | 1.18 | 1.19 | 1.19 | 0.82 | 0.95
Total | 2.76 | 2.62 | 2.59 | 2.51 | 2.88 | 2.67 | 2.58 | 2.49 | 2.77 | 2.62 | 2.84 | 2.65 | 3.1 | 2.92
Respondents (n) | 621 | 1272 | 207 | 350 | 392 | 860 | 166 | 281 | 311 | 750 | 269 | 654 | 102 | 119
E3 / Q43: How many people in each of the following age groups currently live in your [Field-HousingDescription]? | TABLE A-3. COUNTS OF PEOPLE LIVING IN EACH HOUSEHOLD BY INCOME TYPE - MULTIFAMILY
| MF-LI | MF-NLI | Ameren-E-MF-LI | Ameren-E-MF-NLI | ComEd-MF-LI | ComEd-MF-NLI | Ameren-G-MF-LI | Ameren-G-MF-NLI | Nicor-MF-LI | Nicor-MF-NLI | ComEd-Nicor-MF-LI | ComEd-Nicor-MF-NLI | ComEd-Peoples Gas-MF-LI | ComEd-Peoples Gas-MF-NLI
Answer
Under 19 | 1 | 0.55 | 1.03 | 0.42 | 0.99 | 0.56 | 1.05 | 0.53 | 0.96 | 0.74 | 0.95 | 0.77 | 1.02 | 0.47
19 to 64 | 1.63 | 1.66 | 2.16 | 1.29 | 1.59 | 1.67 | 2.49 | 1.3 | 1.55 | 1.76 | 1.56 | 1.77 | 1.64 | 1.66
65 or older | 0.82 | 0.86 | 0.77 | 1.68 | 0.81 | 0.82 | 0.94 | 0.58 | 1 | 1.16 | 1 | 1.15 | 0.55 | 0.49
Total | 2.3 | 2.09 | 2.61 | 2.16 | 2.28 | 2.09 | 2.8 | 1.72 | 2.27 | 2.3 | 2.28 | 2.32 | 2.29 | 1.95
Respondents (n) | 837 | 988 | 66 | 37 | 763 | 939 | 50 | 29 | 377 | 381 | 365 | 366 | 329 | 499
E4 / Q44: Do you own or rent at this address? | TABLE A-4. OWNERSHIP OF HOUSEHOLD BY HOUSING TYPE
| SF | MF | Ameren-E-SF | Ameren-E-MF | ComEd-SF | ComEd-MF | Ameren-G-SF | Ameren-G-MF | Nicor-SF | Nicor-MF | ComEd-Nicor-SF | ComEd-Nicor-MF | ComEd-Peoples Gas-SF | ComEd-Peoples Gas-MF
|  | MF | Ameren-E-SF | Ameren-E-MF | ComEd-SF | ComEd-MF | Ameren-G-SF | Ameren-G-MF | Nicor-SF | Nicor-MF
Answer
Own | 88.71% | 45.19% | 85.82% | 15.09% | 89.7% | 46.81% | 85.02% | 13.41% | 92.98% | 53.51% | 93.43% | 53.38% | 73.16% | 40.61%
Rent | 11.29% | 54.81% | 14.18% | 84.91% | 10.3% | 53.19% | 14.98% | 86.59% | 7.018% | 46.49% | 6.575% | 46.62% | 26.84% | 59.39%
Respondents (n) | 1931 | 1881 | 564 | 106 | 1282 | 1754 | 454 | 82 | 1083 | 783 | 943 | 755 | 231 | 847
E4 / Q44: Do you own or rent at this address? | TABLE A-5. OWNERSHIP OF HOUSEHOLD BY INCOME TYPE - SINGLE FAMILY
| SF-LI | SF-NLI | Ameren-E-SF-LI | Ameren-E-SF-NLI | ComEd-SF-LI | ComEd-SF-NLI | Ameren-G-SF-LI | Ameren-G-SF-NLI | Nicor-SF-LI | Nicor-SF-NLI | ComEd-Nicor-SF-LI | ComEd-Nicor-SF-NLI | ComEd-Peoples Gas-SF-LI | ComEd-Peoples Gas-SF-NLI
Answer
Own | 76.11% | 94.74% | 72.46% | 93.56% | 77.69% | 95.08% | 71.86% | 92.68% | 82.17% | 97.37% | 83.15% | 97.58% | 63.81% | 80.8%
Rent | 23.89% | 5.255% | 27.54% | 6.443% | 22.31% | 4.92% | 28.14% | 7.317% | 17.83% | 2.628% | 16.85% | 2.417% | 36.19% | 19.2%
Respondents (n) | 628 | 1294 | 207 | 357 | 399 | 874 | 167 | 287 | 314 | 761 | 273 | 662 | 105 | 125
E4 / Q44: Do you own or rent at this address? | TABLE A-6. OWNERSHIP OF HOUSEHOLD BY INCOME TYPE – MULTIFAMILY
| MF-LI | MF-NLI | Ameren-E-MF-LI | Ameren-E-MF-NLI | ComEd-MF-LI | ComEd-MF-NLI | Ameren-G-MF-LI | Ameren-G-MF-NLI | Nicor-MF-LI | Nicor-MF-NLI | ComEd-Nicor-MF-LI | ComEd-Nicor-MF-NLI | ComEd-Peoples Gas-MF-LI | ComEd-Peoples Gas-MF-NLI
Answer
Own | 28.37% | 59.07% | 4.478% | 33.33% | 30.45% | 59.81% | 3.922% | 26.67% | 39.53% | 66.75% | 40.27% | 65.87% | 18.51% | 55.08%
Rent | 71.63% | 40.93% | 95.52% | 66.67% | 69.55% | 40.19% | 96.08% | 73.33% | 60.47% | 33.25% | 59.73% | 34.13% | 81.49% | 44.92%
Respondents (n) | 860 | 1014 | 67 | 39 | 785 | 963 | 51 | 30 | 387 | 391 | 375 | 375 | 335 | 512
E5 / Q45: Please indicate the approximate total pre-tax household income for 2023 including wages, salaries, pensions, social security, etc. for all members of this household. | TABLE A-7. HOUSEHOLD INCOME BY HOUSING TYPE
| SF | MF | Ameren-E-SF | Ameren-E-MF | ComEd-SF | ComEd-MF | Ameren-G-SF | Ameren-G-MF | Nicor-SF | Nicor-MF | ComEd-Nicor-SF | ComEd-Nicor-MF | ComEd-Peoples Gas-SF | ComEd-Peoples Gas-MF
|  | MF | Ameren-E-SF | Ameren-E-MF | ComEd-SF | ComEd-MF | Ameren-G-SF | Ameren-G-MF | Nicor-SF | Nicor-MF
Answer
Under $10,000 | 3.213% | 6.257% | 3.846% | 14.56% | 2.965% | 5.668% | 3.58% | 15% | 2.646% | 5.39% | 2.574% | 5.162% | 4.478% | 5.677%
$10,000 - $15,000 | 1.869% | 4.561% | 2.692% | 11.65% | 1.348% | 4.093% | 2.864% | 12.5% | 1.376% | 4.255% | 1.225% | 4.13% | 2.488% | 3.871%
$15,000 - $20,000 | 1.636% | 2.398% | 1.923% | 8.738% | 1.438% | 2.015% | 1.909% | 10% | 1.164% | 0.9929% | 0.9804% | 1.032% | 3.483% | 2.323%
$20,000 - $25,000 | 2.979% | 4.737% | 3.846% | 5.825% | 2.695% | 4.723% | 3.58% | 6.25% | 2.222% | 4.965% | 2.206% | 5.162% | 5.473% | 4.387%
$25,000 - $30,000 | 1.811% | 3.684% | 2.885% | 5.825% | 1.348% | 3.526% | 2.148% | 5% | 1.905% | 4.397% | 1.348% | 4.425% | 1.99% | 2.71%
$30,000 - $35,000 | 3.388% | 4.211% | 4.615% | 4.854% | 2.875% | 4.156% | 4.773% | 1.25% | 2.434% | 4.539% | 2.451% | 4.13% | 5.473% | 4.258%
$35,000 - $40,000 | 2.921% | 3.684% | 2.692% | 8.738% | 2.965% | 3.401% | 3.341% | 8.75% | 2.857% | 4.255% | 2.941% | 4.277% | 3.483% | 2.71%
$40,000 - $45,000 | 3.621% | 4.327% | 6.154% | 2.913% | 2.516% | 4.345% | 6.205% | 3.75% | 2.963% | 4.823% | 2.696% | 5.015% | 2.488% | 3.613%
$45,000 - $50,000 | 2.512% | 3.216% | 2.5% | 1.942% | 2.426% | 3.338% | 2.148% | 2.5% | 2.222% | 4.965% | 2.083% | 5.162% | 2.985% | 2.323%
$50,000 - $60,000 | 7.068% | 8.421% | 8.462% | 5.825% | 6.469% | 8.627% | 7.876% | 6.25% | 6.349% | 11.06% | 6.25% | 11.36% | 8.955% | 5.677%
$60,000 - $80,000 | 12.73% | 13.04% | 16.35% | 8.738% | 11.5% | 13.29% | 15.99% | 8.75% | 12.28% | 15.04% | 11.89% | 15.19% | 10.45% | 10.71%
$80,000 - $100,000 | 12.21% | 9.123% | 12.69% | 8.738% | 11.77% | 9.131% | 12.89% | 8.75% | 12.91% | 9.22% | 12.62% | 9.145% | 9.95% | 9.548%
$100,000 - $150,000 | 20.09% | 14.5% | 17.5% | 8.738% | 20.75% | 14.92% | 18.62% | 10% | 20.85% | 14.33% | 20.96% | 14.45% | 16.42% | 15.74%
$150,000 or more | 23.95% | 17.84% | 13.85% | 2.913% | 28.93% | 18.77% | 14.08% | 1.25% | 27.83% | 11.77% | 29.78% | 11.36% | 21.89% | 26.45%
Respondents (n) | 1712 | 1710 | 520 | 103 | 1113 | 1588 | 419 | 80 | 945 | 705 | 816 | 678 | 201 | 775
Average | 99500.0123 | 81887.2064 | 82400.1962 | 46515.2913 | 107382.0144 | 84175.8545 | 83679.7422 | 44407.05 | 106701.1778 | 74054.4766 | 109564.1422 | 73718.354 | 90596.3134 | 95540.0929
E5 / Q45: Please indicate the approximate total pre-tax household income for 2023 including wages, salaries, pensions, social security, etc. for all members of this household. | TABLE A-8. HOUSEHOLD INCOME BY INCOME TYPE - SINGLE FAMILY
| SF-LI | SF-NLI | Ameren-E-SF-LI | Ameren-E-SF-NLI | ComEd-SF-LI | ComEd-SF-NLI | Ameren-G-SF-LI | Ameren-G-SF-NLI | Nicor-SF-LI | Nicor-SF-NLI | ComEd-Nicor-SF-LI | ComEd-Nicor-SF-NLI | ComEd-Peoples Gas-SF-LI | ComEd-Peoples Gas-SF-NLI
Answer
Under $10,000 | 5.099% | 2.174% | 5.392% | 2.848% | 5.236% | 1.778% | 6.098% | 1.961% | 3.583% | 2.194% | 4.135% | 1.818% | 7.292% | 1.905%
$10,000 - $15,000 | 5.263% | 0% | 6.863% | 0% | 3.927% | 0% | 7.317% | 0% | 4.235% | 0% | 3.759% | 0% | 5.208% | 0%
$15,000 - $20,000 | 4.605% | 0% | 4.902% | 0% | 4.188% | 0% | 4.878% | 0% | 3.583% | 0% | 3.008% | 0% | 7.292% | 0%
$20,000 - $25,000 | 8.388% | 0% | 9.804% | 0% | 7.853% | 0% | 9.146% | 0% | 6.84% | 0% | 6.767% | 0% | 11.46% | 0%
$25,000 - $30,000 | 5.099% | 0% | 7.353% | 0% | 3.927% | 0% | 5.488% | 0% | 5.863% | 0% | 4.135% | 0% | 4.167% | 0%
$30,000 - $35,000 | 9.539% | 0% | 11.76% | 0% | 8.377% | 0% | 12.2% | 0% | 7.492% | 0% | 7.519% | 0% | 11.46% | 0%
$35,000 - $40,000 | 8.224% | 0% | 6.863% | 0% | 8.639% | 0% | 8.537% | 0% | 8.795% | 0% | 9.023% | 0% | 7.292% | 0%
$40,000 - $45,000 | 10.2% | 0% | 15.69% | 0% | 7.33% | 0% | 15.85% | 0% | 9.121% | 0% | 8.271% | 0% | 5.208% | 0%
$45,000 - $50,000 | 6.25% | 0.4529% | 5.882% | 0.3165% | 6.283% | 0.4104% | 5.488% | 0% | 5.537% | 0.627% | 5.639% | 0.3636% | 6.25% | 0%
$50,000 - $60,000 | 16.61% | 1.812% | 14.22% | 4.747% | 17.8% | 0.5472% | 12.8% | 4.706% | 17.59% | 0.9404% | 18.05% | 0.5455% | 17.71% | 0.9524%
$60,000 - $80,000 | 15.79% | 11.05% | 9.314% | 20.89% | 19.63% | 7.25% | 9.756% | 20% | 20.85% | 8.15% | 22.18% | 6.909% | 10.42% | 10.48%
$80,000 - $100,000 | 3.947% | 16.76% | 1.961% | 19.62% | 5.236% | 15.18% | 2.439% | 19.61% | 5.537% | 16.46% | 6.391% | 15.64% | 3.125% | 16.19%
$100,000 - $150,000 | 0.6579% | 30.8% | 0% | 28.8% | 1.047% | 31.05% | 0% | 30.59% | 0.6515% | 30.56% | 0.7519% | 30.73% | 2.083% | 29.52%
$150,000 or more | 0.3289% | 36.96% | 0% | 22.78% | 0.5236% | 43.78% | 0% | 23.14% | 0.3257% | 41.07% | 0.3759% | 44% | 1.042% | 40.95%
Respondents (n) | 608 | 1104 | 204 | 316 | 382 | 731 | 164 | 255 | 307 | 638 | 266 | 550 | 96 | 105
Average | 42672.49 | 130796.33 | 37591.55 | 111327.29 | 45672.3 | 139629.77 | 37472.51 | 113397.33 | 46325.07 | 135753.63 | 47521.73 | 139570.11 | 40509.85 | 136389.65
E5 / Q45: Please indicate the approximate total pre-tax household income for 2023 including wages, salaries, pensions, social security, etc. for all members of this household. | TABLE A-9. HOUSEHOLD INCOME BY INCOME TYPE – MULTIFAMILY
| MF-LI | MF-NLI | Ameren-E-MF-LI | Ameren-E-MF-NLI | ComEd-MF-LI | ComEd-MF-NLI | Ameren-G-MF-LI | Ameren-G-MF-NLI | Nicor-MF-LI | Nicor-MF-NLI | ComEd-Nicor-MF-LI | ComEd-Nicor-MF-NLI | ComEd-Peoples Gas-MF-LI | ComEd-Peoples Gas-MF-NLI
Answer
Under $10,000 | 8.81% | 3.793% | 16.67% | 10.81% | 8.094% | 3.406% | 17.65% | 10.34% | 6.86% | 3.681% | 6.54% | 3.537% | 9.538% | 2.889%
$10,000 - $15,000 | 9.167% | 0.1149% | 18.18% | 0% | 8.355% | 0.1217% | 19.61% | 0% | 7.652% | 0.3067% | 7.357% | 0.3215% | 9.231% | 0%
$15,000 - $20,000 | 4.881% | 0% | 13.64% | 0% | 4.178% | 0% | 15.69% | 0% | 1.847% | 0% | 1.907% | 0% | 5.538% | 0%
$20,000 - $25,000 | 9.643% | 0% | 9.091% | 0% | 9.791% | 0% | 9.804% | 0% | 9.235% | 0% | 9.537% | 0% | 10.46% | 0%
$25,000 - $30,000 | 7.5% | 0% | 9.091% | 0% | 7.311% | 0% | 7.843% | 0% | 8.179% | 0% | 8.174% | 0% | 6.462% | 0%
$30,000 - $35,000 | 8.571% | 0% | 7.576% | 0% | 8.616% | 0% | 1.961% | 0% | 8.443% | 0% | 7.629% | 0% | 10.15% | 0%
$35,000 - $40,000 | 7.5% | 0% | 13.64% | 0% | 7.05% | 0% | 13.73% | 0% | 7.916% | 0% | 7.902% | 0% | 6.462% | 0%
$40,000 - $45,000 | 8.81% | 0% | 4.545% | 0% | 9.008% | 0% | 5.882% | 0% | 8.971% | 0% | 9.264% | 0% | 8.615% | 0%
$45,000 - $50,000 | 5.833% | 0.6897% | 1.515% | 2.703% | 6.266% | 0.6083% | 1.961% | 3.448% | 8.443% | 0.9202% | 8.719% | 0.9646% | 4.923% | 0.4444%
$50,000 - $60,000 | 16.31% | 0.8046% | 3.03% | 10.81% | 17.49% | 0.365% | 1.961% | 13.79% | 19.79% | 0.9202% | 20.16% | 0.9646% | 13.54% | 0%
$60,000 - $80,000 | 11.07% | 14.94% | 3.03% | 18.92% | 11.75% | 14.72% | 3.922% | 17.24% | 10.29% | 20.55% | 10.35% | 20.9% | 12.92% | 9.111%
$80,000 - $100,000 | 0.7143% | 17.24% | 0% | 24.32% | 0.7833% | 16.91% | 0% | 24.14% | 1.055% | 18.71% | 1.09% | 18.65% | 0.6154% | 16%
$100,000 - $150,000 | 0.7143% | 27.82% | 0% | 24.32% | 0.7833% | 28.1% | 0% | 27.59% | 0.7916% | 30.06% | 0.8174% | 30.55% | 0.9231% | 26.44%
$150,000 or more | 0.4762% | 34.6% | 0% | 8.108% | 0.5222% | 35.77% | 0% | 3.448% | 0.5277% | 24.85% | 0.545% | 24.12% | 0.6154% | 45.11%
Respondents (n) | 840 | 870 | 66 | 37 | 766 | 822 | 51 | 29 | 379 | 326 | 367 | 311 | 325 | 450
Average | 37183.52 | 125049.39 | 23371.52 | 87798.78 | 38398.3 | 126834.75 | 22719.27 | 82547.62 | 39785.32 | 113895 | 40164.83 | 113313.68 | 36972.12 | 137839.19
TABLE A-10. INCOME TYPE
Income Status of Survey Respondents | SF | MF | Ameren-E-SF | Ameren-E-MF | ComEd-SF | ComEd-MF | Ameren-G-SF | Ameren-G-MF | Nicor-SF | Nicor-MF | ComEd-Nicor-SF | ComEd-Nicor-MF | ComEd-Peoples Gas-SF | ComEd-Peoples Gas-MF
|  | MF | Ameren-E-SF | Ameren-E-MF | ComEd-SF | ComEd-MF | Ameren-G-SF | Ameren-G-MF | Nicor-SF | Nicor-MF
Answer
Low Income | 33.49% | 47.07% | 37.28% | 63.89% | 32.3% | 46.15% | 37.31% | 63.41% | 29.94% | 50.62% | 29.88% | 50.84% | 47.48% | 41.3%
Not Low Income | 66.51% | 52.93% | 62.72% | 36.11% | 67.7% | 53.85% | 62.69% | 36.59% | 70.06% | 49.38% | 70.12% | 49.16% | 52.52% | 58.7%
No Response (n) | 221 | 311 | 70 | 16 | 146 | 292 | 56 | 12 | 120 | 142 | 102 | 137 | 34 | 150
Total Responses | 1953 | 1931 | 574 | 108 | 1294 | 1803 | 461 | 82 | 1089 | 800 | 947 | 771 | 238 | 879

## B - Bldg Char
TABLE B-1. TYPE OF HOME BY HOUSING TYPE
S4 / Q4: What type of home is this dwelling? | SF | MF | Ameren-E-SF | Ameren-E-MF | ComEd-SF | ComEd-MF | Ameren-G-SF | Ameren-G-MF | Nicor-SF | Nicor-MF | ComEd-Nicor-SF | ComEd-Nicor-MF | ComEd-Peoples Gas-SF | ComEd-Peoples Gas-MF
|  | MF | Ameren-E-SF | Ameren-E-MF | ComEd-SF | ComEd-MF | Ameren-G-SF | Ameren-G-MF | Nicor-SF | Nicor-MF
Answer
Single family home | 87.76% | 0% | 89.27% | 0% | 87.04% | 0% | 90.71% | 0% | 90.16% | 0% | 90.87% | 0% | 69.92% | 0%
Duplex (2 dwelling units) | 9.073% | 0% | 6.341% | 0% | 10.5% | 0% | 5.859% | 0% | 7.168% | 0% | 6.944% | 0% | 28.12% | 0%
Townhouse/Row home | 0% | 14.07% | 0% | 10.17% | 0% | 13.9% | 0% | 8.889% | 0% | 26.1% | 0% | 25.49% | 0% | 3.575%
Condominium | 0% | 34.6% | 0% | 7.627% | 0% | 36.42% | 0% | 6.667% | 0% | 32.74% | 0% | 33.25% | 0% | 38.46%
Apartment | 0% | 49.26% | 0% | 77.12% | 0% | 47.83% | 0% | 77.78% | 0% | 39.15% | 0% | 39.29% | 0% | 56.23%
Mobile/manufactured home | 2.16% | 0% | 3.902% | 0% | 1.231% | 0% | 3.03% | 0% | 1.641% | 0% | 1.091% | 0% | 0.3906% | 0%
Other (please specify) | 1.008% | 2.067% | 0.4878% | 5.085% | 1.231% | 1.85% | 0.404% | 6.667% | 1.036% | 2.017% | 1.091% | 1.97% | 1.562% | 1.733%
I don’t know (n) | 4 | 15 | 0 | 0 | 4 | 15 | 0 | 0 | 2 | 6 | 2 | 6 | 2 | 9
Respondents (n) | 2083 | 2032 | 615 | 118 | 1381 | 1892 | 495 | 90 | 1158 | 843 | 1008 | 812 | 256 | 923
TABLE B-2. TYPE OF HOME BY INCOME TYPE - SINGLE FAMILY
S4 / Q4: What type of home is this dwelling? | SF-LI | SF-NLI | Ameren-E-SF-LI | Ameren-E-SF-NLI | ComEd-SF-LI | ComEd-SF-NLI | Ameren-G-SF-LI | Ameren-G-SF-NLI | Nicor-SF-LI | Nicor-SF-NLI | ComEd-Nicor-SF-LI | ComEd-Nicor-SF-NLI | ComEd-Peoples Gas-SF-LI | ComEd-Peoples Gas-SF-NLI
Answer
Single family home | 80.38% | 92.8% | 81.99% | 94.17% | 79.51% | 92.28% | 86.47% | 93.77% | 82.28% | 94.85% | 84.67% | 94.98% | 66.06% | 75.81%
Duplex (2 dwelling units) | 14.29% | 6.429% | 9.479% | 4.722% | 17.53% | 7.028% | 6.471% | 5.536% | 12.97% | 4.888% | 12.41% | 4.711% | 31.19% | 24.19%
Townhouse/Row home | 0% | 0% | 0% | 0% | 0% | 0% | 0% | 0% | 0% | 0% | 0% | 0% | 0% | 0%
Condominium | 0% | 0% | 0% | 0% | 0% | 0% | 0% | 0% | 0% | 0% | 0% | 0% | 0% | 0%
Apartment | 0% | 0% | 0% | 0% | 0% | 0% | 0% | 0% | 0% | 0% | 0% | 0% | 0% | 0%
Mobile/manufactured home | 5.024% | 0.7746% | 8.531% | 1.111% | 2.469% | 0.6912% | 7.059% | 0.692% | 4.747% | 0.2642% | 2.92% | 0.304% | 0.9174% | 0%
Other (please specify) | 0.314% | 0% | 0% | 0% | 0.4938% | 0% | 0% | 0% | 0% | 0% | 0% | 0% | 1.835% | 0%
I don’t know (n) | 9 | 8 | 2 | 0 | 6 | 8 | 1 | 0 | 5 | 6 | 4 | 6 | 2 | 1
Respondents (n) | 637 | 1291 | 211 | 360 | 405 | 868 | 170 | 289 | 316 | 757 | 274 | 658 | 109 | 124
TABLE B-3. TYPE OF HOME BY INCOME TYPE – MULTIFAMILY
S4 / Q4: What type of home is this dwelling? | MF-LI | MF-NLI | Ameren-E-MF-LI | Ameren-E-MF-NLI | ComEd-MF-LI | ComEd-MF-NLI | Ameren-G-MF-LI | Ameren-G-MF-NLI | Nicor-MF-LI | Nicor-MF-NLI | ComEd-Nicor-MF-LI | ComEd-Nicor-MF-NLI | ComEd-Peoples Gas-MF-LI | ComEd-Peoples Gas-MF-NLI
Answer
Single family home | 0% | 0% | 0% | 0% | 0% | 0% | 0% | 0% | 0% | 0% | 0% | 0% | 0% | 0%
Duplex (2 dwelling units) | 0% | 0% | 0% | 0% | 0% | 0% | 0% | 0% | 0% | 0% | 0% | 0% | 0% | 0%
Townhouse/Row home | 10.13% | 17.63% | 13.85% | 5.556% | 9.661% | 17.47% | 12.77% | 3.571% | 16.32% | 36.06% | 16.09% | 35.11% | 2.286% | 4.365%
Condominium | 23.71% | 46.41% | 3.077% | 19.44% | 25.47% | 47.7% | 2.128% | 14.29% | 30.83% | 38.11% | 31.64% | 38.3% | 18% | 53.77%
Apartment | 65.82% | 35.96% | 83.08% | 75% | 64.49% | 34.83% | 85.11% | 82.14% | 52.85% | 25.83% | 52.28% | 26.6% | 78.86% | 41.87%
Mobile/manufactured home | 0% | 0% | 0% | 0% | 0% | 0% | 0% | 0% | 0% | 0% | 0% | 0% | 0% | 0%
Other (please specify) | 0.3452% | 0% | 0% | 0% | 0.3764% | 0% | 0% | 0% | 0% | 0% | 0% | 0% | 0.8571% | 0%
I don’t know (n) | 21 | 18 | 3 | 3 | 17 | 15 | 4 | 2 | 11 | 4 | 11 | 3 | 3 | 12
Respondents (n) | 869 | 1004 | 65 | 36 | 797 | 956 | 47 | 28 | 386 | 391 | 373 | 376 | 350 | 504
S5 / Q5: How many dwelling units are in tHhebuilding that this unit occupies? | TABLE B-4. NUMBER OF DWELLING UNITS BY HOUSING TYPE
| SF | MF | Ameren-E-SF | Ameren-E-MF | ComEd-SF | ComEd-MF | Ameren-G-SF | Ameren-G-MF | Nicor-SF | Nicor-MF | ComEd-Nicor-SF | ComEd-Nicor-MF | ComEd-Peoples Gas-SF | ComEd-Peoples Gas-MF
(SHOW IF S4/Q4 = 3, 4 or 5) |  | MF | Ameren-E-SF | Ameren-E-MF | ComEd-SF | ComEd-MF | Ameren-G-SF | Ameren-G-MF | Nicor-SF | Nicor-MF
Answer
3 to 4 units | NR | 26.66% | NR | 39.22% | NR | 25.66% | NR | 35.53% | NR | 32.73% | NR | 31.95% | NR | 21.99%
5 to 9 units | NR | 25.37% | NR | 19.61% | NR | 25.71% | NR | 22.37% | NR | 25.13% | NR | 25.13% | NR | 26.55%
10 to 19 units | NR | 12.55% | NR | 23.53% | NR | 12% | NR | 25% | NR | 13.14% | NR | 13.37% | NR | 9.942%
20 to 49 units | NR | 14% | NR | 9.804% | NR | 14.29% | NR | 9.211% | NR | 14.69% | NR | 14.97% | NR | 13.33%
More than 50 units | NR | 21.42% | NR | 7.843% | NR | 22.34% | NR | 7.895% | NR | 14.3% | NR | 14.57% | NR | 28.19%
I don’t know (n) | 0 | 118 | 0 | 10 | 0 | 107 | 0 | 8 | 0 | 50 | 0 | 48 | 0 | 52
Respondents (n) | 0 | 1872 | 0 | 102 | 0 | 1750 | 0 | 76 | 0 | 776 | 0 | 748 | 0 | 855
S5 / Q5: How many dwelling units are in tHhebuilding that this unit occupies? | TABLE B-5. NUMBER OF DWELLING UNITS BY INCOME TYPE – MULTIFAMILY
| MF-LI | MF-NLI | Ameren-E-MF-LI | Ameren-E-MF-NLI | ComEd-MF-LI | ComEd-MF-NLI | Ameren-G-MF-LI | Ameren-G-MF-NLI | Nicor-MF-LI | Nicor-MF-NLI | ComEd-Nicor-MF-LI | ComEd-Nicor-MF-NLI | ComEd-Peoples Gas-MF-LI | ComEd-Peoples Gas-MF-NLI
(SHOW IF S4/Q4 = 3, 4 or 5)
Answer
3 to 4 units | 30.09% | 23.4% | 37.7% | 48.48% | 29.2% | 22.25% | 34.09% | 48% | 32.12% | 32.18% | 31.59% | 31.22% | 29.47% | 16.77%
5 to 9 units | 24.84% | 26.29% | 22.95% | 9.091% | 25.1% | 26.78% | 25% | 16% | 23.18% | 27.66% | 23.19% | 27.62% | 26.96% | 26.79%
10 to 19 units | 13.98% | 10.82% | 18.03% | 27.27% | 13.78% | 10.37% | 18.18% | 24% | 16.76% | 9.309% | 16.81% | 9.669% | 10.66% | 9.816%
20 to 49 units | 13.23% | 15.36% | 9.836% | 12.12% | 13.64% | 15.44% | 9.091% | 12% | 13.97% | 16.22% | 14.49% | 16.3% | 11.6% | 14.93%
More than 50 units | 17.85% | 24.12% | 11.48% | 3.03% | 18.28% | 25.16% | 13.64% | 0% | 13.97% | 14.63% | 13.91% | 15.19% | 21.32% | 31.7%
I don’t know (n) | 65 | 34 | 4 | 3 | 61 | 30 | 3 | 3 | 28 | 15 | 28 | 14 | 28 | 15
Respondents (n) | 801 | 970 | 61 | 33 | 733 | 926 | 44 | 25 | 358 | 376 | 345 | 362 | 319 | 489

## C - Space Heating
A3 / Q9: What is the main fuel type and heating system used in your home? (For respondents with only one fuel type) |  | TABLE C-1. PRIMARY SPACE HEATING FUEL AND HEATING SYSTEM BY HOUSING TYPE
Fuel | Heating System | SF | MF | Ameren-E-SF | Ameren-E-MF | ComEd-SF | ComEd-MF | Ameren-G-SF | Ameren-G-MF | Nicor-SF | Nicor-MF | ComEd-Nicor-SF | ComEd-Nicor-MF | ComEd-Peoples Gas-SF | ComEd-Peoples Gas-MF
|  |  | MF | Ameren-E-SF | Ameren-E-MF | ComEd-SF | ComEd-MF | Ameren-G-SF | Ameren-G-MF | Nicor-SF | Nicor-MF
Electric | Furnace | 2.771% | 5.69% | 6.007% | 16.09% | 1.463% | 5% | 6.127% | 18.18% | 1.453% | 4.655% | 1.251% | 4.545% | 1.709% | 3.788%
| Air source heat pump (with ductwork) | 2.052% | 5.036% | 3.004% | 5.747% | 1.309% | 5.07% | 4.158% | 6.061% | 0.545% | 3.303% | 0.6257% | 3.448% | 2.991% | 6.364%
| Baseboards for space heating | 0.4618% | 6.017% | 1.06% | 19.54% | 0.2309% | 5.282% | 1.094% | 15.15% | 0.09083% | 5.706% | 0.1043% | 5.956% | 0% | 3.03%
| Wall/room heater | 0.2052% | 5.232% | 0.53% | 8.046% | 0.07698% | 5.141% | 0.4376% | 9.091% | 0% | 2.553% | 0% | 2.665% | 0.4274% | 5.455%
| Geothermal heat pump | 0.7696% | 0.1308% | 2.297% | 0% | 0.154% | 0.1408% | 1.751% | 0% | 0.09083% | 0.1502% | 0% | 0.1567% | 0% | 0.1515%
| Water source heat pump | 0.2565% | 0.3924% | 0.1767% | 0% | 0.3079% | 0.4225% | 0.2188% | 0% | 0.2725% | 0.4505% | 0.3128% | 0.4702% | 0.4274% | 0.4545%
| Supplementary Heating | 0.2052% | 0.1962% | 0.7067% | 1.149% | 0% | 0.1408% | 0.2188% | 1.515% | 0.09083% | 0.1502% | 0% | 0.1567% | 0% | 0%
| Ductless heat pump (mini-split) | 0.1026% | 0.2616% | 0.1767% | 0% | 0.07698% | 0.2817% | 0.2188% | 0% | 0% | 0.1502% | 0% | 0.1567% | 0% | 0.4545%
| Subtotal - Electric | 6.824% | 22.96% | 13.96% | 50.57% | 3.618% | 21.48% | 14.22% | 50% | 2.543% | 17.12% | 2.294% | 17.55% | 5.556% | 19.7%
Natural Gas | Furnace | 83.17% | 59.71% | 77.92% | 44.83% | 85.07% | 60.14% | 80.31% | 43.94% | 89.74% | 67.12% | 89.68% | 65.99% | 73.5% | 58.94%
| Boiler (water heater or steam) | 7.594% | 15.57% | 4.947% | 3.448% | 9.084% | 16.55% | 4.814% | 4.545% | 6.903% | 14.11% | 7.091% | 14.73% | 18.8% | 19.55%
| Stove or fireplace | 0.1539% | 0.0654% | 0% | 0% | 0.2309% | 0.07042% | 0% | 0% | 0.1817% | 0% | 0.2086% | 0% | 0.4274% | 0%
| Supplementary Heating | 0% | 0.0654% | 0% | 0% | 0% | 0.07042% | 0% | 0% | 0% | 0% | 0% | 0% | 0% | 0.1515%
| Wall/room heater | 0.3592% | 1.243% | 0% | 1.149% | 0.5389% | 1.268% | 0% | 1.515% | 0.2725% | 1.502% | 0.3128% | 1.567% | 1.709% | 0.9091%
| Subtotal - Natural Gas | 91.28% | 76.65% | 82.86% | 49.43% | 94.92% | 78.1% | 85.12% | 50% | 97.09% | 82.73% | 97.29% | 82.29% | 94.44% | 79.55%
Propane (bottled gas) | Furnace | 1.539% | 0% | 2.65% | 0% | 1.155% | 0% | 0.6565% | 0% | 0.09083% | 0% | 0.1043% | 0% | 0% | 0%
| Boiler (hot water or steam) | 0.1539% | 0% | 0.1767% | 0% | 0.154% | 0% | 0% | 0% | 0.09083% | 0% | 0.1043% | 0% | 0% | 0%
| Subtotal - Propane (bottled gas) | 1.693% | 0% | 2.827% | 0% | 1.309% | 0% | 0.6565% | 0% | 0.1817% | 0% | 0.2086% | 0% | 0% | 0%
Fuel Oil | Boiler (hot water or steam) | 0% | 0.3924% | 0% | 0% | 0% | 0.4225% | 0% | 0% | 0% | 0.1502% | 0% | 0.1567% | 0% | 0.7576%
| Subtotal - Fuel Oil | 0% | 0.3924% | 0% | 0% | 0% | 0.4225% | 0% | 0% | 0% | 0.1502% | 0% | 0.1567% | 0% | 0.7576%
Wood | Stove or fireplace | 0.05131% | 0% | 0.1767% | 0% | 0% | 0% | 0% | 0% | 0% | 0% | 0% | 0% | 0% | 0%
| Furnace | 0.05131% | 0% | 0% | 0% | 0.07698% | 0% | 0% | 0% | 0.09083% | 0% | 0.1043% | 0% | 0% | 0%
| Boiler (hot water or steam) | 0.1026% | 0% | 0.1767% | 0% | 0.07698% | 0% | 0% | 0% | 0.09083% | 0% | 0.1043% | 0% | 0% | 0%
| Subtotal - Wood | 0.2052% | 0% | 0.3534% | 0% | 0.154% | 0% | 0% | 0% | 0.1817% | 0% | 0.2086% | 0% | 0% | 0%
Respondents (n) |  | 1949 | 1529 | 566 | 87 | 1299 | 1420 | 457 | 66 | 1101 | 666 | 959 | 638 | 234 | 660
A3 / Q9: What is the main fuel type and heating system used in your home? (For respondents with only one fuel type) |  | TABLE C-2. PRIMARY SPACE HEATING FUEL AND HEATING SYSTEM BY INCOME TYPE - SINGLE FAMILY
Fuel | Heating System | SF-LI | SF-NLI | Ameren-E-SF-LI | Ameren-E-SF-NLI | ComEd-SF-LI | ComEd-SF-NLI | Ameren-G-SF-LI | Ameren-G-SF-NLI | Nicor-SF-LI | Nicor-SF-NLI | ComEd-Nicor-SF-LI | ComEd-Nicor-SF-NLI | ComEd-Peoples Gas-SF-LI | ComEd-Peoples Gas-SF-NLI
Electric | Furnace | 3.541% | 2.244% | 6.316% | 5.831% | 2.356% | 0.8304% | 4.545% | 7.22% | 2.98% | 0.6766% | 2.29% | 0.6211% | 1% | 2.542%
| Air source heat pump (with ductwork) | 2.192% | 1.923% | 3.684% | 2.332% | 1.309% | 1.305% | 3.896% | 3.971% | 0.6623% | 0.5413% | 0.7634% | 0.6211% | 3% | 2.542%
| Baseboards for space heating | 1.349% | 0.08013% | 2.632% | 0.2915% | 0.7853% | 0% | 2.597% | 0.361% | 0.3311% | 0% | 0.3817% | 0% | 0% | 0%
| Wall/room heater | 0.3373% | 0.1603% | 1.053% | 0.2915% | 0% | 0.1186% | 0.6494% | 0.361% | 0% | 0% | 0% | 0% | 0% | 0.8475%
| Geothermal heat pump | 0.3373% | 0.8814% | 0.5263% | 2.915% | 0.2618% | 0.1186% | 0.6494% | 2.166% | 0% | 0% | 0% | 0% | 0% | 0%
| Water source heat pump | 0.3373% | 0.2404% | 0% | 0.2915% | 0.5236% | 0.2372% | 0% | 0.361% | 0.3311% | 0.2706% | 0.3817% | 0.3106% | 1% | 0%
| Supplementary Heating | 0.1686% | 0.2404% | 0.5263% | 0.8746% | 0% | 0% | 0% | 0.361% | 0% | 0.1353% | 0% | 0% | 0% | 0%
| Ductless heat pump (mini-split) | 0% | 0.1603% | 0% | 0.2915% | 0% | 0.1186% | 0% | 0.361% | 0% | 0% | 0% | 0% | 0% | 0%
Subtotal - Electric | Subtotal - Electric | 8.263% | 5.929% | 14.74% | 13.12% | 5.236% | 2.728% | 12.34% | 15.16% | 4.305% | 1.624% | 3.817% | 1.553% | 5% | 5.932%
Natural Gas | Furnace | 78.92% | 85.58% | 79.47% | 78.13% | 78.27% | 88.26% | 83.77% | 79.78% | 83.44% | 92.42% | 83.21% | 92.39% | 69% | 77.12%
| Boiler (water heater or steam) | 9.781% | 6.33% | 3.158% | 5.248% | 13.09% | 7.236% | 3.247% | 4.693% | 10.26% | 5.548% | 10.69% | 5.59% | 22% | 16.1%
| Stove or fireplace | 0.3373% | 0.08013% | 0% | 0% | 0.5236% | 0.1186% | 0% | 0% | 0.3311% | 0.1353% | 0.3817% | 0.1553% | 1% | 0%
| Wall/room heater | 1.012% | 0.08013% | 0% | 0% | 1.571% | 0.1186% | 0% | 0% | 0.9934% | 0% | 1.145% | 0% | 3% | 0.8475%
Subtotal - Natural Gas | Subtotal - Natural Gas | 90.05% | 92.07% | 82.63% | 83.38% | 93.46% | 95.73% | 87.01% | 84.48% | 95.03% | 98.11% | 95.42% | 98.14% | 95% | 94.07%
Propane (bottled gas) | Furnace | 1.18% | 1.683% | 2.105% | 2.915% | 0.7853% | 1.305% | 0.6494% | 0.361% | 0% | 0.1353% | 0% | 0.1553% | 0% | 0%
| Boiler (hot water or steam) | 0.1686% | 0.1603% | 0% | 0.2915% | 0.2618% | 0.1186% | 0% | 0% | 0.3311% | 0% | 0.3817% | 0% | 0% | 0%
Subtotal - Propane (bottled gas) | Subtotal - Propane (bottled gas) | 1.349% | 1.843% | 2.105% | 3.207% | 1.047% | 1.423% | 0.6494% | 0.361% | 0.3311% | 0.1353% | 0.3817% | 0.1553% | 0% | 0%
Fuel Oil | Boiler (hot water or steam) | 0% | 0% | 0% | 0% | 0% | 0% | 0% | 0% | 0% | 0% | 0% | 0% | 0% | 0%
Subtotal - Fuel Oil | Subtotal - Fuel Oil | 0% | 0% | 0% | 0% | 0% | 0% | 0% | 0% | 0% | 0% | 0% | 0% | 0% | 0%
Wood | Stove or fireplace | 0.1686% | 0% | 0.5263% | 0% | 0% | 0% | 0% | 0% | 0% | 0% | 0% | 0% | 0% | 0%
| Furnace | 0% | 0.08013% | 0% | 0% | 0% | 0.1186% | 0% | 0% | 0% | 0.1353% | 0% | 0.1553% | 0% | 0%
| Boiler (hot water or steam) | 0.1686% | 0.08013% | 0% | 0.2915% | 0.2618% | 0% | 0% | 0% | 0.3311% | 0% | 0.3817% | 0% | 0% | 0%
Subtotal - Wood | Subtotal - Wood | 0.3373% | 0.1603% | 0.5263% | 0.2915% | 0.2618% | 0.1186% | 0% | 0% | 0.3311% | 0.1353% | 0.3817% | 0.1553% | 0% | 0%
Respondents (n) |  | 593 | 1248 | 190 | 343 | 382 | 843 | 154 | 277 | 302 | 739 | 262 | 644 | 100 | 118
A3 / Q9: What is the main fuel type and heating system used in your home? (For respondents with only one fuel type) |  | TABLE C-3. PRIMARY SPACE HEATING FUEL AND HEATING SYSTEM BY INCOME TYPE – MULTIFAMILY
Fuel | Heating System | MF-LI | MF-NLI | Ameren-E-MF-LI | Ameren-E-MF-NLI | ComEd-MF-LI | ComEd-MF-NLI | Ameren-G-MF-LI | Ameren-G-MF-NLI | Nicor-MF-LI | Nicor-MF-NLI | ComEd-Nicor-MF-LI | ComEd-Nicor-MF-NLI | ComEd-Peoples Gas-MF-LI | ComEd-Peoples Gas-MF-NLI
Electric | Furnace | 7.632% | 3.623% | 14% | 15.15% | 6.849% | 3.193% | 16.22% | 19.23% | 6.623% | 2.639% | 6.186% | 2.769% | 4.721% | 2.757%
| Air source heat pump (with ductwork) | 2.804% | 6.763% | 4% | 6.061% | 2.74% | 6.897% | 5.405% | 3.846% | 2.98% | 3.519% | 3.093% | 3.692% | 1.288% | 9.524%
| Baseboards for space heating | 8.567% | 3.986% | 28% | 6.061% | 7.021% | 3.959% | 24.32% | 3.846% | 8.278% | 3.519% | 8.591% | 3.692% | 2.575% | 3.258%
| Wall/room heater | 6.698% | 4.106% | 10% | 6.061% | 6.507% | 4.087% | 10.81% | 7.692% | 2.98% | 2.053% | 3.093% | 2.154% | 8.155% | 3.759%
| Geothermal heat pump | 0.1558% | 0.1208% | 0% | 0% | 0.1712% | 0.1277% | 0% | 0% | 0.3311% | 0% | 0.3436% | 0% | 0% | 0.2506%
| Water source heat pump | 0.1558% | 0.6039% | 0% | 0% | 0.1712% | 0.6386% | 0% | 0% | 0.3311% | 0.5865% | 0.3436% | 0.6154% | 0% | 0.7519%
| Supplementary Heating | 0% | 0.3623% | 0% | 3.03% | 0% | 0.2554% | 0% | 3.846% | 0% | 0.2933% | 0% | 0.3077% | 0% | 0%
| Ductless heat pump (mini-split) | 0% | 0.4831% | 0% | 0% | 0% | 0.5109% | 0% | 0% | 0% | 0.2933% | 0% | 0.3077% | 0% | 0.7519%
Subtotal - Electric | Subtotal - Electric | 26.01% | 20.05% | 56% | 36.36% | 23.46% | 19.67% | 56.76% | 38.46% | 21.52% | 12.9% | 21.65% | 13.54% | 16.74% | 21.05%
Natural Gas | Furnace | 52.02% | 66.3% | 38% | 60.61% | 52.91% | 66.03% | 37.84% | 53.85% | 57.62% | 75.95% | 56.7% | 74.77% | 54.08% | 62.41%
| Boiler (water heater or steam) | 19.16% | 12.68% | 4% | 3.03% | 20.72% | 13.28% | 2.703% | 7.692% | 17.88% | 10.56% | 18.56% | 11.08% | 26.18% | 15.54%
| Stove or fireplace | 0.1558% | 0% | 0% | 0% | 0.1712% | 0% | 0% | 0% | 0% | 0% | 0% | 0% | 0% | 0%
| Supplementary Heating | 0% | 0.1208% | 0% | 0% | 0% | 0.1277% | 0% | 0% | 0% | 0% | 0% | 0% | 0% | 0.2506%
| Wall/room heater | 1.869% | 0.7246% | 2% | 0% | 1.884% | 0.7663% | 2.703% | 0% | 2.649% | 0.5865% | 2.749% | 0.6154% | 1.288% | 0.5013%
Subtotal - Natural Gas | Subtotal - Natural Gas | 73.21% | 79.83% | 44% | 63.64% | 75.68% | 80.2% | 43.24% | 61.54% | 78.15% | 87.1% | 78.01% | 86.46% | 81.55% | 78.7%
Propane (bottled gas) | Furnace | 0% | 0% | 0% | 0% | 0% | 0% | 0% | 0% | 0% | 0% | 0% | 0% | 0% | 0%
| Boiler (hot water or steam) | 0% | 0% | 0% | 0% | 0% | 0% | 0% | 0% | 0% | 0% | 0% | 0% | 0% | 0%
Subtotal - Propane (bottled gas) | Subtotal - Propane (bottled gas) | 0% | 0% | 0% | 0% | 0% | 0% | 0% | 0% | 0% | 0% | 0% | 0% | 0% | 0%
Fuel Oil | Boiler (hot water or steam) | 0.7788% | 0.1208% | 0% | 0% | 0.8562% | 0.1277% | 0% | 0% | 0.3311% | 0% | 0.3436% | 0% | 1.717% | 0.2506%
Subtotal - Fuel Oil | Subtotal - Fuel Oil | 0.7788% | 0.1208% | 0% | 0% | 0.8562% | 0.1277% | 0% | 0% | 0.3311% | 0% | 0.3436% | 0% | 1.717% | 0.2506%
Wood | Stove or fireplace | 0% | 0% | 0% | 0% | 0% | 0% | 0% | 0% | 0% | 0% | 0% | 0% | 0% | 0%
| Furnace | 0% | 0% | 0% | 0% | 0% | 0% | 0% | 0% | 0% | 0% | 0% | 0% | 0% | 0%
| Boiler (hot water or steam) | 0% | 0% | 0% | 0% | 0% | 0% | 0% | 0% | 0% | 0% | 0% | 0% | 0% | 0%
Subtotal - Wood | Subtotal - Wood | 0% | 0% | 0% | 0% | 0% | 0% | 0% | 0% | 0% | 0% | 0% | 0% | 0% | 0%
Respondents (n) |  | 642 | 828 | 50 | 33 | 584 | 783 | 37 | 26 | 302 | 341 | 291 | 325 | 233 | 399

## D - Space Cooling
A7 / Q13: Do you have cooling equipment in your apartment or unit that only serves your apartment or unit? | TABLE D-1. COOLING EQUIPMENT FOR MULTIFAMILY HOMES BY HOUSING TYPE
(SHOW IF S4/Q4 = 3, 4 or 5 AKA housing type = MF) | SF | MF | Ameren-E-SF | Ameren-E-MF | ComEd-SF | ComEd-MF | Ameren-G-SF | Ameren-G-MF | Nicor-SF | Nicor-MF | ComEd-Nicor-SF | ComEd-Nicor-MF | ComEd-Peoples Gas-SF | ComEd-Peoples Gas-MF
Answer
Yes, the cooling equipment only serves my unit | NR | 88.75% | NR | 91.35% | NR | 88.51% | NR | 90.91% | NR | 93.55% | NR | 93.57% | NR | 83.81%
No, the cooling equipment serves multiple units | NR | 11.25% | NR | 8.654% | NR | 11.49% | NR | 9.091% | NR | 6.452% | NR | 6.434% | NR | 16.19%
Don't know (n) | 0 | 121 | 0 | 5 | 0 | 116 | 0 | 5 | 0 | 33 | 0 | 33 | 0 | 78
Respondents (n) | 0 | 1822 | 0 | 104 | 0 | 1697 | 0 | 77 | 0 | 775 | 0 | 746 | 0 | 803
A7 / Q13: Do you have cooling equipment in your apartment or unit that only serves your apartment or unit? | TABLE D-2. COOLING EQUIPMENT FOR MULTIFAMILY HOMES BY INCOME TYPE - MULTIFAMILY
(SHOW IF S4/Q4 = 3, 4 or 5 AKA housing type = MF) | MF-LI | MF-NLI | Ameren-E-MF-LI | Ameren-E-MF-NLI | ComEd-MF-LI | ComEd-MF-NLI | Ameren-G-MF-LI | Ameren-G-MF-NLI | Nicor-MF-LI | Nicor-MF-NLI | ComEd-Nicor-MF-LI | ComEd-Nicor-MF-NLI | ComEd-Peoples Gas-MF-LI | ComEd-Peoples Gas-MF-NLI
Answer
Yes, the cooling equipment only serves my unit | 87.12% | 89.86% | 91.8% | 91.18% | 86.74% | 89.68% | 91.11% | 88% | 91.48% | 95.51% | 91.48% | 95.33% | 81% | 85.41%
No, the cooling equipment serves multiple units | 12.88% | 10.14% | 8.197% | 8.824% | 13.26% | 10.32% | 8.889% | 12% | 8.516% | 4.485% | 8.523% | 4.67% | 19% | 14.59%
Don't know (n) | 68 | 46 | 3 | 2 | 65 | 44 | 2 | 3 | 19 | 11 | 19 | 11 | 44 | 31
Respondents (n) | 792 | 957 | 61 | 34 | 724 | 911 | 45 | 25 | 364 | 379 | 352 | 364 | 300 | 473
A8 / Q14: What type(s) of cooling system, if any, does your [Field-HousingDescription] have? Select all that apply. | TABLE D-3. TYPES OF COOLING SYSTEM BY HOUSING TYPE
| SF | MF | Ameren-E-SF | Ameren-E-MF | ComEd-SF | ComEd-MF | Ameren-G-SF | Ameren-G-MF | Nicor-SF | Nicor-MF | ComEd-Nicor-SF | ComEd-Nicor-MF | ComEd-Peoples Gas-SF | ComEd-Peoples Gas-MF
|  | MF | Ameren-E-SF | Ameren-E-MF | ComEd-SF | ComEd-MF | Ameren-G-SF | Ameren-G-MF | Nicor-SF | Nicor-MF
Answer
Central air conditioning (whole house air conditioning, not including heat pumps) | 86.25% | 62.71% | 84.77% | 57% | 86.4% | 62.64% | 86.01% | 57.33% | 91.53% | 68.9% | 91.78% | 68.09% | 66.13% | 58.46%
Wall / window air conditioning | 13.21% | 31.45% | 16.06% | 39% | 12.41% | 31.32% | 14.4% | 37.33% | 9.885% | 26.03% | 9.137% | 26.64% | 27.02% | 33.83%
Air source heat pump (with ducts) | 1.915% | 2.703% | 2.98% | 5% | 1.189% | 2.588% | 3.498% | 5.333% | 0.8826% | 2.192% | 0.8122% | 2.279% | 0.8065% | 2.967%
Ductless heat pump (mini-split) | 0.6873% | 0.7371% | 0.9934% | 0% | 0.5944% | 0.7963% | 0.823% | 0% | 0.4413% | 0.6849% | 0.3046% | 0.7123% | 0.8065% | 1.039%
Ductless air conditioner (mini-split) | 0.6873% | 0.6143% | 1.159% | 1% | 0.4458% | 0.5972% | 1.235% | 1.333% | 0.5296% | 0.411% | 0.4061% | 0.4274% | 0.4032% | 0.8902%
Portable / floor-based air conditioning unit | 1.62% | 3.01% | 1.159% | 1% | 1.857% | 3.185% | 0.823% | 0% | 1.236% | 3.014% | 1.117% | 2.991% | 5.645% | 3.412%
Other (please specify) | 1.227% | 1.781% | 2.483% | 0% | 0.5944% | 1.924% | 2.263% | 0% | 0.7061% | 1.507% | 0.6091% | 1.567% | 0.4032% | 2.226%
No cooling system | 2.111% | 0.6757% | 0.9934% | 0% | 2.749% | 0.7299% | 0.6173% | 0% | 1.059% | 0.274% | 1.117% | 0.2849% | 9.274% | 1.335%
Don't know (n) | 7 | 27 | 0 | 1 | 7 | 26 | 1 | 1 | 5 | 9 | 5 | 9 | 1 | 14
Respondents (n) | 2037 | 1628 | 604 | 100 | 1346 | 1507 | 486 | 75 | 1133 | 730 | 985 | 702 | 248 | 674
A8 / Q14: What type(s) of cooling system, if any, does your [Field-HousingDescription] have? Select all that apply. | TABLE D-4. TYPES OF COOLING SYSTEM BY INCOME TYPE - SINGLE FAMILY
| SF-LI | SF-NLI | Ameren-E-SF-LI | Ameren-E-SF-NLI | ComEd-SF-LI | ComEd-SF-NLI | Ameren-G-SF-LI | Ameren-G-SF-NLI | Nicor-SF-LI | Nicor-SF-NLI | ComEd-Nicor-SF-LI | ComEd-Nicor-SF-NLI | ComEd-Peoples Gas-SF-LI | ComEd-Peoples Gas-SF-NLI
Answer
Central air conditioning (whole house air conditioning, not including heat pumps) | 77.04% | 91.05% | 76.42% | 90.83% | 76.62% | 90.84% | 79.41% | 90.97% | 84.86% | 94.48% | 85.4% | 94.41% | 54.72% | 75.2%
Wall / window air conditioning | 22.17% | 8.873% | 24.06% | 10.83% | 21.64% | 8.477% | 21.18% | 10.07% | 17.67% | 6.833% | 16.79% | 6.344% | 34.91% | 21.6%
Air source heat pump (with ducts) | 1.73% | 1.929% | 3.774% | 2.5% | 0.4975% | 1.375% | 2.941% | 3.819% | 0.9464% | 0.7884% | 0.7299% | 0.7553% | 0% | 0.8%
Ductless heat pump (mini-split) | 0.3145% | 0.7716% | 0.9434% | 1.111% | 0% | 0.6873% | 1.176% | 0.6944% | 0% | 0.5256% | 0% | 0.3021% | 0% | 0.8%
Ductless air conditioner (mini-split) | 0.4717% | 0.7716% | 0.9434% | 1.389% | 0% | 0.5727% | 1.765% | 1.042% | 0% | 0.7884% | 0% | 0.6042% | 0% | 0%
Portable / floor-based air conditioning unit | 2.516% | 1.235% | 1.415% | 1.111% | 3.234% | 1.26% | 0.5882% | 1.042% | 1.893% | 0.9198% | 1.46% | 0.9063% | 8.491% | 4%
Other (please specify) | 0.3145% | 1.62% | 0.4717% | 3.611% | 0.2488% | 0.6873% | 0.5882% | 3.125% | 0% | 0.9198% | 0% | 0.7553% | 0% | 0.8%
No cooling system | 3.774% | 1.157% | 1.415% | 0.2778% | 5.224% | 1.604% | 0.5882% | 0% | 1.893% | 0.657% | 1.825% | 0.7553% | 14.15% | 5.6%
Don't know (n) | 4 | 3 | 0 | 0 | 4 | 3 | 0 | 1 | 3 | 2 | 3 | 2 | 1 | 0
Respondents (n) | 636 | 1296 | 212 | 360 | 402 | 873 | 170 | 288 | 317 | 761 | 274 | 662 | 106 | 125
A8 / Q14: What type(s) of cooling system, if any, does your [Field-HousingDescription] have? Select all that apply. | TABLE D-5. TYPES OF COOLING SYSTEM BY INCOME TYPE – MULTIFAMILY
| MF-LI | MF-NLI | Ameren-E-MF-LI | Ameren-E-MF-NLI | ComEd-MF-LI | ComEd-MF-NLI | Ameren-G-MF-LI | Ameren-G-MF-NLI | Nicor-MF-LI | Nicor-MF-NLI | ComEd-Nicor-MF-LI | ComEd-Nicor-MF-NLI | ComEd-Peoples Gas-MF-LI | ComEd-Peoples Gas-MF-NLI
Answer
Central air conditioning (whole house air conditioning, not including heat pumps) | 51.08% | 71.77% | 43.1% | 73.53% | 51.27% | 71.41% | 45.45% | 66.67% | 57.35% | 80.17% | 56.53% | 79.54% | 43.51% | 66.83%
Wall / window air conditioning | 42.9% | 22.12% | 51.72% | 23.53% | 42.56% | 22.26% | 47.73% | 29.17% | 37.35% | 14.6% | 37.99% | 14.99% | 46.86% | 26.1%
Air source heat pump (with ducts) | 2.582% | 2.995% | 6.897% | 2.941% | 2.215% | 3.041% | 9.091% | 0% | 2.059% | 2.479% | 2.128% | 2.594% | 2.51% | 3.415%
Ductless heat pump (mini-split) | 0.5739% | 0.8065% | 0% | 0% | 0.6329% | 0.8516% | 0% | 0% | 0.5882% | 0.8264% | 0.6079% | 0.8646% | 0.8368% | 0.9756%
Ductless air conditioner (mini-split) | 0.2869% | 0.9217% | 0% | 2.941% | 0.3165% | 0.8516% | 0% | 4.167% | 0.2941% | 0.551% | 0.304% | 0.5764% | 0.4184% | 1.22%
Portable / floor-based air conditioning unit | 4.017% | 2.419% | 1.724% | 0% | 4.272% | 2.555% | 0% | 0% | 4.118% | 2.204% | 3.951% | 2.305% | 5.439% | 2.439%
Other (please specify) | 1.291% | 2.304% | 0% | 0% | 1.424% | 2.433% | 0% | 0% | 1.471% | 1.653% | 1.52% | 1.729% | 1.674% | 2.683%
No cooling system | 1.291% | 0.2304% | 0% | 0% | 1.424% | 0.2433% | 0% | 0% | 0.5882% | 0% | 0.6079% | 0% | 2.929% | 0.4878%
Don't know (n) | 13 | 11 | 1 | 0 | 12 | 11 | 1 | 0 | 3 | 4 | 3 | 4 | 7 | 6
Respondents (n) | 697 | 868 | 58 | 34 | 632 | 822 | 44 | 24 | 340 | 363 | 329 | 347 | 239 | 410
A9 / Q15: How many wall / window air conditioning units does your [Field-HousingDescription] have? | TABLE D-6. NUMBER OF WALL / WINDOW AIR CONDITIONING UNITS BY HOUSING TYPE
| SF | MF | Ameren-E-SF | Ameren-E-MF | ComEd-SF | ComEd-MF | Ameren-G-SF | Ameren-G-MF | Nicor-SF | Nicor-MF | ComEd-Nicor-SF | ComEd-Nicor-MF | ComEd-Peoples Gas-SF | ComEd-Peoples Gas-MF
(SHOW IF A8/Q14 = 2) |  | MF | Ameren-E-SF | Ameren-E-MF | ComEd-SF | ComEd-MF | Ameren-G-SF | Ameren-G-MF | Nicor-SF | Nicor-MF
Answer
1 unit | 39.85% | 45.17% | 44.79% | 58.97% | 36.36% | 43.9% | 42.03% | 64.29% | 45.05% | 49.73% | 43.82% | 49.46% | 25.76% | 38.5%
2 units | 32.33% | 37.08% | 29.17% | 33.33% | 34.55% | 37.47% | 30.43% | 28.57% | 28.83% | 37.43% | 30.34% | 37.5% | 39.39% | 38.94%
3 units | 17.29% | 11.64% | 14.58% | 7.692% | 18.79% | 11.99% | 15.94% | 7.143% | 14.41% | 9.626% | 14.61% | 9.783% | 24.24% | 13.72%
4+ units | 10.53% | 6.114% | 11.46% | 0% | 10.3% | 6.638% | 11.59% | 0% | 11.71% | 3.209% | 11.24% | 3.261% | 10.61% | 8.85%
Respondents (n) | 266 | 507 | 96 | 39 | 165 | 467 | 69 | 28 | 111 | 187 | 89 | 184 | 66 | 226
Average Count of Units | 1.98 | 1.79 | 1.93 | 1.49 | 2.03 | 1.81 | 1.97 | 1.43 | 1.93 | 1.66 | 1.93 | 1.67 | 2.2 | 1.93
A9 / Q15: How many wall / window air conditioning units does your [Field-HousingDescription] have? | TABLE D-7. NUMBER OF WALL / WINDOW AIR CONDITIONING UNITS BY INCOME TYPE - SINGLE FAMILY
| SF-LI | SF-NLI | Ameren-E-SF-LI | Ameren-E-SF-NLI | ComEd-SF-LI | ComEd-SF-NLI | Ameren-G-SF-LI | Ameren-G-SF-NLI | Nicor-SF-LI | Nicor-SF-NLI | ComEd-Nicor-SF-LI | ComEd-Nicor-SF-NLI | ComEd-Peoples Gas-SF-LI | ComEd-Peoples Gas-SF-NLI
(SHOW IF A8/Q14 = 2)
Answer
1 unit | 36.43% | 46.02% | 36% | 58.97% | 35.63% | 38.89% | 34.29% | 55.17% | 41.07% | 50.98% | 41.3% | 48.78% | 27.03% | 26.92%
2 units | 34.29% | 27.43% | 34% | 20.51% | 34.48% | 31.94% | 37.14% | 20.69% | 30.36% | 25.49% | 32.61% | 26.83% | 35.14% | 38.46%
3 units | 21.43% | 11.5% | 22% | 2.564% | 21.84% | 15.28% | 20% | 6.897% | 19.64% | 7.843% | 17.39% | 9.756% | 29.73% | 19.23%
4+ units | 7.857% | 15.04% | 8% | 17.95% | 8.046% | 13.89% | 8.571% | 17.24% | 8.929% | 15.69% | 8.696% | 14.63% | 8.108% | 15.38%
Respondents (n) | 140 | 113 | 50 | 39 | 87 | 72 | 35 | 29 | 56 | 51 | 46 | 41 | 37 | 26
Average Count of Units | 2.01 | 1.96 | 2.02 | 1.79 | 2.02 | 2.04 | 2.03 | 1.86 | 1.96 | 1.88 | 1.93 | 1.9 | 2.19 | 2.23
A9 / Q15: How many wall / window air conditioning units does your [Field-HousingDescription] have? | TABLE D-8. NUMBER OF WALL / WINDOW AIR CONDITIONING UNITS BY INCOME TYPE -MULTIFAMILY
| MF-LI | MF-NLI | Ameren-E-MF-LI | Ameren-E-MF-NLI | ComEd-MF-LI | ComEd-MF-NLI | Ameren-G-MF-LI | Ameren-G-MF-NLI | Nicor-MF-LI | Nicor-MF-NLI | ComEd-Nicor-MF-LI | ComEd-Nicor-MF-NLI | ComEd-Peoples Gas-MF-LI | ComEd-Peoples Gas-MF-NLI
(SHOW IF A8/Q14 = 2)
Answer
1 unit | 53.56% | 31.77% | 70% | 25% | 51.7% | 31.69% | 80.95% | 14.29% | 54.4% | 37.74% | 54.47% | 36.54% | 47.27% | 28.97%
2 units | 33.56% | 43.23% | 23.33% | 62.5% | 34.72% | 42.62% | 14.29% | 71.43% | 33.6% | 47.17% | 33.33% | 48.08% | 37.27% | 42.06%
3 units | 9.831% | 14.06% | 6.667% | 12.5% | 10.19% | 14.21% | 4.762% | 14.29% | 10.4% | 9.434% | 10.57% | 9.615% | 10% | 15.89%
4+ units | 3.051% | 10.94% | 0% | 0% | 3.396% | 11.48% | 0% | 0% | 1.6% | 5.66% | 1.626% | 5.769% | 5.455% | 13.08%
Respondents (n) | 295 | 192 | 30 | 8 | 265 | 183 | 21 | 7 | 125 | 53 | 123 | 52 | 110 | 107
Average Count of Units | 1.62 | 2.04 | 1.37 | 1.88 | 1.65 | 2.05 | 1.24 | 2 | 1.59 | 1.83 | 1.59 | 1.85 | 1.74 | 2.13
A10 / Q16: How many ductless mini-split units are there inside your [Field-HousingDescription]? | TABLE D-9. NUMBER OF DUCTLESS MINI-SPLIT UNITS BY HOUSING TYPE
| SF | MF | Ameren-E-SF | Ameren-E-MF | ComEd-SF | ComEd-MF | Ameren-G-SF | Ameren-G-MF | Nicor-SF | Nicor-MF | ComEd-Nicor-SF | ComEd-Nicor-MF | ComEd-Peoples Gas-SF | ComEd-Peoples Gas-MF
(SHOW IF A8/Q14 = 4 or 5) |  | MF | Ameren-E-SF | Ameren-E-MF | ComEd-SF | ComEd-MF | Ameren-G-SF | Ameren-G-MF | Nicor-SF | Nicor-MF
Answer
1 unit | 43.48% | 57.89% | 36.36% | 100% | 45.45% | 55.56% | 37.5% | 100% | 40% | 57.14% | 33.33% | 57.14% | 50% | 54.55%
2 units | 26.09% | 21.05% | 45.45% | 0% | 9.091% | 22.22% | 37.5% | 0% | 20% | 28.57% | 0% | 28.57% | 0% | 18.18%
3 units | 8.696% | 5.263% | 9.091% | 0% | 9.091% | 5.556% | 12.5% | 0% | 0% | 0% | 0% | 0% | 50% | 9.091%
4 units | 13.04% | 10.53% | 0% | 0% | 27.27% | 11.11% | 0% | 0% | 30% | 14.29% | 50% | 14.29% | 0% | 9.091%
5 units | 4.348% | 0% | 9.091% | 0% | 0% | 0% | 12.5% | 0% | 0% | 0% | 0% | 0% | 0% | 0%
6+ units | 4.348% | 5.263% | 0% | 0% | 9.091% | 5.556% | 0% | 0% | 10% | 0% | 16.67% | 0% | 0% | 9.091%
Respondents (n) | 23 | 19 | 11 | 1 | 11 | 18 | 8 | 1 | 10 | 7 | 6 | 7 | 2 | 11
Average Count of Units | 2.22 | 1.89 | 2 | 1 | 2.55 | 1.94 | 2.13 | 1 | 2.6 | 1.71 | 3.33 | 1.71 | 2 | 2.09
A10 / Q16: How many ductless mini-split units are there inside your [Field-HousingDescription]? | TABLE D-10. NUMBER OF DUCTLESS MINI-SPLIT UNITS BY INCOME TYPE - SINGLE FAMILY
| SF-LI | SF-NLI | Ameren-E-SF-LI | Ameren-E-SF-NLI | ComEd-SF-LI | ComEd-SF-NLI | Ameren-G-SF-LI | Ameren-G-SF-NLI | Nicor-SF-LI | Nicor-SF-NLI | ComEd-Nicor-SF-LI | ComEd-Nicor-SF-NLI | ComEd-Peoples Gas-SF-LI | ComEd-Peoples Gas-SF-NLI
(SHOW IF A8/Q14 = 4 or 5)
Answer
1 unit | 50% | 41.18% | 33.33% | 37.5% | NR | 44.44% | 50% | 25% | NR | 44.44% | NR | 40% | NR | 0%
2 units | 25% | 29.41% | 33.33% | 50% | NR | 11.11% | 25% | 50% | NR | 22.22% | NR | 0% | NR | 0%
3 units | 0% | 11.76% | 0% | 12.5% | NR | 11.11% | 0% | 25% | NR | 0% | NR | 0% | NR | 100%
4 units | 0% | 11.76% | 0% | 0% | NR | 22.22% | 0% | 0% | NR | 22.22% | NR | 40% | NR | 0%
5 units | 25% | 0% | 33.33% | 0% | NR | 0% | 25% | 0% | NR | 0% | NR | 0% | NR | 0%
6+ units | 0% | 5.882% | 0% | 0% | NR | 11.11% | 0% | 0% | NR | 11.11% | NR | 20% | NR | 0%
Respondents (n) | 4 | 17 | 3 | 8 | 0 | 9 | 4 | 4 | 0 | 9 | 0 | 5 | 0 | 1
Average Count of Units | 2.25 | 2.18 | 2.67 | 1.75 | 0 | 2.56 | 2.25 | 2 | 0 | 2.44 | 0 | 3.2 | 0 | 3
A10 / Q16: How many ductless mini-split units are there inside your [Field-HousingDescription]? | TABLE D-11. NUMBER OF DUCTLESS MINI-SPLIT UNITS BY INCOME TYPE -MULTIFAMILY
| MF-LI | MF-NLI | Ameren-E-MF-LI | Ameren-E-MF-NLI | ComEd-MF-LI | ComEd-MF-NLI | Ameren-G-MF-LI | Ameren-G-MF-NLI | Nicor-MF-LI | Nicor-MF-NLI | ComEd-Nicor-MF-LI | ComEd-Nicor-MF-NLI | ComEd-Peoples Gas-MF-LI | ComEd-Peoples Gas-MF-NLI
(SHOW IF A8/Q14 = 4 or 5)
Answer
1 unit | 40% | 64.29% | NR | 100% | 40% | 61.54% | NR | 100% | 50% | 60% | 50% | 60% | 33.33% | 62.5%
2 units | 40% | 14.29% | NR | 0% | 40% | 15.38% | NR | 0% | 50% | 20% | 50% | 20% | 33.33% | 12.5%
3 units | 0% | 7.143% | NR | 0% | 0% | 7.692% | NR | 0% | 0% | 0% | 0% | 0% | 0% | 12.5%
4 units | 0% | 14.29% | NR | 0% | 0% | 15.38% | NR | 0% | 0% | 20% | 0% | 20% | 0% | 12.5%
5 units | 0% | 0% | NR | 0% | 0% | 0% | NR | 0% | 0% | 0% | 0% | 0% | 0% | 0%
6+ units | 20% | 0% | NR | 0% | 20% | 0% | NR | 0% | 0% | 0% | 0% | 0% | 33.33% | 0%
Respondents (n) | 5 | 14 | 0 | 1 | 5 | 13 | 0 | 1 | 2 | 5 | 2 | 5 | 3 | 8
Average Count of Units | 2.4 | 1.71 | 0 | 1 | 2.4 | 1.77 | 0 | 1 | 1.5 | 1.8 | 1.5 | 1.8 | 3 | 1.75
A11 / Q17: How many portable / floor-based air conditioning units does your [Field-HousingDescription] have? | TABLE D-12. NUMBER OF PORTABLE AIR CONDITIONING UNITS BY HOUSING TYPE
| SF | MF | Ameren-E-SF | Ameren-E-MF | ComEd-SF | ComEd-MF | Ameren-G-SF | Ameren-G-MF | Nicor-SF | Nicor-MF | ComEd-Nicor-SF | ComEd-Nicor-MF | ComEd-Peoples Gas-SF | ComEd-Peoples Gas-MF
(SHOW IF A8/Q14 = 6) |  | MF | Ameren-E-SF | Ameren-E-MF | ComEd-SF | ComEd-MF | Ameren-G-SF | Ameren-G-MF | Nicor-SF | Nicor-MF
Answer
1 unit | 81.25% | 81.25% | 71.43% | 100% | 83.33% | 80.85% | 100% | NR | 92.31% | 90.91% | 100% | 90.48% | 71.43% | 68.18%
2+ units | 18.75% | 18.75% | 28.57% | 0% | 16.67% | 19.15% | 0% | NR | 7.692% | 9.091% | 0% | 9.524% | 28.57% | 31.82%
Respondents (n) | 32 | 48 | 7 | 1 | 24 | 47 | 4 | 0 | 13 | 22 | 10 | 21 | 14 | 22
Average Count of Units | 1.19 | 1.19 | 1.29 | 1 | 1.17 | 1.19 | 1 | 0 | 1.08 | 1.09 | 1 | 1.1 | 1.29 | 1.32
A11 / Q17: How many portable / floor-based air conditioning units does your [Field-HousingDescription] have? | TABLE D-13. NUMBER OF PORTABLE AIR CONDITIONING UNITS BY INCOME TYPE - SINGLE FAMILY
| SF-LI | SF-NLI | Ameren-E-SF-LI | Ameren-E-SF-NLI | ComEd-SF-LI | ComEd-SF-NLI | Ameren-G-SF-LI | Ameren-G-SF-NLI | Nicor-SF-LI | Nicor-SF-NLI | ComEd-Nicor-SF-LI | ComEd-Nicor-SF-NLI | ComEd-Peoples Gas-SF-LI | ComEd-Peoples Gas-SF-NLI
(SHOW IF A8/Q14 = 6)
Answer
1 unit | 81.25% | 80% | 66.67% | 75% | 84.62% | 80% | 100% | 100% | 83.33% | 100% | 100% | 100% | 77.78% | 60%
2+ units | 18.75% | 20% | 33.33% | 25% | 15.38% | 20% | 0% | 0% | 16.67% | 0% | 0% | 0% | 22.22% | 40%
Respondents (n) | 16 | 15 | 3 | 4 | 13 | 10 | 1 | 3 | 6 | 6 | 4 | 5 | 9 | 5
Average Count of Units | 0.81 | 0.8 | 0.67 | 0.75 | 0.85 | 0.8 | 1 | 1 | 1 | 1 | 1 | 1 | 1 | 1
A11 / Q17: How many portable / floor-based air conditioning units does your [Field-HousingDescription] have? | TABLE D-14. NUMBER OF PORTABLE AIR CONDITIONING UNITS BY INCOME TYPE – MULTIFAMILY
| MF-LI | MF-NLI | Ameren-E-MF-LI | Ameren-E-MF-NLI | ComEd-MF-LI | ComEd-MF-NLI | Ameren-G-MF-LI | Ameren-G-MF-NLI | Nicor-MF-LI | Nicor-MF-NLI | ComEd-Nicor-MF-LI | ComEd-Nicor-MF-NLI | ComEd-Peoples Gas-MF-LI | ComEd-Peoples Gas-MF-NLI
(SHOW IF A8/Q14 = 6)
Answer
1 unit | 82.14% | 80% | 100% | NR | 81.48% | 80% | NR | NR | 92.86% | 87.5% | 92.31% | 87.5% | 69.23% | 66.67%
2+ units | 17.86% | 20% | 0% | NR | 18.52% | 20% | NR | NR | 7.143% | 12.5% | 7.692% | 12.5% | 30.77% | 33.33%
Respondents (n) | 28 | 20 | 1 | 0 | 27 | 20 | 0 | 0 | 14 | 8 | 13 | 8 | 13 | 9
Average Count of Units | 0.82 | 0.8 | 1 | 0 | 0.81 | 0.8 | 0 | 0 | 1 | 1 | 1 | 1 | 1 | 1

## E - Other HVAC
TABLE E-1. DEHUMIDIFIERS BY HOUSING TYPE
A12 / Q18: Do you use a dehumidifier at your [Field-HousingDescription]? | SF | MF | Ameren-E-SF | Ameren-E-MF | ComEd-SF | ComEd-MF | Ameren-G-SF | Ameren-G-MF | Nicor-SF | Nicor-MF | ComEd-Nicor-SF | ComEd-Nicor-MF | ComEd-Peoples Gas-SF | ComEd-Peoples Gas-MF
|  | MF | Ameren-E-SF | Ameren-E-MF | ComEd-SF | ComEd-MF | Ameren-G-SF | Ameren-G-MF | Nicor-SF | Nicor-MF
Answer
Yes; where is it usually located in your home? | 41.01% | 15.59% | 35.68% | 13.51% | 43.11% | 15.67% | 32.99% | 11.76% | 44.68% | 16.51% | 43.97% | 16.17% | 34.31% | 15.38%
No | 58.99% | 84.41% | 64.32% | 86.49% | 56.89% | 84.33% | 67.01% | 88.24% | 55.32% | 83.49% | 56.03% | 83.83% | 65.69% | 84.62%
Don't know (n) | 27 | 74 | 4 | 2 | 23 | 72 | 3 | 1 | 18 | 34 | 17 | 34 | 6 | 35
Respondents (n) | 1990 | 1866 | 597 | 111 | 1306 | 1736 | 482 | 85 | 1099 | 769 | 953 | 742 | 239 | 845
TABLE E-2. DEHUMIDIFIERS BY INCOME TYPE - SINGLE FAMILY
A12 / Q18: Do you use a dehumidifier at your [Field-HousingDescription]? | SF-LI | SF-NLI | Ameren-E-SF-LI | Ameren-E-SF-NLI | ComEd-SF-LI | ComEd-SF-NLI | Ameren-G-SF-LI | Ameren-G-SF-NLI | Nicor-SF-LI | Nicor-SF-NLI | ComEd-Nicor-SF-LI | ComEd-Nicor-SF-NLI | ComEd-Peoples Gas-SF-LI | ComEd-Peoples Gas-SF-NLI
Answer
Yes; where is it usually located in your home? | 32.53% | 45.29% | 31.43% | 39.61% | 33.16% | 47.13% | 29.59% | 36.71% | 34.42% | 48.59% | 33.83% | 47.6% | 27.72% | 39.02%
No | 67.47% | 54.71% | 68.57% | 60.39% | 66.84% | 52.87% | 70.41% | 63.29% | 65.58% | 51.41% | 66.17% | 52.4% | 72.28% | 60.98%
Don't know (n) | 13 | 9 | 2 | 1 | 11 | 8 | 1 | 1 | 8 | 8 | 7 | 8 | 4 | 0
Respondents (n) | 621 | 1274 | 210 | 356 | 389 | 855 | 169 | 286 | 308 | 743 | 266 | 645 | 101 | 123
TABLE E-3. DEHUMIDIFIERS BY INCOME TYPE - MULTIFAMILY
A12 / Q18: Do you use a dehumidifier at your [Field-HousingDescription]? | MF-LI | MF-NLI | Ameren-E-MF-LI | Ameren-E-MF-NLI | ComEd-MF-LI | ComEd-MF-NLI | Ameren-G-MF-LI | Ameren-G-MF-NLI | Nicor-MF-LI | Nicor-MF-NLI | ComEd-Nicor-MF-LI | ComEd-Nicor-MF-NLI | ComEd-Peoples Gas-MF-LI | ComEd-Peoples Gas-MF-NLI
Answer
Yes; where is it usually located in your home? | 15.72% | 16.24% | 14.06% | 15.79% | 15.76% | 16.2% | 14.29% | 10.34% | 16.26% | 17.43% | 16.25% | 16.67% | 16.62% | 15.24%
No | 84.28% | 83.76% | 85.94% | 84.21% | 84.24% | 83.8% | 85.71% | 89.66% | 83.74% | 82.57% | 83.75% | 83.33% | 83.38% | 84.76%
Don't know (n) | 36 | 26 | 2 | 0 | 34 | 26 | 1 | 0 | 17 | 11 | 17 | 11 | 15 | 15
Respondents (n) | 827 | 973 | 64 | 38 | 755 | 926 | 49 | 29 | 369 | 373 | 357 | 360 | 325 | 492
A13 / Q19: Have you had a preventative maintenance tune-up for the following in the past 12 months? | TABLE E-4. PREVENTATIVE MAINTENANCE TUNE-UPS BY HOUSING TYPE
| SF | MF | Ameren-E-SF | Ameren-E-MF | ComEd-SF | ComEd-MF | Ameren-G-SF | Ameren-G-MF | Nicor-SF | Nicor-MF | ComEd-Nicor-SF | ComEd-Nicor-MF | ComEd-Peoples Gas-SF | ComEd-Peoples Gas-MF
|  | MF | Ameren-E-SF | Ameren-E-MF | ComEd-SF | ComEd-MF | Ameren-G-SF | Ameren-G-MF | Nicor-SF | Nicor-MF
Answer
Heating Equipment:
Yes | 61.23% | 50.03% | 51.46% | 35.23% | 65.95% | 50.65% | 52.13% | 41.79% | 65.3% | 56.03% | 66.77% | 56.12% | 61.64% | 46.55%
No | 38.77% | 49.97% | 48.54% | 64.77% | 34.05% | 49.35% | 47.87% | 58.21% | 34.7% | 43.97% | 33.23% | 43.88% | 38.36% | 53.45%
Don't know (n) | 44 | 298 | 12 | 24 | 32 | 274 | 9 | 20 | 20 | 100 | 18 | 97 | 12 | 157
Respondents (n) | 1963 | 1639 | 583 | 88 | 1295 | 1530 | 470 | 67 | 1095 | 696 | 951 | 670 | 232 | 724
Central AC (IF A8/Q14 = 1):
Yes | 58.78% | 57.65% | 53.17% | 57.45% | 61.59% | 57.42% | 52.62% | 68.57% | 61.42% | 62.61% | 62.29% | 62.7% | 55.56% | 50.7%
No | 41.22% | 42.35% | 46.83% | 42.55% | 38.41% | 42.58% | 47.38% | 31.43% | 38.58% | 37.39% | 37.71% | 37.3% | 44.44% | 49.3%
Don't know (n) | 29 | 74 | 11 | 9 | 18 | 64 | 8 | 8 | 13 | 32 | 11 | 30 | 7 | 29
Respondents (n) | 1691 | 928 | 489 | 47 | 1122 | 862 | 401 | 35 | 1003 | 460 | 875 | 437 | 153 | 359
A13 / Q19: Have you had a preventative maintenance tune-up for the following in the past 12 months? | TABLE E-5. PREVENTATIVE MAINTENANCE TUNE-UPS BY INCOME TYPE - SINGLE FAMILY
| SF-LI | SF-NLI | Ameren-E-SF-LI | Ameren-E-SF-NLI | ComEd-SF-LI | ComEd-SF-NLI | Ameren-G-SF-LI | Ameren-G-SF-NLI | Nicor-SF-LI | Nicor-SF-NLI | ComEd-Nicor-SF-LI | ComEd-Nicor-SF-NLI | ComEd-Peoples Gas-SF-LI | ComEd-Peoples Gas-SF-NLI
Answer
Heating Equipment:
Yes | 54.17% | 64.45% | 47.26% | 54.47% | 57.94% | 69.08% | 46.91% | 55.75% | 59.87% | 67.42% | 59.69% | 69.43% | 57% | 63.87%
No | 45.83% | 35.55% | 52.74% | 45.53% | 42.06% | 30.92% | 53.09% | 44.25% | 40.13% | 32.58% | 40.31% | 30.57% | 43% | 36.13%
Don't know (n) | 27 | 14 | 10 | 2 | 17 | 12 | 7 | 2 | 13 | 6 | 11 | 6 | 4 | 6
Respondents (n) | 600 | 1277 | 201 | 358 | 378 | 857 | 162 | 287 | 299 | 749 | 258 | 651 | 100 | 119
Central AC (IF A8/Q14 = 1):
Yes | 55.25% | 59.78% | 49.34% | 54.8% | 58.64% | 62.19% | 45.74% | 55.98% | 60.85% | 61.36% | 60.44% | 62.75% | 55.56% | 53.33%
No | 44.75% | 40.22% | 50.66% | 45.2% | 41.36% | 37.81% | 54.26% | 44.02% | 39.15% | 38.64% | 39.56% | 37.25% | 44.44% | 46.67%
Don't know (n) | 16 | 10 | 9 | 2 | 7 | 8 | 6 | 2 | 7 | 5 | 5 | 5 | 2 | 3
Respondents (n) | 467 | 1156 | 152 | 323 | 295 | 775 | 129 | 259 | 258 | 704 | 225 | 612 | 54 | 90
A13 / Q19: Have you had a preventative maintenance tune-up for the following in the past 12 months? | TABLE E-6. PREVENTATIVE MAINTENANCE TUNE-UPS BY INCOME TYPE – MULTIFAMILY
| MF-LI | MF-NLI | Ameren-E-MF-LI | Ameren-E-MF-NLI | ComEd-MF-LI | ComEd-MF-NLI | Ameren-G-MF-LI | Ameren-G-MF-NLI | Nicor-MF-LI | Nicor-MF-NLI | ComEd-Nicor-MF-LI | ComEd-Nicor-MF-NLI | ComEd-Peoples Gas-MF-LI | ComEd-Peoples Gas-MF-NLI
Answer
Heating Equipment:
Yes | 41% | 57.05% | 31.37% | 39.39% | 41.81% | 57.41% | 35.9% | 45.83% | 46.86% | 63.89% | 47.4% | 63.77% | 37.13% | 52.78%
No | 59% | 42.95% | 68.63% | 60.61% | 58.19% | 42.59% | 64.1% | 54.17% | 53.14% | 36.11% | 52.6% | 36.23% | 62.87% | 47.22%
Don't know (n) | 163 | 119 | 14 | 6 | 149 | 113 | 11 | 6 | 64 | 30 | 62 | 30 | 71 | 80
Respondents (n) | 700 | 894 | 51 | 33 | 641 | 850 | 39 | 24 | 318 | 360 | 308 | 345 | 272 | 432
Central AC (IF A8/Q14 = 1):
Yes | 55.9% | 58.16% | 52.38% | 59.09% | 56.46% | 57.72% | 58.82% | 76.92% | 61.36% | 63% | 62.5% | 62.55% | 48.45% | 51.41%
No | 44.1% | 41.84% | 47.62% | 40.91% | 43.54% | 42.28% | 41.18% | 23.08% | 38.64% | 37% | 37.5% | 37.45% | 51.55% | 48.59%
Don't know (n) | 27 | 40 | 4 | 3 | 23 | 36 | 3 | 3 | 15 | 14 | 14 | 13 | 5 | 22
Respondents (n) | 322 | 576 | 21 | 22 | 294 | 544 | 17 | 13 | 176 | 273 | 168 | 259 | 97 | 249
A14 / Q20: What type of temperature control do you use for the main heating / cooling system at your [Field-HousingDescription]? | TABLE E-7. TEMPERATURE CONTROL BY HOUSING TYPE
| SF | MF | Ameren-E-SF | Ameren-E-MF | ComEd-SF | ComEd-MF | Ameren-G-SF | Ameren-G-MF | Nicor-SF | Nicor-MF | ComEd-Nicor-SF | ComEd-Nicor-MF | ComEd-Peoples Gas-SF | ComEd-Peoples Gas-MF
|  | MF | Ameren-E-SF | Ameren-E-MF | ComEd-SF | ComEd-MF | Ameren-G-SF | Ameren-G-MF | Nicor-SF | Nicor-MF
Answer
Simple on / off switch with no specific temperature control | 4.509% | 14.33% | 5.451% | 18.02% | 4.233% | 14.22% | 6.499% | 18.39% | 3.232% | 12.05% | 3.597% | 12.25% | 7.5% | 15.84%
Non-programmable thermostat (temperature is manually set and does not change automatically) | 21.19% | 31.85% | 29.47% | 44.14% | 17.54% | 31.08% | 29.77% | 43.68% | 16.7% | 32.25% | 16.03% | 32.3% | 23.33% | 28.31%
Programmable thermostat (can set it to automatically change temperature at specific times) | 40.98% | 33.02% | 32.03% | 25.23% | 44.75% | 33.37% | 30.4% | 22.99% | 45.96% | 37.31% | 46.66% | 36.88% | 40% | 31.04%
Basic networked or Wi-Fi enabled thermostat (has remote control, but no occupancy sensing or learning features) | 5.812% | 3.346% | 6.985% | 1.802% | 5.215% | 3.434% | 7.966% | 0% | 5.117% | 3.627% | 5.036% | 3.499% | 3.333% | 3.636%
Advanced smart thermostat which includes advanced features such as occupancy sensing, schedule learning, etc., (e.g., Nest, Ecobee, Honeywell, Lyric, Emerson Sensi, etc.) | 27.51% | 17.46% | 26.06% | 10.81% | 28.27% | 17.89% | 25.37% | 14.94% | 28.99% | 14.77% | 28.67% | 15.07% | 25.83% | 21.17%
Not sure / Not applicable (n) | 29 | 164 | 9 | 2 | 19 | 162 | 3 | 1 | 15 | 39 | 9 | 39 | 6 | 114
Respondents (n) | 1996 | 1793 | 587 | 111 | 1323 | 1660 | 477 | 87 | 1114 | 772 | 973 | 743 | 240 | 770
A14 / Q20: What type of temperature control do you use for the main heating / cooling system at your [Field-HousingDescription]? | TABLE E-8. TEMPERATURE CONTROL BY INCOME TYPE - SINGLE FAMILY
| SF-LI | SF-NLI | Ameren-E-SF-LI | Ameren-E-SF-NLI | ComEd-SF-LI | ComEd-SF-NLI | Ameren-G-SF-LI | Ameren-G-SF-NLI | Nicor-SF-LI | Nicor-SF-NLI | ComEd-Nicor-SF-LI | ComEd-Nicor-SF-NLI | ComEd-Peoples Gas-SF-LI | ComEd-Peoples Gas-SF-NLI
Answer
Simple on / off switch with no specific temperature control | 8.104% | 2.483% | 8.738% | 2.528% | 7.949% | 2.529% | 10.78% | 3.125% | 6.129% | 1.984% | 7.037% | 2.273% | 9.804% | 5.691%
Non-programmable thermostat (temperature is manually set and does not change automatically) | 30.79% | 16.45% | 36.89% | 25.28% | 27.18% | 12.87% | 36.53% | 25.69% | 26.45% | 12.57% | 25.19% | 11.97% | 30.39% | 16.26%
Programmable thermostat (can set it to automatically change temperature at specific times) | 41.98% | 40.26% | 35.92% | 29.21% | 45.64% | 44.25% | 33.53% | 27.78% | 47.74% | 44.84% | 48.52% | 45.45% | 41.18% | 39.84%
Basic networked or Wi-Fi enabled thermostat (has remote control, but no occupancy sensing or learning features) | 3.566% | 7.137% | 3.883% | 8.989% | 3.333% | 6.322% | 4.192% | 10.42% | 3.871% | 5.82% | 3.704% | 5.758% | 1.961% | 4.878%
Advanced smart thermostat which includes advanced features such as occupancy sensing, schedule learning, etc., (e.g., Nest, Ecobee, Honeywell, Lyric, Emerson Sensi, etc.) | 15.56% | 33.67% | 14.56% | 33.99% | 15.9% | 34.02% | 14.97% | 32.99% | 15.81% | 34.79% | 15.56% | 34.55% | 16.67% | 33.33%
Not sure / Not applicable (n) | 20 | 9 | 5 | 4 | 14 | 5 | 2 | 1 | 9 | 6 | 6 | 3 | 4 | 2
Respondents (n) | 617 | 1289 | 206 | 356 | 390 | 870 | 167 | 288 | 310 | 756 | 270 | 660 | 102 | 123
A14 / Q20: What type of temperature control do you use for the main heating / cooling system at your [Field-HousingDescription]? | TABLE E-9. TEMPERATURE CONTROL BY INCOME TYPE – MULTIFAMILY
| MF-LI | MF-NLI | Ameren-E-MF-LI | Ameren-E-MF-NLI | ComEd-MF-LI | ComEd-MF-NLI | Ameren-G-MF-LI | Ameren-G-MF-NLI | Nicor-MF-LI | Nicor-MF-NLI | ComEd-Nicor-MF-LI | ComEd-Nicor-MF-NLI | ComEd-Peoples Gas-MF-LI | ComEd-Peoples Gas-MF-NLI
Answer
Simple on / off switch with no specific temperature control | 19.35% | 9.906% | 21.21% | 13.16% | 19.4% | 9.791% | 23.53% | 13.33% | 14.64% | 8.01% | 15.14% | 8.065% | 24.73% | 10.75%
Non-programmable thermostat (temperature is manually set and does not change automatically) | 35.61% | 28.36% | 45.45% | 39.47% | 34.66% | 28.05% | 45.1% | 40% | 37.57% | 27.13% | 37.43% | 27.42% | 31.18% | 26.24%
Programmable thermostat (can set it to automatically change temperature at specific times) | 35.23% | 31.7% | 27.27% | 21.05% | 35.95% | 31.79% | 21.57% | 23.33% | 40.06% | 36.18% | 39.43% | 35.75% | 32.26% | 30.11%
Basic networked or Wi-Fi enabled thermostat (has remote control, but no occupancy sensing or learning features) | 2.194% | 4.067% | 1.515% | 2.632% | 2.282% | 4.07% | 0% | 0% | 1.657% | 5.168% | 1.714% | 4.839% | 3.584% | 3.441%
Advanced smart thermostat which includes advanced features such as occupancy sensing, schedule learning, etc., (e.g., Nest, Ecobee, Honeywell, Lyric, Emerson Sensi, etc.) | 7.613% | 25.96% | 4.545% | 23.68% | 7.703% | 26.29% | 9.804% | 23.33% | 6.077% | 23.51% | 6.286% | 23.92% | 8.244% | 29.46%
Not sure / Not applicable (n) | 101 | 58 | 1 | 0 | 100 | 58 | 0 | 0 | 29 | 7 | 29 | 7 | 66 | 47
Respondents (n) | 775 | 959 | 66 | 38 | 701 | 909 | 51 | 30 | 362 | 387 | 350 | 372 | 279 | 465
A15 / Q21: How do you most frequently manage the temperature at your [Field-HousingDescription] during the winter heating season? | TABLE E-10. WINTER SEASON FREQUENCY OF TEMPERATURE MANAGEMENT BY HOUSING TYPE
| SF | MF | Ameren-E-SF | Ameren-E-MF | ComEd-SF | ComEd-MF | Ameren-G-SF | Ameren-G-MF | Nicor-SF | Nicor-MF | ComEd-Nicor-SF | ComEd-Nicor-MF | ComEd-Peoples Gas-SF | ComEd-Peoples Gas-MF
|  | MF | Ameren-E-SF | Ameren-E-MF | ComEd-SF | ComEd-MF | Ameren-G-SF | Ameren-G-MF | Nicor-SF | Nicor-MF
Answer
Keep it at a constant temperature | 30.65% | 33.65% | 35.92% | 38.6% | 28.52% | 33.3% | 36.27% | 36.36% | 29.27% | 34.83% | 29.58% | 34.5% | 28.05% | 32.74%
Manually adjust thermostat to desire temperature as needed | 27.93% | 43.75% | 30.86% | 49.12% | 26.57% | 43.38% | 32.29% | 51.14% | 24.64% | 43.7% | 24.05% | 43.84% | 36.59% | 41.34%
Create customized / programmed settings to automatically change temperatures at different times of the day | 24.9% | 12.45% | 17.54% | 6.14% | 27.92% | 12.9% | 16.77% | 3.409% | 28.47% | 13.11% | 28.86% | 13.1% | 19.92% | 13.78%
Use an app on a smartphone to control the temperature | 5.903% | 4.134% | 6.071% | 2.632% | 5.689% | 4.225% | 5.241% | 4.545% | 6.228% | 3.496% | 6.141% | 3.632% | 4.878% | 4.594%
Smart/learning thermostat manages the temperature from learning preferences and/or detecting when home or away | 10.62% | 6.018% | 9.612% | 3.509% | 11.3% | 6.197% | 9.434% | 4.545% | 11.39% | 4.869% | 11.36% | 4.929% | 10.57% | 7.538%
Respondents (n) | 2016 | 1911 | 593 | 114 | 1336 | 1775 | 477 | 88 | 1124 | 801 | 977 | 771 | 246 | 849
A15 / Q21: How do you most frequently manage the temperature at your [Field-HousingDescription] during the winter heating season? | TABLE E-11. WINTER SEASON FREQUENCY OF TEMPERATURE MANAGEMENT BY INCOME TYPE - SINGLE FAMILY
| SF-LI | SF-NLI | Ameren-E-SF-LI | Ameren-E-SF-NLI | ComEd-SF-LI | ComEd-SF-NLI | Ameren-G-SF-LI | Ameren-G-SF-NLI | Nicor-SF-LI | Nicor-SF-NLI | ComEd-Nicor-SF-LI | ComEd-Nicor-SF-NLI | ComEd-Peoples Gas-SF-LI | ComEd-Peoples Gas-SF-NLI
Answer
Keep it at a constant temperature | 38.17% | 26.58% | 39.05% | 33.8% | 37.81% | 23.71% | 37.5% | 35.19% | 39.43% | 24.47% | 39.42% | 24.81% | 33.02% | 24%
Manually adjust thermostat to desire temperature as needed | 37.07% | 23.11% | 41.9% | 23.74% | 34.33% | 22.68% | 44.64% | 24.74% | 31.86% | 21.45% | 31.39% | 20.88% | 43.4% | 28.8%
Create customized / programmed settings to automatically change temperatures at different times of the day | 14.98% | 30.29% | 10.48% | 22.07% | 17.16% | 33.68% | 9.524% | 20.91% | 19.56% | 32.76% | 19.71% | 33.28% | 9.434% | 30.4%
Use an app on a smartphone to control the temperature | 3.628% | 7.187% | 3.81% | 7.821% | 3.483% | 6.758% | 4.167% | 6.272% | 2.839% | 7.763% | 3.285% | 7.413% | 3.774% | 5.6%
Smart/learning thermostat manages the temperature from learning preferences and/or detecting when home or away | 6.151% | 12.83% | 4.762% | 12.57% | 7.214% | 13.17% | 4.167% | 12.89% | 6.309% | 13.55% | 6.204% | 13.62% | 10.38% | 11.2%
Respondents (n) | 634 | 1294 | 210 | 358 | 402 | 873 | 168 | 287 | 317 | 760 | 274 | 661 | 106 | 125
A15 / Q21: How do you most frequently manage the temperature at your [Field-HousingDescription] during the winter heating season? | TABLE E-12. WINTER SEASON FREQUENCY OF TEMPERATURE MANAGEMENT BY INCOME TYPE – MULTIFAMILY
| MF-LI | MF-NLI | Ameren-E-MF-LI | Ameren-E-MF-NLI | ComEd-MF-LI | ComEd-MF-NLI | Ameren-G-MF-LI | Ameren-G-MF-NLI | Nicor-MF-LI | Nicor-MF-NLI | ComEd-Nicor-MF-LI | ComEd-Nicor-MF-NLI | ComEd-Peoples Gas-MF-LI | ComEd-Peoples Gas-MF-NLI
Answer
Keep it at a constant temperature | 36.74% | 30.64% | 44.78% | 25.64% | 36.16% | 30.7% | 39.22% | 26.67% | 36.53% | 32.57% | 36.1% | 32.36% | 37.73% | 29.66%
Manually adjust thermostat to desire temperature as needed | 50.7% | 37.82% | 50.75% | 48.72% | 50.58% | 37.43% | 54.9% | 50% | 51.81% | 35.62% | 51.87% | 35.81% | 47.55% | 37.07%
Create customized / programmed settings to automatically change temperatures at different times of the day | 7.746% | 16.87% | 4.478% | 7.692% | 8.108% | 17.25% | 3.922% | 0% | 7.254% | 19.34% | 7.487% | 19.1% | 8.896% | 17.43%
Use an app on a smartphone to control the temperature | 2.465% | 5.489% | 0% | 7.692% | 2.574% | 5.468% | 1.961% | 10% | 2.073% | 4.835% | 2.139% | 5.04% | 3.067% | 5.411%
Smart/learning thermostat manages the temperature from learning preferences and/or detecting when home or away | 2.347% | 9.182% | 0% | 10.26% | 2.574% | 9.148% | 0% | 13.33% | 2.332% | 7.634% | 2.406% | 7.692% | 2.761% | 10.42%
Respondents (n) | 852 | 1002 | 67 | 39 | 777 | 951 | 51 | 30 | 386 | 393 | 374 | 377 | 326 | 499
A16 / Q22: How do you most frequently manage the temperature at your [Field-HousingDescription] during the summer cooling season? | TABLE E-13. SUMMER SEASON FREQUENCY OF TEMPERATURE MANAGEMENT BY HOUSING TYPE
| SF | MF | Ameren-E-SF | Ameren-E-MF | ComEd-SF | ComEd-MF | Ameren-G-SF | Ameren-G-MF | Nicor-SF | Nicor-MF | ComEd-Nicor-SF | ComEd-Nicor-MF | ComEd-Peoples Gas-SF | ComEd-Peoples Gas-MF
(SHOW IF A8/Q14 does NOT = 8) |  | MF | Ameren-E-SF | Ameren-E-MF | ComEd-SF | ComEd-MF | Ameren-G-SF | Ameren-G-MF | Nicor-SF | Nicor-MF
Answer
Keep it at a constant temperature | 29.53% | 27.71% | 35.54% | 34.34% | 26.67% | 27.11% | 36.71% | 38.67% | 28.51% | 29.92% | 28.47% | 29.68% | 23.5% | 24.35%
Manually adjust thermostat to desire temperature as needed | 31.82% | 49.5% | 33.67% | 53.54% | 31.34% | 49.25% | 34.6% | 49.33% | 29.05% | 48.6% | 29.09% | 48.54% | 41.47% | 48.55%
Create customized / programmed settings to automatically change temperatures at different times of the day | 22.39% | 11.96% | 15.99% | 8.081% | 24.96% | 12.33% | 14.98% | 5.333% | 24.98% | 12.78% | 24.92% | 12.87% | 19.82% | 13.32%
Use an app on a smartphone to control the temperature | 6.425% | 4.408% | 6.463% | 2.02% | 6.299% | 4.632% | 5.485% | 2.667% | 6.697% | 3.652% | 6.674% | 3.801% | 5.53% | 5.36%
Smart/learning thermostat manages the temperature from learning preferences and/or detecting when home or away | 9.842% | 6.423% | 8.333% | 2.02% | 10.73% | 6.676% | 8.228% | 4% | 10.77% | 5.056% | 10.84% | 5.117% | 9.677% | 8.423%
Respondents (n) | 1961 | 1588 | 588 | 99 | 1286 | 1468 | 474 | 75 | 1105 | 712 | 959 | 684 | 217 | 653
A16 / Q22: How do you most frequently manage the temperature at your [Field-HousingDescription] during the summer cooling season? | TABLE E-14. SUMMER SEASON FREQUENCY OF TEMPERATURE MANAGEMENT BY INCOME TYPE - SINGLE FAMILYTABLE E-14. SUMMER SEASON FREQUENCY OF TEMPERATURE MANAGEMENT BY INCOME TYPE - SINGLE FAMILY
| SF-LI | SF-NLI | Ameren-E-SF-LI | Ameren-E-SF-NLI | ComEd-SF-LI | ComEd-SF-NLI | Ameren-G-SF-LI | Ameren-G-SF-NLI | Nicor-SF-LI | Nicor-SF-NLI | ComEd-Nicor-SF-LI | ComEd-Nicor-SF-NLI | ComEd-Peoples Gas-SF-LI | ComEd-Peoples Gas-SF-NLI
(SHOW IF A8/Q14 does NOT = 8)
Answer
Keep it at a constant temperature | 37.6% | 25.1% | 39.13% | 32.59% | 36.56% | 21.69% | 38.32% | 35.07% | 40.39% | 22.77% | 40% | 22.85% | 27.91% | 20.51%
Manually adjust thermostat to desire temperature as needed | 41.6% | 26.98% | 43.48% | 27.86% | 40.59% | 26.96% | 46.71% | 27.43% | 36.16% | 26.23% | 36.98% | 25.92% | 53.49% | 29.91%
Create customized / programmed settings to automatically change temperatures at different times of the day | 12.31% | 27.61% | 10.14% | 20.06% | 13.44% | 30.6% | 8.383% | 19.1% | 15.31% | 29.29% | 14.72% | 29.45% | 6.977% | 30.77%
Use an app on a smartphone to control the temperature | 4.16% | 7.843% | 3.865% | 8.357% | 4.301% | 7.503% | 4.192% | 6.597% | 2.932% | 8.522% | 3.396% | 8.282% | 5.814% | 5.983%
Smart/learning thermostat manages the temperature from learning preferences and/or detecting when home or away | 4.326% | 12.47% | 3.382% | 11.14% | 5.108% | 13.25% | 2.395% | 11.81% | 5.212% | 13.18% | 4.906% | 13.5% | 5.814% | 12.82%
Respondents (n) | 601 | 1275 | 207 | 359 | 372 | 853 | 167 | 288 | 307 | 751 | 265 | 652 | 86 | 117
A16 / Q22: How do you most frequently manage the temperature at your [Field-HousingDescription] during the summer cooling season? | TABLE E-15. SUMMER SEASON FREQUENCY OF TEMPERATURE MANAGEMENT BY INCOME TYPE – MULTIFAMILY
| MF-LI | MF-NLI | Ameren-E-MF-LI | Ameren-E-MF-NLI | ComEd-MF-LI | ComEd-MF-NLI | Ameren-G-MF-LI | Ameren-G-MF-NLI | Nicor-MF-LI | Nicor-MF-NLI | ComEd-Nicor-MF-LI | ComEd-Nicor-MF-NLI | ComEd-Peoples Gas-MF-LI | ComEd-Peoples Gas-MF-NLI
(SHOW IF A8/Q14 does NOT = 8)
Answer
Keep it at a constant temperature | 30.53% | 24.94% | 32.76% | 29.41% | 30.34% | 24.51% | 36.36% | 29.17% | 31.14% | 28.61% | 30.96% | 28.2% | 30.53% | 21.09%
Manually adjust thermostat to desire temperature as needed | 57.52% | 43.01% | 62.07% | 47.06% | 57.1% | 42.86% | 56.82% | 50% | 57.19% | 40% | 56.97% | 40.12% | 56.19% | 43.42%
Create customized / programmed settings to automatically change temperatures at different times of the day | 6.637% | 16.55% | 5.172% | 11.76% | 6.852% | 16.87% | 4.545% | 4.167% | 6.587% | 18.89% | 6.811% | 18.9% | 7.522% | 17.12%
Use an app on a smartphone to control the temperature | 2.95% | 5.828% | 0% | 5.882% | 3.263% | 5.911% | 0% | 8.333% | 2.994% | 4.444% | 3.096% | 4.651% | 3.097% | 6.948%
Smart/learning thermostat manages the temperature from learning preferences and/or detecting when home or away | 2.36% | 9.674% | 0% | 5.882% | 2.447% | 9.852% | 2.273% | 8.333% | 2.096% | 8.056% | 2.167% | 8.14% | 2.655% | 11.41%
Respondents (n) | 678 | 858 | 58 | 34 | 613 | 812 | 44 | 24 | 334 | 360 | 323 | 344 | 226 | 403

## F - Water Heating
B1 / Q23: Do you have water heating equipment in your apartment or unit? Do not include water heaters that are not in your apartment or unit or those that serve multiple units. | TABLE F-1. PERCENTAGE OF MULTIFAMILY HOMES WITH WATER HEATING EQUIPMENT IN THEIR UNIT BY HOUSING TYPE
| SF | MF | Ameren-E-SF | Ameren-E-MF | ComEd-SF | ComEd-MF | Ameren-G-SF | Ameren-G-MF | Nicor-SF | Nicor-MF | ComEd-Nicor-SF | ComEd-Nicor-MF | ComEd-Peoples Gas-SF | ComEd-Peoples Gas-MF
(SHOW IF S4/Q4 = 3, 4 or 5 AKA housing type = MF) |  | MF | Ameren-E-SF | Ameren-E-MF | ComEd-SF | ComEd-MF | Ameren-G-SF | Ameren-G-MF | Nicor-SF | Nicor-MF
Answer
Yes | NR | 47.34% | NR | 71.58% | NR | 45.36% | NR | 74.29% | NR | 59.81% | NR | 58.87% | NR | 31.82%
No | NR | 52.66% | NR | 28.42% | NR | 54.64% | NR | 25.71% | NR | 40.19% | NR | 41.13% | NR | 68.18%
Don't Know (n) | 0 | 187 | 0 | 13 | 0 | 174 | 0 | 12 | 0 | 59 | 0 | 59 | 0 | 103
Respondents (n) | 0 | 1732 | 0 | 95 | 0 | 1616 | 0 | 70 | 0 | 734 | 0 | 705 | 0 | 770
B1 / Q23: Do you have water heating equipment in your apartment or unit? Do not include water heaters that are not in your apartment or unit or those that serve multiple units. | TABLE F-2. PERCENTAGE OF MULTIFAMILY HOMES WITH WATER HEATING EQUIPMENT IN THEIR UNIT BY INCOME TYPE - MULTIFAMILY
| MF-LI | MF-NLI | Ameren-E-MF-LI | Ameren-E-MF-NLI | ComEd-MF-LI | ComEd-MF-NLI | Ameren-G-MF-LI | Ameren-G-MF-NLI | Nicor-MF-LI | Nicor-MF-NLI | ComEd-Nicor-MF-LI | ComEd-Nicor-MF-NLI | ComEd-Peoples Gas-MF-LI | ComEd-Peoples Gas-MF-NLI
(SHOW IF S4/Q4 = 3, 4 or 5 AKA housing type = MF)
Answer
Yes | 43.74% | 49.73% | 67.8% | 77.42% | 41.27% | 48.18% | 72.09% | 72.73% | 52.94% | 66.22% | 52.13% | 65.08% | 27.42% | 34.22%
No | 56.26% | 50.27% | 32.2% | 22.58% | 58.73% | 51.82% | 27.91% | 27.27% | 47.06% | 33.78% | 47.87% | 34.92% | 72.58% | 65.78%
Don't Know (n) | 97 | 80 | 5 | 5 | 92 | 75 | 4 | 6 | 40 | 17 | 40 | 17 | 44 | 54
Respondents (n) | 759 | 923 | 59 | 31 | 693 | 880 | 43 | 22 | 340 | 373 | 328 | 358 | 299 | 450
B2 / Q24: What best describes the main water heater in your [Field-HousingDescription]? | TABLE F-3. WATER HEATER TYPE BY HOUSING TYPE
| SF | MF | Ameren-E-SF | Ameren-E-MF | ComEd-SF | ComEd-MF | Ameren-G-SF | Ameren-G-MF | Nicor-SF | Nicor-MF | ComEd-Nicor-SF | ComEd-Nicor-MF | ComEd-Peoples Gas-SF | ComEd-Peoples Gas-MF
|  | MF | Ameren-E-SF | Ameren-E-MF | ComEd-SF | ComEd-MF | Ameren-G-SF | Ameren-G-MF | Nicor-SF | Nicor-MF
Answer
Heat pump water heater with a tank | 0.8535% | 1.315% | 0.602% | 1.545% | 0.9987% | 1.306% | 0.6368% | 1.359% | 0.8511% | 1.216% | 0.9212% | 1.176% | 1.573% | 1.489%
Electric water heater with a tank | 10.28% | 19.65% | 20.85% | 61.31% | 6.231% | 17.02% | 19.32% | 55.87% | 6.056% | 15.71% | 5.24% | 16.02% | 6.883% | 10.86%
Natural gas water heater with a tank | 81.45% | 74.36% | 69.67% | 31.33% | 85.99% | 76.94% | 74.34% | 35.61% | 87.18% | 80.22% | 88.49% | 79.78% | 83.25% | 80.26%
Propane water heater with a tank | 1.268% | 0.1238% | 2.21% | 0% | 0.9711% | 0.1366% | 0.8301% | 0% | 0.3241% | 0.2239% | 0.3717% | 0.2372% | 0.4038% | 0%
Electric tankless / on-demand | 1.997% | 1.67% | 2.645% | 1.939% | 1.655% | 1.7% | 2.367% | 2.388% | 1.428% | 0.929% | 1.253% | 0.9841% | 2.931% | 2.044%
Natural gas tankless / on-demand | 3.32% | 1.592% | 2.966% | 0% | 3.439% | 1.756% | 2.287% | 0% | 3.571% | 1.234% | 3.242% | 1.307% | 3.707% | 2.896%
Solar water heater | 0.0487% | 0% | 0.1763% | 0% | 0% | 0% | 0% | 0% | 0% | 0% | 0% | 0% | 0% | 0%
Propane tankless / on-demand | 0.3896% | 0% | 0.7053% | 0% | 0.2877% | 0% | 0.2152% | 0% | 0.2521% | 0% | 0.2891% | 0% | 0% | 0%
No water heater | 0.3896% | 1.284% | 0.1763% | 3.879% | 0.4316% | 1.134% | 0% | 4.776% | 0.3361% | 0.4645% | 0.1927% | 0.492% | 1.256% | 2.453%
Don't Know or N/A (n) | 25 | 20 | 8 | 1 | 17 | 19 | 5 | 1 | 12 | 9 | 10 | 9 | 6 | 7
Respondents (n) | 2053.3698 | 778.6302 | 567.1303 | 51.5617 | 1390.14 | 705.6957 | 464.6463 | 41.8724 | 1190.0846 | 430.589 | 1037.6748 | 406.4815 | 238.819 | 244.601
B2 / Q24: What best describes the main water heater in your [Field-HousingDescription]? | TABLE F-4. WATER HEATER TYPE BY INCOME TYPE - SINGLE FAMILY
| SF-LI | SF-NLI | Ameren-E-SF-LI | Ameren-E-SF-NLI | ComEd-SF-LI | ComEd-SF-NLI | Ameren-G-SF-LI | Ameren-G-SF-NLI | Nicor-SF-LI | Nicor-SF-NLI | ComEd-Nicor-SF-LI | ComEd-Nicor-SF-NLI | ComEd-Peoples Gas-SF-LI | ComEd-Peoples Gas-SF-NLI
Answer
Heat pump water heater with a tank | 1.164% | 0.7188% | 0.7945% | 0.5422% | 1.409% | 0.8163% | 0.825% | 0.5834% | 1.279% | 0.6907% | 1.389% | 0.7448% | 1.746% | 1.35%
Electric water heater with a tank | 14.29% | 8.404% | 27.5% | 17.19% | 8.309% | 5.28% | 25.83% | 15.77% | 7.304% | 5.449% | 6.356% | 4.754% | 9.702% | 5.001%
Natural gas water heater with a tank | 77.51% | 83.04% | 64.06% | 72.43% | 83.84% | 86.74% | 67.15% | 78.14% | 85.75% | 87.63% | 87.45% | 88.76% | 80.08% | 84.52%
Propane water heater with a tank | 0.9548% | 1.487% | 1.036% | 2.973% | 0.9748% | 1.032% | 0.6355% | 0.9887% | 0.3011% | 0.3512% | 0.3462% | 0.4028% | 0.9865% | 0%
Electric tankless / on-demand | 1.65% | 2.13% | 2.148% | 2.802% | 1.264% | 1.82% | 2.636% | 2.051% | 1.561% | 1.457% | 1.436% | 1.253% | 1.023% | 4.746%
Natural gas tankless / on-demand | 2.776% | 3.706% | 2.853% | 3.226% | 2.685% | 3.886% | 2.918% | 2.118% | 1.935% | 4.299% | 1.589% | 3.945% | 5.435% | 2.801%
Solar water heater | 0.165% | 0% | 0.537% | 0% | 0% | 0% | 0% | 0% | 0% | 0% | 0% | 0% | 0% | 0%
Propane tankless / on-demand | 0.4951% | 0.3672% | 0.537% | 0.8407% | 0.5054% | 0.2141% | 0% | 0.3418% | 0.6245% | 0.1214% | 0.7181% | 0.1392% | 0% | 0%
No water heater | 0.9902% | 0.1469% | 0.537% | 0% | 1.011% | 0.2141% | 0% | 0% | 1.249% | 0% | 0.7181% | 0% | 1.023% | 1.582%
Don't Know or N/A (n) | 16 | 8 | 7 | 1 | 9 | 7 | 5 | 0 | 6 | 5 | 4 | 5 | 4 | 2
Respondents (n) | 605.9627 | 1361.6553 | 186.216 | 356.8284 | 395.6942 | 934.0225 | 151.7306 | 292.5795 | 320.2544 | 823.806 | 278.5022 | 718.1404 | 97.7475 | 126.4299
B2 / Q24: What best describes the main water heater in your [Field-HousingDescription]? | TABLE F-5. WATER HEATER TYPE BY INCOME TYPE – MULTIFAMILY
| MF-LI | MF-NLI | Ameren-E-MF-LI | Ameren-E-MF-NLI | ComEd-MF-LI | ComEd-MF-NLI | Ameren-G-MF-LI | Ameren-G-MF-NLI | Nicor-MF-LI | Nicor-MF-NLI | ComEd-Nicor-MF-LI | ComEd-Nicor-MF-NLI | ComEd-Peoples Gas-MF-LI | ComEd-Peoples Gas-MF-NLI
Answer
Heat pump water heater with a tank | 1.472% | 1.151% | 1.138% | 2.44% | 1.552% | 1.102% | 0.8728% | 2.929% | 1.171% | 1.152% | 1.157% | 1.135% | 2.17% | 1.107%
Electric water heater with a tank | 25.59% | 15.99% | 63.21% | 57.6% | 21.56% | 14.63% | 53.34% | 65.09% | 19.52% | 13.57% | 18.9% | 14.54% | 16.36% | 8.457%
Natural gas water heater with a tank | 68.42% | 78.71% | 28.99% | 39.96% | 72.49% | 79.81% | 38.12% | 31.98% | 76.03% | 83.03% | 76.52% | 81.93% | 76.17% | 82.34%
Propane water heater with a tank | 0.3199% | 0% | 0% | 0% | 0.3653% | 0% | 0% | 0% | 0.5514% | 0% | 0.5765% | 0% | 0% | 0%
Electric tankless / on-demand | 1.659% | 1.32% | 3.333% | 0% | 1.515% | 1.417% | 3.835% | 0% | 0.5718% | 0.81% | 0.5979% | 0.8675% | 1.362% | 2.432%
Natural gas tankless / on-demand | 0.8811% | 1.947% | 0% | 0% | 1.006% | 2.091% | 0% | 0% | 1.013% | 1.434% | 1.059% | 1.536% | 1.206% | 3.23%
Solar water heater | 0% | 0% | 0% | 0% | 0% | 0% | 0% | 0% | 0% | 0% | 0% | 0% | 0% | 0%
Other (please specify) | 0% | 0% | 0% | 0% | 0% | 0% | 0% | 0% | 0% | 0% | 0% | 0% | 0% | 0%
No water heater | 1.659% | 0.8798% | 3.333% | 0% | 1.515% | 0.9446% | 3.835% | 0% | 1.144% | 0% | 1.196% | 0% | 2.725% | 2.432%
Don't Know (n) | 11 | 9 | 1 | 0 | 10 | 9 | 1 | 0 | 6 | 3 | 6 | 3 | 2 | 5
Respondents (n) | 301.4546 | 454.6495 | 30.0064 | 18.6586 | 263.971 | 423.4517 | 26.0772 | 11.6559 | 174.8769 | 246.9154 | 167.2639 | 230.5347 | 73.4057 | 164.4798

## G - Appliances & Lighting
C1 / Q25: Which of the following kitchen appliances are used in your [Field-HousingDescription]? Select all that apply. | TABLE G-1. KITCHEN APPLIANCES BY HOUSING TYPE
| SF | MF | Ameren-E-SF | Ameren-E-MF | ComEd-SF | ComEd-MF | Ameren-G-SF | Ameren-G-MF | Nicor-SF | Nicor-MF | ComEd-Nicor-SF | ComEd-Nicor-MF | ComEd-Peoples Gas-SF | ComEd-Peoples Gas-MF
|  | MF | Ameren-E-SF | Ameren-E-MF | ComEd-SF | ComEd-MF | Ameren-G-SF | Ameren-G-MF | Nicor-SF | Nicor-MF
Answer
Refrigerator | 99.1% | 99.53% | 98.64% | 99.11% | 99.32% | 99.56% | 99.15% | 100% | 99.38% | 99.63% | 99.59% | 99.61% | 98.35% | 99.66%
Free-standing individual freezer(s)(Please specify how many) | 38.95% | 9.824% | 46.27% | 8.929% | 35.06% | 9.778% | 46.09% | 9.302% | 37.11% | 13.73% | 36.24% | 13.62% | 30.04% | 5.721%
Other refrigerator(s) (Please specify how many) | 27.48% | 3.826% | 28.47% | 3.571% | 26.49% | 3.833% | 28.54% | 3.488% | 29.88% | 4.744% | 30.29% | 4.799% | 13.17% | 2.746%
Mini-fridge / dorm refrigerator or wine fridge | 23.09% | 9.462% | 20% | 7.143% | 24% | 9.5% | 20.3% | 5.814% | 24.09% | 9.863% | 24.33% | 9.598% | 20.58% | 8.696%
Traditional electric range (combines oven and stovetop; non-induction) | 19% | 25.39% | 38.64% | 66.96% | 9.707% | 22.72% | 40.38% | 68.6% | 11.42% | 23.85% | 9.651% | 23.61% | 5.761% | 15.9%
Natural gas range (combines oven and stovetop) | 61.4% | 58.89% | 42.88% | 18.75% | 69.98% | 61.44% | 41.23% | 19.77% | 69.67% | 61.55% | 71.15% | 61.74% | 75.31% | 67.96%
Electric cooktop/stovetop (coil or smooth top; no oven) | 6.384% | 6.877% | 9.831% | 14.29% | 4.891% | 6.444% | 8.879% | 10.47% | 4.906% | 6.367% | 4.209% | 6.355% | 4.527% | 5.263%
Natural gas cooktop/stovetop (no oven) | 10.67% | 6.153% | 3.729% | 0.8929% | 13.92% | 6.333% | 4.651% | 2.326% | 13.11% | 6.742% | 14.37% | 6.615% | 8.642% | 6.865%
Induction range (electromagnetic) | 2.145% | 1.396% | 2.881% | 0.8929% | 1.505% | 1.444% | 3.594% | 1.163% | 1.338% | 0.6242% | 1.129% | 0.6485% | 2.058% | 1.602%
Induction cooktop (electromagnetic) | 1.845% | 1.189% | 2.203% | 0.8929% | 1.655% | 1.222% | 2.114% | 1.163% | 1.606% | 0.9988% | 1.54% | 1.038% | 1.646% | 1.03%
Wall oven: electric | 11.32% | 7.239% | 8.136% | 2.679% | 12.94% | 7.444% | 8.668% | 2.326% | 12.13% | 6.367% | 13.14% | 6.226% | 6.996% | 7.551%
Wall oven: natural gas | 4.539% | 3.206% | 1.695% | 2.679% | 6.02% | 3.278% | 1.903% | 2.326% | 5.709% | 3.496% | 6.366% | 3.502% | 4.938% | 3.318%
Dishwasher | 59.2% | 59.2% | 54.92% | 36.61% | 60.57% | 60.61% | 54.76% | 33.72% | 65.39% | 63.67% | 65.71% | 63.68% | 39.92% | 58.01%
Respondents (n) | 2005 | 1934 | 590 | 112 | 1329 | 1800 | 473 | 86 | 1121 | 801 | 974 | 771 | 243 | 874
C1 / Q25: Which of the following kitchen appliances are used in your [Field-HousingDescription]? Select all that apply. | TABLE G-2. KITCHEN APPLIANCES BY INCOME TYPE – SINGLE FAMILY
| SF-LI | SF-NLI | Ameren-E-SF-LI | Ameren-E-SF-NLI | ComEd-SF-LI | ComEd-SF-NLI | Ameren-G-SF-LI | Ameren-G-SF-NLI | Nicor-SF-LI | Nicor-SF-NLI | ComEd-Nicor-SF-LI | ComEd-Nicor-SF-NLI | ComEd-Peoples Gas-SF-LI | ComEd-Peoples Gas-SF-NLI
Answer
Refrigerator | 98.43% | 99.61% | 98.1% | 99.44% | 98.51% | 99.77% | 98.82% | 99.65% | 99.37% | 99.48% | 99.28% | 99.7% | 96.23% | 100%
Free-standing individual freezer(s)(Please specify how many) | 35.69% | 41.22% | 38.39% | 51.67% | 34% | 36.23% | 37.87% | 51.9% | 35.74% | 38.45% | 35.51% | 37.56% | 31.13% | 28.8%
Other refrigerator(s) (Please specify how many) | 14.94% | 33.82% | 15.17% | 36.11% | 14.64% | 32.23% | 15.38% | 36.33% | 16.3% | 35.7% | 16.67% | 36.2% | 11.32% | 15.2%
Mini-fridge / dorm refrigerator or wine fridge | 18.24% | 25.96% | 18.01% | 21.67% | 18.11% | 27.2% | 17.75% | 22.49% | 18.81% | 26.77% | 18.12% | 27.45% | 16.98% | 23.2%
Traditional electric range (combines oven and stovetop; non-induction) | 22.17% | 17.64% | 42.18% | 37.22% | 11.41% | 8.8% | 42.6% | 39.45% | 13.48% | 10.76% | 11.59% | 8.899% | 7.547% | 4%
Natural gas range (combines oven and stovetop) | 62.42% | 60.86% | 42.65% | 43.06% | 72.7% | 68.8% | 43.79% | 39.79% | 72.41% | 68.37% | 74.64% | 69.53% | 73.58% | 77.6%
Electric cooktop/stovetop (coil or smooth top; no oven) | 7.233% | 5.701% | 8.531% | 10% | 6.7% | 3.886% | 6.509% | 10.03% | 5.956% | 4.068% | 5.072% | 3.62% | 8.491% | 1.6%
Natural gas cooktop/stovetop (no oven) | 6.604% | 13.02% | 2.37% | 4.167% | 8.933% | 16.91% | 2.367% | 5.536% | 9.404% | 15.35% | 10.14% | 16.89% | 7.547% | 9.6%
Induction range (electromagnetic) | 0.9434% | 2.773% | 0.9479% | 3.889% | 0.7444% | 1.943% | 1.183% | 4.844% | 0.3135% | 1.837% | 0.3623% | 1.508% | 0.9434% | 3.2%
Induction cooktop (electromagnetic) | 1.258% | 2.157% | 1.896% | 2.222% | 0.9926% | 2.057% | 1.183% | 2.422% | 1.254% | 1.837% | 1.449% | 1.659% | 0% | 3.2%
Wall oven: electric | 5.818% | 14.33% | 5.213% | 10% | 6.203% | 16.46% | 5.917% | 10.38% | 5.956% | 14.96% | 6.522% | 16.14% | 3.774% | 10.4%
Wall oven: natural gas | 2.673% | 5.547% | 0.9479% | 2.222% | 3.722% | 7.2% | 0.5917% | 2.768% | 4.075% | 6.562% | 4.348% | 7.391% | 2.83% | 6.4%
Dishwasher | 38.84% | 69.41% | 37.91% | 65.56% | 38.71% | 70.74% | 36.69% | 66.09% | 46.08% | 73.75% | 46.38% | 74.06% | 19.81% | 56.8%
Respondents (n) | 636 | 1298 | 211 | 360 | 403 | 875 | 169 | 289 | 319 | 762 | 276 | 663 | 106 | 125
C1 / Q25: Which of the following kitchen appliances are used in your [Field-HousingDescription]? Select all that apply. | TABLE G-3. KITCHEN APPLIANCES BY INCOME TYPE –MULTIFAMILY
| MF-LI | MF-NLI | Ameren-E-MF-LI | Ameren-E-MF-NLI | ComEd-MF-LI | ComEd-MF-NLI | Ameren-G-MF-LI | Ameren-G-MF-NLI | Nicor-MF-LI | Nicor-MF-NLI | ComEd-Nicor-MF-LI | ComEd-Nicor-MF-NLI | ComEd-Peoples Gas-MF-LI | ComEd-Peoples Gas-MF-NLI
Answer
Refrigerator | 99.31% | 99.71% | 100% | 97.44% | 99.25% | 99.79% | 100% | 100% | 99.49% | 99.75% | 99.47% | 99.74% | 99.12% | 100%
Free-standing individual freezer(s)(Please specify how many) | 11.03% | 8.644% | 8.955% | 7.692% | 11.07% | 8.687% | 11.76% | 3.333% | 13.59% | 13.45% | 13.49% | 13.49% | 8.211% | 4.094%
Other refrigerator(s) (Please specify how many) | 3.793% | 3.831% | 4.478% | 2.564% | 3.774% | 3.826% | 3.922% | 3.333% | 3.846% | 5.33% | 3.968% | 5.291% | 2.933% | 2.729%
Mini-fridge / dorm refrigerator or wine fridge | 6.437% | 12.28% | 5.97% | 10.26% | 6.289% | 12.31% | 5.882% | 6.667% | 7.692% | 12.44% | 7.407% | 12.17% | 4.399% | 11.5%
Traditional electric range (combines oven and stovetop; non-induction) | 28.62% | 22.5% | 76.12% | 56.41% | 24.4% | 21.2% | 76.47% | 56.67% | 26.92% | 21.07% | 26.19% | 21.16% | 15.84% | 15.79%
Natural gas range (combines oven and stovetop) | 54.6% | 63.06% | 14.93% | 25.64% | 57.99% | 64.63% | 17.65% | 26.67% | 57.18% | 66.24% | 57.67% | 66.4% | 66.57% | 69.01%
Electric cooktop/stovetop (coil or smooth top; no oven) | 7.471% | 6.287% | 11.94% | 15.38% | 7.17% | 5.895% | 7.843% | 13.33% | 6.923% | 5.838% | 6.878% | 5.82% | 5.572% | 5.068%
Natural gas cooktop/stovetop (no oven) | 5.862% | 6.385% | 1.493% | 0% | 6.164% | 6.412% | 3.922% | 0% | 5.128% | 7.868% | 5.291% | 7.407% | 8.211% | 6.238%
Induction range (electromagnetic) | 1.149% | 1.67% | 0% | 2.564% | 1.258% | 1.655% | 0% | 3.333% | 0.5128% | 0.7614% | 0.5291% | 0.7937% | 1.173% | 1.949%
Induction cooktop (electromagnetic) | 0.6897% | 1.572% | 0% | 2.564% | 0.7547% | 1.551% | 0% | 3.333% | 0.5128% | 1.523% | 0.5291% | 1.587% | 0.8798% | 0.9747%
Wall oven: electric | 4.713% | 9.234% | 2.985% | 2.564% | 4.906% | 9.307% | 3.922% | 0% | 4.359% | 8.122% | 4.497% | 7.672% | 4.106% | 9.747%
Wall oven: natural gas | 3.793% | 2.849% | 4.478% | 0% | 3.774% | 2.999% | 3.922% | 0% | 3.59% | 3.553% | 3.439% | 3.704% | 4.692% | 2.534%
Dishwasher | 44.02% | 72.1% | 28.36% | 46.15% | 45.16% | 73.42% | 27.45% | 36.67% | 52.31% | 75.13% | 52.12% | 75.66% | 36.07% | 72.51%
Respondents (n) | 870 | 1018 | 67 | 39 | 795 | 967 | 51 | 30 | 390 | 394 | 378 | 378 | 341 | 513
C2 / Q26: Which of the following best describes how you use your kitchen exhaust fan? | TABLE G-4. KITCHEN EXHAUST FAN BY HOUSING TYPE
| SF | MF | Ameren-E-SF | Ameren-E-MF | ComEd-SF | ComEd-MF | Ameren-G-SF | Ameren-G-MF | Nicor-SF | Nicor-MF | ComEd-Nicor-SF | ComEd-Nicor-MF | ComEd-Peoples Gas-SF | ComEd-Peoples Gas-MF
(SHOW IF C1 = 5, 6, 7, 8, 9 or 10) |  | MF | Ameren-E-SF | Ameren-E-MF | ComEd-SF | ComEd-MF | Ameren-G-SF | Ameren-G-MF | Nicor-SF | Nicor-MF
Answer
Do not have a kitchen exhaust fan | 19.9% | 22.47% | 28.67% | 16.36% | 15.87% | 23.04% | 29.14% | 17.65% | 16.22% | 16.31% | 14.75% | 16.43% | 21.52% | 30.67%
Almost always turn on the kitchen exhaust fan when using the stove | 18.9% | 19.7% | 16.99% | 26.36% | 19.76% | 19.28% | 16.11% | 27.06% | 19.38% | 21.39% | 19.7% | 21.31% | 19.73% | 16.63%
Sometimes turn on the kitchen exhaust fan when using the stove | 42.2% | 39.46% | 36.11% | 47.27% | 44.84% | 38.99% | 36.42% | 44.71% | 46.41% | 43.18% | 47.58% | 43.31% | 34.53% | 34.36%
Almost never turn on the kitchen exhaust fan when using the stove | 17.8% | 16.33% | 17.7% | 7.273% | 18.02% | 16.72% | 17.66% | 8.235% | 17.05% | 17.38% | 17.01% | 17.27% | 20.18% | 16.13%
Something else (please specify) | 1.204% | 2.048% | 0.531% | 2.727% | 1.508% | 1.97% | 0.6623% | 2.353% | 0.932% | 1.738% | 0.9688% | 1.671% | 4.036% | 2.217%
Respondents (n) | 1910 | 1807 | 565 | 110 | 1260 | 1675 | 453 | 85 | 1073 | 748 | 929 | 718 | 223 | 812
C2 / Q26: Which of the following best describes how you use your kitchen exhaust fan? | TABLE G-5. KITCHEN EXHAUST FAN BY INCOME TYPE – SINGLE FAMILY
| SF-LI | SF-NLI | Ameren-E-SF-LI | Ameren-E-SF-NLI | ComEd-SF-LI | ComEd-SF-NLI | Ameren-G-SF-LI | Ameren-G-SF-NLI | Nicor-SF-LI | Nicor-SF-NLI | ComEd-Nicor-SF-LI | ComEd-Nicor-SF-NLI | ComEd-Peoples Gas-SF-LI | ComEd-Peoples Gas-SF-NLI
(SHOW IF C1 = 5, 6, 7, 8, 9 or 10)
Answer
Do not have a kitchen exhaust fan | 29.8% | 15.22% | 38.92% | 22.54% | 24.93% | 11.92% | 39.26% | 22.66% | 24% | 13.03% | 22.87% | 11.25% | 30.43% | 15.7%
Almost always turn on the kitchen exhaust fan when using the stove | 18.35% | 19.2% | 15.76% | 17.34% | 19.51% | 20.07% | 18.4% | 15.11% | 18.67% | 19.54% | 20.16% | 19.69% | 16.3% | 22.31%
Sometimes turn on the kitchen exhaust fan when using the stove | 33.5% | 46.29% | 30.05% | 40.17% | 34.96% | 49% | 27.61% | 41.73% | 39.33% | 49.25% | 38.37% | 51.09% | 28.26% | 39.67%
Almost never turn on the kitchen exhaust fan when using the stove | 17.17% | 18.09% | 14.78% | 19.36% | 18.97% | 17.59% | 14.11% | 19.78% | 18% | 16.82% | 18.6% | 16.56% | 18.48% | 20.66%
Something else (please specify) | 1.178% | 1.195% | 0.4926% | 0.578% | 1.626% | 1.417% | 0.6135% | 0.7194% | 0% | 1.357% | 0% | 1.406% | 6.522% | 1.653%
Respondents (n) | 594 | 1255 | 203 | 346 | 369 | 847 | 163 | 278 | 300 | 737 | 258 | 640 | 92 | 121
C2 / Q26: Which of the following best describes how you use your kitchen exhaust fan? | TABLE G-6. KITCHEN EXHAUST FAN BY INCOME TYPE – MULTIFAMILY
| MF-LI | MF-NLI | Ameren-E-MF-LI | Ameren-E-MF-NLI | ComEd-MF-LI | ComEd-MF-NLI | Ameren-G-MF-LI | Ameren-G-MF-NLI | Nicor-MF-LI | Nicor-MF-NLI | ComEd-Nicor-MF-LI | ComEd-Nicor-MF-NLI | ComEd-Peoples Gas-MF-LI | ComEd-Peoples Gas-MF-NLI
(SHOW IF C1 = 5, 6, 7, 8, 9 or 10)
Answer
Do not have a kitchen exhaust fan | 26.24% | 19.86% | 16.67% | 17.95% | 27.41% | 20.09% | 15.69% | 23.33% | 18.59% | 14.51% | 18.66% | 14.88% | 39.6% | 25.51%
Almost always turn on the kitchen exhaust fan when using the stove | 22.31% | 17.4% | 24.24% | 30.77% | 21.96% | 16.95% | 23.53% | 33.33% | 25.92% | 16.89% | 25.36% | 17.08% | 16.83% | 16.33%
Sometimes turn on the kitchen exhaust fan when using the stove | 34.47% | 43.09% | 43.94% | 48.72% | 33.57% | 42.87% | 45.1% | 43.33% | 37.18% | 48.28% | 37.61% | 48.21% | 28.38% | 37.96%
Almost never turn on the kitchen exhaust fan when using the stove | 14.32% | 18.22% | 10.61% | 2.564% | 14.55% | 18.68% | 11.76% | 0% | 16.06% | 19% | 16.03% | 18.73% | 12.54% | 18.57%
Something else (please specify) | 2.662% | 1.433% | 4.545% | 0% | 2.517% | 1.404% | 3.922% | 0% | 2.254% | 1.319% | 2.332% | 1.102% | 2.64% | 1.633%
Respondents (n) | 789 | 977 | 66 | 39 | 715 | 926 | 51 | 30 | 355 | 379 | 343 | 363 | 303 | 490
C3 / Q27: Is your kitchen exhaust fan connected to a duct? | TABLE G-7. KITCHEN FAN CONNECTION TO DUCT BY HOUSING TYPE
| SF | MF | Ameren-E-SF | Ameren-E-MF | ComEd-SF | ComEd-MF | Ameren-G-SF | Ameren-G-MF | Nicor-SF | Nicor-MF | ComEd-Nicor-SF | ComEd-Nicor-MF | ComEd-Peoples Gas-SF | ComEd-Peoples Gas-MF
(SHOW IF C2 = 2, 3, 4 or 5) |  | MF | Ameren-E-SF | Ameren-E-MF | ComEd-SF | ComEd-MF | Ameren-G-SF | Ameren-G-MF | Nicor-SF | Nicor-MF
Answer
Yes, the exhaust from the fan goes outdoors or to the attic | 69.47% | 54.84% | 56.63% | 55.77% | 74.33% | 54.55% | 55.76% | 57.14% | 74.41% | 61.54% | 76.12% | 61.34% | 67.38% | 47.71%
No, the fan is not connected to a duct | 30.53% | 45.16% | 43.37% | 44.23% | 25.67% | 45.45% | 44.24% | 42.86% | 25.59% | 38.46% | 23.88% | 38.66% | 32.62% | 52.29%
I'm not sure (n) | 193 | 444 | 69 | 39 | 119 | 403 | 50 | 34 | 97 | 182 | 79 | 179 | 33 | 188
Respondents (n) | 1333 | 950 | 332 | 52 | 939 | 880 | 269 | 35 | 801 | 442 | 712 | 419 | 141 | 371
C3 / Q27: Is your kitchen exhaust fan connected to a duct? | TABLE G-8. KITCHEN FAN CONNECTION TO DUCT BY INCOME TYPE – SINGLE FAMILY
| SF-LI | SF-NLI | Ameren-E-SF-LI | Ameren-E-SF-NLI | ComEd-SF-LI | ComEd-SF-NLI | Ameren-G-SF-LI | Ameren-G-SF-NLI | Nicor-SF-LI | Nicor-SF-NLI | ComEd-Nicor-SF-LI | ComEd-Nicor-SF-NLI | ComEd-Peoples Gas-SF-LI | ComEd-Peoples Gas-SF-NLI
(SHOW IF C2 = 2, 3, 4 or 5)
Answer
Yes, the exhaust from the fan goes outdoors or to the attic | 60.67% | 72.98% | 54.26% | 56.9% | 63.18% | 79.04% | 50% | 57.98% | 68.48% | 76.65% | 68.1% | 79.32% | 52.17% | 77.27%
No, the fan is not connected to a duct | 39.33% | 27.02% | 45.74% | 43.1% | 36.82% | 20.96% | 50% | 42.02% | 31.52% | 23.35% | 31.9% | 20.68% | 47.83% | 22.73%
I'm not sure (n) | 86 | 97 | 29 | 35 | 55 | 59 | 20 | 26 | 43 | 50 | 35 | 41 | 17 | 14
Respondents (n) | 328 | 966 | 94 | 232 | 220 | 687 | 78 | 188 | 184 | 591 | 163 | 527 | 46 | 88
C3 / Q27: Is your kitchen exhaust fan connected to a duct? | TABLE G-9. KITCHEN FAN CONNECTION TO DUCT BY INCOME TYPE – MULTIFAMILY
| MF-LI | MF-NLI | Ameren-E-MF-LI | Ameren-E-MF-NLI | ComEd-MF-LI | ComEd-MF-NLI | Ameren-G-MF-LI | Ameren-G-MF-NLI | Nicor-MF-LI | Nicor-MF-NLI | ComEd-Nicor-MF-LI | ComEd-Nicor-MF-NLI | ComEd-Peoples Gas-MF-LI | ComEd-Peoples Gas-MF-NLI
(SHOW IF C2 = 2, 3, 4 or 5)
Answer
Yes, the exhaust from the fan goes outdoors or to the attic | 55.56% | 54.11% | 64.52% | 45% | 54.52% | 54.06% | 59.09% | 63.64% | 61.78% | 61.22% | 61.75% | 60.87% | 46.43% | 47.39%
No, the fan is not connected to a duct | 44.44% | 45.89% | 35.48% | 55% | 45.48% | 45.94% | 40.91% | 36.36% | 38.22% | 38.78% | 38.25% | 39.13% | 53.57% | 52.61%
I'm not sure (n) | 208 | 221 | 24 | 11 | 182 | 210 | 21 | 11 | 96 | 79 | 94 | 79 | 68 | 115
Respondents (n) | 369 | 560 | 31 | 20 | 332 | 529 | 22 | 11 | 191 | 245 | 183 | 230 | 112 | 249
C4 / Q28: Which of the following laundry appliances are used in your [Field-HousingDescription] (do not include those in areas shared with other households)? Select all that apply. | TABLE G-10. LAUNDRY APPLIANCES BY HOUSING TYPE
| SF | MF | Ameren-E-SF | Ameren-E-MF | ComEd-SF | ComEd-MF | Ameren-G-SF | Ameren-G-MF | Nicor-SF | Nicor-MF | ComEd-Nicor-SF | ComEd-Nicor-MF | ComEd-Peoples Gas-SF | ComEd-Peoples Gas-MF
|  | MF | Ameren-E-SF | Ameren-E-MF | ComEd-SF | ComEd-MF | Ameren-G-SF | Ameren-G-MF | Nicor-SF | Nicor-MF
Answer
Washer: top-loading | 64.8% | 37.75% | 68.93% | 43.75% | 62.63% | 36.95% | 67.58% | 44.19% | 64.55% | 48.87% | 63.4% | 48.3% | 61.25% | 27.18%
Washer: front-loading | 31.8% | 21.72% | 28.18% | 8.929% | 33.59% | 22.46% | 29.03% | 9.302% | 33.84% | 17.09% | 35.05% | 16.97% | 25.83% | 27.64%
Dryer: natural gas | 53.88% | 27.21% | 25.13% | 8.929% | 67.47% | 28.02% | 21.82% | 5.814% | 68.58% | 36.56% | 71.34% | 35.9% | 56.67% | 23.81%
Dryer: electric | 41.21% | 29.35% | 71.48% | 42.86% | 26.7% | 28.35% | 74.15% | 46.51% | 28.02% | 27.51% | 24.85% | 27.55% | 30.42% | 26.95%
Dryer: heat pump | 0.6009% | 0.9922% | 0.5093% | 0% | 0.6051% | 1.067% | 0.6356% | 0% | 0.4476% | 0.3769% | 0.5155% | 0.3916% | 0.4167% | 1.626%
None of the above | 3.555% | 40.73% | 2.207% | 45.54% | 4.387% | 40.93% | 2.542% | 44.19% | 1.88% | 33.79% | 2.062% | 34.46% | 13.33% | 45.99%
Respondents (n) | 1997 | 1915 | 589 | 112 | 1322 | 1781 | 472 | 86 | 1117 | 796 | 970 | 766 | 240 | 861
Percent With Washer - Subtotal | 95.79% | 58.49% | 96.77% | 52.68% | 95.16% | 58.34% | 96.61% | 53.49% | 97.58% | 64.95% | 97.63% | 64.23% | 85.83% | 53.66%
Percent With Dryer - Subtotal | 94.64% | 56.92% | 96.26% | 51.79% | 93.57% | 56.77% | 95.76% | 52.33% | 96.15% | 63.69% | 95.77% | 63.05% | 85% | 51.68%
C4 / Q28: Which of the following laundry appliances are used in your [Field-HousingDescription] (do not include those in areas shared with other households)? Select all that apply. | TABLE G-11. LAUNDRY APPLIANCES BY INCOME TYPE – SINGLE FAMILY
| SF-LI | SF-NLI | Ameren-E-SF-LI | Ameren-E-SF-NLI | ComEd-SF-LI | ComEd-SF-NLI | Ameren-G-SF-LI | Ameren-G-SF-NLI | Nicor-SF-LI | Nicor-SF-NLI | ComEd-Nicor-SF-LI | ComEd-Nicor-SF-NLI | ComEd-Peoples Gas-SF-LI | ComEd-Peoples Gas-SF-NLI
Answer
Washer: top-loading | 69.05% | 62.3% | 76.19% | 64.17% | 65.33% | 60.98% | 73.21% | 63.67% | 67.94% | 62.73% | 65.07% | 62.29% | 65.71% | 57.26%
Washer: front-loading | 22.86% | 36.7% | 18.1% | 35% | 25.13% | 37.87% | 20.83% | 34.95% | 27.3% | 37.01% | 30.15% | 37.56% | 13.33% | 36.29%
Dryer: natural gas | 47.94% | 56.75% | 20.48% | 27.78% | 62.81% | 69.79% | 18.45% | 23.88% | 64.13% | 70.34% | 67.28% | 73% | 55.24% | 58.87%
Dryer: electric | 43.17% | 40.25% | 73.33% | 70.83% | 26.63% | 26.32% | 73.81% | 74.74% | 30.16% | 27.03% | 26.1% | 24.13% | 26.67% | 32.26%
Dryer: heat pump | 0.7937% | 0.4626% | 0.4762% | 0.2778% | 0.7538% | 0.5721% | 1.19% | 0% | 0.6349% | 0.3937% | 0.7353% | 0.4525% | 0.9524% | 0%
None of the above | 7.46% | 1.696% | 4.286% | 0.8333% | 9.548% | 2.174% | 4.762% | 1.038% | 4.444% | 0.9186% | 5.147% | 0.905% | 20% | 8.065%
Respondents (n) | 630 | 1297 | 210 | 360 | 398 | 874 | 168 | 289 | 315 | 762 | 272 | 663 | 105 | 124
Percent With Washer - Subtotal | 91.27% | 98.07% | 93.81% | 98.89% | 89.7% | 97.6% | 94.05% | 98.62% | 94.29% | 98.95% | 94.49% | 98.94% | 78.1% | 91.94%
Percent With Dryer - Subtotal | 89.84% | 96.92% | 93.33% | 98.33% | 87.44% | 96.11% | 92.86% | 97.92% | 92.7% | 97.38% | 91.91% | 97.13% | 78.1% | 90.32%
C4 / Q28: Which of the following laundry appliances are used in your [Field-HousingDescription] (do not include those in areas shared with other households)? Select all that apply. | TABLE G-12. LAUNDRY APPLIANCES BY INCOME TYPE –MULTIFAMILY
| MF-LI | MF-NLI | Ameren-E-MF-LI | Ameren-E-MF-NLI | ComEd-MF-LI | ComEd-MF-NLI | Ameren-G-MF-LI | Ameren-G-MF-NLI | Nicor-MF-LI | Nicor-MF-NLI | ComEd-Nicor-MF-LI | ComEd-Nicor-MF-NLI | ComEd-Peoples Gas-MF-LI | ComEd-Peoples Gas-MF-NLI
Answer
Washer: top-loading | 34.42% | 40.65% | 41.79% | 51.28% | 33.25% | 39.9% | 43.14% | 50% | 42.53% | 55.24% | 41.76% | 54.93% | 23.05% | 29.86%
Washer: front-loading | 10.7% | 30.96% | 5.97% | 15.38% | 11.08% | 31.56% | 5.882% | 13.33% | 10.31% | 23.53% | 10.37% | 23.2% | 11.38% | 38.11%
Dryer: natural gas | 18.49% | 34.52% | 5.97% | 15.38% | 19.62% | 34.69% | 3.922% | 10% | 25% | 47.57% | 25.27% | 46.13% | 15.27% | 29.47%
Dryer: electric | 24.53% | 33.53% | 41.79% | 48.72% | 22.42% | 33.23% | 45.1% | 50% | 26.55% | 28.64% | 25.53% | 29.6% | 15.87% | 34.18%
Dryer: heat pump | 0.814% | 1.088% | 0% | 0% | 0.8917% | 1.146% | 0% | 0% | 0.7732% | 0% | 0.7979% | 0% | 1.198% | 1.768%
None of the above | 55.47% | 28.39% | 50.75% | 30.77% | 56.43% | 28.65% | 49.02% | 33.33% | 47.16% | 20.97% | 47.87% | 21.6% | 67.07% | 32.42%
Respondents (n) | 860 | 1011 | 67 | 39 | 785 | 960 | 51 | 30 | 388 | 391 | 376 | 375 | 334 | 509
Percent With Washer - Subtotal | 43.84% | 70.92% | 47.76% | 66.67% | 42.93% | 70.73% | 49.02% | 63.33% | 51.8% | 78.01% | 51.06% | 77.33% | 32.63% | 67.19%
Percent With Dryer - Subtotal | 42.56% | 69.04% | 47.76% | 64.1% | 41.53% | 68.96% | 49.02% | 60% | 51.03% | 75.96% | 50.27% | 75.47% | 30.54% | 65.42%
C7 / Q31: Do you have any of the following technologies at your [Field-HousingDescription]? Select all that apply. | TABLE G-13. RENEWABLE ENERGY TECHNOLOGIES BY HOUSEHOLD TYPE
| SF | MF | Ameren-E-SF | Ameren-E-MF | ComEd-SF | ComEd-MF | Ameren-G-SF | Ameren-G-MF | Nicor-SF | Nicor-MF | ComEd-Nicor-SF | ComEd-Nicor-MF | ComEd-Peoples Gas-SF | ComEd-Peoples Gas-MF
|  | MF | Ameren-E-SF | Ameren-E-MF | ComEd-SF | ComEd-MF | Ameren-G-SF | Ameren-G-MF | Nicor-SF | Nicor-MF
Answer
Solar panels for home electricity | 9.31% | 0.2674% | 10.14% | 0% | 9.055% | 0.2875% | 9.888% | 0% | 9.506% | 0.3841% | 9.785% | 0.3989% | 5.15% | 0.2392%
Battery to store electricity from solar panels | 0.8368% | 0.2139% | 0.7117% | 0% | 0.8661% | 0.23% | 0.6742% | 0% | 1.025% | 0.2561% | 0.9677% | 0.266% | 0.4292% | 0.2392%
Electric Vehicle (EV) | 6.067% | 2.46% | 3.737% | 1.818% | 7.244% | 2.53% | 4.045% | 1.176% | 7.176% | 2.433% | 7.634% | 2.394% | 5.15% | 2.871%
EV charger | 5.073% | 1.765% | 3.559% | 0.9091% | 5.748% | 1.84% | 4.045% | 0% | 5.405% | 1.665% | 5.699% | 1.596% | 6.009% | 2.273%
Solar water heating | 0.2092% | 0.107% | 0.3559% | 0% | 0.1575% | 0.115% | 0.2247% | 0% | 0% | 0.2561% | 0% | 0.266% | 0.8584% | 0%
None of the above | 85.88% | 96.68% | 87.54% | 98.18% | 84.88% | 96.55% | 87.87% | 98.82% | 84.44% | 96.41% | 83.76% | 96.41% | 90.13% | 96.29%
Respondents (n) | 1912 | 1870 | 562 | 110 | 1270 | 1739 | 445 | 85 | 1073 | 781 | 930 | 752 | 233 | 836
C7 / Q31: Do you have any of the following technologies at your [Field-HousingDescription]? Select all that apply. | TABLE G-14. RENEWABLE ENERGY TECHNOLOGIES BY INCOME TYPE – SINGLE FAMILY
| SF-LI | SF-NLI | Ameren-E-SF-LI | Ameren-E-SF-NLI | ComEd-SF-LI | ComEd-SF-NLI | Ameren-G-SF-LI | Ameren-G-SF-NLI | Nicor-SF-LI | Nicor-SF-NLI | ComEd-Nicor-SF-LI | ComEd-Nicor-SF-NLI | ComEd-Peoples Gas-SF-LI | ComEd-Peoples Gas-SF-NLI
Answer
Solar panels for home electricity | 5.7% | 11.27% | 6.373% | 12.5% | 5.412% | 10.94% | 4.908% | 12.87% | 6.536% | 11.07% | 6.439% | 11.48% | 1.905% | 7.563%
Battery to store electricity from solar panels | 0.8143% | 0.8857% | 0.4902% | 0.8721% | 1.031% | 0.8323% | 0.6135% | 0.7353% | 0.6536% | 1.23% | 0.7576% | 1.101% | 0.9524% | 0%
Electric Vehicle (EV) | 1.14% | 8.615% | 0.4902% | 5.523% | 1.546% | 10.11% | 0% | 6.25% | 1.961% | 9.563% | 1.894% | 10.22% | 0% | 10.08%
EV charger | 1.303% | 7.005% | 0.4902% | 5.233% | 1.804% | 7.729% | 0.6135% | 5.882% | 1.307% | 7.24% | 1.515% | 7.547% | 1.905% | 10.08%
Solar water heating | 0.3257% | 0.08052% | 0.4902% | 0.2907% | 0.2577% | 0% | 0% | 0.3676% | 0% | 0% | 0% | 0% | 0.9524% | 0%
None of the above | 92.83% | 82.29% | 92.65% | 84.59% | 92.78% | 80.98% | 94.48% | 84.19% | 91.83% | 80.87% | 92.05% | 79.87% | 96.19% | 85.71%
Respondents (n) | 614 | 1242 | 204 | 344 | 388 | 841 | 163 | 272 | 306 | 732 | 264 | 636 | 105 | 119
C7 / Q31: Do you have any of the following technologies at your [Field-HousingDescription]? Select all that apply. | TABLE G-15. RENEWABLE ENERGY TECHNOLOGIES BY INCOME TYPE –MULTIFAMILY
| MF-LI | MF-NLI | Ameren-E-MF-LI | Ameren-E-MF-NLI | ComEd-MF-LI | ComEd-MF-NLI | Ameren-G-MF-LI | Ameren-G-MF-NLI | Nicor-MF-LI | Nicor-MF-NLI | ComEd-Nicor-MF-LI | ComEd-Nicor-MF-NLI | ComEd-Peoples Gas-MF-LI | ComEd-Peoples Gas-MF-NLI
Answer
Solar panels for home electricity | 0.2347% | 0.2028% | 0% | 0% | 0.2574% | 0.2139% | 0% | 0% | 0.5208% | 0.2597% | 0.5376% | 0.271% | 0% | 0.2033%
Battery to store electricity from solar panels | 0.1174% | 0.3043% | 0% | 0% | 0.1287% | 0.3209% | 0% | 0% | 0.2604% | 0.2597% | 0.2688% | 0.271% | 0% | 0.4065%
Electric Vehicle (EV) | 1.174% | 3.651% | 1.493% | 2.564% | 1.158% | 3.743% | 1.961% | 0% | 1.562% | 3.377% | 1.613% | 3.252% | 0.6061% | 4.472%
EV charger | 0.7042% | 2.738% | 0% | 2.564% | 0.7722% | 2.781% | 0% | 0% | 0.5208% | 2.857% | 0.5376% | 2.71% | 0.9091% | 3.252%
Solar water heating | 0.1174% | 0.1014% | 0% | 0% | 0.1287% | 0.107% | 0% | 0% | 0.2604% | 0.2597% | 0.2688% | 0.271% | 0% | 0%
None of the above | 98.36% | 95.23% | 98.51% | 97.44% | 98.33% | 95.08% | 98.04% | 100% | 97.66% | 95.06% | 97.58% | 95.12% | 99.09% | 94.51%
Respondents (n) | 852 | 986 | 67 | 39 | 777 | 935 | 51 | 30 | 384 | 385 | 372 | 369 | 330 | 492
C8 / Q32: Considering all currently installed bulbs in all fixtures and lamps at your [Field-HousingDescription], indoors as well as outdoors: Approximately what percentage of light bulbs are high-efficiency LEDs? | TABLE G-16. LIGHTING BY HOUSEHOLD TYPE
| SF | MF | Ameren-E-SF | Ameren-E-MF | ComEd-SF | ComEd-MF | Ameren-G-SF | Ameren-G-MF | Nicor-SF | Nicor-MF | ComEd-Nicor-SF | ComEd-Nicor-MF | ComEd-Peoples Gas-SF | ComEd-Peoples Gas-MF
|  | MF | Ameren-E-SF | Ameren-E-MF | ComEd-SF | ComEd-MF | Ameren-G-SF | Ameren-G-MF | Nicor-SF | Nicor-MF
Answer
None | 2.625% | 10.17% | 2.418% | 17.59% | 2.888% | 9.736% | 2.16% | 13.25% | 2.072% | 8.816% | 1.971% | 8.246% | 7.469% | 10.7%
Few (<25%) | 7.622% | 11.06% | 8.117% | 10.19% | 7.751% | 11.09% | 7.991% | 10.84% | 7.297% | 11.71% | 7.469% | 11.52% | 9.959% | 10.93%
Some (about 25%) | 8.38% | 12.27% | 9.326% | 13.89% | 7.979% | 12.04% | 8.855% | 18.07% | 7.748% | 11.59% | 7.676% | 11.52% | 9.129% | 13.14%
About half | 15.45% | 13.48% | 13.82% | 14.81% | 16.19% | 13.45% | 14.47% | 15.66% | 15.77% | 13.22% | 15.87% | 13.48% | 15.77% | 13.02%
Most (about 75%) | 41.24% | 31.1% | 41.62% | 28.7% | 40.65% | 31.4% | 40.82% | 25.3% | 42.16% | 31.99% | 41.7% | 32.59% | 38.17% | 30.58%
All | 24.68% | 21.92% | 24.7% | 14.81% | 24.54% | 22.28% | 25.7% | 16.87% | 24.95% | 22.67% | 25.31% | 22.64% | 19.5% | 21.63%
Respondents (n) | 1981 | 1907 | 579 | 108 | 1316 | 1777 | 463 | 83 | 1110 | 794 | 964 | 764 | 241 | 860
C8 / Q32: Considering all currently installed bulbs in all fixtures and lamps at your [Field-HousingDescription], indoors as well as outdoors: Approximately what percentage of light bulbs are high-efficiency LEDs? | TABLE G-17. LIGHTING BY INCOME TYPE – SINGLE FAMILY
| SF-LI | SF-NLI | Ameren-E-SF-LI | Ameren-E-SF-NLI | ComEd-SF-LI | ComEd-SF-NLI | Ameren-G-SF-LI | Ameren-G-SF-NLI | Nicor-SF-LI | Nicor-SF-NLI | ComEd-Nicor-SF-LI | ComEd-Nicor-SF-NLI | ComEd-Peoples Gas-SF-LI | ComEd-Peoples Gas-SF-NLI
Answer
None | 4.61% | 1.546% | 3.846% | 1.117% | 5.263% | 1.833% | 3.593% | 0.6969% | 2.866% | 1.711% | 2.574% | 1.664% | 12.26% | 4%
Few (<25%) | 11.92% | 5.332% | 13.94% | 5.028% | 11.28% | 5.727% | 14.37% | 4.53% | 11.15% | 5.263% | 11.03% | 5.446% | 11.32% | 8.8%
Some (about 25%) | 10.33% | 7.264% | 11.06% | 8.38% | 9.524% | 6.987% | 10.78% | 8.014% | 10.19% | 6.711% | 9.191% | 7.11% | 11.32% | 6.4%
About half | 15.74% | 15.3% | 12.5% | 14.53% | 18.05% | 15.35% | 13.77% | 14.98% | 16.88% | 15.26% | 18.75% | 14.67% | 16.98% | 14.4%
Most (about 75%) | 35.61% | 44.13% | 37.5% | 44.69% | 33.83% | 43.76% | 37.72% | 43.21% | 35.03% | 45% | 33.82% | 44.78% | 33.96% | 42.4%
All | 21.78% | 26.43% | 21.15% | 26.26% | 22.06% | 26.35% | 19.76% | 28.57% | 23.89% | 26.05% | 24.63% | 26.32% | 14.15% | 24%
Respondents (n) | 629 | 1294 | 208 | 358 | 399 | 873 | 167 | 287 | 314 | 760 | 272 | 661 | 106 | 125
C8 / Q32: Considering all currently installed bulbs in all fixtures and lamps at your [Field-HousingDescription], indoors as well as outdoors: Approximately what percentage of light bulbs are high-efficiency LEDs? | TABLE G-18. LIGHTING BY INCOME TYPE –MULTIFAMILY
| MF-LI | MF-NLI | Ameren-E-MF-LI | Ameren-E-MF-NLI | ComEd-MF-LI | ComEd-MF-NLI | Ameren-G-MF-LI | Ameren-G-MF-NLI | Nicor-MF-LI | Nicor-MF-NLI | ComEd-Nicor-MF-LI | ComEd-Nicor-MF-NLI | ComEd-Peoples Gas-MF-LI | ComEd-Peoples Gas-MF-NLI
Answer
None | 14.04% | 6.706% | 13.85% | 20.51% | 14.07% | 6.127% | 8.163% | 20% | 11.34% | 6.345% | 10.37% | 6.349% | 17.16% | 6.09%
Few (<25%) | 13.69% | 8.974% | 10.77% | 10.26% | 13.94% | 8.827% | 12.24% | 10% | 14.95% | 8.629% | 14.89% | 8.201% | 13.31% | 9.43%
Some (about 25%) | 13.34% | 11.24% | 13.85% | 15.38% | 13.05% | 11.01% | 18.37% | 20% | 13.4% | 9.898% | 13.3% | 9.788% | 14.5% | 11.98%
About half | 12.18% | 14.6% | 13.85% | 15.38% | 12.17% | 14.54% | 16.33% | 13.33% | 11.08% | 14.97% | 11.44% | 15.08% | 13.02% | 13.36%
Most (about 75%) | 26.91% | 34.91% | 32.31% | 23.08% | 26.49% | 35.72% | 26.53% | 23.33% | 28.61% | 35.53% | 28.99% | 36.51% | 23.37% | 35.76%
All | 19.84% | 23.57% | 15.38% | 15.38% | 20.28% | 23.78% | 18.37% | 13.33% | 20.62% | 24.62% | 21.01% | 24.07% | 18.64% | 23.38%
Respondents (n) | 862 | 1014 | 65 | 39 | 789 | 963 | 49 | 30 | 388 | 394 | 376 | 378 | 338 | 509

## H - Bldg Shell
D1 / Q33: Is your [Field-HousingDescription] occupied year-round or is it a seasonal home? | TABLE H-1. YEAR-ROUND VS. SEASONAL OCCUPATION BY HOUSING TYPE
| SF | MF | Ameren-E-SF | Ameren-E-MF | ComEd-SF | ComEd-MF | Ameren-G-SF | Ameren-G-MF | Nicor-SF | Nicor-MF | ComEd-Nicor-SF | ComEd-Nicor-MF | ComEd-Peoples Gas-SF | ComEd-Peoples Gas-MF
|  | MF | Ameren-E-SF | Ameren-E-MF | ComEd-SF | ComEd-MF | Ameren-G-SF | Ameren-G-MF | Nicor-SF | Nicor-MF
Answer
Year-round | 97.71% | 96.89% | 97.38% | 97.22% | 97.78% | 96.89% | 97.39% | 97.62% | 97.91% | 97.09% | 97.81% | 97.11% | 99.16% | 97.31%
Seasonal | 2.288% | 3.11% | 2.618% | 2.778% | 2.217% | 3.113% | 2.609% | 2.381% | 2.087% | 2.911% | 2.19% | 2.891% | 0.8403% | 2.693%
Respondents (n) | 1967 | 1897 | 573 | 108 | 1308 | 1767 | 460 | 84 | 1102 | 790 | 959 | 761 | 238 | 854
D1 / Q33: Is your [Field-HousingDescription] occupied year-round or is it a seasonal home? | TABLE H-2. YEAR-ROUND VS. SEASONAL OCCUPATION BY INCOME TYPE - SINGLE FAMILY
| SF-LI | SF-NLI | Ameren-E-SF-LI | Ameren-E-SF-NLI | ComEd-SF-LI | ComEd-SF-NLI | Ameren-G-SF-LI | Ameren-G-SF-NLI | Nicor-SF-LI | Nicor-SF-NLI | ComEd-Nicor-SF-LI | ComEd-Nicor-SF-NLI | ComEd-Peoples Gas-SF-LI | ComEd-Peoples Gas-SF-NLI
Answer
Year-round | 98.56% | 97.29% | 98.04% | 97.21% | 99% | 97.13% | 98.17% | 97.21% | 98.73% | 97.5% | 99.27% | 97.13% | 98.11% | 100%
Seasonal | 1.438% | 2.707% | 1.961% | 2.793% | 1% | 2.867% | 1.829% | 2.787% | 1.274% | 2.5% | 0.7326% | 2.874% | 1.887% | 0%
Respondents (n) | 626 | 1293 | 204 | 358 | 400 | 872 | 164 | 287 | 314 | 760 | 273 | 661 | 106 | 124
D1 / Q33: Is your [Field-HousingDescription] occupied year-round or is it a seasonal home? | TABLE H-3. YEAR-ROUND VS. SEASONAL OCCUPATION BY INCOME TYPE - MULTIFAMILY
| MF-LI | MF-NLI | Ameren-E-MF-LI | Ameren-E-MF-NLI | ComEd-MF-LI | ComEd-MF-NLI | Ameren-G-MF-LI | Ameren-G-MF-NLI | Nicor-MF-LI | Nicor-MF-NLI | ComEd-Nicor-MF-LI | ComEd-Nicor-MF-NLI | ComEd-Peoples Gas-MF-LI | ComEd-Peoples Gas-MF-NLI
Answer
Year-round | 98.36% | 95.68% | 98.51% | 94.87% | 98.33% | 95.76% | 98.04% | 96.67% | 98.7% | 95.69% | 98.66% | 95.77% | 97.89% | 96.88%
Seasonal | 1.639% | 4.322% | 1.493% | 5.128% | 1.669% | 4.24% | 1.961% | 3.333% | 1.299% | 4.315% | 1.34% | 4.233% | 2.108% | 3.119%
Respondents (n) | 854 | 1018 | 67 | 39 | 779 | 967 | 51 | 30 | 385 | 394 | 373 | 378 | 332 | 513
D2 / Q34: Approximately what year was your home built?
TABLE H-4. AGE OF HOME BY HOUSING TYPE
| SF | MF | Ameren-E-SF | Ameren-E-MF | ComEd-SF | ComEd-MF | Ameren-G-SF | Ameren-G-MF | Nicor-SF | Nicor-MF | ComEd-Nicor-SF | ComEd-Nicor-MF | ComEd-Peoples Gas-SF | ComEd-Peoples Gas-MF
|  | MF | Ameren-E-SF | Ameren-E-MF | ComEd-SF | ComEd-MF | Ameren-G-SF | Ameren-G-MF | Nicor-SF | Nicor-MF
Answer
1800 - 1850 | 0.6194% | 0% | 0.7519% | 0% | 0.5164% | 0% | 0% | 0% | 0.6993% | 0% | 0.346% | 0% | 1.571% | 0%
1851 - 1900 | 5.968% | 12.5% | 5.075% | 0% | 6.454% | 14.81% | 4.684% | 0% | 3.796% | 6.25% | 3.345% | 6.667% | 21.99% | 27.27%
1901 - 1950 | 23.54% | 28.12% | 27.26% | 0% | 22.03% | 33.33% | 29.27% | 0% | 18.58% | 25% | 18.57% | 26.67% | 41.88% | 36.36%
1951 - 1970 | 24.16% | 15.62% | 23.87% | 20% | 24.53% | 14.81% | 24.82% | 25% | 24.98% | 25% | 25.49% | 26.67% | 20.42% | 0%
1971 - 1990 | 18.98% | 18.75% | 15.6% | 60% | 20.48% | 11.11% | 14.99% | 75% | 22.38% | 18.75% | 22.61% | 20% | 4.712% | 0%
1991 - 2010 | 20.5% | 18.75% | 18.61% | 20% | 21.08% | 18.52% | 18.97% | 0% | 23.78% | 25% | 24.34% | 20% | 6.283% | 18.18%
2011 - 2020 | 4.617% | 3.125% | 6.579% | 0% | 3.614% | 3.704% | 5.386% | 0% | 4.496% | 0% | 4.152% | 0% | 1.571% | 9.091%
2021- Present | 1.633% | 3.125% | 2.256% | 0% | 1.291% | 3.704% | 1.874% | 0% | 1.299% | 0% | 1.153% | 0% | 1.571% | 9.091%
Respondents (n) | 1776 | 32 | 532 | 5 | 1162 | 27 | 427 | 4 | 1001 | 16 | 867 | 15 | 191 | 11
D2 / Q34: Approximately what year was your home built?
TABLE H-5. AGE OF HOME BY INCOME TYPE - SINGLE FAMILY
| SF-LI | SF-NLI | Ameren-E-SF-LI | Ameren-E-SF-NLI | ComEd-SF-LI | ComEd-SF-NLI | Ameren-G-SF-LI | Ameren-G-SF-NLI | Nicor-SF-LI | Nicor-SF-NLI | ComEd-Nicor-SF-LI | ComEd-Nicor-SF-NLI | ComEd-Peoples Gas-SF-LI | ComEd-Peoples Gas-SF-NLI
Answer
1800 - 1850 | 1.292% | 0.3342% | 0% | 1.198% | 1.807% | 0% | 0% | 0% | 1.493% | 0.4225% | 1.299% | 0% | 3.704% | 0%
1851 - 1900 | 7.934% | 5.263% | 5.82% | 4.79% | 9.639% | 5.355% | 5.844% | 4.135% | 4.851% | 3.521% | 5.195% | 2.76% | 20.99% | 23.81%
1901 - 1950 | 30.07% | 20.63% | 36.51% | 22.16% | 25.9% | 20.42% | 40.91% | 22.56% | 22.76% | 17.04% | 22.51% | 17.05% | 35.8% | 46.67%
1951 - 1970 | 29.89% | 21.64% | 27.51% | 21.86% | 31.02% | 21.92% | 26.62% | 23.68% | 33.58% | 21.97% | 32.9% | 22.89% | 25.93% | 15.24%
1971 - 1990 | 14.76% | 20.72% | 15.34% | 15.87% | 14.76% | 22.67% | 14.29% | 15.79% | 16.79% | 24.23% | 16.88% | 24.68% | 8.642% | 1.905%
1991 - 2010 | 12.36% | 24.06% | 9.524% | 23.65% | 14.46% | 23.66% | 8.442% | 25.19% | 17.54% | 25.92% | 19.05% | 26.14% | 2.469% | 8.571%
2011 - 2020 | 2.03% | 5.681% | 2.646% | 8.383% | 1.807% | 4.359% | 1.948% | 6.767% | 2.239% | 5.352% | 2.165% | 4.87% | 1.235% | 1.905%
2021- Present | 1.661% | 1.671% | 2.646% | 2.096% | 0.6024% | 1.619% | 1.948% | 1.88% | 0.7463% | 1.549% | 0% | 1.623% | 1.235% | 1.905%
Respondents (n) | 542 | 1197 | 189 | 334 | 332 | 803 | 154 | 266 | 268 | 710 | 231 | 616 | 81 | 105
D3 / Q35: How many square feet of heated / cooled space does your [Field-HousingDescription] have? (Do not include unfinished basements or crawlspaces)
TABLE H-6. SQUARE FOOTAGE BY HOUSING TYPE
| SF | MF | Ameren-E-SF | Ameren-E-MF | ComEd-SF | ComEd-MF | Ameren-G-SF | Ameren-G-MF | Nicor-SF | Nicor-MF | ComEd-Nicor-SF | ComEd-Nicor-MF | ComEd-Peoples Gas-SF | ComEd-Peoples Gas-MF
|  | MF | Ameren-E-SF | Ameren-E-MF | ComEd-SF | ComEd-MF | Ameren-G-SF | Ameren-G-MF | Nicor-SF | Nicor-MF
Answer
Under 1,000 | 9.959% | 38.54% | 12.17% | 55.24% | 9.168% | 37.85% | 13.02% | 60.98% | 7.384% | 32.09% | 7.24% | 32.53% | 14.89% | 41.51%
1,000 - 1,500 | 28.35% | 38.54% | 32.17% | 35.24% | 26.73% | 38.71% | 32.32% | 31.71% | 27.26% | 40.56% | 26.86% | 40.67% | 30.64% | 37.62%
1,501 - 2,000 | 26.2% | 14.5% | 27.13% | 5.714% | 25.96% | 14.92% | 26.25% | 4.878% | 27.44% | 18.49% | 27.18% | 18.4% | 24.68% | 12.5%
2,001 - 3,000 | 25.69% | 6.503% | 21.57% | 1.905% | 26.96% | 6.632% | 20.39% | 1.22% | 28.08% | 6.675% | 28.12% | 6.267% | 19.57% | 6.368%
More than 3,000 | 9.806% | 1.919% | 6.957% | 1.905% | 11.17% | 1.887% | 8.026% | 1.22% | 9.845% | 2.182% | 10.6% | 2.133% | 10.21% | 2.005%
Respondents (n) | 1958 | 1876 | 575 | 105 | 1298 | 1749 | 461 | 82 | 1097 | 779 | 953 | 750 | 235 | 848
D3 / Q35: How many square feet of heated / cooled space does your [Field-HousingDescription] have? (Do not include unfinished basements or crawlspaces)
TABLE H-7. SQUARE FOOTAGE BY INCOME TYPE - SINGLE FAMILY
| SF-LI | SF-NLI | Ameren-E-SF-LI | Ameren-E-SF-NLI | ComEd-SF-LI | ComEd-SF-NLI | Ameren-G-SF-LI | Ameren-G-SF-NLI | Nicor-SF-LI | Nicor-SF-NLI | ComEd-Nicor-SF-LI | ComEd-Nicor-SF-NLI | ComEd-Peoples Gas-SF-LI | ComEd-Peoples Gas-SF-NLI
Answer
Under 1,000 | 19.52% | 5.198% | 21.57% | 6.407% | 18.23% | 4.96% | 23.17% | 6.944% | 16.29% | 3.709% | 15.81% | 3.811% | 22.33% | 8.871%
1,000 - 1,500 | 41.29% | 22.27% | 44.12% | 26.18% | 39.49% | 20.76% | 45.12% | 25.69% | 41.53% | 21.32% | 41.18% | 20.73% | 36.89% | 25%
1,501 - 2,000 | 23.23% | 27.15% | 24.51% | 28.41% | 22.78% | 26.76% | 23.78% | 27.08% | 24.28% | 28.21% | 23.9% | 27.74% | 21.36% | 27.42%
2,001 - 3,000 | 11.94% | 32.58% | 8.333% | 28.97% | 13.92% | 33.45% | 6.098% | 28.82% | 13.42% | 34.3% | 13.97% | 34.45% | 12.62% | 25.81%
More than 3,000 | 4.032% | 12.8% | 1.471% | 10.03% | 5.57% | 14.07% | 1.829% | 11.46% | 4.473% | 12.45% | 5.147% | 13.26% | 6.796% | 12.9%
Respondents (n) | 620 | 1289 | 204 | 359 | 395 | 867 | 164 | 288 | 313 | 755 | 272 | 656 | 103 | 124
D3 / Q35: How many square feet of heated / cooled space does your [Field-HousingDescription] have? (Do not include unfinished basements or crawlspaces)
TABLE H-8. SQUARE FOOTAGE BY INCOME TYPE – MULTIFAMILY
| MF-LI | MF-NLI | Ameren-E-MF-LI | Ameren-E-MF-NLI | ComEd-MF-LI | ComEd-MF-NLI | Ameren-G-MF-LI | Ameren-G-MF-NLI | Nicor-MF-LI | Nicor-MF-NLI | ComEd-Nicor-MF-LI | ComEd-Nicor-MF-NLI | ComEd-Peoples Gas-MF-LI | ComEd-Peoples Gas-MF-NLI
Answer
Under 1,000 | 49.53% | 29.28% | 65.67% | 33.33% | 48.25% | 29.5% | 68.63% | 46.43% | 41.62% | 23% | 41.35% | 23.99% | 53.94% | 33.4%
1,000 - 1,500 | 36.56% | 40.14% | 29.85% | 47.22% | 37.13% | 39.96% | 27.45% | 39.29% | 42.67% | 38.5% | 42.97% | 38.54% | 31.82% | 41.26%
1,501 - 2,000 | 8.962% | 19.22% | 2.985% | 11.11% | 9.444% | 19.35% | 1.961% | 10.71% | 9.424% | 27.39% | 9.459% | 27.22% | 9.091% | 14.73%
2,001 - 3,000 | 2.948% | 9.462% | 1.493% | 2.778% | 2.975% | 9.519% | 1.961% | 0% | 3.665% | 9.302% | 3.514% | 8.625% | 3.03% | 8.644%
More than 3,000 | 2.005% | 1.892% | 0% | 5.556% | 2.199% | 1.674% | 0% | 3.571% | 2.618% | 1.809% | 2.703% | 1.617% | 2.121% | 1.965%
Respondents (n) | 848 | 1004 | 67 | 36 | 773 | 956 | 51 | 28 | 382 | 387 | 370 | 371 | 330 | 509
D4 / Q36: What type of basement does your [Field-HousingDescription] have?
TABLE H-9. BASEMENT TYPE BY HOUSING TYPE
| SF | MF | Ameren-E-SF | Ameren-E-MF | ComEd-SF | ComEd-MF | Ameren-G-SF | Ameren-G-MF | Nicor-SF | Nicor-MF | ComEd-Nicor-SF | ComEd-Nicor-MF | ComEd-Peoples Gas-SF | ComEd-Peoples Gas-MF
(SHOW IF Housing Type = SF) |  | MF | Ameren-E-SF | Ameren-E-MF | ComEd-SF | ComEd-MF | Ameren-G-SF | Ameren-G-MF | Nicor-SF | Nicor-MF
Answer
None | 14.42% | NR | 20.38% | NR | 12.11% | NR | 20.47% | NR | 12.65% | NR | 12.46% | NR | 8.368% | NR
Finished | 29.19% | NR | 16.93% | NR | 34.35% | NR | 16.38% | NR | 32.34% | NR | 32.92% | NR | 43.1% | NR
Unfinished | 27.01% | NR | 30.05% | NR | 25.74% | NR | 28.66% | NR | 25.84% | NR | 24.92% | NR | 26.78% | NR
Partially finished | 20.44% | NR | 18.65% | NR | 21.17% | NR | 19.61% | NR | 21.32% | NR | 21.91% | NR | 19.25% | NR
Crawlspace | 8.194% | NR | 13.13% | NR | 5.864% | NR | 13.79% | NR | 7.317% | NR | 7.165% | NR | 0.8368% | NR
Other | 0.7587% | NR | 0.8636% | NR | 0.7616% | NR | 1.078% | NR | 0.542% | NR | 0.6231% | NR | 1.674% | NR
Respondents (n) | 1977 | 0 | 579 | 0 | 1313 | 0 | 464 | 0 | 1107 | 0 | 963 | 0 | 239 | 0
D4 / Q36: What type of basement does your [Field-HousingDescription] have?
TABLE H-10. BASEMENT TYPE BY INCOME TYPE - SINGLE FAMILY
| SF-LI | SF-NLI | Ameren-E-SF-LI | Ameren-E-SF-NLI | ComEd-SF-LI | ComEd-SF-NLI | Ameren-G-SF-LI | Ameren-G-SF-NLI | Nicor-SF-LI | Nicor-SF-NLI | ComEd-Nicor-SF-LI | ComEd-Nicor-SF-NLI | ComEd-Peoples Gas-SF-LI | ComEd-Peoples Gas-SF-NLI
(SHOW IF Housing Type = SF)
Answer
None | 22.19% | 10.64% | 30.77% | 14.21% | 17.66% | 9.6% | 29.94% | 14.93% | 21.84% | 9.055% | 20.73% | 9.351% | 8.491% | 7.2%
Finished | 21.71% | 32.61% | 12.5% | 19.78% | 27.11% | 37.37% | 11.38% | 19.44% | 23.73% | 35.7% | 25.09% | 35.9% | 30.19% | 53.6%
Unfinished | 30.9% | 25.37% | 33.17% | 27.58% | 29.85% | 24.46% | 33.53% | 25% | 27.85% | 25.46% | 28% | 24.13% | 34.91% | 21.6%
Partially finished | 16.32% | 22.36% | 11.06% | 23.4% | 19.15% | 21.83% | 9.581% | 26.04% | 18.35% | 22.18% | 18.18% | 23.08% | 24.53% | 14.4%
Crawlspace | 7.924% | 8.404% | 11.06% | 14.76% | 5.473% | 5.943% | 13.77% | 14.24% | 7.911% | 6.955% | 7.636% | 6.787% | 0% | 1.6%
Other | 0.9509% | 0.6168% | 1.442% | 0.2786% | 0.7463% | 0.8% | 1.796% | 0.3472% | 0.3165% | 0.6562% | 0.3636% | 0.7541% | 1.887% | 1.6%
Respondents (n) | 631 | 1297 | 208 | 359 | 402 | 875 | 167 | 288 | 316 | 762 | 275 | 663 | 106 | 125
D5 / Q37: Indicate whether the following areas of your [Field-HousingDescription] are insulated?
TABLE H-11. INSULATION BY HOUSING TYPE
| SF | MF | Ameren-E-SF | Ameren-E-MF | ComEd-SF | ComEd-MF | Ameren-G-SF | Ameren-G-MF | Nicor-SF | Nicor-MF | ComEd-Nicor-SF | ComEd-Nicor-MF | ComEd-Peoples Gas-SF | ComEd-Peoples Gas-MF
(SHOW IF Housing Type = SF) |  | MF | Ameren-E-SF | Ameren-E-MF | ComEd-SF | ComEd-MF | Ameren-G-SF | Ameren-G-MF | Nicor-SF | Nicor-MF
Answer
Attic Walls:
Yes, all | 41.84% | NR | 37.8% | NR | 43.65% | NR | 38.81% | NR | 43.92% | NR | 44.62% | NR | 39.18% | NR
Yes, some | 14.1% | NR | 13.9% | NR | 14.16% | NR | 14.63% | NR | 13.79% | NR | 14.04% | NR | 16.37% | NR
No | 25.87% | NR | 30% | NR | 24.02% | NR | 29.25% | NR | 26.77% | NR | 25.85% | NR | 19.88% | NR
Not applicable | 18.18% | NR | 18.29% | NR | 18.16% | NR | 17.31% | NR | 15.53% | NR | 15.49% | NR | 24.56% | NR
Don't know (n) | 382 | 0 | 142 | 0 | 221 | 0 | 109 | 0 | 187 | 0 | 152 | 0 | 55 | 0
Respondents (n) | 1496 | 0 | 410 | 0 | 1024 | 0 | 335 | 0 | 863 | 0 | 762 | 0 | 171 | 0
Attic Floor:
Yes, all | 65.49% | NR | 66.67% | NR | 65.01% | NR | 64.72% | NR | 70.54% | NR | 70.34% | NR | 37.79% | NR
Yes, some | 12.59% | NR | 12.14% | NR | 12.16% | NR | 13.33% | NR | 12.16% | NR | 12.14% | NR | 14.53% | NR
No | 10.77% | NR | 11.7% | NR | 10.76% | NR | 11.39% | NR | 9.639% | NR | 9.637% | NR | 19.77% | NR
Not applicable | 11.15% | NR | 9.492% | NR | 12.07% | NR | 10.56% | NR | 7.667% | NR | 7.885% | NR | 27.91% | NR
Don't know (n) | 328 | 0 | 114 | 0 | 196 | 0 | 94 | 0 | 162 | 0 | 135 | 0 | 52 | 0
Respondents (n) | 1588 | 0 | 453 | 0 | 1069 | 0 | 360 | 0 | 913 | 0 | 799 | 0 | 172 | 0
Exterior (Outside) Walls:
Yes, all | 74.3% | NR | 78% | NR | 71.94% | NR | 76.69% | NR | 77.07% | NR | 76.35% | NR | 46.25% | NR
Yes, some | 16.14% | NR | 14.97% | NR | 16.97% | NR | 14.89% | NR | 15.1% | NR | 15.14% | NR | 27.5% | NR
No | 7.908% | NR | 6.122% | NR | 9.005% | NR | 7.022% | NR | 6.725% | NR | 7.259% | NR | 20% | NR
Not applicable | 1.658% | NR | 0.907% | NR | 2.085% | NR | 1.404% | NR | 1.103% | NR | 1.252% | NR | 6.25% | NR
Don't know (n) | 358 | 0 | 125 | 0 | 220 | 0 | 99 | 0 | 172 | 0 | 140 | 0 | 70 | 0
Respondents (n) | 1568 | 0 | 441 | 0 | 1055 | 0 | 356 | 0 | 907 | 0 | 799 | 0 | 160 | 0
[IF D4=5] Crawlspace:
Yes, all | 25.62% | NR | 25.45% | NR | 25% | NR | 26.67% | NR | 24.19% | NR | 24.53% | NR | 50% | NR
Yes, some | 22.31% | NR | 20% | NR | 25% | NR | 17.78% | NR | 24.19% | NR | 26.42% | NR | 50% | NR
No | 49.59% | NR | 54.55% | NR | 45% | NR | 55.56% | NR | 48.39% | NR | 45.28% | NR | 0% | NR
Not applicable | 2.479% | NR | 0% | NR | 5% | NR | 0% | NR | 3.226% | NR | 3.774% | NR | 0% | NR
Don't know (n) | 35 | 0 | 20 | 0 | 12 | 0 | 18 | 0 | 14 | 0 | 11 | 0 | 0 | 0
Respondents (n) | 121 | 0 | 55 | 0 | 60 | 0 | 45 | 0 | 62 | 0 | 53 | 0 | 2 | 0
[IF D4=2,3, or 4] Basement Walls:
Yes, all | 37.98% | NR | 27.95% | NR | 40.97% | NR | 23.93% | NR | 42.23% | NR | 42.29% | NR | 35.62% | NR
Yes, some | 20.97% | NR | 18.18% | NR | 22.12% | NR | 19.23% | NR | 21.98% | NR | 22.6% | NR | 19.38% | NR
No | 38.87% | NR | 51.52% | NR | 34.65% | NR | 54.27% | NR | 34.05% | NR | 33.28% | NR | 41.88% | NR
Not applicable | 2.177% | NR | 2.357% | NR | 2.257% | NR | 2.564% | NR | 1.743% | NR | 1.832% | NR | 3.125% | NR
Don't know (n) | 231 | 0 | 71 | 0 | 152 | 0 | 57 | 0 | 108 | 0 | 92 | 0 | 48 | 0
Respondents (n) | 1240 | 0 | 297 | 0 | 886 | 0 | 234 | 0 | 746 | 0 | 655 | 0 | 160 | 0
[IF D4=2,3, or 4] Basement Ceiling:
Yes, all | 20.18% | NR | 12.37% | NR | 23.12% | NR | 12.12% | NR | 22.38% | NR | 23.64% | NR | 25.64% | NR
Yes, some | 13.34% | NR | 12.03% | NR | 13.73% | NR | 12.12% | NR | 13.43% | NR | 13.1% | NR | 15.38% | NR
No | 63.64% | NR | 72.16% | NR | 60.33% | NR | 72.29% | NR | 61.68% | NR | 60.54% | NR | 55.77% | NR
Not applicable | 2.836% | NR | 3.436% | NR | 2.817% | NR | 3.463% | NR | 2.517% | NR | 2.716% | NR | 3.205% | NR
Don't know (n) | 243 | 0 | 68 | 0 | 168 | 0 | 53 | 0 | 123 | 0 | 106 | 0 | 51 | 0
Respondents (n) | 1199 | 0 | 291 | 0 | 852 | 0 | 231 | 0 | 715 | 0 | 626 | 0 | 156 | 0
Garage Walls (for attached garages only):
Yes, all | 26.78% | NR | 25.95% | NR | 27.02% | NR | 25% | NR | 31.39% | NR | 32.33% | NR | 5.314% | NR
Yes, some | 11.38% | NR | 9.916% | NR | 11.65% | NR | 10.57% | NR | 13.72% | NR | 13.61% | NR | 2.899% | NR
No | 24.28% | NR | 19.2% | NR | 26.57% | NR | 19.33% | NR | 26.45% | NR | 27.09% | NR | 25.6% | NR
Not applicable | 37.55% | NR | 44.94% | NR | 34.76% | NR | 45.1% | NR | 28.43% | NR | 26.97% | NR | 66.18% | NR
Don't know (n) | 224 | 0 | 74 | 0 | 140 | 0 | 50 | 0 | 141 | 0 | 114 | 0 | 13 | 0
Respondents (n) | 1643 | 0 | 474 | 0 | 1099 | 0 | 388 | 0 | 911 | 0 | 801 | 0 | 207 | 0
Garage Door (for attached garages only):
Yes, all | 23.6% | NR | 23.49% | NR | 23.21% | NR | 22.31% | NR | 27.69% | NR | 28.27% | NR | 4.926% | NR
Yes, some | 3.983% | NR | 3.326% | NR | 4.17% | NR | 3.077% | NR | 5.065% | NR | 4.938% | NR | 0.9852% | NR
No | 33.8% | NR | 28.48% | NR | 36.26% | NR | 29.49% | NR | 37.5% | NR | 38.27% | NR | 24.63% | NR
Not applicable | 38.62% | NR | 44.7% | NR | 36.36% | NR | 45.13% | NR | 29.74% | NR | 28.52% | NR | 69.46% | NR
Don't know (n) | 193 | 0 | 60 | 0 | 125 | 0 | 43 | 0 | 115 | 0 | 96 | 0 | 16 | 0
Respondents (n) | 1657 | 0 | 481 | 0 | 1103 | 0 | 390 | 0 | 928 | 0 | 810 | 0 | 203 | 0
D5 / Q37: Indicate whether the following areas of your [Field-HousingDescription] are insulated?
TABLE H-12. INSULATION BY INCOME TYPE - SINGLE FAMILY
| SF-LI | SF-NLI | Ameren-E-SF-LI | Ameren-E-SF-NLI | ComEd-SF-LI | ComEd-SF-NLI | Ameren-G-SF-LI | Ameren-G-SF-NLI | Nicor-SF-LI | Nicor-SF-NLI | ComEd-Nicor-SF-LI | ComEd-Nicor-SF-NLI | ComEd-Peoples Gas-SF-LI | ComEd-Peoples Gas-SF-NLI
(SHOW IF Housing Type = SF)
Answer
Attic Walls:
Yes, all | 37.27% | 43.67% | 30.43% | 41.26% | 40.42% | 44.9% | 32.48% | 41.67% | 40.99% | 45.17% | 42.86% | 45.42% | 37.66% | 39.78%
Yes, some | 16.14% | 13.34% | 13.77% | 14.13% | 17.07% | 13.09% | 13.68% | 15.28% | 15.77% | 13.15% | 15.31% | 13.64% | 22.08% | 11.83%
No | 25.45% | 26.01% | 31.16% | 29.37% | 23.69% | 24.1% | 30.77% | 28.7% | 25.68% | 26.94% | 26.02% | 25.67% | 19.48% | 20.43%
Not applicable | 21.14% | 16.99% | 24.64% | 15.24% | 18.82% | 17.91% | 23.08% | 14.35% | 17.57% | 14.74% | 15.82% | 15.26% | 20.78% | 27.96%
Don't know (n) | 169 | 205 | 63 | 78 | 100 | 114 | 47 | 61 | 81 | 101 | 67 | 80 | 27 | 26
Respondents (n) | 440 | 1042 | 138 | 269 | 287 | 726 | 117 | 216 | 222 | 631 | 196 | 557 | 77 | 93
Attic Floor:
Yes, all | 51.05% | 71.89% | 52.26% | 74.49% | 50.16% | 71.12% | 48.8% | 73.28% | 59.26% | 74.96% | 59.15% | 74.65% | 25.97% | 46.74%
Yes, some | 13.6% | 12.18% | 10.97% | 12.93% | 14.33% | 11.23% | 12.8% | 13.79% | 12.76% | 11.99% | 13.15% | 11.81% | 18.18% | 10.87%
No | 17.99% | 7.326% | 18.06% | 7.823% | 18.57% | 7.353% | 20% | 6.466% | 14.4% | 7.436% | 15.02% | 7.292% | 29.87% | 11.96%
Not applicable | 17.36% | 8.608% | 18.71% | 4.762% | 16.94% | 10.29% | 18.4% | 6.466% | 13.58% | 5.615% | 12.68% | 6.25% | 25.97% | 30.43%
Don't know (n) | 139 | 185 | 51 | 63 | 83 | 109 | 40 | 54 | 65 | 93 | 54 | 77 | 25 | 27
Respondents (n) | 478 | 1092 | 155 | 294 | 307 | 748 | 125 | 232 | 243 | 659 | 213 | 576 | 77 | 92
Exterior (Outside) Walls:
Yes, all | 63.99% | 78.66% | 70.42% | 81.48% | 60.26% | 76.76% | 68.97% | 80.25% | 66.39% | 81.1% | 66.82% | 80% | 38.89% | 52.33%
Yes, some | 19.52% | 14.84% | 18.31% | 13.47% | 20.2% | 15.81% | 17.24% | 13.87% | 20.75% | 13.26% | 19.16% | 13.91% | 25% | 29.07%
No | 13.45% | 5.403% | 10.56% | 4.04% | 15.23% | 6.216% | 12.93% | 4.202% | 10.79% | 4.878% | 11.68% | 5.217% | 26.39% | 15.12%
Not applicable | 3.037% | 1.099% | 0.7042% | 1.01% | 4.305% | 1.216% | 0.8621% | 1.681% | 2.075% | 0.7622% | 2.336% | 0.8696% | 9.722% | 3.488%
Don't know (n) | 159 | 192 | 63 | 60 | 91 | 124 | 49 | 49 | 69 | 98 | 55 | 81 | 32 | 37
Respondents (n) | 461 | 1092 | 142 | 297 | 302 | 740 | 116 | 238 | 241 | 656 | 214 | 575 | 72 | 86
[IF D4=5] Crawlspace:
Yes, all | 23.81% | 26.92% | 21.05% | 27.78% | 25% | 25.64% | 27.78% | 25.93% | 22.73% | 25.64% | 26.32% | 24.24% | NR | 50%
Yes, some | 19.05% | 24.36% | 15.79% | 22.22% | 25% | 25.64% | 11.11% | 22.22% | 22.73% | 25.64% | 26.32% | 27.27% | NR | 50%
No | 52.38% | 47.44% | 63.16% | 50% | 40% | 46.15% | 61.11% | 51.85% | 50% | 46.15% | 42.11% | 45.45% | NR | 0%
Not applicable | 4.762% | 1.282% | 0% | 0% | 10% | 2.564% | 0% | 0% | 4.545% | 2.564% | 5.263% | 3.03% | NR | 0%
Don't know (n) | 8 | 27 | 4 | 16 | 2 | 10 | 5 | 13 | 3 | 11 | 2 | 9 | 0 | 0
Respondents (n) | 42 | 78 | 19 | 36 | 20 | 39 | 18 | 27 | 22 | 39 | 19 | 33 | 0 | 2
[IF D4=2,3, or 4] Basement Walls:
Yes, all | 29.77% | 41.04% | 17.78% | 32.51% | 34.41% | 43.26% | 13.89% | 28.93% | 35.56% | 44.09% | 37.89% | 43.53% | 26.32% | 43.37%
Yes, some | 17.63% | 22.34% | 13.33% | 20.69% | 18.62% | 23.45% | 15.28% | 21.38% | 19.44% | 22.76% | 19.25% | 23.61% | 18.42% | 20.48%
No | 48.84% | 35.03% | 65.56% | 44.83% | 42.91% | 31.7% | 68.06% | 47.17% | 40.56% | 32.26% | 38.51% | 31.83% | 51.32% | 33.73%
Not applicable | 3.757% | 1.587% | 3.333% | 1.97% | 4.049% | 1.585% | 2.778% | 2.516% | 4.444% | 0.8961% | 4.348% | 1.027% | 3.947% | 2.41%
Don't know (n) | 78 | 144 | 25 | 46 | 52 | 91 | 17 | 40 | 35 | 67 | 30 | 56 | 18 | 28
Respondents (n) | 346 | 882 | 90 | 203 | 247 | 631 | 72 | 159 | 180 | 558 | 161 | 487 | 76 | 83
[IF D4=2,3, or 4] Basement Ceiling:
Yes, all | 17.94% | 21.25% | 8.14% | 14.36% | 21.63% | 23.91% | 4.348% | 15.72% | 21.84% | 22.66% | 23.72% | 23.76% | 19.23% | 32.89%
Yes, some | 14.71% | 12.63% | 15.12% | 10.89% | 14.29% | 13.21% | 13.04% | 11.95% | 15.52% | 12.36% | 13.46% | 12.53% | 16.67% | 14.47%
No | 62.35% | 64.23% | 73.26% | 71.78% | 58.37% | 61.2% | 78.26% | 69.81% | 56.9% | 63.48% | 56.41% | 62.2% | 60.26% | 50%
Not applicable | 5% | 1.889% | 3.488% | 2.97% | 5.714% | 1.672% | 4.348% | 2.516% | 5.747% | 1.498% | 6.41% | 1.512% | 3.846% | 2.632%
Don't know (n) | 79 | 155 | 26 | 41 | 52 | 108 | 18 | 35 | 39 | 77 | 33 | 67 | 16 | 34
Respondents (n) | 340 | 847 | 86 | 202 | 245 | 598 | 69 | 159 | 174 | 534 | 156 | 463 | 78 | 76
Garage Walls (for attached garages only):
Yes, all | 15.15% | 32.52% | 12.07% | 34.34% | 16.72% | 31.74% | 10.27% | 34.31% | 21.32% | 35.5% | 23.11% | 36.09% | 3.191% | 7.207%
Yes, some | 8.523% | 12.53% | 6.322% | 12.12% | 9.552% | 12.22% | 6.849% | 12.97% | 10.85% | 14.57% | 11.11% | 14.26% | 5.319% | 0.9009%
No | 25% | 23.89% | 19.54% | 18.86% | 28.36% | 25.76% | 18.49% | 19.67% | 26.74% | 26.2% | 27.11% | 26.94% | 31.91% | 20.72%
Not applicable | 51.33% | 31.06% | 62.07% | 34.68% | 45.37% | 30.28% | 64.38% | 33.05% | 41.09% | 23.72% | 38.67% | 22.71% | 59.57% | 71.17%
Don't know (n) | 65 | 153 | 22 | 51 | 43 | 92 | 12 | 38 | 41 | 94 | 35 | 74 | 5 | 8
Respondents (n) | 528 | 1101 | 174 | 297 | 335 | 753 | 146 | 239 | 258 | 645 | 225 | 568 | 94 | 111
Garage Door (for attached garages only):
Yes, all | 13.36% | 28.48% | 10.29% | 31.35% | 14.59% | 26.96% | 7.746% | 31.02% | 18.08% | 31.52% | 19.28% | 31.78% | 5.495% | 4.545%
Yes, some | 2.863% | 4.464% | 1.714% | 4.29% | 3.647% | 4.319% | 1.408% | 4.082% | 4.231% | 5.303% | 4.484% | 5.009% | 2.198% | 0%
No | 29.01% | 35.8% | 24% | 31.02% | 31.91% | 37.83% | 23.24% | 33.06% | 33.46% | 38.79% | 33.18% | 39.9% | 27.47% | 21.82%
Not applicable | 54.77% | 31.25% | 64% | 33.33% | 49.85% | 30.89% | 67.61% | 31.84% | 44.23% | 24.39% | 43.05% | 23.32% | 64.84% | 73.64%
Don't know (n) | 66 | 120 | 20 | 39 | 46 | 73 | 15 | 28 | 38 | 71 | 35 | 56 | 7 | 9
Respondents (n) | 524 | 1120 | 175 | 303 | 329 | 764 | 142 | 245 | 260 | 660 | 223 | 579 | 91 | 110
D6 / Q38: Are the exterior (outside) walls of your apartment or unit insulated?
TABLE H-13. EXTERIOR INSULATION BY HOUSING TYPE
| SF | MF | Ameren-E-SF | Ameren-E-MF | ComEd-SF | ComEd-MF | Ameren-G-SF | Ameren-G-MF | Nicor-SF | Nicor-MF | ComEd-Nicor-SF | ComEd-Nicor-MF | ComEd-Peoples Gas-SF | ComEd-Peoples Gas-MF
(SHOW IF Housing Type = MF) |  | MF | Ameren-E-SF | Ameren-E-MF | ComEd-SF | ComEd-MF | Ameren-G-SF | Ameren-G-MF | Nicor-SF | Nicor-MF
Answer
Yes | NR | 74.97% | NR | 81.82% | NR | 74.27% | NR | 80.56% | NR | 84.9% | NR | 84.65% | NR | 65.05%
No | NR | 25.03% | NR | 18.18% | NR | 25.73% | NR | 19.44% | NR | 15.1% | NR | 15.35% | NR | 34.95%
Don't Know (n) | 0 | 882 | 0 | 58 | 0 | 821 | 0 | 42 | 0 | 340 | 0 | 332 | 0 | 415
Respondents (n) | 0 | 987 | 0 | 44 | 0 | 925 | 0 | 36 | 0 | 437 | 0 | 417 | 0 | 432
D6 / Q38: Are the exterior (outside) walls of your apartment or unit insulated?
TABLE H-14. EXTERIOR INSULATION BY INCOME TYPE – MULTIFAMILY
| MF-LI | MF-NLI | Ameren-E-MF-LI | Ameren-E-MF-NLI | ComEd-MF-LI | ComEd-MF-NLI | Ameren-G-MF-LI | Ameren-G-MF-NLI | Nicor-MF-LI | Nicor-MF-NLI | ComEd-Nicor-MF-LI | ComEd-Nicor-MF-NLI | ComEd-Peoples Gas-MF-LI | ComEd-Peoples Gas-MF-NLI
(SHOW IF Housing Type = MF)
Answer
Yes | 66.75% | 80.07% | 72.73% | 90% | 65.84% | 79.53% | 73.68% | 85.71% | 79.37% | 88.93% | 79.12% | 88.79% | 51.27% | 72.66%
No | 33.25% | 19.93% | 27.27% | 10% | 34.16% | 20.47% | 26.32% | 14.29% | 20.63% | 11.07% | 20.88% | 11.21% | 48.73% | 27.34%
Don't Know (n) | 453 | 418 | 42 | 16 | 410 | 400 | 28 | 14 | 188 | 145 | 183 | 142 | 178 | 235
Respondents (n) | 391 | 582 | 22 | 20 | 363 | 552 | 19 | 14 | 189 | 244 | 182 | 232 | 158 | 267
D7 / Q39: Which of the following energy efficiency improvements have been made at your [Field-HousingDescription] in the last 10 years? Select all that apply.
TABLE H-15. ENERGY EFFICIENCY IMPROVEMENTS BY HOUSING TYPE
| SF | MF | Ameren-E-SF | Ameren-E-MF | ComEd-SF | ComEd-MF | Ameren-G-SF | Ameren-G-MF | Nicor-SF | Nicor-MF | ComEd-Nicor-SF | ComEd-Nicor-MF | ComEd-Peoples Gas-SF | ComEd-Peoples Gas-MF
(SHOW IF Housing Type = SF) |  | MF | Ameren-E-SF | Ameren-E-MF | ComEd-SF | ComEd-MF | Ameren-G-SF | Ameren-G-MF | Nicor-SF | Nicor-MF
Answer
Added caulking or weather-stripping | 36.91% | NR | 33.89% | NR | 37.73% | NR | 36.13% | NR | 35.13% | NR | 36.09% | NR | 43.01% | NR
Added duct sealing or duct insulation | 11.97% | NR | 10.04% | NR | 12.4% | NR | 12.3% | NR | 11.51% | NR | 12.46% | NR | 15.05% | NR
Had a home energy audit / inspection | 9.965% | NR | 8.159% | NR | 10.74% | NR | 9.686% | NR | 9.47% | NR | 9.895% | NR | 16.13% | NR
Installed higher-efficiency window(s) or door(s) | 33.02% | NR | 26.99% | NR | 35.72% | NR | 26.44% | NR | 34.93% | NR | 35.74% | NR | 37.1% | NR
Installed water / energy-savings faucet head(s) / aerator(s) / showerhead(s) | 28.54% | NR | 24.69% | NR | 30.22% | NR | 24.08% | NR | 30.35% | NR | 30.97% | NR | 29.57% | NR
Installed extra insulation to ceiling / attic | 20.28% | NR | 15.27% | NR | 22.53% | NR | 14.66% | NR | 20.98% | NR | 22.12% | NR | 19.89% | NR
Installed extra insulation walls | 8.196% | NR | 6.276% | NR | 9.17% | NR | 6.021% | NR | 7.026% | NR | 7.683% | NR | 14.52% | NR
Installed insulation in foundation / basement / crawlspace / rim joints | 8.962% | NR | 9.205% | NR | 8.734% | NR | 9.162% | NR | 9.063% | NR | 8.964% | NR | 8.065% | NR
Installed hot-water pipe insulation | 11.73% | NR | 10.46% | NR | 12.4% | NR | 10.99% | NR | 12.22% | NR | 12.92% | NR | 9.677% | NR
Installed / seasonally installed temporary plastic sheeting to insulate window(s) | 9.552% | NR | 10.25% | NR | 9.345% | NR | 10.47% | NR | 9.063% | NR | 8.964% | NR | 12.9% | NR
None of these | 28.77% | NR | 33.47% | NR | 26.99% | NR | 32.46% | NR | 29.23% | NR | 28.52% | NR | 20.43% | NR
Don't know (n) | 239 | NR | 87 | NR | 141 | NR | 71 | NR | 103 | NR | 86 | NR | 46 | NR
Respondents (n) | 1696 | 0 | 478 | 0 | 1145 | 0 | 382 | 0 | 982 | 0 | 859 | 0 | 186 | 0
D7 / Q39: Which of the following energy efficiency improvements have been made at your [Field-HousingDescription] in the last 10 years? Select all that apply.
TABLE H-16. ENERGY EFFICIENCY IMPROVEMENTS BY INCOME TYPE - SINGLE FAMILY
| SF-LI | SF-NLI | Ameren-E-SF-LI | Ameren-E-SF-NLI | ComEd-SF-LI | ComEd-SF-NLI | Ameren-G-SF-LI | Ameren-G-SF-NLI | Nicor-SF-LI | Nicor-SF-NLI | ComEd-Nicor-SF-LI | ComEd-Nicor-SF-NLI | ComEd-Peoples Gas-SF-LI | ComEd-Peoples Gas-SF-NLI
(SHOW IF Housing Type = SF)
Answer
Added caulking or weather-stripping | 36.33% | 37.42% | 35.33% | 33.12% | 35.98% | 38.83% | 34.07% | 37.14% | 34.83% | 35.56% | 33.48% | 37.4% | 42.31% | 44.23%
Added duct sealing or duct insulation | 11.91% | 12.02% | 9.581% | 10.39% | 12.5% | 12.36% | 11.85% | 12.65% | 10.49% | 11.95% | 11.59% | 12.85% | 15.38% | 14.42%
Had a home energy audit / inspection | 12.11% | 9.185% | 11.38% | 6.494% | 12.5% | 10.24% | 14.81% | 6.939% | 10.11% | 9.388% | 11.16% | 9.593% | 19.23% | 14.42%
Installed higher-efficiency window(s) or door(s) | 25.78% | 36.22% | 21.56% | 29.87% | 28.35% | 38.83% | 20.74% | 29.39% | 25.84% | 38.41% | 26.61% | 39.19% | 33.33% | 40.38%
Installed water / energy-savings faucet head(s) / aerator(s) / showerhead(s) | 27.15% | 29.1% | 29.34% | 22.4% | 26.22% | 31.71% | 27.41% | 22.45% | 27.72% | 31.29% | 26.61% | 32.52% | 28.21% | 29.81%
Installed extra insulation to ceiling / attic | 13.67% | 23.35% | 12.57% | 16.88% | 13.41% | 26.47% | 14.81% | 14.69% | 12.36% | 24.32% | 13.73% | 25.37% | 11.54% | 26.92%
Installed extra insulation walls | 8.203% | 8.326% | 5.988% | 6.494% | 9.451% | 9.238% | 5.926% | 6.122% | 6.742% | 7.255% | 7.725% | 7.805% | 14.1% | 15.38%
Installed insulation in foundation / basement / crawlspace / rim joints | 7.617% | 9.614% | 6.587% | 10.71% | 8.232% | 8.989% | 8.148% | 9.796% | 7.116% | 9.815% | 8.155% | 9.268% | 8.974% | 7.692%
Installed hot-water pipe insulation | 10.74% | 12.27% | 10.18% | 10.71% | 10.98% | 13.11% | 9.63% | 11.84% | 10.86% | 12.8% | 11.16% | 13.66% | 10.26% | 9.615%
Installed / seasonally installed temporary plastic sheeting to insulate window(s) | 13.28% | 7.897% | 13.77% | 8.442% | 12.8% | 7.865% | 13.33% | 8.98% | 13.11% | 7.397% | 12.02% | 7.642% | 14.1% | 12.5%
None of these | 30.86% | 27.47% | 34.73% | 32.47% | 29.27% | 25.59% | 34.07% | 31.43% | 31.84% | 27.88% | 31.33% | 27.15% | 23.08% | 17.31%
Don't know (n) | 111 | 124 | 40 | 46 | 67 | 71 | 31 | 39 | 45 | 55 | 38 | 45 | 25 | 21
Respondents (n) | 512 | 1165 | 167 | 308 | 328 | 801 | 135 | 245 | 267 | 703 | 233 | 615 | 78 | 104
D8 / Q40: What is the capacity of your electric panel?
TABLE H-17. ELECTRIC PANEL CAPACITY BY HOUSING TYPE
| SF | MF | Ameren-E-SF | Ameren-E-MF | ComEd-SF | ComEd-MF | Ameren-G-SF | Ameren-G-MF | Nicor-SF | Nicor-MF | ComEd-Nicor-SF | ComEd-Nicor-MF | ComEd-Peoples Gas-SF | ComEd-Peoples Gas-MF
(SHOW IF Housing Type = SF) |  | MF | Ameren-E-SF | Ameren-E-MF | ComEd-SF | ComEd-MF | Ameren-G-SF | Ameren-G-MF | Nicor-SF | Nicor-MF
Answer
100 Amps | 29.02% | NR | 26.32% | NR | 30.14% | NR | 30.3% | NR | 29.38% | NR | 29.89% | NR | 39.19% | NR
200 Amps | 67.31% | NR | 68.07% | NR | 67.12% | NR | 65.37% | NR | 67.87% | NR | 67.82% | NR | 54.05% | NR
Something else (please specify) | 3.666% | NR | 5.614% | NR | 2.74% | NR | 4.329% | NR | 2.749% | NR | 2.299% | NR | 6.757% | NR
Don't know (n) | 954 | NR | 283 | NR | 626 | NR | 224 | NR | 502 | NR | 420 | NR | 158 | NR
Respondents (n) | 982 | 0 | 285 | 0 | 657 | 0 | 231 | 0 | 582 | 0 | 522 | 0 | 74 | 0
D8 / Q40: What is the capacity of your electric panel?
TABLE H-18. ELECTRIC PANEL CAPACITY BY INCOME TYPE - SINGLE FAMILY
| SF-LI | SF-NLI | Ameren-E-SF-LI | Ameren-E-SF-NLI | ComEd-SF-LI | ComEd-SF-NLI | Ameren-G-SF-LI | Ameren-G-SF-NLI | Nicor-SF-LI | Nicor-SF-NLI | ComEd-Nicor-SF-LI | ComEd-Nicor-SF-NLI | ComEd-Peoples Gas-SF-LI | ComEd-Peoples Gas-SF-NLI
(SHOW IF Housing Type = SF)
Answer
100 Amps | 37.77% | 25.78% | 33.33% | 23.12% | 38.57% | 27.2% | 42.65% | 24.84% | 36.07% | 27.03% | 36.36% | 27.52% | 59.09% | 29.41%
200 Amps | 58.8% | 70.45% | 61.9% | 70.85% | 58.57% | 70.06% | 51.47% | 71.43% | 61.48% | 70.11% | 60.91% | 70.27% | 36.36% | 62.75%
Something else (please specify) | 3.433% | 3.779% | 4.762% | 6.03% | 2.857% | 2.74% | 5.882% | 3.727% | 2.459% | 2.857% | 2.727% | 2.211% | 4.545% | 7.843%
Don't know (n) | 393 | 546 | 124 | 157 | 256 | 357 | 99 | 124 | 192 | 300 | 162 | 249 | 81 | 74
Respondents (n) | 233 | 741 | 84 | 199 | 140 | 511 | 68 | 161 | 122 | 455 | 110 | 407 | 22 | 51

## I - WTP
How likely is it that the following factors would prevent you from replacing your broken central heating system with a high-efficiency model? | TABLE I-1. LIKELIHOOD OF CERTAIN BARRIERS PREVENTING PARTICIPANTS FROM REPLACING BROKEN CENTRAL HEATING SYSTEM WITH A HIGH-EFFICIENCY MODEL BY HOUSING AND INCOME TYPE
| SF | MF | SF-LI | SF-NLI | MF-LI | MF-NLI
Answer
Higher Purchase Price:
Extremely likely | 25.48% | 24.92% | 42.02% | 17.48% | 36.22% | 17.37%
Very likely | 21.1% | 22.71% | 20.17% | 21.54% | 20.47% | 24.21%
Moderately likely | 24.11% | 26.81% | 17.65% | 27.24% | 22.05% | 30%
Slightly likely | 15.34% | 15.46% | 10.08% | 17.89% | 11.81% | 17.89%
Not at all likely | 13.97% | 10.09% | 10.08% | 15.85% | 9.449% | 10.53%
Total | 365 | 317 | 119 | 246 | 127 | 190
Difficulty in Accessing Money or Financing:
Extremely likely | 23.27% | 23.15% | 41.18% | 14.46% | 36.59% | 14.36%
Very likely | 15.51% | 16.08% | 22.69% | 11.98% | 15.45% | 16.49%
Moderately likely | 13.3% | 21.54% | 12.61% | 13.64% | 29.27% | 16.49%
Slightly likely | 19.11% | 18.33% | 9.244% | 23.97% | 8.943% | 24.47%
Not at all likely | 28.81% | 20.9% | 14.29% | 35.95% | 9.756% | 28.19%
Total | 361 | 311 | 119 | 242 | 123 | 188
Difficulty finding information about energy efficient options:
Extremely likely | 7.418% | 7.792% | 7.5% | 7.377% | 11.48% | 5.376%
Very likely | 10.71% | 14.61% | 9.167% | 11.48% | 17.21% | 12.9%
Moderately likely | 25.55% | 28.25% | 23.33% | 26.64% | 27.05% | 29.03%
Slightly likely | 25.55% | 23.05% | 28.33% | 24.18% | 22.13% | 23.66%
Not at all likely | 30.77% | 26.3% | 31.67% | 30.33% | 22.13% | 29.03%
Total | 364 | 308 | 120 | 244 | 122 | 186
Uncertainty about the amount of energy or utility bill savings:
Extremely likely | 12.02% | 12.1% | 19.67% | 8.197% | 16.26% | 9.424%
Very likely | 19.4% | 18.79% | 21.31% | 18.44% | 19.51% | 18.32%
Moderately likely | 24.86% | 27.07% | 22.13% | 26.23% | 27.64% | 26.7%
Slightly likely | 20.77% | 26.43% | 14.75% | 23.77% | 22.76% | 28.8%
Not at all likely | 22.95% | 15.61% | 22.13% | 23.36% | 13.82% | 16.75%
Total | 366 | 314 | 122 | 244 | 123 | 191
Concern over the appearance of the high efficiency option:
Extremely likely | 2.5% | 2.913% | 5.882% | 0.8299% | 5.738% | 1.07%
Very likely | 4.722% | 7.12% | 9.244% | 2.49% | 11.48% | 4.278%
Moderately likely | 5% | 11% | 6.723% | 4.149% | 16.39% | 7.487%
Slightly likely | 14.44% | 18.12% | 14.29% | 14.52% | 13.93% | 20.86%
Not at all likely | 73.33% | 60.84% | 63.87% | 78.01% | 52.46% | 66.31%
Total | 360 | 309 | 119 | 241 | 122 | 187
How likely is it that the following factors would motivate you to replace your broken central heating system with a high-efficiency model? | TABLE I-2. LIKELIHOOD OF CERTAIN FACTORS MOTIVATING SURVEY PARTICIPANTS TO REPLACE BROKEN CENTRAL HEATING SYSTEM WITH A HIGH-EFFICIENCY MODEL BY HOUSING AND INCOME TYPE
| SF | MF | SF-LI | SF-NLI | MF-LI | MF-NLI
Answer
Energy or utility bill savings:
Extremely likely | 50.82% | 56.73% | 55.83% | 48.39% | 64.17% | 52.08%
Very likely | 30.98% | 25.96% | 25.83% | 33.47% | 21.67% | 28.65%
Moderately likely | 14.13% | 12.5% | 16.67% | 12.9% | 8.333% | 15.1%
Slightly likely | 2.446% | 2.885% | 0.8333% | 3.226% | 2.5% | 3.125%
Not at all likely | 1.63% | 1.923% | 0.8333% | 2.016% | 3.333% | 1.042%
Total | 368 | 312 | 120 | 248 | 120 | 192
Progress toward personal sustainability or environmental goals:
Extremely likely | 23.89% | 24.1% | 25.86% | 22.95% | 21.67% | 25.67%
Very likely | 23.33% | 26.71% | 18.97% | 25.41% | 28.33% | 25.67%
Moderately likely | 22.5% | 24.1% | 29.31% | 19.26% | 20% | 26.74%
Slightly likely | 15.28% | 13.68% | 12.93% | 16.39% | 17.5% | 11.23%
Not at all likely | 15% | 11.4% | 12.93% | 15.98% | 12.5% | 10.7%
Total | 360 | 307 | 116 | 244 | 120 | 187
Improved occupant comfort:
Extremely likely | 36.31% | 37.01% | 39.66% | 34.71% | 36.13% | 37.57%
Very likely | 31.84% | 36.36% | 28.45% | 33.47% | 36.13% | 36.51%
Moderately likely | 19.83% | 16.56% | 20.69% | 19.42% | 15.13% | 17.46%
Slightly likely | 8.38% | 6.818% | 7.759% | 8.678% | 8.403% | 5.82%
Not at all likely | 3.631% | 3.247% | 3.448% | 3.719% | 4.202% | 2.646%
Total | 358 | 308 | 116 | 242 | 119 | 189
Reduce fossil fuel consumption:
Extremely likely | 27.35% | 30.29% | 27.35% | 27.35% | 29.41% | 30.85%
Very likely | 22.93% | 28.01% | 25.64% | 21.63% | 28.57% | 27.66%
Moderately likely | 23.76% | 21.5% | 27.35% | 22.04% | 16.81% | 24.47%
Slightly likely | 14.36% | 14.01% | 13.68% | 14.69% | 18.49% | 11.17%
Not at all likely | 11.6% | 6.189% | 5.983% | 14.29% | 6.723% | 5.851%
Total | 362 | 307 | 117 | 245 | 119 | 188
Increased system reliability:
Extremely likely | 38.16% | 38.31% | 44.35% | 35.25% | 32.5% | 42.02%
Very likely | 38.44% | 39.29% | 30.43% | 42.21% | 41.67% | 37.77%
Moderately likely | 15.32% | 14.29% | 14.78% | 15.57% | 14.17% | 14.36%
Slightly likely | 5.014% | 5.195% | 6.957% | 4.098% | 7.5% | 3.723%
Not at all likely | 3.064% | 2.922% | 3.478% | 2.869% | 4.167% | 2.128%
Total | 359 | 308 | 115 | 244 | 120 | 188
Quieter operation than your current system:
Extremely likely | 23.74% | 29.45% | 27.59% | 21.9% | 25.83% | 31.75%
Very likely | 26.26% | 28.16% | 25% | 26.86% | 25% | 30.16%
Moderately likely | 20.95% | 23.95% | 17.24% | 22.73% | 26.67% | 22.22%
Slightly likely | 18.16% | 10.36% | 18.97% | 17.77% | 10.83% | 10.05%
Not at all likely | 10.89% | 8.091% | 11.21% | 10.74% | 11.67% | 5.82%
Total | 358 | 309 | 116 | 242 | 120 | 189
HV7a / Q7a: How likely would you be to purchase a high efficiency model if you received no incentive? You would pay the full additional cost of $1,000 to upgrade to the energy-efficient model? | TABLE I-3. LIKELIHOOD OF SURVEY PARTICIPANTS PURCHASING HIGH-EFFICIENCY HVAC WITH NO INCENTIVE BY HOUSING AND INCOME TYPE
| SF | MF | SF-LI | SF-NLI | MF-LI | MF-NLI
Answer
Extremely likely | 12.24% | 9.851% | 11.02% | 12.84% | 10.37% | 9.5%
Very likely | 17.97% | 17.61% | 12.6% | 20.62% | 14.07% | 20%
Moderately likely | 27.86% | 35.82% | 18.9% | 32.3% | 34.07% | 37%
Slightly likely | 21.35% | 20% | 24.41% | 19.84% | 19.26% | 20.5%
Not at all likely | 20.57% | 16.72% | 33.07% | 14.4% | 22.22% | 13%
Total | 384 | 335 | 127 | 257 | 135 | 200
HV7b / Q7b: How likely would you be to purchase a high efficiency model if you received an incentive for ONE-QUARTER ($250) of the additional cost of a high-efficiency model? You would pay the additional $750 to upgrade to the energy-efficient model, resulting in five-year simple payback. | TABLE I-4. LIKELIHOOD OF SURVEY PARTICIPANTS PURCHASING HIGH-EFFICIENCY HVAC WITH $250 INCENTIVE BY HOUSING AND INCOME TYPE
(ASK IF HV7a < Extremely Likely) | SF | MF | SF-LI | SF-NLI | MF-LI | MF-NLI
Answer
Extremely likely | 9.199% | 11% | 9.735% | 8.929% | 9.167% | 12.22%
Very likely | 25.82% | 29% | 22.12% | 27.68% | 25% | 31.67%
Moderately likely | 34.72% | 32% | 28.32% | 37.95% | 31.67% | 32.22%
Slightly likely | 19.29% | 19% | 23.89% | 16.96% | 22.5% | 16.67%
Not at all likely | 10.98% | 9% | 15.93% | 8.482% | 11.67% | 7.222%
Total | 337 | 300 | 113 | 224 | 120 | 180
HV7c / Q7c: How likely would you be to purchase a high efficiency model if you received an incentive for HALF ($500) of the additional cost of a high-efficiency model? You would pay the additional $500 to upgrade to a high-efficiency model, resulting in about a three-year simple payback. | TABLE I-5. LIKELIHOOD OF SURVEY PARTICIPANTS PURCHASING HIGH-EFFICIENCY HVAC WITH $500 INCENTIVE BY HOUSING AND INCOME TYPE
(ASK IF HV7b < Extremely Likely) | SF | MF | SF-LI | SF-NLI | MF-LI | MF-NLI
Answer
Extremely likely | 17.16% | 16.92% | 12.87% | 19.31% | 14.81% | 18.35%
Very likely | 38.28% | 40.23% | 32.67% | 41.09% | 32.41% | 45.57%
Moderately likely | 26.4% | 25.56% | 30.69% | 24.26% | 28.7% | 23.42%
Slightly likely | 10.56% | 10.9% | 12.87% | 9.406% | 12.96% | 9.494%
Not at all likely | 7.591% | 6.391% | 10.89% | 5.941% | 11.11% | 3.165%
Total | 303 | 266 | 101 | 202 | 108 | 158
HV7d / Q7d: How likely would you be to purchase a high efficiency model if you received an incentive for THREE-QUARTERS ($750) of the additional cost of a high-efficiency model? You would pay the additional $250 to upgrade to a high-efficiency model, resulting in about a 1.5-year simple payback. | TABLE I-6. LIKELIHOOD OF SURVEY PARTICIPANTS PURCHASING HIGH-EFFICIENCY HVAC WITH $750 INCENTIVE BY HOUSING AND INCOME TYPE
(ASK IF HV7c < Extremely Likely) | SF | MF | SF-LI | SF-NLI | MF-LI | MF-NLI
Answer
Extremely likely | 30.28% | 32.73% | 21.59% | 34.97% | 21.74% | 40.62%
Very likely | 35.86% | 33.18% | 38.64% | 34.36% | 33.7% | 32.81%
Moderately likely | 21.12% | 20.45% | 25% | 19.02% | 26.09% | 16.41%
Slightly likely | 6.773% | 6.364% | 7.955% | 6.135% | 6.522% | 6.25%
Not at all likely | 5.976% | 7.273% | 6.818% | 5.521% | 11.96% | 3.906%
Total | 251 | 220 | 88 | 163 | 92 | 128
HV7e / Q7e: How likely would you be to purchase a high efficiency model if you received an incentive for ALL ($1,000) of the additional cost of a high-efficiency model? This would be an instant payback on all the costs. | TABLE I-7. LIKELIHOOD OF SURVEY PARTICIPANTS PURCHASING HIGH-EFFICIENCY HVAC WITH $1000 INCENTIVE BY HOUSING AND INCOME TYPE
(ASK IF HV7d < Extremely Likely) | SF | MF | SF-LI | SF-NLI | MF-LI | MF-NLI
Answer
Extremely likely | 48.85% | 50.68% | 42.03% | 53.33% | 47.22% | 53.95%
Very likely | 25.86% | 27.03% | 31.88% | 21.9% | 26.39% | 27.63%
Moderately likely | 13.79% | 10.14% | 13.04% | 14.29% | 8.333% | 11.84%
Slightly likely | 5.172% | 4.054% | 4.348% | 5.714% | 5.556% | 2.632%
Not at all likely | 6.322% | 8.108% | 8.696% | 4.762% | 12.5% | 3.947%
Total | 174 | 148 | 69 | 105 | 72 | 76
HV9 / Q9: Do you currently have a heat pump installed in your home? | TABLE I-8. HEAT PUMP SATURATION BY HOUSING AND INCOME TYPE
| SF | MF | SF-LI | SF-NLI | MF-LI | MF-NLI
Answer
Yes | 6.266% | 5.538% | 6.349% | 6.226% | 6.87% | 4.639%
No | 83.03% | 70.77% | 70.63% | 89.11% | 65.65% | 74.23%
Don't know | 10.7% | 23.69% | 23.02% | 4.669% | 27.48% | 21.13%
Total | 383 | 325 | 126 | 257 | 131 | 194
HV9a / Q9a: Given your experience with the heat pump, how satisfied are you with your heat pump? | TABLE I-9. HEAT PUMP SATISFACTION BY HOUSING AND INCOME TYPE
(ASK IF HV9=1) | SF | MF | SF-LI | SF-NLI | MF-LI | MF-NLI
Answer
Extremely satisfied | 33.33% | 27.78% | 37.5% | 31.25% | 11.11% | 44.44%
Very satisfied | 41.67% | 22.22% | 37.5% | 43.75% | 44.44% | 0%
Moderately satisfied | 20.83% | 38.89% | 12.5% | 25% | 44.44% | 33.33%
Slightly satisfied | 0% | 5.556% | 0% | 0% | 0% | 11.11%
Not at all satisfied | 4.167% | 5.556% | 12.5% | 0% | 0% | 11.11%
Total | 24 | 18 | 8 | 16 | 9 | 9
WH2 / Q14: How likely is it that the following factors will prevent you from replacing your broken water heater with a high efficiency water heater instead of a standard-efficiency water heater? | TABLE I-10. LIKELIHOOD OF CERTAIN BARRIERS PREVENTING SURVEY PARTICIPANTS FROM REPLACING BROKEN WATER HEATER WITH A HIGH-EFFICIENCY WATER HEATER BY HOUSING AND INCOME TYPE
| SF | MF | SF-LI | SF-NLI | MF-LI | MF-NLI
Answer
Higher Purchase Price:
Extremely likely | 30.77% | 24.4% | 41.32% | 25.51% | 30.17% | 20.57%
Very likely | 24.45% | 23.02% | 21.49% | 25.93% | 22.41% | 23.43%
Moderately likely | 25.27% | 30.58% | 21.49% | 27.16% | 28.45% | 32%
Slightly likely | 12.91% | 12.71% | 10.74% | 13.99% | 9.483% | 14.86%
Not at all likely | 6.593% | 9.278% | 4.959% | 7.407% | 9.483% | 9.143%
Total | 364 | 291 | 121 | 243 | 116 | 175
Difficulty in accessing money or financing:
Extremely likely | 22.35% | 18.69% | 41.38% | 13.22% | 29.91% | 11.05%
Very likely | 14.8% | 15.57% | 21.55% | 11.57% | 17.09% | 14.53%
Moderately likely | 15.08% | 24.57% | 13.79% | 15.7% | 24.79% | 24.42%
Slightly likely | 15.08% | 15.92% | 10.34% | 17.36% | 11.97% | 18.6%
Not at all likely | 32.68% | 25.26% | 12.93% | 42.15% | 16.24% | 31.4%
Total | 358 | 289 | 116 | 242 | 117 | 172
Plumbing or structural changes needed to your home:
Extremely likely | 25% | 30.48% | 29.06% | 23.05% | 31.62% | 29.71%
Very likely | 24.17% | 29.45% | 30.77% | 20.99% | 29.06% | 29.71%
Moderately likely | 25% | 20.89% | 18.8% | 27.98% | 17.95% | 22.86%
Slightly likely | 12.22% | 9.247% | 8.547% | 13.99% | 9.402% | 9.143%
Not at all likely | 13.61% | 9.932% | 12.82% | 13.99% | 11.97% | 8.571%
Total | 360 | 292 | 117 | 243 | 117 | 175
Uncertainty about the amount of energy or utility bill savings:
Extremely likely | 13.89% | 12.46% | 17.8% | 11.98% | 16.24% | 9.884%
Very likely | 20% | 21.45% | 18.64% | 20.66% | 20.51% | 22.09%
Moderately likely | 33.33% | 34.6% | 36.44% | 31.82% | 35.9% | 33.72%
Slightly likely | 19.72% | 17.99% | 11.02% | 23.97% | 15.38% | 19.77%
Not at all likely | 13.06% | 13.49% | 16.1% | 11.57% | 11.97% | 14.53%
Total | 360 | 289 | 118 | 242 | 117 | 172
Lack of knowledge about high efficiency water heaters:
Extremely likely | 9.418% | 10.62% | 15.38% | 6.557% | 14.29% | 8.092%
Very likely | 18.28% | 18.84% | 17.09% | 18.85% | 23.53% | 15.61%
Moderately likely | 23.82% | 30.48% | 24.79% | 23.36% | 31.09% | 30.06%
Slightly likely | 21.33% | 21.92% | 21.37% | 21.31% | 17.65% | 24.86%
Not at all likely | 27.15% | 18.15% | 21.37% | 29.92% | 13.45% | 21.39%
Total | 361 | 292 | 117 | 244 | 119 | 173
WH5 / Q17: How likely is it that the following factors would motivate you to replace your broken water heater with a high efficiency model? | TABLE I-11. LIKELIHOOD OF CERTAIN FACTORS MOTIVATING SURVEY PARTICIPANTS TO REPLACE BROKEN WATER HEATER WITH A HIGH-EFFICIENCY MODEL BY HOUSING AND INCOME TYPE
| SF | MF | SF-LI | SF-NLI | MF-LI | MF-NLI
Answer
Energy or utility bill savings:
Extremely likely | 40.49% | 37.02% | 43.7% | 38.96% | 39.82% | 35.23%
Very likely | 33.42% | 38.41% | 34.45% | 32.93% | 38.05% | 38.64%
Moderately likely | 20.11% | 16.96% | 16.81% | 21.69% | 11.5% | 20.45%
Slightly likely | 4.076% | 3.806% | 2.521% | 4.819% | 5.31% | 2.841%
Not at all likely | 1.902% | 3.806% | 2.521% | 1.606% | 5.31% | 2.841%
Total | 368 | 289 | 119 | 249 | 113 | 176
Progress toward personal sustainability goals:
Extremely likely | 21.39% | 22.18% | 25% | 19.67% | 16.22% | 26.01%
Very likely | 23.06% | 22.54% | 18.97% | 25% | 27.03% | 19.65%
Moderately likely | 22.22% | 28.17% | 28.45% | 19.26% | 28.83% | 27.75%
Slightly likely | 16.67% | 16.9% | 12.93% | 18.44% | 18.02% | 16.18%
Not at all likely | 16.67% | 10.21% | 14.66% | 17.62% | 9.91% | 10.4%
Total | 360 | 284 | 116 | 244 | 111 | 173
Improved home comfort:
Extremely likely | 28.53% | 27.82% | 29.91% | 27.87% | 23.21% | 30.81%
Very likely | 34.63% | 41.55% | 37.61% | 33.2% | 41.96% | 41.28%
Moderately likely | 21.05% | 20.42% | 17.95% | 22.54% | 20.54% | 20.35%
Slightly likely | 9.972% | 6.69% | 6.838% | 11.48% | 9.821% | 4.651%
Not at all likely | 5.817% | 3.521% | 7.692% | 4.918% | 4.464% | 2.907%
Total | 361 | 284 | 117 | 244 | 112 | 172
Improved water heater reliability:
Extremely likely | 37.53% | 38.25% | 41.18% | 35.77% | 37.5% | 38.73%
Very likely | 37.26% | 32.28% | 34.45% | 38.62% | 28.57% | 34.68%
Moderately likely | 16.16% | 18.95% | 15.13% | 16.67% | 19.64% | 18.5%
Slightly likely | 6.849% | 6.316% | 5.042% | 7.724% | 8.036% | 5.202%
Not at all likely | 2.192% | 4.211% | 4.202% | 1.22% | 6.25% | 2.89%
Total | 365 | 285 | 119 | 246 | 112 | 173
WH8a / Q20a: How likely would you be to purchase a high-efficiency water heater instead of a standard-efficiency water heater if you received no incentive and you paid the additional $900 to purchase a high-efficiency water heater? | TABLE I-12. LIKELIHOOD OF SURVEY PARTICIPANTS PURCHASING HIGH-EFFICIENCY WATER HEATER WITH NO INCENTIVE BY HOUSING AND INCOME TYPE
| SF | MF | SF-LI | SF-NLI | MF-LI | MF-NLI
Answer
Extremely likely | 8.021% | 6.752% | 8.943% | 7.57% | 4.8% | 8.065%
Very likely | 13.1% | 16.08% | 8.13% | 15.54% | 14.4% | 17.2%
Moderately likely | 24.87% | 27.01% | 17.07% | 28.69% | 26.4% | 27.42%
Slightly likely | 25.4% | 24.76% | 21.95% | 27.09% | 27.2% | 23.12%
Not at all likely | 28.61% | 25.4% | 43.9% | 21.12% | 27.2% | 24.19%
Total | 374 | 311 | 123 | 251 | 125 | 186
WH8b / Q20b: How likely would you be to purchase a high-efficiency water heater instead of a standard-efficiency water heater if you received an incentive for ONE-QUARTER ($225) of the additional cost of the high-efficiency water heater? You would pay the additional $675 to upgrade to a high-efficiency water heater. This is a 4.5-year simple payback. | TABLE I-13. LIKELIHOOD OF SURVEY PARTICIPANTS PURCHASING HIGH-EFFICIENCY WATER HEATER WITH $225 INCENTIVE BY HOUSING AND INCOME TYPE
(ASK IF WH8a < Extremely Likely) | SF | MF | SF-LI | SF-NLI | MF-LI | MF-NLI
Answer
Extremely likely | 7.58% | 9.655% | 5.405% | 8.621% | 6.723% | 11.7%
Very likely | 19.53% | 17.24% | 16.22% | 21.12% | 16.81% | 17.54%
Moderately likely | 32.07% | 32.76% | 24.32% | 35.78% | 31.09% | 33.92%
Slightly likely | 27.11% | 27.59% | 30.63% | 25.43% | 31.93% | 24.56%
Not at all likely | 13.7% | 12.76% | 23.42% | 9.052% | 13.45% | 12.28%
Total | 343 | 290 | 111 | 232 | 119 | 171
WH8c / Q20c: How likely would you be to purchase a high-efficiency water heater instead of a standard-efficiency water heater if you received an incentive for HALF ($450) of the additional cost of the high-efficiency water heater? You would pay the additional $450 to upgrade to a high-efficiency water heater. This is a 3-year simple payback. | TABLE I-14. LIKELIHOOD OF SURVEY PARTICIPANTS PURCHASING HIGH-EFFICIENCY WATER HEATER WITH $450 INCENTIVE BY HOUSING AND INCOME TYPE
(ASK IF WH8b < Extremely Likely) | SF | MF | SF-LI | SF-NLI | MF-LI | MF-NLI
Answer
Extremely likely | 16.35% | 13.18% | 12.75% | 18.1% | 11.11% | 14.67%
Very likely | 26.28% | 28.29% | 18.63% | 30% | 23.15% | 32%
Moderately likely | 34.94% | 31.4% | 33.33% | 35.71% | 33.33% | 30%
Slightly likely | 13.46% | 16.67% | 19.61% | 10.48% | 21.3% | 13.33%
Not at all likely | 8.974% | 10.47% | 15.69% | 5.714% | 11.11% | 10%
Total | 312 | 258 | 102 | 210 | 108 | 150
WH8d / Q20d: How likely would you be to purchase a high-efficiency water heater instead of a standard-efficiency water heater if you received an incentive for THREE-QUARTERS ($675) of the additional cost of the high-efficiency heat pump water heater? You would pay the additional $225 to upgrade to a high-efficiency water heater. This is a 1.5-year simple payback. | TABLE I-15. LIKELIHOOD OF SURVEY PARTICIPANTS PURCHASING HIGH-EFFICIENCY WATER HEATER WITH $675 INCENTIVE BY HOUSING AND INCOME TYPE
(ASK IF WH8c < Extremely Likely) | SF | MF | SF-LI | SF-NLI | MF-LI | MF-NLI
Answer
Extremely likely | 21.92% | 20.98% | 8.989% | 28.65% | 11.46% | 28.12%
Very likely | 37.69% | 31.7% | 35.96% | 38.6% | 30.21% | 32.81%
Moderately likely | 27.31% | 27.68% | 40.45% | 20.47% | 34.38% | 22.66%
Slightly likely | 6.923% | 8.482% | 4.494% | 8.187% | 12.5% | 5.469%
Not at all likely | 6.154% | 11.16% | 10.11% | 4.094% | 11.46% | 10.94%
Total | 260 | 224 | 89 | 171 | 96 | 128
WH8e / Q20e: How likely would you be to purchase a high-efficiency water heater instead of a standard-efficiency water heater if you received an incentive for ALL ($900) of the additional cost of the high-efficiency water heater? This is an instant payback. | TABLE I-16. LIKELIHOOD OF SURVEY PARTICIPANTS PURCHASING HIGH-EFFICIENCY WATER HEATER WITH $900 INCENTIVE BY HOUSING AND INCOME TYPE
(ASK IF WH8d < Extremely Likely) | SF | MF | SF-LI | SF-NLI | MF-LI | MF-NLI
Answer
Extremely likely | 55.17% | 51.14% | 44.44% | 62.3% | 50% | 52.17%
Very likely | 25.12% | 19.89% | 37.04% | 17.21% | 16.67% | 22.83%
Moderately likely | 11.82% | 11.93% | 13.58% | 10.66% | 14.29% | 9.783%
Slightly likely | 5.419% | 5.682% | 0% | 9.016% | 8.333% | 3.261%
Not at all likely | 2.463% | 11.36% | 4.938% | 0.8197% | 10.71% | 11.96%
Total | 203 | 176 | 81 | 122 | 84 | 92
WH10 / Q22: Do you currently have a heat pump water heater installed in your home? | TABLE I-17. HEAT PUMP WATER HEATER SATURATION BY HOUSING AND INCOME TYPE
| SF | MF | SF-LI | SF-NLI | MF-LI | MF-NLI
Answer
Yes | 3.784% | 2.941% | 5.785% | 2.811% | 2.5% | 3.226%
No | 85.95% | 71.57% | 75.21% | 91.16% | 65% | 75.81%
Don't know | 10.27% | 25.49% | 19.01% | 6.024% | 32.5% | 20.97%
Total | 370 | 306 | 121 | 249 | 120 | 186
WH10a / Q22a: Given your experience with the heat pump water heater, how satisfied are you with your heat pump water heater? | TABLE I-18. HEAT PUMP WATER HEATER SATISFACTION BY HOUSING AND INCOME TYPE
(ASK IF WH10=1) | SF | MF | SF-LI | SF-NLI | MF-LI | MF-NLI
Answer
Extremely satisfied | 42.86% | 44.44% | 42.86% | 42.86% | 0% | 66.67%
Very satisfied | 28.57% | 22.22% | 28.57% | 28.57% | 33.33% | 16.67%
Moderately satisfied | 21.43% | 11.11% | 14.29% | 28.57% | 0% | 16.67%
Slightly satisfied | 0% | 22.22% | 0% | 0% | 66.67% | 0%
Not at all satisfied | 7.143% | 0% | 14.29% | 0% | 0% | 0%
Total | 14 | 9 | 7 | 7 | 3 | 6
I2 / Q27: How likely is it that the following factors would prevent you from making improvements to your home's ceiling insulation or air sealing? | TABLE I-19. LIKELIHOOD OF CERTAIN BARRIERS PREVENTING SURVEY PARTICIPANTS FROM MAKING IMPROVEMENTS TO THEIR HOME’S CEILING INSULATION OR AIR SEALING BY HOUSING AND INCOME TYPE
| SF | MF | SF-LI | SF-NLI | MF-LI | MF-NLI
Answer
Cost:
Extremely likely | 40.85% | 38.43% | 63.25% | 29.83% | 42.34% | 35.88%
Very likely | 20.28% | 24.2% | 17.09% | 21.85% | 25.23% | 23.53%
Moderately likely | 23.66% | 19.93% | 10.26% | 30.25% | 19.82% | 20%
Slightly likely | 8.451% | 7.473% | 2.564% | 11.34% | 2.703% | 10.59%
Not at all likely | 6.761% | 9.964% | 6.838% | 6.723% | 9.91% | 10%
Total | 355 | 281 | 117 | 238 | 111 | 170
Difficulty in accessing money or financing:
Extremely likely | 26.44% | 22.66% | 48.25% | 15.81% | 33.94% | 15.38%
Very likely | 11.49% | 18.35% | 16.67% | 8.974% | 17.43% | 18.93%
Moderately likely | 18.68% | 21.58% | 12.28% | 21.79% | 26.61% | 18.34%
Slightly likely | 13.51% | 15.83% | 7.018% | 16.67% | 11.01% | 18.93%
Not at all likely | 29.89% | 21.58% | 15.79% | 36.75% | 11.01% | 28.4%
Total | 348 | 278 | 114 | 234 | 109 | 169
Disruption in the home during the work:
Extremely likely | 7.736% | 15% | 11.21% | 6.009% | 14.68% | 15.2%
Very likely | 13.47% | 21.07% | 16.38% | 12.02% | 22.02% | 20.47%
Moderately likely | 25.79% | 27.86% | 25.86% | 25.75% | 28.44% | 27.49%
Slightly likely | 29.23% | 19.64% | 27.59% | 30.04% | 19.27% | 19.88%
Not at all likely | 23.78% | 16.43% | 18.97% | 26.18% | 15.6% | 16.96%
Total | 349 | 280 | 116 | 233 | 109 | 171
Uncertainty about the amount of energy or money savings:
Extremely likely | 12.68% | 16.31% | 18.26% | 9.914% | 17.7% | 15.38%
Very likely | 31.41% | 26.95% | 30.43% | 31.9% | 30.09% | 24.85%
Moderately likely | 29.39% | 34.04% | 22.61% | 32.76% | 30.09% | 36.69%
Slightly likely | 14.41% | 10.28% | 15.65% | 13.79% | 10.62% | 10.06%
Not at all likely | 12.1% | 12.41% | 13.04% | 11.64% | 11.5% | 13.02%
Total | 347 | 282 | 115 | 232 | 113 | 169
Lack of knowledge about the insulation needed:
Extremely likely | 15.19% | 19.42% | 22.41% | 11.59% | 22.02% | 17.75%
Very likely | 17.19% | 25.18% | 17.24% | 17.17% | 21.1% | 27.81%
Moderately likely | 26.93% | 30.94% | 22.41% | 29.18% | 33.94% | 28.99%
Slightly likely | 15.47% | 11.51% | 17.24% | 14.59% | 11.01% | 11.83%
Not at all likely | 25.21% | 12.95% | 20.69% | 27.47% | 11.93% | 13.61%
Total | 349 | 278 | 116 | 233 | 109 | 169
Uncertainty on how to find a qualified contractor:
Extremely likely | 21.9% | 27.7% | 28.95% | 18.45% | 27.52% | 27.81%
Very likely | 23.05% | 24.46% | 25.44% | 21.89% | 19.27% | 27.81%
Moderately likely | 22.48% | 20.86% | 21.93% | 22.75% | 24.77% | 18.34%
Slightly likely | 13.83% | 9.712% | 9.649% | 15.88% | 11.01% | 8.876%
Not at all likely | 18.73% | 17.27% | 14.04% | 21.03% | 17.43% | 17.16%
Total | 347 | 278 | 114 | 233 | 109 | 169
I5 / Q30: How likely is it that the following factors would motivate you to make improvements to your home's ceiling insulation or air sealing? | TABLE I-20. LIKELIHOOD OF CERTAIN FACTORS MOTIVATING SURVEY PARTICIPANTS TO IMPROVE CEILING INSULATION OR AIR SEALING BY HOUSING AND INCOME TYPE
| SF | MF | SF-LI | SF-NLI | MF-LI | MF-NLI
Answer
Energy or utility bill savings:
Extremely likely | 42.29% | 35.48% | 50.88% | 38.14% | 37.04% | 34.5%
Very likely | 33.14% | 31.9% | 24.56% | 37.29% | 32.41% | 31.58%
Moderately likely | 16.29% | 20.43% | 16.67% | 16.1% | 18.52% | 21.64%
Slightly likely | 7.143% | 5.376% | 7.018% | 7.203% | 2.778% | 7.018%
Not at all likely | 1.143% | 6.81% | 0.8772% | 1.271% | 9.259% | 5.263%
Total | 350 | 279 | 114 | 236 | 108 | 171
Progress toward personal sustainability goals:
Extremely likely | 20.46% | 24% | 24.78% | 18.38% | 23.15% | 24.55%
Very likely | 17.87% | 13.82% | 15.04% | 19.23% | 18.52% | 10.78%
Moderately likely | 26.22% | 29.09% | 28.32% | 25.21% | 30.56% | 28.14%
Slightly likely | 19.31% | 18.91% | 19.47% | 19.23% | 12.96% | 22.75%
Not at all likely | 16.14% | 14.18% | 12.39% | 17.95% | 14.81% | 13.77%
Total | 347 | 275 | 113 | 234 | 108 | 167
Improved occupant comfort:
Extremely likely | 37.28% | 32.13% | 38.05% | 36.91% | 25.69% | 36.31%
Very likely | 36.42% | 34.3% | 32.74% | 38.2% | 37.61% | 32.14%
Moderately likely | 19.08% | 22.38% | 18.58% | 19.31% | 22.02% | 22.62%
Slightly likely | 4.624% | 6.859% | 7.08% | 3.433% | 8.257% | 5.952%
Not at all likely | 2.601% | 4.332% | 3.54% | 2.146% | 6.422% | 2.976%
Total | 346 | 277 | 113 | 233 | 109 | 168
Reduce ice dams, condensation, or solve other physical problems:
Extremely likely | 36.68% | 33.09% | 41.23% | 34.47% | 28.7% | 35.88%
Very likely | 28.37% | 28.06% | 29.82% | 27.66% | 27.78% | 28.24%
Moderately likely | 20.06% | 21.58% | 14.91% | 22.55% | 25% | 19.41%
Slightly likely | 8.596% | 7.914% | 7.018% | 9.362% | 5.556% | 9.412%
Not at all likely | 6.304% | 9.353% | 7.018% | 5.957% | 12.96% | 7.059%
Total | 349 | 278 | 114 | 235 | 108 | 170
I8a / Q33a: How likely would you be to upgrade your home's ceiling insulation or air sealing if you received no incentive and paid the $2,000 to install upgraded ceiling insulation or complete air sealing? | TABLE I-21. LIKELIHOOD OF SURVEY PARTICIPANTS UPGRADE CEILING INSULATION OR AIR SEALING WITH NO INCENTIVE BY HOUSING AND INCOME TYPE
| SF | MF | SF-LI | SF-NLI | MF-LI | MF-NLI
Answer
Extremely likely | 3.581% | 4.698% | 3.361% | 3.689% | 3.419% | 5.525%
Very likely | 8.264% | 6.711% | 4.202% | 10.25% | 9.402% | 4.972%
Moderately likely | 20.94% | 25.5% | 18.49% | 22.13% | 19.66% | 29.28%
Slightly likely | 29.48% | 27.18% | 26.05% | 31.15% | 29.06% | 25.97%
Not at all likely | 37.74% | 35.91% | 47.9% | 32.79% | 38.46% | 34.25%
Total | 363 | 298 | 119 | 244 | 117 | 181
I8b / Q33b: How likely would you be to upgrade your home's ceiling insulation or air sealing if you received an incentive for ONE-QUARTER (~$500) of the cost of the project? You would pay the additional ~$1,500 to upgrade your home's ceiling insulation or complete air sealing, resulting in a six-year simple payback. | TABLE I-22. LIKELIHOOD OF SURVEY PARTICIPANTS UPGRADE CEILING INSULATION OR AIR SEALING WITH $500 INCENTIVE BY HOUSING AND INCOME TYPE
(ASK IF I8a < Extremely Likely) | SF | MF | SF-LI | SF-NLI | MF-LI | MF-NLI
Answer
Extremely likely | 4% | 5.986% | 3.478% | 4.255% | 6.195% | 5.848%
Very likely | 15.43% | 12.68% | 12.17% | 17.02% | 9.735% | 14.62%
Moderately likely | 30.29% | 28.87% | 26.09% | 32.34% | 28.32% | 29.24%
Slightly likely | 33.71% | 34.15% | 33.04% | 34.04% | 37.17% | 32.16%
Not at all likely | 16.57% | 18.31% | 25.22% | 12.34% | 18.58% | 18.13%
Total | 350 | 284 | 115 | 235 | 113 | 171
I8c / Q33c: How likely would you be to upgrade your home's ceiling insulation or air sealing if you received an incentive for ONE-HALF ($1,000) of the cost of the project? You would pay the additional $1,000 to upgrade your home's ceiling insulation or air sealing, resulting in a four-year simple payback. | TABLE I-23. LIKELIHOOD OF SURVEY PARTICIPANTS UPGRADE CEILING INSULATION OR AIR SEALING WITH $1000 INCENTIVE BY HOUSING AND INCOME TYPE
(ASK IF I8b < Extremely Likely) | SF | MF | SF-LI | SF-NLI | MF-LI | MF-NLI
Answer
Extremely likely | 12.95% | 7.865% | 8.108% | 15.38% | 4.717% | 9.938%
Very likely | 21.69% | 24.34% | 17.12% | 23.98% | 21.7% | 26.09%
Moderately likely | 37.95% | 36.7% | 36.94% | 38.46% | 36.79% | 36.65%
Slightly likely | 15.36% | 16.48% | 18.92% | 13.57% | 19.81% | 14.29%
Not at all likely | 12.05% | 14.61% | 18.92% | 8.597% | 16.98% | 13.04%
Total | 332 | 267 | 111 | 221 | 106 | 161
I8d / Q33d: How likely would you be to upgrade your home's ceiling insulation or air sealing if you received an incentive for THREE-QUARTERS (~$1,500) of the cost of the project? You would pay the additional ~$500 to upgrade your home's ceiling insulation or air sealing, resulting in a two-year simple payback. | TABLE I-24. LIKELIHOOD OF SURVEY PARTICIPANTS UPGRADE CEILING INSULATION OR AIR SEALING WITH $1500 INCENTIVE BY HOUSING AND INCOME TYPE
(ASK IF I8c < Extremely Likely) | SF | MF | SF-LI | SF-NLI | MF-LI | MF-NLI
Answer
Extremely likely | 19.72% | 20.82% | 13.73% | 22.99% | 15.84% | 24.31%
Very likely | 37.37% | 31.84% | 30.39% | 41.18% | 28.71% | 34.03%
Moderately likely | 23.88% | 23.27% | 33.33% | 18.72% | 26.73% | 20.83%
Slightly likely | 9.689% | 11.43% | 7.843% | 10.7% | 15.84% | 8.333%
Not at all likely | 9.343% | 12.65% | 14.71% | 6.417% | 12.87% | 12.5%
Total | 289 | 245 | 102 | 187 | 101 | 144
I8e / Q33e: How likely would you be to upgrade your home's ceiling insulation or air sealing if you received an incentive for ALL ($2,000) of the cost of the upgraded ceiling insulation or air sealing? This provides an immediate payback. | TABLE I-25. LIKELIHOOD OF SURVEY PARTICIPANTS UPGRADE CEILING INSULATION OR AIR SEALING WITH $2000 INCENTIVE BY HOUSING AND INCOME TYPE
(ASK IF I8d < Extremely Likely) | SF | MF | SF-LI | SF-NLI | MF-LI | MF-NLI
Answer
Extremely likely | 53.45% | 44.33% | 44.32% | 59.03% | 38.82% | 48.62%
Very likely | 22.84% | 18.56% | 29.55% | 18.75% | 21.18% | 16.51%
Moderately likely | 12.5% | 19.59% | 12.5% | 12.5% | 21.18% | 18.35%
Slightly likely | 3.879% | 5.67% | 3.409% | 4.167% | 4.706% | 6.422%
Not at all likely | 7.328% | 11.86% | 10.23% | 5.556% | 14.12% | 10.09%
Total | 232 | 194 | 88 | 144 | 85 | 109
AP1 / Q35: How likely is it that the following factors will prevent you from replacing a broken major household appliance with a high-efficiency model instead of a standard-efficiency model? | TABLE I-26. LIKELIHOOD OF CERTAIN BARRIERS PREVENTING SURVEY PARTICIPANTS FROM REPLACING BROKEN HOUSEHOLD APPLIANCE WITH A HIGH-EFFICIENCY MODEL INSTEAD OF A STANDARD-EFFICIENCY MODEL BY HOUSING AND INCOME TYPE
| SF | MF | SF-LI | SF-NLI | MF-LI | MF-NLI
Answer
High purchase price:
Extremely likely | 34.28% | 31.82% | 46.96% | 28.15% | 36.36% | 28.98%
Very likely | 23.8% | 23.78% | 27.83% | 21.85% | 23.64% | 23.86%
Moderately likely | 22.38% | 23.78% | 14.78% | 26.05% | 23.64% | 23.86%
Slightly likely | 10.76% | 11.89% | 4.348% | 13.87% | 9.091% | 13.64%
Not at all likely | 8.782% | 8.741% | 6.087% | 10.08% | 7.273% | 9.659%
Total | 353 | 286 | 115 | 238 | 110 | 176
Availability of features you want:
Extremely likely | 16.86% | 17.31% | 15.04% | 17.72% | 16.36% | 17.92%
Very likely | 32.29% | 37.1% | 33.63% | 31.65% | 33.64% | 39.31%
Moderately likely | 34.29% | 29.68% | 32.74% | 35.02% | 32.73% | 27.75%
Slightly likely | 9.143% | 11.31% | 7.08% | 10.13% | 13.64% | 9.827%
Not at all likely | 7.429% | 4.594% | 11.5% | 5.485% | 3.636% | 5.202%
Total | 350 | 283 | 113 | 237 | 110 | 173
Uncertainty about the amount of energy or money savings:
Extremely likely | 7.759% | 12.1% | 14.29% | 4.661% | 18.18% | 8.187%
Very likely | 25.29% | 21% | 24.11% | 25.85% | 24.55% | 18.71%
Moderately likely | 35.92% | 34.16% | 35.71% | 36.02% | 29.09% | 37.43%
Slightly likely | 17.24% | 21% | 11.61% | 19.92% | 20% | 21.64%
Not at all likely | 13.79% | 11.74% | 14.29% | 13.56% | 8.182% | 14.04%
Total | 348 | 281 | 112 | 236 | 110 | 171
Lack of knowledge about the performance of the high efficiency appliance:
Extremely likely | 8.382% | 12.46% | 12.5% | 6.41% | 16.36% | 9.942%
Very likely | 15.03% | 17.79% | 15.18% | 14.96% | 18.18% | 17.54%
Moderately likely | 28.61% | 32.38% | 30.36% | 27.78% | 35.45% | 30.41%
Slightly likely | 21.97% | 18.86% | 16.96% | 24.36% | 20% | 18.13%
Not at all likely | 26.01% | 18.51% | 25% | 26.5% | 10% | 23.98%
Total | 346 | 281 | 112 | 234 | 110 | 171
AP4 / Q38: How likely is it that the following factors will motivate you to replace a broken major appliance with a high-efficiency model instead of a standard-efficiency model? | TABLE I-27. LIKELIHOOD OF CERTAIN FACTORS MOTIVATING SURVEY PARTICIPANTS TO REPLACE BROKEN APPLIANCE WITH A HIGH-EFFICIENCY MODEL BY HOUSING AND INCOME TYPE
| SF | MF | SF-LI | SF-NLI | MF-LI | MF-NLI
Answer
Energy or utility bill savings
Extremely likely | 31.91% | 38.41% | 40.87% | 27.54% | 39.29% | 37.85%
Very likely | 36.47% | 33.22% | 31.3% | 38.98% | 34.82% | 32.2%
Moderately likely | 23.08% | 21.11% | 20% | 24.58% | 18.75% | 22.6%
Slightly likely | 6.268% | 4.152% | 6.087% | 6.356% | 1.786% | 5.65%
Not at all likely | 2.279% | 3.114% | 1.739% | 2.542% | 5.357% | 1.695%
Total | 351 | 289 | 115 | 236 | 112 | 177
Progress toward personal sustainability goals:
Extremely likely | 17.63% | 24.29% | 22.12% | 15.45% | 21.3% | 26.16%
Very likely | 22.54% | 18.57% | 18.58% | 24.46% | 24.07% | 15.12%
Moderately likely | 23.7% | 29.64% | 23.89% | 23.61% | 25.93% | 31.98%
Slightly likely | 18.5% | 15% | 16.81% | 19.31% | 13.89% | 15.7%
Not at all likely | 17.63% | 12.5% | 18.58% | 17.17% | 14.81% | 11.05%
Total | 346 | 280 | 113 | 233 | 108 | 172
Ease of installation:
Extremely likely | 22.61% | 27.4% | 31.86% | 18.1% | 26.85% | 27.75%
Very likely | 32.17% | 33.81% | 30.09% | 33.19% | 34.26% | 33.53%
Moderately likely | 25.51% | 22.42% | 23.01% | 26.72% | 23.15% | 21.97%
Slightly likely | 14.2% | 10.32% | 8.85% | 16.81% | 10.19% | 10.4%
Not at all likely | 5.507% | 6.05% | 6.195% | 5.172% | 5.556% | 6.358%
Total | 345 | 281 | 113 | 232 | 108 | 173
Improved performance:
Extremely likely | 39.26% | 43.42% | 39.13% | 39.32% | 38.89% | 46.24%
Very likely | 38.68% | 35.23% | 40.87% | 37.61% | 31.48% | 37.57%
Moderately likely | 16.62% | 14.23% | 12.17% | 18.8% | 15.74% | 13.29%
Slightly likely | 2.865% | 4.626% | 2.609% | 2.991% | 7.407% | 2.89%
Not at all likely | 2.579% | 2.491% | 5.217% | 1.282% | 6.481% | 0%
Total | 349 | 281 | 115 | 234 | 108 | 173
AP7a / Q41a: How likely would you be to purchase a high-efficiency model instead of a standard-efficiency model if you received no incentive and paid an additional $300 to purchase a high-efficiency appliance? | TABLE I-28. LIKELIHOOD OF SURVEY PARTICIPANTS PURCHASING HIGH-EFFICIENCY APPLIANCE WITH NO INCENTIVE BY HOUSING AND INCOME TYPE
| SF | MF | SF-LI | SF-NLI | MF-LI | MF-NLI
Answer
Extremely likely | 7.242% | 10.17% | 5.932% | 7.884% | 7.895% | 11.6%
Very likely | 16.43% | 21.69% | 8.475% | 20.33% | 19.3% | 23.2%
Moderately likely | 27.02% | 29.15% | 19.49% | 30.71% | 28.95% | 29.28%
Slightly likely | 27.3% | 23.39% | 28.81% | 26.56% | 23.68% | 23.2%
Not at all likely | 22.01% | 15.59% | 37.29% | 14.52% | 20.18% | 12.71%
Total | 359 | 295 | 118 | 241 | 114 | 181
AP7b / Q41b: How likely would you be to purchase a high-efficiency model instead of a standard-efficiency model if you received an incentive for ONE-QUARTER ($75) of the additional cost of a high-efficiency model? You would pay the remaining $225 to upgrade to a high-efficiency model. | TABLE I-29. LIKELIHOOD OF SURVEY PARTICIPANTS PURCHASING HIGH-EFFICIENCY APPLIANCE WITH $75 INCENTIVE BY HOUSING AND INCOME TYPE
(ASK IF AP7a < Extremely Likely) | SF | MF | SF-LI | SF-NLI | MF-LI | MF-NLI
Answer
Extremely likely | 4.505% | 9.848% | 2.703% | 5.405% | 7.619% | 11.32%
Very likely | 23.72% | 24.24% | 18.02% | 26.58% | 20% | 27.04%
Moderately likely | 32.13% | 32.95% | 27.03% | 34.68% | 31.43% | 33.96%
Slightly likely | 27.33% | 23.11% | 30.63% | 25.68% | 29.52% | 18.87%
Not at all likely | 12.31% | 9.848% | 21.62% | 7.658% | 11.43% | 8.805%
Total | 333 | 264 | 111 | 222 | 105 | 159
AP7c / Q41c: How likely would you be to purchase a high-efficiency model instead of a standard-efficiency model if you received an incentive for HALF ($150) of the additional cost of a high-efficiency model? You would pay the remaining $150 to upgrade to a high-efficiency model. | TABLE I-30. LIKELIHOOD OF SURVEY PARTICIPANTS PURCHASING HIGH-EFFICIENCY APPLIANCE WITH $150 INCENTIVE BY HOUSING AND INCOME TYPE
(ASK IF AP7b < Extremely Likely) | SF | MF | SF-LI | SF-NLI | MF-LI | MF-NLI
Answer
Extremely likely | 15.77% | 15.13% | 12.04% | 17.7% | 10.31% | 18.44%
Very likely | 32.49% | 33.61% | 23.15% | 37.32% | 25.77% | 39.01%
Moderately likely | 29.02% | 28.99% | 32.41% | 27.27% | 34.02% | 25.53%
Slightly likely | 14.51% | 14.29% | 20.37% | 11.48% | 19.59% | 10.64%
Not at all likely | 8.202% | 7.983% | 12.04% | 6.22% | 10.31% | 6.383%
Total | 317 | 238 | 108 | 209 | 97 | 141
AP7d / Q41d: How likely would you be to purchase a high-efficiency model instead of a standard-efficiency model if you received an incentive for THREE-QUARTERS ($225) of the additional cost of a high-efficiency model? You would pay the remaining $75 to upgrade to a high-efficiency model. | TABLE I-31. LIKELIHOOD OF SURVEY PARTICIPANTS PURCHASING HIGH-EFFICIENCY APPLIANCE WITH $225 INCENTIVE BY HOUSING AND INCOME TYPE
(ASK IF AP7c < Extremely Likely) | SF | MF | SF-LI | SF-NLI | MF-LI | MF-NLI
Answer
Extremely likely | 26.69% | 25.25% | 18.95% | 30.99% | 14.94% | 33.04%
Very likely | 34.59% | 33.17% | 26.32% | 39.18% | 32.18% | 33.91%
Moderately likely | 23.31% | 25.74% | 31.58% | 18.71% | 28.74% | 23.48%
Slightly likely | 9.774% | 7.426% | 13.68% | 7.602% | 12.64% | 3.478%
Not at all likely | 5.639% | 8.416% | 9.474% | 3.509% | 11.49% | 6.087%
Total | 266 | 202 | 95 | 171 | 87 | 115
AP7e / Q41e: How likely would you be to purchase a high-efficiency model instead of a standard-efficiency model if you received an incentive for ALL ($300) of the additional cost of an energy-efficient model? | TABLE I-32. LIKELIHOOD OF SURVEY PARTICIPANTS PURCHASING HIGH-EFFICIENCY APPLIANCE WITH $300 INCENTIVE BY HOUSING AND INCOME TYPE
(ASK IF AP7d < Extremely Likely) | SF | MF | SF-LI | SF-NLI | MF-LI | MF-NLI
Answer
Extremely likely | 51.03% | 48.34% | 45.45% | 54.7% | 40.54% | 55.84%
Very likely | 26.8% | 23.18% | 32.47% | 23.08% | 21.62% | 24.68%
Moderately likely | 14.43% | 18.54% | 14.29% | 14.53% | 24.32% | 12.99%
Slightly likely | 3.608% | 1.987% | 1.299% | 5.128% | 1.351% | 2.597%
Not at all likely | 4.124% | 7.947% | 6.494% | 2.564% | 12.16% | 3.896%
Total | 194 | 151 | 77 | 117 | 74 | 77