## Sheet1
Average of Bulb Life (hours)
Specialty | Model Type | Total
Dimmable | Covered A-line | 8923.0769
Dimmable | Covered bullet | 10000
Dimmable | Covered reflector | 7926.8293
Three-way | Covered A-line | 10000
(blank) | Covered A Shape | 8000
(blank) | Covered A-line | 8949.1018
(blank) | Covered bullet | 8800
(blank) | Covered Candle | 8000
(blank) | Covered globe | 8838.8186
(blank) | Covered reflector | 8721.4076
(blank) | Covered-A-line | 15000
(blank) | Covered-Candle | 8644.8598
(blank) | Covered-post | 8205.1282
(blank) | Other | 8000
Grand Total |  | 8737.1617

## Compact Fluorescent Light Bulbs
Best viewed and printed on legal size paper
ENERGY STAR Qualified Compact Fluorescent Light Bulbs
Last Modified: 12/06/2011
Organization Name | Brand | Model | Retail Product Number(s) | Wattage /3-Way Wattage (watts) | Light Output (lumens) | Bulb Life (hours) | Color Temperature (kelvin) | Model Type | Specialty | Date Qualified
Ace Hardware Corporation | Ace | 3405065 | 3405065 | 23 | 1600 | 10000 | 2700 | Bare-Spiral |  | 2011-11-21
Ace Hardware Corporation | ACE | 7416605 |  | 13 | 900 | 10000 | 2700 | Bare-spiral |  | 2010-10-05
Ace Hardware Corporation | ACE | 7416647 |  | 23 | 1600 | 10000 | 2700 | Bare-spiral |  | 2010-10-05
Ace Hardware Corporation | ACE | 7416654 |  | 9 | 470 | 10000 | 4100 | Bare-spiral |  | 2010-10-12
Ace Hardware Corporation | ACE | 7416662 |  | 13 | 830 | 10000 | 4100 | Bare-spiral |  | 2010-10-12
Ace Hardware Corporation | ACE | 7416670 |  | 23 | 1600 | 10000 | 4100 | Bare-spiral |  | 2010-10-12
Ace Hardware Corporation | ACE | 7416670 |  | 23 | 1600 | 10000 | 4100 | Bare-spiral |  | 2010-10-12
Ace Hardware Corporation | ACE | FLE10HT3/2/SW | 3285822; 3285939 | 10 | 520 | 8000 | 2700 | Bare-spiral |  | 2010-11-30
Ace Hardware Corporation | ACE | FLE11/2/G25/8K | 3286390 | 11 | 500 | 8000 | 2700 | Covered globe |  | 2010-12-31
Ace Hardware Corporation | ACE | FLE11/2/R20/8K | 3286028 | 11 | 400 | 8000 | 2700 | Covered reflector |  | 2010-10-29
Ace Hardware Corporation | ACE | FLE13HT3/2/SW | 3285830; 3285947 | 13 | 825 | 8000 | 2700 | Bare-spiral |  | 2010-11-30
Ace Hardware Corporation | ACE | FLE15/2/DV/R30 | 3286168 | 15 | 740 | 6000 | 2700 | Covered reflector | Dimmable | 2010-12-31
Ace Hardware Corporation | ACE | FLE20HT3/2/SW | 3285889; 3285996 | 20 | 1250 | 8000 | 2700 | Bare-spiral |  | 2010-11-30
Ace Hardware Corporation | ACE | FLE26/2/DV/R40 | 3286317 | 26 | 1260 | 6000 | 2700 | Covered reflector | Dimmable | 2010-11-24
Ace Hardware Corporation | ACE | FLE26/2/PAR38/8K | 3286127 | 26 | 1300 | 8000 | 2700 | Covered reflector |  | 2010-12-31
Ace Hardware Corporation | ACE | FLE26HT3/2/SW | 3286010, 3285897 | 26 | 1700 | 8000 | 2700 | Bare-spiral |  | 2010-12-31
Aero-Tech Light Bulb Company | Evolution | AE4B-11W |  | 11 | 580 | 15000 | 2700 | Bare-quadruple tube |  | 2007-09-05
Aero-Tech Light Bulb Company | Evolution | AE4B-14W |  | 14 | 900 | 10000 | 2700 | Bare-quadruple tube |  | 2007-09-05
Aero-Tech Light Bulb Company | Evolution | AE4B-20W |  | 20 | 1280 | 12000 | 2700 | Bare-quadruple tube |  | 2007-09-05
Aero-Tech Light Bulb Company | Evolution | AE4B-25W |  | 25 | 1600 | 8000 | 2700 | Bare-quadruple tube |  | 2007-09-05
Aero-Tech Light Bulb Company | Evolution | AE4B/CA-11W |  | 11 | 580 | 15000 | 2700 | Bare-quadruple tube |  | 2009-08-31
Aero-Tech Light Bulb Company | Evolution | AE5B-25W | AE5B-25W | 25 | 1600 | 15000 | 2700 | Bare-quadruple tube |  | 2011-07-20
Aero-Tech Light Bulb Company | Evolution | FS4B-11W |  | 11 | 545 | 15000 | 5000 | Bare-quadruple tube |  | 2007-12-21
Aero-Tech Light Bulb Company | Evolution | FS4B-14W |  | 14 | 800 | 15000 | 5000 | Bare-quadruple tube |  | 2007-09-05
Aero-Tech Light Bulb Company | Evolution | FS4B-20W |  | 20 | 1100 | 12000 | 5000 | Bare-quadruple tube |  | 2007-12-21
Aero-Tech Light Bulb Company | Evolution | FS4B/CA-11W |  | 11 | 545 | 15000 | 5000 | Bare-quadruple tube |  | 2009-09-30
Ahold USA | Smart Living | 31001 |  | 16 | 750 | 8000 | 2700 | Covered reflector |  | 2009-06-01
Ahold USA | Smart Living | 87147 |  | 13 | 800 | 10000 | 2700 | Bare-Mini-Spiral |  | 2009-06-10
Ahold USA | Smart Living | 87148 |  | 19 | 1200 | 10000 | 2700 | Bare-Mini-Spiral |  | 2009-06-10
Ahold USA | Smart Living | 87149 |  | 23 | 1600 | 10000 | 2700 | Bare-Mini-Spiral |  | 2009-06-10
Ahold USA | Smart Living | 87150 |  | 13 | 800 | 10000 | 2700 | Bare-Mini-Spiral |  | 2009-06-10
Ahold USA | Smart Living | 87150 (2M) |  | 13 | 800 | 10000 | 2700 | Bare-spiral |  | 2010-05-18
Ahold USA | Smart Living | 87151 |  | 19 | 1200 | 10000 | 2700 | Bare-Mini-Spiral |  | 2009-06-10
Ahold USA | Smart Living | 87152 |  | 23 | 1600 | 10000 | 2700 | Bare-Mini-Spiral |  | 2009-06-10
Ahold USA | Smart Living | 87547 |  | 9 | 495 | 8000 | 2700 | Covered globe |  | 2009-06-10
Ahold USA | Smart Living | 87548 |  | 14 | 800 | 8000 | 2700 | Covered A-line |  | 2009-06-10
ALDI Inc. | ON | 7830 19W |  | 19 | 1300 | 10000 | 2700 | Bare-spiral |  | 2010-03-08
ALDI Inc. | ON | 7830 19WT |  | 19 | 1250 | 12000 | 2700 | Bare-spiral |  | 2010-06-07
ALDI Inc. | ON | 7830 19WTT |  | 19 | 1300 | 8000 | 2700 | Bare-spiral |  | 2010-06-23
ALDI Inc. | ON | 7830 23W |  | 23 | 1600 | 10000 | 2700 | Bare-spiral |  | 2010-03-08
ALDI Inc. | ON | 7830 23WT |  | 23 | 1600 | 12000 | 2700 | Bare-spiral |  | 2010-06-07
ALDI Inc. | ON | 7830 23WTT | 17838 | 23 | 1600 | 8000 | 2700 | Bare-spiral |  | 2010-05-24
ALDI Inc. | ON | 9237 |  | 13 | 900 | 10000 | 2700 | Bare-spiral |  | 2010-03-01
ALDI Inc. | ON | 9237WT |  | 13 | 950 | 12000 | 2700 | Bare-spiral |  | 2010-06-07
ALDI Inc. | ON | 9237WTT | 19238 | 13 | 900 | 8000 | 2700 | Bare-spiral |  | 2010-05-24
AM Conservation Group, Inc. | AM Conservation Group | 330501 |  | 1933-12-22 | 2225 | 10000 | 2700 | Bare-spiral | Three-way | 2007-07-13
AM Conservation Group, Inc. | AM Conservation Group | 330502 |  | 1933-12-22 | 2225 | 10000 | 2700 | Bare-spiral | Three-way | 2011-11-10
AM Conservation Group, Inc. | AM Conservation Group | AM09PERM | AM094PERM (4-pack) | 9 | 540 | 10000 | 2700 | Bare-Mini-Spiral |  | 2007-07-06
AM Conservation Group, Inc. | AM Conservation Group | AM14PERM | AM144PERM (4-pack) | 14 | 900 | 10000 | 2700 | Bare-Mini-Spiral |  | 2007-07-06
AM Conservation Group, Inc. | AM Conservation Group | AM20PERM | AM204PERM (4-pack) | 20 | 1200 | 10000 | 2700 | Bare-Mini-Spiral |  | 2007-07-06
AM Conservation Group, Inc. | AM Conservation Group | AM23PERM | AM234PERM (4-pack) | 23 | 1600 | 10000 | 2700 | Bare-Mini-Spiral |  | 2007-07-06
AM Conservation Group, Inc. | AM Conservation Group | AM27PERM | AM274PERM (4-pack) | 27 | 1750 | 10000 | 2700 | Bare-Mini-Spiral |  | 2007-07-06
AM Conservation Group, Inc. | LUMAcoil | L30109T2 |  | 9 | 550 | 10000 | 2700 | Bare-spiral |  | 2009-09-04
AM Conservation Group, Inc. | LUMAcoil | L30113M |  | 13 | 900 | 10000 | 2700 | Bare-spiral |  | 2009-12-11
AM Conservation Group, Inc. | LUMAcoil | L30113T2 |  | 13 | 900 | 12000 | 2700 | Bare-Mini-Spiral |  | 2009-09-04
AM Conservation Group, Inc. | LUMAcoil | L30115M |  | 15 | 1100 | 10000 | 2700 | Bare-Mini-Spiral |  | 2003-03-04
AM Conservation Group, Inc. | LUMAcoil | L30119T2 |  | 19 | 1200 | 12000 | 2700 | Bare-Mini-Spiral |  | 2009-09-04
AM Conservation Group, Inc. | LUMAcoil | L30119T2K35 |  | 19 | 1200 | 10000 | 3500 | Bare-spiral |  | 2011-05-02
AM Conservation Group, Inc. | LUMAcoil | L30120M |  | 20 | 1400 | 10000 | 2700 | Bare-spiral |  | 2009-12-11
AM Conservation Group, Inc. | LUMAcoil | L30123M |  | 23 | 1600 | 10000 | 2700 | Bare-spiral |  | 2009-12-11
AM Conservation Group, Inc. | LUMAcoil | L31123T2 | L31123T2 | 23 | 1600 | 12000 | 2700 | Bare-Spiral |  | 2011-10-07
American-DeRosa Lamparts | Permalite | L4575 | L4575, J4576 | 15 | 1100 | 10000 | 2700 | Bare-spiral |  | 2002-11-01
American-DeRosa Lamparts | Siella | L30050 |  | 9 | 550 | 12000 | 2700 | Bare-spiral |  | 2010-06-14
American-DeRosa Lamparts | Siella | L30051 |  | 9 | 550 | 12000 | 4100 | Bare-spiral |  | 2010-06-14
American-DeRosa Lamparts | Siella | L30054 |  | 13 | 900 | 12000 | 2700 | Bare-spiral |  | 2010-06-14
American-DeRosa Lamparts | Siella | L30055 |  | 13 | 880 | 12000 | 4100 | Bare-spiral |  | 2010-06-14
American-DeRosa Lamparts | Siella | L30088 |  | 9 | 550 | 12000 | 2700 | Bare-spiral |  | 2010-06-14
American-DeRosa Lamparts | Siella | L30089 |  | 9 | 550 | 12000 | 4100 | Bare-spiral |  | 2010-06-14
American-DeRosa Lamparts | Siella | L30094 |  | 13 | 900 | 12000 | 2700 | Bare-spiral |  | 2010-10-18
American-DeRosa Lamparts | Siella | L30100 |  | 23 | 1600 | 10000 | 4100 | Bare-spiral |  | 2010-06-14
American-DeRosa Lamparts | Siella | L30101 |  | 18 | 1250 | 10000 | 4100 | Bare-spiral |  | 2010-06-14
American-DeRosa Lamparts | Siella | L30102 |  | 13 | 880 | 12000 | 4100 | Bare-spiral |  | 2010-06-14
American-DeRosa Lamparts | Siella | L30103 |  | 13 | 850 | 10000 | 2700 | Bare-Mini-Spiral |  | 2009-12-18
American-DeRosa Lamparts | Siella | L30105 |  | 18 | 1250 | 10000 | 2700 | Bare-spiral |  | 2009-12-02
American-DeRosa Lamparts | Siella | L30107 |  | 23 | 1600 | 10000 | 2700 | Bare-spiral |  | 2009-12-07
American-DeRosa Lamparts | Siella | L30111 |  | 18 | 1100 | 10000 | 2700 | Bare-spiral |  | 2010-10-18
American-DeRosa Lamparts | Siella | L30113 |  | 23 | 1600 | 12000 | 2700 | Bare-spiral |  | 2009-12-10
American-DeRosa Lamparts | Siella | L30164 |  | 7 | 320 | 8000 | 2700 | Covered-Candle |  | 2010-06-16
American-DeRosa Lamparts | Siella | L30165 |  | 7 | 320 | 8000 | 2700 | Covered-Candle |  | 2010-06-16
American-DeRosa Lamparts | Siella | L30168 |  | 15 | 800 | 10000 | 2700 | Covered A-line |  | 2010-06-16
American-DeRosa Lamparts | Siella | L30173 |  | 9 | 500 | 8000 | 2700 | Covered globe |  | 2010-04-02
American-DeRosa Lamparts | Siella | L30174 |  | 14 | 810 | 8000 | 2700 | Covered globe |  | 2010-04-02
American-DeRosa Lamparts | Siella | L30175 |  | 2026-12-20 | 1550 | 10000 | 2700 | Bare-spiral | Three-way | 2010-06-14
American-DeRosa Lamparts | Siella | L30176 |  | 15/26/40 | 2450 | 10000 | 2700 | Bare-spiral | Three-way | 2010-06-14
American-DeRosa Lamparts | Siella | L30180 |  | 7 | 410 | 10000 | 2700 | Covered A-line |  | 2010-06-14
American-DeRosa Lamparts | Siella | L30181 |  | 7 | 360 | 10000 | 4100 | Covered A-line |  | 2010-06-14
American-DeRosa Lamparts | Siella | L30182 |  | 15 | 800 | 10000 | 4100 | Covered A-line |  | 2010-06-14
American-DeRosa Lamparts | Siella | L30189 |  | 15 | 700 | 6000 | 2700 | Covered reflector |  | 2010-11-23
American-DeRosa Lamparts | Siella | L30200 |  | 32 | 2000 | 8000 | 2700 | Bare-spiral |  | 2010-06-14
American-DeRosa Lamparts | Siella | L30205 |  | 40 | 2600 | 10000 | 2700 | Bare-spiral |  | 2010-06-14
American-DeRosa Lamparts | Siella | L30250 |  | 26 | 1710 | 10000 | 2700 | Bare-spiral |  | 2010-10-18
American-DeRosa Lamparts | Siella | L30360 |  | 23 | 1600 | 10000 | 2700 | Bare-spiral | Dimmable | 2010-10-18
American-DeRosa Lamparts | Siella | L4671 |  | 13 | 900 | 10000 | 2700 | Bare-spiral |  | 2009-12-03
Ascent Battery Supply | Ultralast | CFL10490 |  | 13/20/25 | 1620 | 8000 | 2700 | Bare-spiral | Three-way | 2011-01-12
Ascent Battery Supply | Ultralast | CFL10493 |  | 9 | 500 | 10000 | 2700 | Covered globe |  | 2010-10-13
Ascent Battery Supply | Ultralast | CFL10496 |  | 14 | 810 | 10000 | 2700 | Bare-spiral |  | 2010-10-13
Ascent Battery Supply | Ultralast | CFL10506 |  | 32 | 2030 | 8000 | 6500 | Bare-spiral |  | 2010-10-13
Ascent Battery Supply | Ultralast | CFL10507 |  | 32 | 2250 | 8000 | 2700 | Bare-spiral |  | 2010-10-13
Ascent Battery Supply | Ultralast | CFL10508 |  | 5 | 220 | 8000 | 2700 | Covered-Candle |  | 2010-10-13
Ascent Battery Supply | Ultralast | CFL10510 |  | 42 | 2820 | 10000 | 2700 | Bare-spiral |  | 2010-10-13
Ascent Battery Supply | Ultralast | CFL10515 |  | 9 | 420 | 8000 | 2700 | Covered-Candle |  | 2010-10-13
Ascent Battery Supply | Ultralast | TP120-11MSL 2700K | CFL10486 | 11 | 700 | 10000 | 2700 | Bare-spiral |  | 2010-05-25
Ascent Battery Supply | Ultralast | TP120-11MSL 4100K | CFL10487 | 11 | 700 | 10000 | 4100 | Bare-spiral |  | 2010-05-26
Ascent Battery Supply | Ultralast | TP120-13MSL 2700K | CFL10009; CFL10466 | 13 | 900 | 10000 | 2700 | Bare-spiral |  | 2010-05-25
Ascent Battery Supply | Ultralast | TP120-13MSL 6500 | CFL10013; CFl10467 | 13 | 900 | 10000 | 6500 | Bare-spiral |  | 2010-05-25
Ascent Battery Supply | Ultralast | TP120-20MSL 2700K | CFL10017; CFL10469 | 20 | 1250 | 10000 | 2700 | Bare-spiral |  | 2010-05-25
Ascent Battery Supply | Ultralast | TP120-20MSL 4100K | CFL10077; CFL10470 | 20 | 1350 | 10000 | 4100 | Bare-spiral |  | 2010-05-25
Ascent Battery Supply | Ultralast | TP120-20MSL 5000K | CFL10016; CFL10471 | 20 | 1330 | 10000 | 5000 | Bare-spiral |  | 2010-05-25
Ascent Battery Supply | Ultralast | TP120-23MRL/S(R40) 2700K | CFL10093 | 23 | 1300 | 8000 | 2700 | Covered reflector |  | 2010-07-14
Ascent Battery Supply | Ultralast | TP120-23MSL 2700K | CFL10472, CFL10022 | 23 | 1600 | 10000 | 2700 | Bare-spiral |  | 2010-05-25
Ascent Battery Supply | Ultralast | TP120-23MSL 4100K | CFL10473, CFL10023 | 23 | 1600 | 8000 | 4100 | Bare-spiral |  | 2010-06-01
Ascent Battery Supply | Ultralast | TP120-23MSL 6500K | CFL10474, CFL10020 | 23 | 1600 | 8000 | 6500 | Bare-spiral |  | 2010-05-25
Ascent Battery Supply | Ultralast | TP120-9MAL/S | CFL10002 | 9 | 470 | 8000 | 2700 | Covered A-line |  | 2010-06-02
Ascent Battery Supply | Ultralast | TP12013MSL 4100K | CFL10011; CFL10468 | 13 | 900 | 10000 | 4100 | Bare-spiral |  | 2010-05-25
AutoCell Electronics, Inc. | AutoCell Electronics | 11W-CFL-27KYN |  | 11 | 720 | 10000 | 2700 | Bare-spiral |  | 2010-12-29
AutoCell Electronics, Inc. | AutoCell Electronics | 11W-S-MCFL-27KTP |  | 11 | 700 | 12000 | 2700 | Bare-Mini-Spiral |  | 2007-09-10
AutoCell Electronics, Inc. | AutoCell Electronics | 13/20/25W-27KTP |  | 13/20/25 | 1600 | 8000 | 2700 | Bare-spiral | Three-way | 2009-02-26
AutoCell Electronics, Inc. | AutoCell Electronics | 13W-A19-27KYN |  | 13 | 800 | 10000 | 2700 | Covered A-line |  | 2010-12-29
AutoCell Electronics, Inc. | AutoCell Electronics | 13W-CFL-27KYN2 |  | 13 | 825 | 10000 | 2700 | Bare-spiral |  | 2011-12-05
AutoCell Electronics, Inc. | AutoCell Electronics | 13W-S-CFL-27KYN |  | 13 | 900 | 10000 | 2700 | Bare-Mini-Spiral |  | 2008-09-16
AutoCell Electronics, Inc. | AutoCell Electronics | 13W-S-MCFL-27KTP |  | 13 | 900 | 12000 | 2700 | Bare-Mini-Spiral |  | 2007-09-11
AutoCell Electronics, Inc. | AutoCell Electronics | 13W-T2-27KTP |  | 13 | 840 | 12000 | 2700 | Bare-spiral |  | 2009-12-08
AutoCell Electronics, Inc. | AutoCell Electronics | 13W/23W/32W-27KYN |  | 13/23/32 | 2150 | 12000 | 2700 | Bare-spiral | Three-way | 2010-12-29
AutoCell Electronics, Inc. | AutoCell Electronics | 14W-A19-27KTP |  | 14 | 800 | 12000 | 2700 | Covered A-line |  | 2009-02-26
AutoCell Electronics, Inc. | AutoCell Electronics | 14W-CAN26-27KTP |  | 14 | 800 | 8000 | 2700 | Covered-Candle |  | 2010-07-14
AutoCell Electronics, Inc. | AutoCell Electronics | 14W-G25-27KTP |  | 14 | 810 | 10000 | 2700 | Covered globe |  | 2009-02-26
AutoCell Electronics, Inc. | AutoCell Electronics | 15W-G25-27KYN |  | 15 | 800 | 10000 | 2700 | Covered globe |  | 2010-12-29
AutoCell Electronics, Inc. | AutoCell Electronics | 15W-R30-27KYN |  | 15 | 800 | 10000 | 2700 | Covered reflector |  | 2010-12-29
AutoCell Electronics, Inc. | AutoCell Electronics | 15W-S-CFL-27KTP |  | 15 | 990 | 10000 | 2700 | Bare-Mini-Spiral |  | 2007-09-11
AutoCell Electronics, Inc. | AutoCell Electronics | 18W-T2-27KTP |  | 18 | 1250 | 12000 | 2700 | Bare-spiral |  | 2010-12-29
AutoCell Electronics, Inc. | AutoCell Electronics | 19W-CFL-27KYN |  | 19 | 1300 | 12000 | 2700 | Bare-spiral |  | 2010-12-29
AutoCell Electronics, Inc. | AutoCell Electronics | 19W-S-CFL-27KYN |  | 19 | 1300 | 10000 | 2700 | Bare-Mini-Spiral |  | 2008-09-16
AutoCell Electronics, Inc. | AutoCell Electronics | 20W-S-CFL-27KTP |  | 20 | 1200 | 10000 | 2700 | Bare-Mini-Spiral |  | 2007-09-11
AutoCell Electronics, Inc. | AutoCell Electronics | 23W-27KTP |  | 23 | 1600 | 12000 | 2700 | Bare-Mini-Spiral |  | 2009-02-26
AutoCell Electronics, Inc. | AutoCell Electronics | 23W-CFL-27KYN |  | 23 | 1600 | 12000 | 2700 | Bare-spiral |  | 2010-12-29
AutoCell Electronics, Inc. | AutoCell Electronics | 23W-PAR38-27KTP |  | 23 | 1300 | 12000 | 2700 | Covered reflector |  | 2009-02-26
AutoCell Electronics, Inc. | AutoCell Electronics | 23W-R40-27KTP |  | 23 | 1300 | 12000 | 2700 | Covered reflector |  | 2009-02-26
AutoCell Electronics, Inc. | AutoCell Electronics | 23W-S-CFL-27KTP |  | 23 | 1600 | 12000 | 2700 | Bare-Mini-Spiral |  | 2007-09-11
AutoCell Electronics, Inc. | AutoCell Electronics | 23W-S-CFL-27KYN |  | 23 | 1600 | 10000 | 2700 | Bare-Mini-Spiral |  | 2008-09-16
AutoCell Electronics, Inc. | AutoCell Electronics | 23W-T2-27KTP |  | 23 | 1600 | 12000 | 2700 | Bare-spiral |  | 2009-12-10
AutoCell Electronics, Inc. | AutoCell Electronics | 27W-S-CFL-27KTP |  | 27 | 1823 | 10000 | 2700 | Bare-spiral |  | 2007-09-11
AutoCell Electronics, Inc. | AutoCell Electronics | 32W-S-CFL-27KTP |  | 32 | 1920 | 8000 | 2700 | Bare-spiral |  | 2009-02-26
AutoCell Electronics, Inc. | AutoCell Electronics | 42W-S-CFL-27KTP |  | 42 | 2800 | 10000 | 2700 | Bare-spiral |  | 2009-02-26
AutoCell Electronics, Inc. | AutoCell Electronics | 9W-A16-27KTP |  | 9 | 470 | 8000 | 2700 | Covered A-line |  | 2009-02-26
AutoCell Electronics, Inc. | AutoCell Electronics | 9W-CAN12-27KTP |  | 9 | 420 | 8000 | 2700 | Covered-Candle |  | 2009-07-09
AutoCell Electronics, Inc. | AutoCell Electronics | 9W-G25-27KTP |  | 9 | 470 | 12000 | 2700 | Covered A-line |  | 2009-02-26
Beauty Shadow Co., Ltd. | Sunshine | SELM-11W |  | 11 | 660 | 8000 | 2700 | Bare-spiral |  | 2010-02-09
Beauty Shadow Co., Ltd. | Sunshine | SELM-15W |  | 15 | 900 | 8000 | 2700 | Bare-spiral |  | 2010-02-09
Beauty Shadow Co., Ltd. | Sunshine | SELM-23W |  | 23 | 1500 | 10000 | 2700 | Bare-spiral |  | 2010-06-01
Broada, Inc. | Broada | BALP-14 |  | 9 | 470 | 8000 | 2700 | Covered A-line |  | 2009-06-23
Broada, Inc. | Broada | BALP-9 |  | 14 | 800 | 8000 | 2700 | Covered A-line |  | 2009-06-23
Broada, Inc. | Broada | BAML-13 |  | 13 | 650 | 10000 | 2700 | Covered A-line |  | 2010-12-31
Broada, Inc. | Broada | BASD-15 | 91205 | 15 | 900 | 8000 | 2700 | Covered A-line | Dimmable | 2010-01-14
Broada, Inc. | Broada | BCLP-23 |  | 23 | 1600 | 10000 | 2700 | Bare-spiral |  | 2010-04-19
Broada, Inc. | Broada | BCS-11 |  | 11 | 650 | 10000 | 3000 | Bare-Mini-Spiral |  | 2009-01-27
Broada, Inc. | Broada | BCS-14 |  | 14 | 820 | 10000 | 2700 | Bare-Mini-Spiral |  | 2009-01-27
Broada, Inc. | Broada | BCS-23 |  | 23 | 1650 | 10000 | 2700 | Bare-spiral |  | 2009-10-14
Broada, Inc. | Broada | BDLP-20 |  | 20 | 1200 | 10000 | 2700 | Bare-spiral |  | 2009-06-23
Broada, Inc. | Broada | BDM-15 |  | 15 | 1000 | 10000 | 2700 | Bare-spiral |  | 2009-10-14
Broada, Inc. | Broada | BDM-19 |  | 19 | 1500 | 10000 | 2700 | Bare-spiral |  | 2009-10-14
Broada, Inc. | Broada | BDM-26 |  | 26 | 1800 | 10000 | 2700 | Bare-spiral |  | 2009-10-14
Broada, Inc. | Broada | BDS-20 | B920801, B920802, B920804 | 20 | 1350 | 10000 | 2700 | Bare-Mini-Spiral |  | 2009-03-23
Broada, Inc. | Broada | BDS-23 |  | 23 | 1690 | 10000 | 2700 | Bare-spiral |  | 2008-12-08
Broada, Inc. | Broada | BGM-11 |  | 11 | 550 | 10000 | 2700 | Covered globe |  | 2011-03-21
Broada, Inc. | Broada | BJS-13 |  | 13 | 900 | 10000 | 2700 | Bare-spiral |  | 2010-12-20
Broada, Inc. | Broada | BJS-18 |  | 18 | 1350 | 10000 | 2700 | Bare-spiral |  | 2010-12-20
Broada, Inc. | Broada | BMR-15 |  | 15 | 600 | 10000 | 2700 | Covered reflector |  | 2011-03-21
Broada, Inc. | Broada | BMS-18 |  | 18 | 1100 | 10000 | 2700 | Bare-spiral |  | 2010-12-16
Broada, Inc. | Broada, DIM-BRITE | BACD-15 | 91204 | 15 | 900 | 8000 | 2700 | Covered A-line | Dimmable | 2010-01-14
Broada, Inc. | Broada, DIM-BRITE | BDSER-23 | 91202 | 23 | 920 | 8000 | 2700 | Covered reflector | Dimmable | 2010-01-14
Broada, Inc. | Broada, DIM-BRITE | BSDM-15 | 91200 | 15 | 1100 | 8000 | 2700 | Bare-spiral | Dimmable | 2010-01-14
Broada, Inc. | Broada, DIM-BRITE | BSDM-23 | 91201 | 23 | 1600 | 8000 | 2700 | Bare-spiral | Dimmable | 2010-01-14
Buffalo Lite | Buffalo | 1011 |  | 11 | 700 | 10000 | 2700 | Bare-spiral |  | 2010-01-07
Buffalo Lite | Buffalo | 1013 |  | 13 | 900 | 10000 | 2700 | Bare-spiral |  | 2010-01-07
Buffalo Lite | Buffalo | 1013-2 |  | 13 | 900 | 10000 | 2700 | Bare-spiral |  | 2010-01-07
Buffalo Lite | Buffalo | 1016 |  | 15 | 990 | 10000 | 2700 | Bare-spiral |  | 2011-08-17
Buffalo Lite | Buffalo | 1019 |  | 11 | 700 | 10000 | 2700 | Bare-spiral |  | 2011-08-17
Buffalo Lite | Buffalo | 1021 |  | 20 | 1250 | 10000 | 2700 | Bare-spiral |  | 2011-08-17
Buffalo Lite | Buffalo | 1023 |  | 23 | 1600 | 10000 | 2700 | Bare-spiral |  | 2010-01-07
Buffalo Lite | Buffalo | 1026 |  | 13/20/25 | 1620 | 8000 | 2700 | Bare-spiral | Three-way | 2011-10-21
Buffalo Lite | Buffalo | 1027 |  | 27 | 1900 | 10000 | 2700 | Bare-spiral |  | 2011-08-17
Buffalo Lite | Buffalo | 1033 |  | 5 | 220 | 8000 | 2700 | Covered-Candle |  | 2011-10-20
Buffalo Lite | Buffalo | 1042 |  | 42 | 2838 | 10000 | 2700 | Bare-spiral |  | 2010-01-07
Buffalo Lite | Buffalo | 1052 |  | 5 | 220 | 8000 | 2700 | Covered-Candle |  | 2011-10-20
Buffalo Lite | Buffalo | 1609 |  | 9 | 470 | 8000 | 2700 | Covered A-line |  | 2010-01-12
Buffalo Lite | Buffalo | 1914 |  | 14 | 800 | 8000 | 2700 | Covered A-line |  | 2009-12-31
Buffalo Lite | Buffalo | 2209 |  | 9 | 550 | 10000 | 2700 | Bare-Mini-Spiral |  | 2007-11-30
Buffalo Lite | Buffalo | 2315 |  | 15 | 900 | 10000 | 2700 | Bare-Mini-Spiral |  | 2007-11-26
Buffalo Lite | Buffalo | 2320 |  | 20 | 1200 | 10000 | 2700 | Bare-Mini-Spiral |  | 2007-11-26
Buffalo Lite | Buffalo | 2323 |  | 23 | 1650 | 10000 | 2800 | Bare-Mini-Spiral |  | 2007-11-26
Buffalo Lite | Buffalo | 2509 |  | 9 | 470 | 8000 | 2700 | Covered globe |  | 2009-12-31
Buffalo Lite | Buffalo | 2514 |  | 14 | 800 | 8000 | 2700 | Covered globe |  | 2009-12-31
Buffalo Lite | Buffalo | 3016-2 |  | 16 | 750 | 10000 | 2700 | Covered reflector |  | 2011-08-17
Buffalo Lite | Buffalo | 3415 |  | 15 | 750 | 8000 | 2700 | Covered reflector |  | 2007-11-30
Buffalo Lite | Buffalo | 3823 |  | 23 | 1300 | 10000 | 2700 | Covered reflector |  | 2010-01-07
Buffalo Lite | Buffalo | 4023 |  | 23 | 1300 | 8000 | 2700 | Covered reflector |  | 2009-12-31
Buffalo Lite | Buffalo | 4438 |  | 20 | 900 | 8000 | 2700 | Covered reflector |  | 2007-11-30
Buffalo Lite | Buffalo | 6059 |  | 23 | 1200 | 8000 | 6500 | Covered reflector |  | 2011-08-17
Buffalo Lite | Buffalo | 6207 |  | 13 | 900 | 10000 | 2700 | Bare-spiral |  | 2011-08-17
Buffalo Lite | Buffalo | 7729 |  | 9 | 500 | 8000 | 4100 | Covered globe |  | 2011-08-17
Buffalo Lite | Buffalo | 7915 |  | 16 | 700 | 8000 | 6500 | Covered reflector |  | 2011-08-17
Buffalo Lite | Buffalo | 9019 |  | 13 | 900 | 10000 | 2700 | Bare-spiral | Dimmable | 2011-08-17
Buffalo Lite | Buffalo | 9021 |  | 18 | 1250 | 10000 | 2700 | Bare-spiral | Dimmable | 2011-08-17
Buffalo Lite | Buffalo | 9023 |  | 23 | 1600 | 10000 | 2700 | Bare-spiral | Dimmable | 2011-08-17
Bulb Star | BulbStar | BSA19W/2700K |  | 19 | 1200 | 10000 | 2700 | Covered A-line |  | 2010-05-06
Bulb Star | BulbStar | BSA19W/4100K |  | 19 | 1200 | 10000 | 4100 | Covered A-line |  | 2010-05-06
Bulb Star | BulbStar | BSK05W/2700K |  | 5 | 250 | 10000 | 2700 | Bare-spiral |  | 2009-08-24
Bulb Star | BulbStar | BSK13W/2700K |  | 13 | 900 | 10000 | 2700 | Bare-Mini-Spiral |  | 2009-06-16
Bulb Star | BulbStar | BSK13W/4100K |  | 13 | 900 | 10000 | 4100 | Bare-Mini-Spiral |  | 2009-06-16
Bulb Star | BulbStar | BSK13W/5000K |  | 13 | 900 | 10000 | 5000 | Bare-Mini-Spiral |  | 2009-06-16
Bulb Star | BulbStar | BSK20W/4100K |  | 20 | 1200 | 10000 | 4100 | Bare-Mini-Spiral |  | 2009-06-16
Bulb Star | BulbStar | BSK20W/5000K |  | 20 | 1200 | 10000 | 5000 | Bare-Mini-Spiral |  | 2009-06-16
Bulb Star | BulbStar | BSK23W/2700K |  | 23 | 1600 | 10000 | 2700 | Bare-Mini-Spiral |  | 2009-06-16
Bulb Star | BulbStar | BSK23W/4100K |  | 23 | 1600 | 10000 | 4100 | Bare-Mini-Spiral |  | 2009-06-16
Bulb Star | BulbStar | BSK23W/5000K |  | 23 | 1600 | 10000 | 5000 | Bare-Mini-Spiral |  | 2009-06-16
Bulb Star | BulbStar | BSK40W/2700K | BSK40W | 40 | 2600 | 10000 | 2700 | Bare-spiral |  | 2011-03-16
Bulb Star | BulbStar | BSK9W/2700K |  | 9 | 550 | 10000 | 2700 | Bare-Mini-Spiral |  | 2009-06-16
Bulb Star | BulbStar | BSK9W/4100K |  | 9 | 550 | 10000 | 4100 | Bare-Mini-Spiral |  | 2009-06-16
Bulb Star | BulbStar | BSK9W/5000K |  | 9 | 550 | 10000 | 5000 | Bare-Mini-Spiral |  | 2009-06-16
Bulb Star | BulbStar | ESP-13W/2700K |  | 13 | 900 | 10000 | 2700 | Bare-Mini-Spiral |  | 2008-03-28
Bulb Star | BulbStar | ESP-20W/2700K |  | 20 | 1200 | 10000 | 2700 | Bare-Mini-Spiral |  | 2008-03-28
Bulb Star | BulbStar | ESP-23W/2700K |  | 23 | 1600 | 10000 | 2700 | Bare-Mini-Spiral |  | 2008-03-28
Bulb Star | BulbStar | ESP-9W/2700K |  | 9 | 550 | 10000 | 2700 | Bare-Mini-Spiral |  | 2008-03-28
Bulb Star | BulbStar | SEM-13W |  | 13 | 900 | 10000 | 2700 | Bare-Mini-Spiral |  | 2006-05-01
Bulb Star | BulbStar | SEM-9W |  | 9 | 450 | 10000 | 2700 | Bare-Mini-Spiral |  | 2006-05-01
Bulb Star | BulbStar | T2BSK09W/2700K | 896012; 896024 | 9 | 550 | 10000 | 2700 | Bare-Mini-Spiral |  | 2009-05-21
Bulb Star | BulbStar | T2BSK09W/5000K | 896010; 896022 | 9 | 550 | 10000 | 5000 | Bare-Mini-Spiral |  | 2009-05-21
Bulb Star | BulbStar | T2BSK13W/2700K | 896009; 896021 | 13 | 900 | 10000 | 2700 | Bare-Mini-Spiral |  | 2009-05-21
Bulb Star | BulbStar | T2BSK13W/4100K | 896008; 896020 | 13 | 900 | 10000 | 4100 | Bare-Mini-Spiral |  | 2009-05-21
Bulb Star | BulbStar | T2BSK13W/5000K | 896077; 896019 | 13 | 900 | 10000 | 5000 | Bare-Mini-Spiral |  | 2009-05-21
Bulb Star | BulbStar | T2BSK20W/2700K | 896006; 896018 | 20 | 1200 | 10000 | 2700 | Bare-Mini-Spiral |  | 2009-05-21
Bulb Star | BulbStar | T2BSK20W/4100K | 896005; 896017 | 20 | 1200 | 10000 | 4100 | Bare-Mini-Spiral |  | 2009-05-21
Bulb Star | BulbStar | T2BSK20W/5000K | 896001; 896013 | 20 | 1200 | 10000 | 5000 | Bare-Mini-Spiral |  | 2009-05-21
Bulb Star | BulbStar | T2BSK23W/2700K | 896003; 896015 | 23 | 1600 | 10000 | 2700 | Bare-Mini-Spiral |  | 2009-05-21
Bulb Star | BulbStar | T2BSK23W/4100K | 896002; 896014 | 23 | 1600 | 10000 | 4100 | Bare-Mini-Spiral |  | 2009-05-21
Bulb Star | BulbStar | T2BSK23W/5000K | 896004; 896016 | 23 | 1600 | 10000 | 5000 | Bare-Mini-Spiral |  | 2009-05-21
Bulb Star | BulbStar | T3BSA09W/2700K | 896025 | 9 | 500 | 10000 | 2700 | Covered A-line |  | 2009-03-09
Bulb Star | BulbStar | T3BSA09W/4100K | 896026 | 9 | 500 | 10000 | 4100 | Covered A-line |  | 2009-03-09
Bulb Star | BulbStar | T3BSA14W/2700K | 896027 | 14 | 800 | 10000 | 2700 | Covered A-line |  | 2009-03-09
Bulb Star | BulbStar | T3BSA14W/4100K | 896028 | 14 | 800 | 10000 | 4100 | Covered A-line |  | 2009-03-09
Bulb Star | BulbStar | T3BSG09W/2700K | 896025 | 9 | 500 | 10000 | 2700 | Covered globe |  | 2009-03-09
Bulb Star | BulbStar | T3BSG09W/4100K | 896030 | 9 | 500 | 10000 | 4100 | Covered globe |  | 2009-03-09
Bulb Star | BulbStar | T3BSG14W/2700K | 896031 | 14 | 800 | 10000 | 2700 | Covered globe |  | 2009-03-09
Bulb Star | BulbStar | T3BSG14W/4100K | 896032 | 14 | 800 | 10000 | 4100 | Covered globe |  | 2009-03-09
Bulb Star | BulbStar | T3BSK23W/2700K |  | 23 | 1600 | 10000 | 2700 | Bare-Mini-Spiral |  | 2008-11-18
Bulb Star | BulbStar | T3BSP16W/2700K | 896036 | 16 | 750 | 10000 | 2700 | Covered reflector |  | 2009-03-06
Bulb Star | BulbStar | T3BSP23W/2700K | 869037 | 23 | 1200 | 10000 | 2700 | Covered reflector |  | 2009-03-06
Bulb Star | BulbStar | T3BSR14W/2700K |  | 14 | 700 | 10000 | 2700 | Covered reflector |  | 2009-03-06
Bulb Star | BulbStar | T3BSR16W/2700K | 896034 | 16 | 750 | 10000 | 2700 | Covered reflector |  | 2009-03-06
Bulb Star | BulbStar | T3BSR23W/2700K | 896033 | 23 | 1200 | 10000 | 2700 | Covered reflector |  | 2009-03-06
Bulbrite Industries | Energy Wiser | CF13SM/WW | 509213 | 13 | 850 | 8000 | 3000 | Bare-Mini-Spiral |  | 2006-03-09
Bulbrite Industries | Energy Wiser | CF13T2/WW | 509013 | 13 | 840 | 10000 | 2700 | Bare-spiral |  | 2009-07-30
Bulbrite Industries | Energy Wiser | CF13WW/4P | 509413 | 13 | 900 | 8000 | 2700 | Bare-Mini-Spiral |  | 2008-02-06
Bulbrite Industries | Energy Wiser | CF13WW/LM | 509014 | 13 | 900 | 10000 | 2700 | Bare-spiral |  | 2011-06-16
Bulbrite Industries | Energy Wiser | CF14A/WW | 512014 | 14 | 800 | 8000 | 3000 | Covered A-line |  | 2008-04-17
Bulbrite Industries | Energy Wiser | CF15PAR30WW | 514305 | 15 | 670 | 8000 | 3000 | Covered reflector |  | 2008-08-05
Bulbrite Industries | Energy Wiser | CF18T2/WW | 509018 | 18 | 1250 | 10000 | 2700 | Bare-spiral |  | 2009-07-30
Bulbrite Industries | Energy Wiser | CF19SM/WW | 509219 | 19 | 1200 | 8000 | 2800 | Bare-Mini-Spiral |  | 2006-03-09
Bulbrite Industries | Energy Wiser | CF20A/SW | 512020 | 20 | 1100 | 6000 | 2700 | Covered A-line |  | 2002-05-08
Bulbrite Industries | Energy Wiser | CF23BR38WW | 511423 | 23 | 1200 | 8000 | 2700 | Covered reflector |  | 2008-04-29
Bulbrite Industries | Energy Wiser | CF23C/WW/DM | 514023 | 23 | 1600 | 10000 | 2700 | Bare-spiral | Dimmable | 2010-08-09
Bulbrite Industries | Energy Wiser | CF23PAR38WW | 514503 | 23 | 1200 | 8000 | 3000 | Covered reflector |  | 2008-08-05
Bulbrite Industries | Energy Wiser | CF23R40WW | 511523 | 23 | 1200 | 8000 | 2700 | Covered reflector |  | 2008-04-29
Bulbrite Industries | Energy Wiser | CF23SM/WW | 509223 | 23 | 1600 | 8000 | 2800 | Bare-Mini-Spiral |  | 2006-03-09
Bulbrite Industries | Energy Wiser | CF23T2/WW | 509023 | 23 | 1600 | 10000 | 2700 | Bare-spiral |  | 2009-07-30
Bulbrite Industries | Energy Wiser | CF32C/3WAY | 515032 | 1932-12-21 | 2280 | 10000 | 3500 | Bare-spiral | Three-way | 2010-09-15
Bulbrite Industries | Energy Wiser | CF32C/WW | 50932 | 32 | 1920 | 8000 | 2700 | Bare-spiral |  | 2008-04-29
Bulbrite Industries | Energy Wiser | CF42C/WW | 509542 | 42 | 2800 | 8000 | 2700 | Bare-spiral |  | 2009-08-24
Bulbrite Industries | Energy Wiser | CF9A17/WW | 512009 | 9 | 510 | 10000 | 2700 | Bare-Mini-Spiral |  | 2009-07-22
Bulbrite Industries | Energy Wiser | CF9SM/WW | 509209 | 9 | 540 | 8000 | 2800 | Bare-Mini-Spiral
Camelion Lighting Co., Ltd | Camelion | CLS11-HSS/127 |  | 11 | 700 | 10000 | 2700 | Bare-spiral |  | 2011-01-20
Camelion Lighting Co., Ltd | Camelion | CLS13-HSS/127 |  | 13 | 900 | 10000 | 2700 | Bare-spiral |  | 2011-01-12
Camelion Lighting Co., Ltd | Camelion | CLS15-HSS/127 |  | 15 | 990 | 10000 | 2700 | Bare-spiral |  | 2011-01-12
Camelion Lighting Co., Ltd | Camelion | CLS20-HSS/127 |  | 20 | 1250 | 10000 | 2700 | Bare-spiral |  | 2011-01-18
Camelion Lighting Co., Ltd | Camelion | CLS23-HSS/127 |  | 23 | 1600 | 10000 | 2700 | Bare-spiral |  | 2011-01-12
Canac | CANAC | 109550 |  | 23 | 1600 | 10000 | 2700 | Bare-Mini-Spiral |  | 2008-10-06
Canac | CANAC | 109552 |  | 9 | 520 | 10000 | 2700 | Bare-Mini-Spiral |  | 2008-10-06
Canac | CANAC | 109554 | 111132 | 13 | 830 | 10000 | 2700 | Bare-Mini-Spiral |  | 2008-10-06
Canac | CANAC | 112978 | 109546 | 13 | 800 | 10000 | 4100 | Bare-Mini-Spiral |  | 2008-10-06
Canac | CANAC | 115324 |  | 9 | 520 | 10000 | 2700 | Bare-spiral |  | 2008-10-08
Canac | CANAC | 115324 |  | 9 | 520 | 10000 | 2700 | Bare-spiral |  | 2008-10-08
Canadian Tire | blue planet | 052-5531-2 |  | 9 | 600 | 8000 | 2700 | Bare-Mini-Spiral |  | 2008-06-17
Canadian Tire | blue planet | 052-5594-2 |  | 15 | 800 | 6000 | 2700 | Covered A-line |  | 2008-06-17
Canadian Tire | NOMA | 052-5117-0 |  | 15 | 610 | 10000 | 2700 | Covered reflector | Dimmable | 2008-09-24
Canadian Tire | NOMA | 052-5134-8 |  | 20 | 900 | 8000 | 4100 | Covered reflector |  | 2008-09-15
Canadian Tire | NOMA | 052-5140-2 |  | 15/26/40 | 2600 | 10000 | 2700 | Bare-spiral | Three-way | 2008-09-24
Canadian Tire | NOMA | 052-5151-6 |  | 13 | 800 | 10000 | 4100 | Bare-Mini-Spiral |  | 2008-09-24
Canadian Tire | NOMA | 052-5182-2 |  | 2026-12-20 | 1600 | 10000 | 2600 | Bare-spiral | Three-way | 2008-09-24
Canadian Tire | NOMA | 052-5192-8 |  | 9 | 500 | 10000 | 4100 | Bare-Mini-Spiral |  | 2008-09-24
Canadian Tire | NOMA | 052-5192-8 |  | 9 | 500 | 10000 | 4100 | Bare-Mini-Spiral |  | 2008-09-24
Canadian Tire | NOMA | 052-5193-6 |  | 13 | 800 | 10000 | 4100 | Bare-Mini-Spiral |  | 2008-09-24
Canadian Tire | NOMA | 052-5314-0 |  | 7 | 450 | 8000 | 2700 | Covered A-line |  | 2008-09-15
Canadian Tire | NOMA | 052-5335-0 |  | 15 | 750 | 8000 | 2700 | Covered reflector |  | 2008-09-15
Canadian Tire | NOMA | 052-5357-8 |  | 20 | 900 | 8000 | 2700 | Covered reflector |  | 2008-09-15
Canadian Tire | NOMA | 052-5390-6 |  | 9 | 500 | 10000 | 2700 | Bare-Mini-Spiral |  | 2008-09-08
Canadian Tire | NOMA | 052-5395-6 |  | 7 | 340 | 10000 | 2700 | Covered-Candle |  | 2008-09-24
Canadian Tire | NOMA | FLE11/2/R20/NOMA | 52-5352-8 | 11 | 380 | 6000 | 2700 | Covered reflector |  | 2005-05-06
Canadian Tire | NOMA | FLE13HT3/2/NOMA | 52-5196-0; FLE13HT3/2/NOMA3, 52-5120-0; FLE13HT3/2/NOMA6, 52-5124-2 | 13 | 825 | 8000 | 2700 | Bare-spiral |  | 2005-05-06
Canadian Tire | NOMA | FLE15/2/R30/NOMA | 52-5333-4; FLE15/2/R30/NOMA2, 52-5335-0 | 15 | 720 | 6000 | 2700 | Covered reflector |  | 2005-05-06
Canadian Tire | NOMA | FLE26HT3/2/NOMA | 52-5125-0; FLE26HT3/2/NOMA3, 52-5121-8 | 26 | 1700 | 8000 | 2700 | Bare-spiral |  | 2005-05-06
Canadian Tire | NOMA | FLE26PAR38/2/NOMA | 52-5334-3; FLE26PAR38/2/NOMA2, 52-5357-8 | 26 | 1200 | 6000 | 2700 | Covered reflector |  | 2010-02-04
Cathelle, Inc. | ECOPLUS | 70951 | 73789 | 9 | 500 | 10000 | 2700 | Bare-Mini-Spiral |  | 2005-08-18
Cathelle, Inc. | ECOPLUS | 70952 | 73790 | 13 | 850 | 10000 | 2700 | Bare-Mini-Spiral |  | 2005-08-18
Cathelle, Inc. | ECOPLUS | 70953 | 73793 | 23 | 1600 | 10000 | 2700 | Bare-Mini-Spiral |  | 2006-01-03
Cathelle, Inc. | ECOPLUS | 70954 | 73794 | 42 | 2800 | 10000 | 2700 | Bare-spiral |  | 2010-03-15
Cathelle, Inc. | ECOPLUS | 70958 | 73808 | 14 | 800 | 8000 | 2700 | Covered A-line |  | 2008-06-27
Cathelle, Inc. | ECOPLUS | 70958 | 73808 | 14 | 800 | 8000 | 2700 | Covered A-line |  | 2010-03-15
Cathelle, Inc. | ECOPLUS | 70972 | 73791 | 13 | 840 | 10000 | 2700 | Bare-Mini-Spiral |  | 2007-06-04
Cathelle, Inc. | ECOPLUS | 70973 | 73792 | 13 | 850 | 10000 | 2700 | Bare-spiral |  | 2010-03-15
Cathelle, Inc. | ECOPLUS | 70988 | 73838 | 23 | 1300 | 8000 | 2700 | Covered reflector |  | 2010-03-15
Centrifuge Sourcing, LLC | Centrifuge | FLE10HT3/2 | 61464, 65196 | 10 | 520 | 10000 | 2700 | Bare-spiral |  | 2010-07-13
Centrifuge Sourcing, LLC | Centrifuge | FLE11A17XLBX2/OP | 63528 | 11 | 450 | 10000 | 2700 | Covered A-line |  | 2011-08-30
Centrifuge Sourcing, LLC | Centrifuge | FLE13HT3/2 | 61465; 61468; 62947, 65197, 65198, 63529 | 13 | 825 | 10000 | 2700 | Bare-spiral |  | 2010-07-13
Centrifuge Sourcing, LLC | Centrifuge | FLE15HT3/2/D | 61584 | 15 | 900 | 10000 | 6500 | Bare-spiral |  | 2010-06-03
Centrifuge Sourcing, LLC | Centrifuge | FLE20HT3/2 | 61466, 65199 | 20 | 1200 | 10000 | 2700 | Bare-spiral |  | 2010-07-13
Centrifuge Sourcing, LLC | Centrifuge | FLE26HT3/2 | 61467, 65201 | 26 | 1750 | 10000 | 2700 | Bare-spiral |  | 2010-07-13
Centrifuge Sourcing, LLC | Centrifuge | FLE26HT3/2/D | 61585 | 26 | 1610 | 10000 | 6500 | Bare-spiral |  | 2010-06-03
Centrifuge Sourcing, LLC | Energy Saving CFL | FLE10HT3/2/SW | 76991 | 10 | 520 | 8000 | 2700 | Bare-spiral |  | 2010-02-11
Centrifuge Sourcing, LLC | Energy Saving CFL | FLE13HT3/2/SW | 76992 | 13 | 825 | 8000 | 2700 | Bare-spiral |  | 2010-02-11
Centrifuge Sourcing, LLC | Energy Saving CFL | FLE20HT3/2/SW | 76993 | 20 | 1250 | 8000 | 2700 | Bare-spiral |  | 2010-02-11
Centrifuge Sourcing, LLC | Energy Saving CFL | FLE26HT3/2/SW | 76994 | 26 | 1750 | 8000 | 2700 | Bare-spiral |  | 2011-03-24
Centrifuge Sourcing, LLC | Energy Saving CFL | FLE26HT3/2/SW | 61586 | 26 | 1750 | 10000 | 2700 | Bare-spiral |  | 2010-02-11
Centrifuge Sourcing, LLC | General Electric | FLE11G25XLBX2/OP | 63527 | 11 | 500 | 10000 | 2700 | Covered globe |  | 2011-10-26
Centrifuge Sourcing, LLC | General Electric | FLE15R30XLBX2/OP | 63526 | 15 | 750 | 10000 | 2700 | Covered reflector |  | 2011-10-26
Chain Drug Consortium | Premier Value | 6540002 |  | 13 | 900 | 10000 | 2700 | Bare-spiral |  | 2010-12-07
Chain Drug Consortium | Premier Value | 6540102 |  | 18 | 1250 | 10000 | 2700 | Bare-spiral |  | 2010-12-16
Chain Drug Consortium | Premier Value | 6540202 |  | 23 | 1600 | 10000 | 2700 | Bare-spiral |  | 2010-12-07
Chain Drug Consortium | Premier Value | 6541502 |  | 15 | 750 | 10000 | 2700 | Covered reflector |  | 2010-12-16
City Electric Supply dba Cefco | Fusion | FS13827/T2 |  | 13 | 900 | 10000 | 2700 | Bare-spiral |  | 2010-11-17
City Electric Supply dba Cefco | Fusion | FS13841/T2 |  | 13 | 830 | 10000 | 4100 | Bare-spiral |  | 2010-11-17
City Electric Supply dba Cefco | Fusion | FS23827/T2 |  | 23 | 1600 | 12000 | 2700 | Bare-spiral |  | 2010-11-17
City Electric Supply dba Cefco | Fusion | FS23841/T2 |  | 23 | 1600 | 10000 | 4100 | Bare-spiral |  | 2010-11-17
CNA International Ent., Inc. | CNA | EP-15WPAR30L |  | 15 | 670 | 8000 | 2800 | Covered reflector |  | 2007-08-15
CNA International Ent., Inc. | CNA | EP-23WPAR38 |  | 23 | 1200 | 8000 | 2800 | Covered reflector |  | 2007-08-15
CNA International Ent., Inc. | CNA | EST-11W |  | 11 | 660 | 10000 | 2700 | Bare-Mini-Spiral |  | 2007-08-14
CNA International Ent., Inc. | CNA | EST-14W |  | 14 | 900 | 10000 | 2700 | Bare-spiral |  | 2007-05-24
CNA International Ent., Inc. | CNA | EST-19W 2700K |  | 19 | 1260 | 10000 | 2700 | Bare-spiral |  | 2011-09-08
CNA International Ent., Inc. | CNA | EST-23W |  | 23 | 1600 | 10000 | 2700 | Bare-spiral |  | 2010-05-19
CNA International Ent., Inc. | CNA | EST-9W |  | 9 | 550 | 10000 | 2700 | Bare-Mini-Spiral |  | 2007-06-21
Cnlight Co., Ltd. | Cnlight | 120/14-S |  | 14 | 890 | 10000 | 2700 | Bare-spiral |  | 2009-12-09
Cnlight Co., Ltd. | Cnlight | 120/23-S |  | 22 | 1460 | 10000 | 2700 | Bare-spiral |  | 2009-12-22
Conglom, Inc. | Luminus | P-17523T | 872872, P-C17623 | 23 | 1600 | 10000 | 2700 | Bare-spiral |  | 2009-09-17
Conglom, Inc. | Luminus | P-17613A |  | 14 | 800 | 8000 | 2700 | Covered A-line |  | 2009-09-14
Conglom, Inc. | Luminus | P-17613T | 200920 | 14 | 800 | 8000 | 2700 | Covered A-line |  | 2009-09-14
Conglom, Inc. | Luminus | P-17615DL | P-C17713 | 13 | 900 | 10000 | 6500 | Bare-spiral |  | 2010-02-17
Conglom, Inc. | Luminus | P-17625TR | P-17625TRT (2-pack) | 13/20/25 | 1600 | 8000 | 2700 | Bare-spiral | Three-way | 2004-05-17
Conglom, Inc. | Luminus | P-17626DL |  | 23 | 1600 | 10000 | 6500 | Bare-spiral |  | 2010-02-17
Conglom, Inc. | Luminus | P-17713S | 888871, P-C17613 | 13 | 900 | 10000 | 2700 | Bare-spiral |  | 2009-12-18
Conglom, Inc. | Luminus | P-17715 | P-17715T6 (6-pack) | 15 | 900 | 10000 | 2600 | Bare-Mini-Spiral |  | 2004-08-09
Conglom, Inc. | Luminus | P-17751 | P17751T8; P-C17609; P-177612 | 9 | 550 | 10000 | 2700 | Bare-Mini-Spiral |  | 2007-07-26
Conglom, Inc. | Luminus | P-17756T | 871871, P-177624 | 13 | 900 | 10000 | 2700 | Bare-spiral |  | 2009-08-31
Conglom, Inc. | Luminus | P-177622 |  | 13 | 900 | 10000 | 2700 | Bare-spiral |  | 2009-08-31
Conglom, Inc. | Luminus | P-177632 |  | 23 | 1600 | 10000 | 2700 | Bare-spiral |  | 2009-09-17
Conglom, Inc. | Luminus | P-177713S | 999971 | 13 | 900 | 12000 | 2700 | Bare-spiral |  | 2010-08-02
Conglom, Inc. | Luminus | P-177716S | 245484 | 16 | 750 | 10000 | 3000 | Covered reflector |  | 2010-08-03
Cyber Tech Lighting Inc. | Cyber Lamp | P13XSP/WW |  | 13 | 900 | 10000 | 2700 | Bare-Mini-Spiral |  | 2008-12-16
Cyber Tech Lighting Inc. | Cyber Lamp | P14A/WW |  | 14 | 800 | 10000 | 2700 | Covered A-line |  | 2010-01-08
Cyber Tech Lighting Inc. | Cyber Lamp | P14G25/WW |  | 14 | 900 | 8000 | 2700 | Covered globe |  | 2009-02-25
Cyber Tech Lighting Inc. | Cyber Lamp | P15PAR/CW |  | 15 | 800 | 8000 | 4100 | Covered reflector |  | 2010-01-21
Cyber Tech Lighting Inc. | Cyber Lamp | P16R30/WW |  | 16 | 750 | 10000 | 2700 | Covered reflector |  | 2009-05-05
Cyber Tech Lighting Inc. | Cyber Lamp | P18XSP/WW |  | 18 | 1200 | 10000 | 2700 | Bare-Mini-Spiral |  | 2008-12-16
Cyber Tech Lighting Inc. | Cyber Lamp | P20SP/WW | P20SP/WW; P20SP/WW3PK; P20SP/WW/4PK; P20SP/WW/6PK | 20 | 1200 | 10000 | 2700 | Bare-Mini-Spiral |  | 2007-10-25
Cyber Tech Lighting Inc. | Cyber Lamp | P23PAR/CW |  | 23 | 1250 | 8000 | 4100 | Covered reflector |  | 2009-02-25
Cyber Tech Lighting Inc. | Cyber Lamp | P23R40/WW |  | 23 | 1200 | 10000 | 2700 | Covered reflector |  | 2009-04-30
Cyber Tech Lighting Inc. | Cyber Lamp | P23XSP/WW |  | 23 | 1600 | 10000 | 2700 | Bare-Mini-Spiral |  | 2008-12-16
Cyber Tech Lighting Inc. | Cyber Lamp | P26SP/WW |  | 26 | 1700 | 10000 | 4100 | Bare-Mini-Spiral |  | 2008-12-16
Cyber Tech Lighting Inc. | Cyber Lamp | P32SP/WW |  | 32 | 1920 | 8000 | 2700 | Bare-spiral |  | 2009-04-27
Cyber Tech Lighting Inc. | Cyber Lamp | P42SP/WW |  | 42 | 2800 | 10000 | 2700 | Bare-spiral |  | 2009-04-27
Cyber Tech Lighting Inc. | Cyber Lamp | P9XSP/ WW |  | 9 | 500 | 10000 | 2700 | Bare-Mini-Spiral |  | 2008-12-16
DLU Lighting | DLU Lighting | DMA14 | FLSX9230V | 14 | 800 | 8000 | 2700 | Covered A-line |  | 2010-02-25
DLU Lighting | DLU Lighting | DME20 |  | 20 | 1200 | 10000 | 2700 | Bare-spiral |  | 2007-09-13
DLU Lighting | DLU Lighting | DME23 |  | 23 | 1600 | 10000 | 2700 | Bare-spiral |  | 2007-09-13
DLU Lighting | DLU Lighting | DME27 |  | 27 | 1823 | 10000 | 2700 | Bare-spiral |  | 2007-09-13
DLU Lighting | DLU Lighting | DME32 |  | 32 | 1920 | 8000 | 2700 | Bare-spiral |  | 2007-09-13
DLU Lighting | DLU Lighting | DMG14 | FLSY9230V | 14 | 810 | 8000 | 2700 | Covered globe |  | 2010-02-25
DLU Lighting | DLU Lighting | DMP23 | FLSJG2301 | 23 | 1300 | 8000 | 2700 | Covered reflector |  | 2010-02-25
DLU Lighting | DLU Lighting | DMR23 |  | 23 | 1300 | 8000 | 2700 | Covered reflector |  | 2011-04-11
DLU Lighting | DLU Lighting | DMS18 | FLSHC230V | 18 | 1250 | 10000 | 2700 | Bare-spiral |  | 2010-02-23
DLU Lighting | DLU Lighting | DMS23 | FLSHG230V | 23 | 1600 | 10000 | 2700 | Bare-spiral |  | 2010-02-23
Do It Best Corporation | Do It | 68909DB | 504262 | 9 | 550 | 10000 | 2700 | Bare-Mini-Spiral |  | 2011-06-22
Do It Best Corporation | Do It | 689142DB | 514811 | 14 | 900 | 10000 | 2700 | Bare-spiral |  | 2011-07-07
Do It Best Corporation | Do It | 689145DB | 521086 | 14 | 900 | 10000 | 2700 | Bare-spiral |  | 2011-07-07
Do It Best Corporation | Do It | 68914DB | 504424, 514811, 521086 | 14 | 900 | 10000 | 2700 | Bare-spiral |  | 2011-06-22
Do It Best Corporation | Do It | 68914DIMDB | 521983 | 14 | 850 | 10000 | 2700 | Bare-spiral | Dimmable | 2011-06-22
Do It Best Corporation | Do It | 68914DL2DB | 517774 | 14 | 800 | 10000 | 5000 | Bare-spiral |  | 2011-06-22
Do It Best Corporation | Do It | 689192DB | 514820 | 19 | 1200 | 10000 | 2700 | Bare-spiral |  | 2011-07-07
Do It Best Corporation | Do It | 689195DB | 514839 | 19 | 1200 | 10000 | 2700 | Bare-spiral |  | 2011-07-07
Do It Best Corporation | Do It | 68919DB | 504440, 514820, 514839 | 19 | 1200 | 10000 | 2700 | Bare-spiral |  | 2011-06-22
Do It Best Corporation | Do It | 68919DL2DB | 517792 | 19 | 1300 | 10000 | 5000 | Bare-spiral |  | 2011-06-24
Do It Best Corporation | Do It | 689232DB | 514848 | 23 | 1600 | 10000 | 2700 | Bare-spiral |  | 2011-07-07
Do It Best Corporation | Do It | 689235DB | 514866 | 23 | 1600 | 10000 | 2700 | Bare-spiral |  | 2011-07-07
Do It Best Corporation | Do It | 68923DB | 504521, 514848, 514866 | 23 | 1600 | 10000 | 2700 | Bare-Mini-Spiral |  | 2011-06-22
Do It Best Corporation | Do It | 68923DIMDB | 522018 | 23 | 1500 | 10000 | 2700 | Bare-spiral | Dimmable | 2011-06-24
Do It Best Corporation | Do It | 68923DL2DB | 517765 | 23 | 1600 | 10000 | 5000 | Bare-spiral |  | 2011-06-24
Do It Best Corporation | Do It | 691093DB | 517783 | 9 | 520 | 8000 | 2700 | Covered globe |  | 2011-07-07
Do It Best Corporation | Do It | 69109DB | 558532, 517783 | 9 | 520 | 8000 | 2700 | Covered globe |  | 2011-06-24
Do It Best Corporation | Do It | 6R3014DB | 558540 | 14 | 650 | 8000 | 2700 | Covered reflector |  | 2011-06-24
Do It Best Corporation | Do It | 6R3016DIMDB | 522027 | 16 | 650 | 8000 | 2700 | Covered reflector |  | 2011-06-24
Do It Best Corporation | Do It | 7P38192DB | 517809 | 19 | 1000 | 8000 | 2700 | Covered reflector |  | 2011-07-07
Do It Best Corporation | Do It | 7P3819DB | 517818, 517809 | 19 | 1000 | 8000 | 2700 | Covered reflector |  | 2011-06-24
Do It Best Corporation | Do It | FE-G25A-9W | 558532, 517783 | 9 | 450 | 8000 | 2700 | Covered globe |  | 2009-04-20
Do It Best Corporation | Do It | FE-IIS-20W | 504440, 514839, 514820 | 20 | 1200 | 10000 | 2800 | Bare-Mini-Spiral |  | 2007-07-31
Do It Best Corporation | Do It | FE-IIS-23W | 504521, 514866, 514848 | 23 | 1650 | 10000 | 2700 | Bare-spiral |  | 2007-07-31
Do It Best Corporation | Do It | FE-IISB-14W/27 | 504424; 514811; 521086 | 14 | 900 | 12000 | 2700 | Bare-spiral |  | 2010-02-19
Do It Best Corporation | Do It | FE-IISB-14W/50 | 517774 | 14 | 850 | 10000 | 5000 | Bare-Mini-Spiral |  | 2008-07-03
Do It Best Corporation | Do It | FE-IISB-19W | 504440, 514839, 514820 | 19 | 1200 | 12000 | 2700 | Bare-Mini-Spiral |  | 2007-12-11
Do It Best Corporation | Do It | FE-IISB-19W/50 | 517792 | 19 | 1200 | 10000 | 5000 | Bare-spiral |  | 2009-07-08
Do It Best Corporation | Do It | FE-IISB-23W/27 | 504521; 514848; 514866 | 23 | 1600 | 12000 | 2700 | Bare-spiral |  | 2010-02-19
Do It Best Corporation | Do It | FE-IISB-23W/50 | 517765 | 23 | 1600 | 10000 | 5000 | Bare-spiral |  | 2009-07-08
Do It Best Corporation | Do It | FE-IISB-9W | 504262 | 9 | 550 | 10000 | 2700 | Bare-Mini-Spiral |  | 2007-07-31
Do It Best Corporation | Do It | FE-ISD-15W | 521983 | 15 | 900 | 8000 | 2700 | Bare-spiral | Dimmable | 2009-06-17
Do It Best Corporation | Do It | FE-ISD-15W | 521983 | 15 | 900 | 10000 | 2700 | Bare-spiral | Dimmable | 2009-06-17
Do It Best Corporation | Do It | FE-ISD-20W | 521992 | 20 | 1200 | 10000 | 2700 | Bare-spiral | Dimmable | 2009-06-17
Do It Best Corporation | Do It | FE-ISD-23W | 522018 | 23 | 1600 | 8000 | 2700 | Bare-spiral | Dimmable | 2009-06-17
Do It Best Corporation | Do It | FE-ISD-23W | 522018 | 23 | 1600 | 10000 | 2700 | Bare-spiral | Dimmable | 2009-06-17
Do It Best Corporation | Do It | FE-ISM-26W/35 | 514884 | 2026-11-20 | 1700 | 10000 | 3500 | Bare-spiral | Three-way | 2009-07-08
Do It Best Corporation | Do It | FE-R30-15W | 558540 | 15 | 750 | 8000 | 2700 | Covered reflector |  | 2007-07-31
Do It Best Corporation | Do It | FE-R30D-15W | 522027 | 15 | 700 | 8000 | 2700 | Covered reflector | Dimmable | 2009-06-17
Do It Best Corporation | Do It | FE-R38-20W/27 | 517818, 517809 | 20 | 900 | 8000 | 2700 | Covered reflector |  | 2007-12-11
Do It Best Corporation | Do It | FE-R40D-20W | 522063 | 20 | 950 | 8000 | 2700 | Covered reflector | Dimmable | 2009-06-17
Dongguan Apsun Lighting Technology Co., Ltd. | Apsun lighting | SL2325B-120 |  | 13/20/25 | 1640 | 8000 | 2700 | Bare-spiral | Three-way | 2010-05-21
Dongguan City General Success Industrial Co., Ltd. | General Success | GS-E26-13W |  | 13 | 800 | 10000 | 2700 | Bare-spiral |  | 2010-01-06
Dongguan City General Success Industrial Co., Ltd. | General Success | GS-E26-26W |  | 26 | 1750 | 10000 | 2700 | Bare-spiral |  | 2010-01-06
Earthmate | Earthmate | E1352AK |  | 13 | 825 | 10000 | 2700 | Bare-Mini-Spiral |  | 2007-07-18
Earthmate | Earthmate | E145218 |  | 14 | 800 | 8000 | 2700 | Covered A-line |  | 2009-04-03
Earthmate | Earthmate | E145236 |  | 14 | 900 | 8000 | 2700 | Covered globe |  | 2009-04-14
Earthmate | Earthmate | E1552AK |  | 15 | 1000 | 10000 | 2700 | Bare-Mini-Spiral |  | 2007-07-19
Earthmate | Earthmate | E2052AK |  | 20 | 1295 | 10000 | 2700 | Bare-spiral |  | 2007-11-28
Earthmate | Earthmate | E235252 |  | 23 | 1300 | 8000 | 2700 | Covered reflector |  | 2009-04-14
Earthmate | Earthmate | E235266 |  | 23 | 1300 | 8000 | 2700 | Covered reflector |  | 2009-04-14
Earthmate | Earthmate | E2352AK |  | 23 | 1660 | 10000 | 2700 | Bare-spiral |  | 2007-07-20
Earthmate | Earthmate | E3052AE |  | 30 | 2050 | 10000 | 2700 | Bare-spiral |  | 2007-07-20
Earthmate | Earthmate | E3362AN |  | 1933-11-22 | 2225 | 10000 | 2700 | Bare-spiral | Three-way | 2007-07-20
Earthmate | Earthmate | E4052AE |  | 40 | 2900 | 10000 | 2700 | Bare-spiral |  | 2007-07-20
Earthmate | Earthmate | EM1552AK4-WM |  | 15 | 1000 | 10000 | 2700 | Bare-spiral |  | 2009-06-30
Earthmate | Earthmate | EM2352AK3-WM |  | 23 | 1650 | 10000 | 2700 | Bare-spiral |  | 2009-06-30
Earthmate | Earthmate | ES1552AK |  | 15 | 1000 | 10000 | 2700 | Bare-Mini-Spiral |  | 2007-11-28
Earthmate | Earthmate | ES2052AK |  | 20 | 1300 | 10000 | 2700 | Bare-spiral |  | 2007-11-28
Earthmate | Earthmate | ES2352AK |  | 23 | 1650 | 10000 | 2700 | Bare-Mini-Spiral |  | 2007-11-28
Earthmate | Litetronics International | EM1552AK4 |  | 15 | 1000 | 10000 | 2700 | Bare-spiral |  | 2009-06-30
Earthmate | Litetronics International | EM2352AK3 |  | 23 | 1650 | 10000 | 2700 | Bare-spiral |  | 2009-06-30
EarthTronics, Inc. | BioLife | SDM11MSL | 57800131014 | 11 | 700 | 10000 | 2700 | Bare-Mini-Spiral |  | 2008-10-28
EarthTronics, Inc. | BioLife | SDM13MSL | 057800131021, 057800131038, 057800131045, 057800131144 | 13 | 900 | 10000 | 2700 | Bare-Mini-Spiral |  | 2008-10-28
EarthTronics, Inc. | BioLife | SDM13MSLT2 | 057800131120, 057800131137 | 13 | 900 | 12000 | 2700 | Bare-Mini-Spiral |  | 2008-10-28
EarthTronics, Inc. | BioLife | SDM16MRL/S | 57800131274 | 16 | 750 | 10000 | 2700 | Covered reflector |  | 2008-10-28
EarthTronics, Inc. | BioLife | SDM16SADIM | 57800131304 | 16 | 800 | 8000 | 2700 | Covered A-line | Dimmable | 2008-12-29
EarthTronics, Inc. | BioLife | SDM16SR3DIM | 57800131052 | 16 | 700 | 8000 | 2700 | Covered reflector | Dimmable | 2008-12-29
EarthTronics, Inc. | BioLife | SDM23MSL | 57800131083 | 23 | 1600 | 10000 | 2700 | Bare-Mini-Spiral |  | 2008-10-28
EarthTronics, Inc. | BioLife | SDM32MSL | 57800131168 | 32 | 1920 | 8000 | 2700 | Bare-Mini-Spiral |  | 2008-10-28
EarthTronics, Inc. | BioLife | SDM3W25S | 57800131250 | 13/20/25 | 1800 | 8000 | 2700 | Bare-Mini-Spiral | Three-way | 2008-10-28
EarthTronics, Inc. | BioLife | SDM42MSL | 57800131175 | 42 | 2800 | 10000 | 2700 | Bare-Mini-Spiral |  | 2008-10-28
EarthTronics, Inc. | BMR | BMR13MSLT2 | BMRCF13SW6BT2 | 13 | 900 | 12000 | 2700 | Bare-spiral |  | 2009-07-20
EarthTronics, Inc. | BMR | BMR13MSLT2-41 | BMRCF13CW6BT2 | 13 | 900 | 12000 | 4100 | Bare-spiral |  | 2010-04-05
EarthTronics, Inc. | BMR | BMR23MSLT2 | BMRCF23SW4BT2 | 23 | 1600 | 12000 | 2700 | Bare-spiral |  | 2009-07-27
EarthTronics, Inc. | BMR | BMRCF13DL6BT2 |  | 13 | 900 | 12000 | 6500 | Bare-Mini-Spiral |  | 2010-03-19
EarthTronics, Inc. | Bright Green | ET13MSLT2 | CF13SW2BT2 | 13 | 900 | 12000 | 2700 | Bare-spiral |  | 2010-04-01
EarthTronics, Inc. | Bright Green | ET13MSLT2-65 | CF13DL2BT2 | 13 | 900 | 12000 | 6500 | Bare-spiral |  | 2010-04-01
EarthTronics, Inc. | Bright Green | ET23MSLT2 | CF23SW2BT2 | 23 | 1600 | 12000 | 2700 | Bare-spiral |  | 2010-04-01
EarthTronics, Inc. | EarthBulb | CF13DL2BT2 |  | 13 | 900 | 12000 | 6500 | Bare-Mini-Spiral |  | 2010-03-19
EarthTronics, Inc. | EarthBulb | CF13DL4BT2 |  | 13 | 900 | 12000 | 6500 | Bare-Mini-Spiral |  | 2010-03-19
EarthTronics, Inc. | EarthBulb | CF23DL2BT2 |  | 23 | 1600 | 12000 | 6500 | Bare-Mini-Spiral |  | 2010-03-19
EarthTronics, Inc. | EarthBulb | ET11MSL | CF11SW1B, CF11SW2B, CF11SW4B | 11 | 700 | 10000 | 2700 | Bare-spiral |  | 2008-02-05
EarthTronics, Inc. | EarthBulb | ET13MSL | CF13SW1B, CF13SW2B, CF13SW4B, CF13SW6B | 13 | 900 | 10000 | 2700 | Bare-spiral |  | 2008-02-05
EarthTronics, Inc. | EarthBulb | ET13MSLT2 | CF13SW1BT2; CF13SW2BT2; CF13SW4BT2; CF13SW6BT2 | 13 | 900 | 12000 | 2700 | Bare-Mini-Spiral |  | 2009-04-03
EarthTronics, Inc. | EarthBulb | ET13MSLT2-41 | CF13CW2BT2; CF13CW4BT2 | 13 | 900 | 12000 | 4100 | Bare-spiral |  | 2010-04-05
EarthTronics, Inc. | EarthBulb | ET14MAL/S | AT14SW1B, AT14SW2B | 14 | 800 | 8000 | 2700 | Bare-spiral |  | 2009-07-29
EarthTronics, Inc. | EarthBulb | ET14MCL/S | CT14SW1B | 14 | 800 | 8000 | 2700 | Covered-Candle |  | 2010-08-24
EarthTronics, Inc. | EarthBulb | ET14MGL/S-10H | GT14SW1B-10H | 14 | 810 | 10000 | 2700 | Covered globe |  | 2010-11-09
EarthTronics, Inc. | EarthBulb | ET14SDIM | CF14SW1BDIM | 14 | 800 | 8000 | 2700 | Bare-Mini-Spiral | Dimmable | 2008-12-29
EarthTronics, Inc. | EarthBulb | ET15FP3/S | FP315301B | 15 | 700 | 8000 | 3000 | Covered reflector |  | 2010-07-30
EarthTronics, Inc. | EarthBulb | ET16MRL/S | R316SW1B; R316SW2B | 16 | 750 | 10000 | 2700 | Covered reflector |  | 2009-04-03
EarthTronics, Inc. | EarthBulb | ET16MRL/S-12H | R316SW1B-12H | 16 | 750 | 12000 | 2700 | Covered reflector |  | 2010-11-09
EarthTronics, Inc. | EarthBulb | ET16SADIM | AT16SW1BDIM | 16 | 800 | 8000 | 2700 | Covered A-line | Dimmable | 2008-12-29
EarthTronics, Inc. | EarthBulb | ET16SR2DIM | R216SW1BDIM | 16 | 540 | 8000 | 2700 | Covered reflector | Dimmable | 2008-12-29
EarthTronics, Inc. | EarthBulb | ET16SR3DIM | R316SW1BDIM | 16 | 700 | 8000 | 2700 | Covered reflector | Dimmable | 2008-12-29
EarthTronics, Inc. | EarthBulb | ET18MSLT2 | CF18SW1BT2, CF18SW2BT2, CF18SW4BT2 | 18 | 1250 | 12000 | 2700 | Bare-spiral |  | 2009-07-20
EarthTronics, Inc. | EarthBulb | ET20MSL | CF20SW1B; CF20SW2B; CF20SW4B | 20 | 1200 | 10000 | 2700 | Bare-spiral |  | 2008-02-06
EarthTronics, Inc. | EarthBulb | ET23FP38/S | FP3823301B | 23 | 1280 | 8000 | 3000 | Covered reflector |  | 2010-07-30
EarthTronics, Inc. | EarthBulb | ET23MPL/S | Pa23SW1B | 23 | 1300 | 10000 | 2700 | Covered reflector |  | 2008-02-15
EarthTronics, Inc. | EarthBulb | ET23MRL/S | R423SW2B | 23 | 1200 | 10000 | 2700 | Covered reflector |  | 2009-04-03
EarthTronics, Inc. | EarthBulb | ET23MRL/S | R423SW1B | 23 | 1300 | 8000 | 2700 | Covered reflector |  | 2008-02-15
EarthTronics, Inc. | EarthBulb | ET23MSL | CF23SW1B, CF23SW2B, CF23SW4B | 23 | 1600 | 10000 | 2700 | Bare-spiral |  | 2008-02-06
EarthTronics, Inc. | EarthBulb | ET23MSLT2 | CF23SW4BT2; CF23SW1BT2; CF23SW2BT2 | 23 | 1600 | 12000 | 2700 | Bare-Mini-Spiral |  | 2008-10-29
EarthTronics, Inc. | EarthBulb | ET23MSLT2-65 | CF23DL2BT2 | 23 | 1600 | 12000 | 6500 | Bare-Mini-Spiral |  | 2010-07-30
EarthTronics, Inc. | EarthBulb | ET24SDIM | CF24SW1BDIM | 24 | 1490 | 8000 | 2700 | Bare-Mini-Spiral | Dimmable | 2008-12-29
EarthTronics, Inc. | EarthBulb | ET27MSL | CF27SW1B; CF27SW4B | 27 | 1823 | 10000 | 2700 | Bare-spiral |  | 2008-02-06
EarthTronics, Inc. | EarthBulb | ET32MSL | CF32SW1B | 32 | 1950 | 8000 | 2700 | Bare-spiral |  | 2009-09-01
EarthTronics, Inc. | EarthBulb | ET3W25S | 3W25SW1B | 13/20/25 | 1550 | 8000 | 2700 | Bare-spiral | Three-way | 2008-04-21
EarthTronics, Inc. | EarthBulb | ET42MSL | CF42SW1B | 42 | 2800 | 10000 | 2700 | Bare-spiral |  | 2008-02-06
EarthTronics, Inc. | EarthBulb | ET9MAL/S | AT09SW1B | 9 | 450 | 8000 | 2700 | Covered A-line |  | 2009-09-01
EarthTronics, Inc. | EarthBulb | ET9MCL/SC | CT09SW1BCAN | 9 | 420 | 8000 | 2700 | Covered-Candle |  | 2010-05-13
EarthTronics, Inc. | EarthBulb | ET9MGL/S | GT09SW1B | 9 | 450 | 8000 | 2700 | Covered globe |  | 2010-11-18
EarthTronics, Inc. | EarthBulb | GT14SW1B |  | 14 | 800 | 8000 | 2700 | Covered globe |  | 2010-05-13
Efficient Lighting | Efficient Lighting | EL11EB27 |  | 11 | 700 | 10000 | 2700 | Bare-Mini-Spiral |  | 2008-05-02
Efficient Lighting | Efficient Lighting | EL13EB27 |  | 13 | 900 | 10000 | 2700 | Bare-Mini-Spiral |  | 2008-05-02
Efficient Lighting | Efficient Lighting | EL20EB27 |  | 20 | 1200 | 10000 | 2700 | Bare-Mini-Spiral |  | 2008-05-02
Efficient Lighting | Efficient Lighting | EL23EB27 |  | 23 | 1600 | 10000 | 2700 | Bare-Mini-Spiral |  | 2008-04-18
Efficient Lighting | Efficient Lighting | ELR40CT27 |  | 23 | 1300 | 8000 | 2700 | Covered reflector |  | 2009-07-07
Efficient Lighting | Efficient Lighting | ELS9GL27 |  | 9 | 470 | 8000 | 2700 | Covered globe |  | 2010-02-16
Efficient Lighting | Efficient Lighting | ELT213EB27 |  | 13 | 900 | 10000 | 2700 | Bare-Mini-Spiral |  | 2009-06-18
Efficient Lighting | Efficient Lighting | ELT223EB27 |  | 23 | 1600 | 10000 | 2700 | Bare-spiral |  | 2009-03-23
EiKO Ltd. | Eiko | 143249 |  | 13 | 900 | 10000 | 2700 | Bare-Mini-Spiral |  | 2011-11-22
EiKO Ltd. | Eiko | PAR20/9/30K |  | 9 | 280 | 8000 | 3000 | Covered reflector |  | 2010-06-02
EiKO Ltd. | Eiko | PAR20/9/41K |  | 9 | 270 | 8000 | 4100 | Covered reflector |  | 2010-06-02
EiKO Ltd. | Eiko | PAR30LN/15/30K |  | 15 | 750 | 8000 | 3000 | Covered reflector |  | 2010-06-03
EiKO Ltd. | Eiko | PAR30LN/15/35K | PAR30LN/15/35K | 15 | 750 | 8000 | 3500 | Covered reflector |  | 2010-06-16
EiKO Ltd. | Eiko | PAR30LN/15/41K |  | 15 | 725 | 8000 | 4100 | Covered reflector |  | 2010-06-03
EiKO Ltd. | Eiko | PAR30LN/15/50K |  | 15 | 745 | 8000 | 5000 | Covered reflector |  | 2010-06-08
EiKO Ltd. | Eiko | PAR38/23/30 | PAR38/23/30 | 23 | 1200 | 8000 | 3000 | Covered reflector |  | 2010-12-21
EiKO Ltd. | Eiko | PAR38/23/35 |  | 23 | 1200 | 8000 | 3500 | Covered reflector |  | 2011-09-27
EiKO Ltd. | Eiko | PAR38/23/41K |  | 23 | 1210 | 8000 | 4100 | Covered reflector |  | 2009-08-03
EiKO Ltd. | Eiko | PAR38/23/50K | PAR38/23/50K | 23 | 1190 | 8000 | 5000 | Covered reflector |  | 2010-07-02
EiKO Ltd. | Eiko | SP10T2/27K/CG | SP10T2/27K/CG | 10 | 550 | 10000 | 2700 | Bare-spiral |  | 2010-08-03
EiKO Ltd. | Eiko | SP10T2/50K/CG | SP10T2/50K/CG | 9 | 550 | 10000 | 5000 | Bare-spiral |  | 2010-08-03
EiKO Ltd. | Eiko | SP13/27K | 88DN, 38XC | 13 | 900 | 10000 | 2700 | Bare-Mini-Spiral |  | 2006-01-09
EiKO Ltd. | Eiko | SP13/41K | 88DN; 38XC | 13 | 900 | 10000 | 4100 | Bare-spiral |  | 2009-10-29
EiKO Ltd. | Eiko | SP13/50K | 88DN; 38XC | 13 | 860 | 10000 | 5000 | Bare-spiral |  | 2009-10-29
EiKO Ltd. | Eiko | SP13/65K |  | 13 | 900 | 10000 | 6500 | Bare-spiral |  | 2009-10-29
EiKO Ltd. | Eiko | SP13A19/27K |  | 14 | 800 | 10000 | 2700 | Covered A-line |  | 2009-09-01
EiKO Ltd. | Eiko | SP13A19/41K |  | 14 | 800 | 10000 | 4100 | Covered A-line |  | 2009-08-24
EiKO Ltd. | Eiko | SP13G25/27K |  | 14 | 800 | 10000 | 2700 | Covered globe |  | 2009-09-01
EiKO Ltd. | Eiko | SP13G25/41K |  | 14 | 800 | 10000 | 4100 | Covered globe |  | 2009-08-24
EiKO Ltd. | Eiko | SP13T2/27K |  | 13 | 900 | 10000 | 2700 | Bare-Mini-Spiral |  | 2011-11-22
EiKO Ltd. | Eiko | SP13T2/27K/CG |  | 13 | 900 | 10000 | 2700 | Bare-spiral |  | 2010-10-01
EiKO Ltd. | Eiko | SP13T2/41K/CG | SP13T2/41K/CG | 13 | 900 | 10000 | 4100 | Bare-spiral |  | 2010-09-07
EiKO Ltd. | Eiko | SP13T2/50K/CG |  | 13 | 900 | 10000 | 5000 | Bare-spiral |  | 2010-10-01
EiKO Ltd. | Eiko | SP14/R20/27K |  | 14 | 500 | 10000 | 2700 | Covered reflector |  | 2011-03-25
EiKO Ltd. | Eiko | SP15/R30/27K |  | 15 | 750 | 10000 | 2700 | Covered reflector |  | 2010-03-25
EiKO Ltd. | Eiko | SP16/R30/27K-DIM |  | 16 | 750 | 8000 | 2700 | Covered reflector | Dimmable | 2011-07-01
EiKO Ltd. | Eiko | SP19/27K |  | 19 | 1200 | 10000 | 2700 | Bare-Mini-Spiral |  | 2006-01-09
EiKO Ltd. | Eiko | SP19/35K |  | 19 | 1200 | 10000 | 3500 | Bare-Mini-Spiral |  | 2006-01-09
EiKO Ltd. | Eiko | SP19/41K |  | 20 | 1350 | 10000 | 4100 | Bare-spiral |  | 2010-04-08
EiKO Ltd. | Eiko | SP19/50K |  | 20 | 1350 | 10000 | 5000 | Bare-spiral |  | 2010-04-08
EiKO Ltd. | Eiko | SP19T2/27K/CG | SP19T2/27K/CG | 20 | 1200 | 10000 | 2700 | Bare-spiral |  | 2010-08-03
EiKO Ltd. | Eiko | SP19T2/41K/CG | SP19T2/41K/CG | 20 | 1200 | 10000 | 4100 | Bare-spiral |  | 2010-08-23
EiKO Ltd. | Eiko | SP19T2/50K/CG | SP19T2/50K/CG | 20 | 1200 | 10000 | 5000 | Bare-spiral |  | 2010-08-23
EiKO Ltd. | Eiko | SP23/27K |  | 23 | 1600 | 10000 | 2700 | Bare-Mini-Spiral |  | 2006-01-09
EiKO Ltd. | Eiko | SP23/65K |  | 23 | 1600 | 10000 | 6500 | Bare-spiral |  | 2010-04-08
EiKO Ltd. | Eiko | SP23/R40/27K |  | 23 | 1250 | 8000 | 2700 | Covered reflector |  | 2010-06-02
EiKO Ltd. | Eiko | SP23T2/27K/CG | SP23T2/27K/CG | 23 | 1600 | 10000 | 2700 | Bare-spiral |  | 2010-08-03
EiKO Ltd. | Eiko | SP23T2/41K/CG | SP23T2/41K/CG | 23 | 1600 | 10000 | 4100 | Bare-spiral |  | 2010-08-23
EiKO Ltd. | Eiko | SP23T2/50K/CG | SP23T2/50K/CG | 23 | 1600 | 10000 | 5000 | Bare-spiral |  | 2010-08-23
EiKO Ltd. | Eiko | SP27/27 |  | 26 | 1650 | 10000 | 2700 | Bare-spiral |  | 2010-07-19
EiKO Ltd. | Eiko | SP27/27K |  | 27 | 1750 | 10000 | 2700 | Bare-spiral |  | 2009-05-27
EiKO Ltd. | Eiko | SP27/41K | SP27/41K | 26 | 1650 | 10000 | 4100 | Bare-spiral |  | 2010-06-03
EiKO Ltd. | Eiko | SP27/50K | SP27/50K | 26 | 1600 | 10000 | 5000 | Bare-spiral |  | 2010-06-03
EiKO Ltd. | Eiko | SP32/27K |  | 31 | 1920 | 8000 | 2700 | Bare-Mini-Spiral |  | 2009-08-18
EiKO Ltd. | Eiko | SP42/27K |  | 42 | 2800 | 12000 | 2700 | Bare-spiral |  | 2009-04-24
EiKO Ltd. | Eiko | SP5B10/E12/27K |  | 5 | 200 | 10000 | 2700 | Covered-Candle |  | 2009-08-17
EiKO Ltd. | Eiko | SP5B13/E26/27K |  | 5 | 200 | 10000 | 2700 | Covered-Candle |  | 2009-08-17
EiKO Ltd. | Eiko | SP7B10/E12/27K |  | 7 | 300 | 10000 | 2700 | Covered-Candle |  | 2009-08-17
EiKO Ltd. | Eiko | SP9A19/27K |  | 9 | 500 | 10000 | 2700 | Covered A-line |  | 2009-08-24
EiKO Ltd. | Eiko | SP9A19/41K |  | 9 | 500 | 10000 | 4100 | Covered A-line |  | 2009-08-24
EiKO Ltd. | Eiko | SP9G25/27K |  | 9 | 500 | 10000 | 2700 | Covered globe |  | 2009-09-01
EiKO Ltd. | Eiko | SP9G25/41K |  | 9 | 500 | 10000 | 4100 | Covered globe |  | 2009-08-24
Energetic Lighting Inc. | Energetic | E117-10GW-B1 |  | 10 | 500 | 10000 | 2700 | Covered globe |  | 2011-01-06
Energetic Lighting Inc. | Energetic | E117-15GW-B1 | E117-15GW-V1; E117Q-15GW-B1 | 15 | 800 | 10000 | 2700 | Covered globe |  | 2010-01-12
Energetic Lighting Inc. | Energetic | E151-19SC-B1 | FE151C-19-VP1 | 19 | 1300 | 10000 | 4100 | Bare-spiral |  | 2009-09-10
Energetic Lighting Inc. | Energetic | E151-23SC-B1 | FE151C-23-VP1; FE151C-23-VP2 | 23 | 1600 | 10000 | 4100 | Bare-spiral |  | 2009-09-15
Energetic Lighting Inc. | Energetic | E151-27SW-B1 | FE151-S-27 2700K | 27 | 2000 | 10000 | 2700 | Bare-spiral |  | 2009-10-21
Energetic Lighting Inc. | Energetic | E151M-23SW-B6 |  | 23 | 1600 | 10000 | 2700 | Bare-spiral |  | 2011-06-29
Energetic Lighting Inc. | Energetic | E151X-19SW-B1 |  | 19 | 1250 | 10000 | 2700 | Bare-spiral |  | 2011-11-28
Energetic Lighting Inc. | Energetic | E152-15RW-B1 | E152Q-15RW-B1 | 15 | 750 | 10000 | 2700 | Covered reflector |  | 2009-09-18
Energetic Lighting Inc. | Energetic | E152-23RW-B1 |  | 23 | 1300 | 10000 | 2700 | Covered reflector |  | 2009-09-18
Energetic Lighting Inc. | Energetic | E152-23RW-B1 |  | 23 | 1300 | 10000 | 2700 | Covered reflector |  | 2009-09-18
Energetic Lighting Inc. | Energetic | E153-13SN-B1 |  | 13 | 825 | 10000 | 5000 | Bare-spiral |  | 2010-12-31
Energetic Lighting Inc. | Energetic | E153-7SW-B1 |  | 7 | 450 | 10000 | 2700 | Bare-spiral |  | 2009-08-20
Energetic Lighting Inc. | Energetic | E172-7SW-B1 |  | 7 | 375 | 12000 | 2700 | Bare-spiral |  | 2011-01-20
Energetic Lighting Inc. | Energetic | E213-13SW-B2 |  | 13 | 800 | 12000 | 2700 | Bare-spiral |  | 2011-03-24
Energetic Lighting Inc. | Energetic | E231C-11AW-B1 | FE231C-11-VP1; FE231C-11-VP2 | 11 | 600 | 10000 | 2700 | Covered A-line |  | 2009-10-15
Energetic Lighting Inc. | Energetic | E242-23PH-B1 |  | 23 | 1300 | 10000 | 3000 | Covered reflector |  | 2009-09-22
Energetic Lighting Inc. | Energetic | E242-23PW-B1 |  | 23 | 1300 | 10000 | 2700 | Covered reflector |  | 2009-09-18
Energetic Lighting Inc. | Energetic | E247-23SW-B2 |  | 23 | 1600 | 10000 | 2700 | Bare-spiral |  | 2011-03-24
Energetic Lighting Inc. | Energetic | E275C-13AW-B1 | FE275C-13-VP1; FE275C-13-VP2 | 13 | 850 | 10000 | 2700 | Covered A-line |  | 2009-10-15
Energetic Lighting Inc. | Energetic | E501-10SW-B1 |  | 10 | 660 | 10000 | 2700 | Bare-spiral |  | 2010-08-06
Energetic Lighting Inc. | Energetic | E501-13SW-B1 |  | 13 | 850 | 10000 | 2700 | Bare-spiral |  | 2010-07-23
Energetic Lighting Inc. | Energetic | E502-20SW-B1 | E502-20SW-VP1 | 20 | 1300 | 10000 | 2700 | Bare-Mini-Spiral |  | 2010-07-23
Energetic Lighting Inc. | Energetic | E502-20SW-B2 |  | 20 | 1300 | 10000 | 2700 | Bare-spiral |  | 2011-03-24
Energetic Lighting Inc. | Energetic | E502-23SW-B1 | E502-23SW-VP1 | 23 | 1620 | 10000 | 2700 | Bare-spiral |  | 2010-06-17
Energetic Lighting Inc. | Energetic | E508T-32SW-B1 |  | 13/23/32 | 2150 | 12000 | 2700 | Bare-spiral | Three-way | 2010-07-30
Energetic Lighting Inc. | Energetic | E509D-13SW-B1 |  | 13 | 900 | 12000 | 2700 | Bare-spiral | Dimmable | 2010-08-19
Energetic Lighting Inc. | Energetic | E509D-23SW-B1 |  | 23 | 1600 | 12000 | 2700 | Bare-spiral | Dimmable | 2011-01-20
Energetic Lighting Inc. | Energetic | E511-13SW-B1 |  | 13 | 825 | 10000 | 2700 | Bare-spiral |  | 2011-06-29
Energetic Lighting Inc. | Energetic | E511-13SW-VB10 |  | 13 | 825 | 10000 | 2700 | Bare-spiral |  | 2011-06-29
Energetic Lighting Inc. | Energetic | FE101 15W 2700K | E101-15SW-B1 | 15 | 900 | 10000 | 2700 | Bare-spiral |  | 2009-07-20
Energetic Lighting Inc. | Energetic | FE101-11W 2700K | E101-11SW-B1 | 11 | 650 | 10000 | 2700 | Bare-spiral |  | 2009-07-20
Energetic Lighting Inc. | Energetic | FE127 19W 2700K |  | 19 | 1200 | 10000 | 2700 | Bare-spiral |  | 2009-09-15
Energetic Lighting Inc. | Energetic | FE151-S-23W 2700K | E151-23SW-B1 | 23 | 1600 | 10000 | 2700 | Bare-spiral |  | 2009-07-15
Energetic Lighting Inc. | Energetic | FE151A 19S | FE151-S-19; E151-19SW-B1 | 19 | 1300 | 10000 | 2700 | Bare-spiral |  | 2009-07-15
Energetic Lighting Inc. | Energetic | FE151D-19-VP1 |  | 19 | 1240 | 10000 | 6500 | Bare-spiral |  | 2009-08-03
Energetic Lighting Inc. | Energetic | FE152-40-19 |  | 19 | 1000 | 6000 | 2700 | Covered reflector |  | 2006-07-14
Energetic Lighting Inc. | Energetic | FE153-13D-VP1 | FE153-13D-VP2, FE153-13D-VP4, E153-13SD-B1; E153-13SD-B10; E153-13SD-B6 | 13 | 800 | 10000 | 6500 | Bare-spiral |  | 2009-08-03
Energetic Lighting Inc. | Energetic | FE153-13S | FE 153 13W, FE 153-13s VP1, FE 153-13s VP2, FE 153-13s VP4, FE153-13S-VP6, FE153-13S-VP10, FE153-13S-10BX, FE153-13SP-VP1, FE153-13SP-VP2; E153-13SW-B6; E153-13SW-V4; E153-13SW-V3; WPS153 13W | 13 | 900 | 10000 | 2700 | Bare-Mini-Spiral |  | 2008-06-24
Energetic Lighting Inc. | Energetic | FE213 13W | FE213-13-VP2 | 13 | 800 | 10000 | 2700 | Bare-Mini-Spiral |  | 2008-11-03
Energetic Lighting Inc. | Energetic | FE231-11-VP1 | FE231-11-VP2; E231-11AW-B1 | 11 | 600 | 10000 | 2700 | Covered A-line |  | 2009-09-30
Energetic Lighting Inc. | Energetic | FE247-19-VP1 | E247-19SW-B1 | 19 | 1180 | 10000 | 2700 | Bare-spiral |  | 2009-10-06
Energetic Lighting Inc. | Energetic | FE247-23-VP1 | E247-23SW-B1; E247-23SW-V3 | 23 | 1600 | 10000 | 2700 | Bare-spiral |  | 2009-10-05
Energetic Lighting Inc. | Energetic | FE275-13-VP1 | FE275-13-VP2; E275-13AW-B1; E275-13AW-V2 | 13 | 800 | 10000 | 2700 | Covered A-line |  | 2009-09-30
Energetic Lighting Inc. | Energetic | FE84-S13W |  | 13 | 800 | 10000 | 2900 | Bare-Mini-Spiral |  | 2004-05-03
Energetic Lighting Inc. | Energetic Yankon | FE151-S-19 |  | 19 | 1200 | 10000 | 3000 | Bare-spiral |  | 2007-12-17
Energetic Lighting Inc. | Energetic Yankon | FE151-S-19 (352) |  | 19 | 1200 | 8000 | 3500 | Bare-spiral |  | 2007-12-17
Energetic Lighting Inc. | Energetic Yankon | FE151-S-23 | FE151S-23-VP1, FE151S-23-VP2 | 23 | 1600 | 10000 | 3000 | Bare-spiral |  | 2007-12-17
Energetic Lighting Inc. | Energetic Yankon | FE151-S-23 (352) |  | 23 | 1600 | 8000 | 3500 | Bare-spiral |  | 2007-12-17
Energetic Lighting Inc. | Energetic Yankon | FE151S-19-VP1 |  | 19 | 1300 | 10000 | 2700 | Bare-spiral |  | 2008-10-02
Energetic Lighting Inc. | Energetic Yankon | FE151S-23-VP1 | FE151S-23-VP1 | 23 | 1600 | 10000 | 3000 | Bare-spiral |  | 2007-12-17
Energetic Lighting Inc. | Energetic Yankon | FE213-13-VP2 | E213-13SW-B1; E213-13SW-B6 | 13 | 800 | 12000 | 2700 | Bare-spiral |  | 2008-10-02
Energetic Lighting Inc. | ON | 9237 |  | 13 | 900 | 10000 | 2700 | Bare-spiral |  | 2009-09-18
Energy Mad Ltd | Ecospiral | 15WUSHPF27 |  | 15 | 950 | 15000 | 2700 | Bare-spiral |  | 2009-04-30
Energy Mad Ltd | Ecospiral | 20WUSHPF27 |  | 20 | 1400 | 15000 | 2700 | Bare-spiral |  | 2009-04-30
Energy Mad Ltd | Ecospiral | 23WUSHPF27 |  | 23 | 1650 | 15000 | 2700 | Bare-spiral |  | 2009-04-30
Energy Mad Ltd | Quality Choice | QC-96726 | QC-96726 | 13 | 900 | 12000 | 2700 | Bare-spiral |  | 2011-10-17
Energy Mad Ltd | Quality Choice | QC-96727 | 143426 | 14 | 893.99 | 10000 | 2700 | Covered A-line |  | 2011-09-29
Energy Mad Ltd | Quality Choice | QC-96728 | QC-96728 | 23 | 1600 | 10000 | 2700 | Bare-spiral |  | 2011-10-05
Energy Saver Lights | ESL | ESLT2-SW13 |  | 13 | 900 | 10000 | 2700 | Bare-Mini-Spiral |  | 2008-12-04
Energy Saver Lights | ESL | ESLT3-SW13 |  | 13 | 900 | 10000 | 2700 | Bare-Mini-Spiral |  | 2008-10-24
Energy Saver Lights | ESL | ESLT3-SW20 |  | 20 | 1200 | 10000 | 2700 | Bare-Mini-Spiral |  | 2008-12-04
Energy Saver Lights | ESL | ESLT3-SW23 |  | 23 | 1600 | 10000 | 2700 | Bare-Mini-Spiral |  | 2008-12-05
Energy Saver Lights | ESL | ESLT3-SW25-3WAY |  | 13/20/25 | 1600 | 8000 | 2700 | Bare-spiral | Three-way | 2009-03-09
Feit Electric | APS | ESL18TM/APS |  | 18 | 1170 | 10000 | 2700 | Bare-spiral |  | 2011-09-01
Feit Electric | Conserv-Energy | BPCE11G/3 |  | 11 | 550 | 8000 | 2700 | Covered globe |  | 2006-03-13
Feit Electric | Conserv-Energy | BPCE11G/4 | BPCE11G/4 | 11 | 550 | 8000 | 2700 | Covered globe |  | 2007-01-02
Feit Electric | Conserv-Energy | BPCE15A/4 |  | 15 | 800 | 6000 | 2700 | Covered A-line |  | 2006-03-13
Feit Electric | Conserv-Energy | BPCE18TM/D/6 | BPCE18TM/D/6 | 18 | 1100 | 8000 | 6500 | Bare-Mini-Spiral |  | 2007-01-02
Feit Electric | Conserv-Energy | BPCE23TM/4 |  | 23 | 1600 | 10000 | 2600 | Bare-spiral |  | 2002-12-12
Feit Electric | Conserv-Energy | CE11G/4 |  | 11 | 550 | 8000 | 2700 | Covered globe |  | 2007-12-17
Feit Electric | Conserv-Energy | CE13T | BPCE13T/5 | 13 | 900 | 10000 | 2700 | Bare-spiral |  | 2009-03-09
Feit Electric | Conserv-Energy | CE13T/10 | 877205 | 13 | 900 | 10000 | 2700 | Bare-Mini-Spiral |  | 2007-07-24
Feit Electric | Conserv-Energy | CE13T/10(N) | 877205 | 13 | 900 | 10000 | 2700 | Bare-spiral |  | 2009-09-30
Feit Electric | Conserv-Energy | CE13T/4 | 440075 | 13 | 900 | 10000 | 2700 | Bare-Mini-Spiral |  | 2009-08-25
Feit Electric | Conserv-Energy | CE13T/4(N) | 440075 | 13 | 900 | 10000 | 2700 | Bare-spiral |  | 2009-09-30
Feit Electric | Conserv-Energy | CE15BR30 |  | 15 | 750 | 8000 | 2700 | Covered reflector |  | 2009-03-09
Feit Electric | Conserv-Energy | CE15BR30/4 | 440076 | 15 | 750 | 10000 | 2700 | Covered reflector |  | 2009-08-25
Feit Electric | Conserv-Energy | CE15BR30/4 (G) |  | 15 | 750 | 10000 | 2700 | Covered reflector |  | 2011-04-29
Feit Electric | Conserv-Energy | CE15BR30/6 |  | 15 | 750 | 10000 | 2700 | Covered reflector |  | 2008-03-11
Feit Electric | Conserv-Energy | CE15R30DM/3 |  | 15 | 720 | 6000 | 2700 | Covered reflector | Dimmable | 2009-03-25
Feit Electric | Conserv-Energy | CE18T/D/6 |  | 18 | 1170 | 8000 | 6500 | Bare-spiral |  | 2011-03-09
Feit Electric | Conserv-Energy | CE18TM/D/6 | 238653 | 18 | 1100 | 8000 | 6500 | Bare-Mini-Spiral |  | 2007-12-17
Feit Electric | Conserv-Energy | CE22TM/4 |  | 22 | 1485 | 10000 | 2700 | Bare-spiral |  | 2010-12-10
Feit Electric | Conserv-Energy | CE23R40/4 | 877541 | 23 | 1300 | 10000 | 2700 | Covered reflector |  | 2009-03-09
Feit Electric | Conserv-Energy | CE23T2/4 |  | 23 | 1600 | 10000 | 2700 | Bare-spiral |  | 2011-02-17
Feit Electric | Conserv-Energy | CE23TM/4 | 440078 | 23 | 1600 | 10000 | 2700 | Bare-spiral |  | 2009-08-25
Feit Electric | Conserv-Energy | CE23TM/4(N) | 440078 | 23 | 1644 | 10000 | 2700 | Bare-spiral |  | 2009-10-06
Feit Electric | Conserv-Energy | CE23TM/6 | 877665 | 23 | 1600 | 10000 | 2700 | Bare-spiral |  | 2007-07-31
Feit Electric | Conserv-Energy | CE23TM/6(N) | 877665 | 23 | 1644 | 10000 | 2700 | Bare-spiral |  | 2009-10-06
Feit Electric | Conserv-Energy | CE7C |  | 7 | 280 | 8000 | 2700 | Covered-Candle |  | 2009-08-19
Feit Electric | Conserv-Energy | CE7C |  | 7 | 280 | 8000 | 2700 | Covered-Candle |  | 2009-08-19
Feit Electric | Conserv-Energy | CE7C/6 |  | 7 | 280 | 8000 | 2700 | Covered-Candle |  | 2009-08-19
Feit Electric | Conserv-Energy | ESL13T(N) | BPESL13T(N) | 13 | 800 | 8000 | 2700 | Bare-spiral |  | 2009-09-30
Feit Electric | ECObulb | BPESL12GTMM |  | 12 | 640 | 8000 | 2700 | Covered globe |  | 2007-06-01
Feit Electric | ECObulb | BPESL13TC/2 |  | 13 | 800 | 8000 | 2700 | Bare-Mini-Spiral |  | 2009-10-07
Feit Electric | ECObulb | BPESL14T2/2 (G) |  | 13 | 900 | 12000 | 2700 | Bare-Mini-Spiral |  | 2009-01-26
Feit Electric | ECObulb | BPESL15ATMM | BPESL15A/4 | 15 | 800 | 6000 | 2800 | Covered A-line |  | 2005-02-16
Feit Electric | ECObulb | BPESL15T/DIM |  | 15 | 1100 | 8000 | 2700 | Bare-spiral | Dimmable | 2010-05-27
Feit Electric | ECObulb | BPESL15T/DIM/CAN |  | 15 | 1100 | 8000 | 2700 | Bare-spiral | Dimmable | 2011-01-06
Feit Electric | ECObulb | BPESL15T/DM (U) |  | 15 | 1100 | 8000 | 2700 | Bare-spiral | Dimmable | 2010-02-17
Feit Electric | ECObulb | BPESL23T/DIM |  | 23 | 1600 | 8000 | 2700 | Bare-spiral | Dimmable | 2010-05-27
Feit Electric | ECObulb | BPESL23T/DIM/CAN |  | 23 | 1600 | 8000 | 2700 | Bare-spiral | Dimmable | 2011-01-06
Feit Electric | ECObulb | BPESL23T2/2(N) |  | 23 | 1600 | 10000 | 2700 | Bare-Mini-Spiral |  | 2008-07-31
Feit Electric | ECObulb | BPESL9A |  | 9 | 520 | 8000 | 2700 | Covered A-line |  | 2009-09-14
Feit Electric | ECObulb | ESL13T/2(N) | ESL13T/4(N) | 13 | 800 | 8000 | 2700 | Bare-Mini-Spiral |  | 2008-07-11
Feit Electric | ECObulb | ESL13T/4/BGL (N) |  | 13 | 900 | 10000 | 2700 | Bare-spiral |  | 2009-12-08
Feit Electric | ECObulb | ESL15T | BPESL15T(A) | 15 | 975 | 8000 | 2700 | Bare-Mini-Spiral |  | 2009-06-29
Feit Electric | ECObulb | ESL18TM/2(N) | ESL18TM/4(N) | 18 | 1100 | 8000 | 2700 | Bare-Mini-Spiral |  | 2008-07-11
Feit Electric | ECObulb | ESL23TM/2(N) | ESL23TM/4(N) | 23 | 1600 | 8000 | 2700 | Bare-Mini-Spiral |  | 2008-07-11
Feit Electric | ECObulb | ESL9A/ECO |  | 9 | 520 | 8000 | 2700 | Covered A-line |  | 2009-09-14
Feit Electric | ECObulb | ESL9ATM | BPESL9ATM | 9 | 520 | 8000 | 2700 | Covered A-line |  | 2004-12-16
Feit Electric | ecobulbPLUS | BPESL11GT/2 |  | 11 | 555 | 8000 | 2700 | Covered globe |  | 2010-07-26
Feit Electric | ecobulbPLUS | BPESL13T/D/3 | ESL13T/D/3 | 13 | 800 | 8000 | 6500 | Bare-spiral |  | 2010-06-14
Feit Electric | ecobulbPLUS | BPESL14T2/2(Y) |  | 13 | 825 | 12000 | 2700 | Bare-spiral |  | 2009-10-08
Feit Electric | ecobulbPLUS | BPESL14T2/2/RP |  | 13 | 825 | 12000 | 2700 | Bare-Mini-Spiral |  | 2010-04-15
Feit Electric | ecobulbPLUS | BPESL15A (H) |  | 15 | 800 | 8000 | 2700 | Covered A-line |  | 2011-06-10
Feit Electric | ecobulbPLUS | BPESL15BR30/2 |  | 15 | 750 | 8000 | 2700 | Covered reflector |  | 2010-05-27
Feit Electric | ecobulbPLUS | BPESL16AT/2 |  | 15 | 800 | 8000 | 2700 | Covered A-line |  | 2010-07-26
Feit Electric | ecobulbPLUS | BPESL16AT/2/RP |  | 15 | 800 | 8000 | 2700 | Covered A-line |  | 2010-06-04
Feit Electric | ecobulbPLUS | BPESL18T2/2(Y) |  | 20 | 1300 | 12000 | 2700 | Bare-spiral |  | 2009-10-08
Feit Electric | ecobulbPLUS | BPESL18T2/2/RP |  | 20 | 1300 | 12000 | 2700 | Bare-spiral |  | 2010-04-15
Feit Electric | ecobulbPLUS | BPESL23T2/2(Y) | ESL23T2/4(Y) | 23 | 1600 | 12000 | 2700 | Bare-spiral |  | 2009-10-08
Feit Electric | ecobulbPLUS | BPESL23T2/2/RP |  | 23 | 1600 | 12000 | 2700 | Bare-spiral |  | 2010-04-15
Feit Electric | ecobulbPLUS | ESL11GTMM/2/ECO |  | 11 | 555 | 8000 | 2700 | Covered globe |  | 2010-06-22
Feit Electric | ecobulbPLUS | ESL13T/2/CAN |  | 13 | 900 | 10000 | 2700 | Bare-spiral |  | 2010-12-22
Feit Electric | ecobulbPLUS | ESL13T/41K |  | 13 | 800 | 8000 | 4100 | Bare-Mini-Spiral |  | 2009-08-27
Feit Electric | ecobulbPLUS | ESL13T/6(N) |  | 13 | 900 | 10000 | 2700 | Bare-spiral |  | 2009-09-30
Feit Electric | ecobulbPLUS | ESL13T/BW | BPESL13T/BW/6; ESL13T/BW/4; ESL13T/BW/6; BPESL13T/BW | 13 | 900 | 8000 | 3500 | Bare-spiral |  | 2009-10-08
Feit Electric | ecobulbPLUS | ESL13T/BW | BPESL13T/BW/6; ESL13T/BW/4 | 13 | 900 | 8000 | 3500 | Bare-spiral |  | 2009-10-08
Feit Electric | ecobulbPLUS | ESL13T/D/2 |  | 13 | 800 | 8000 | 6500 | Bare-spiral |  | 2010-06-14
Feit Electric | ecobulbPLUS | ESL13T/ECO (E) |  | 13 | 900 | 10000 | 2700 | Bare-spiral |  | 2010-03-31
Feit Electric | ecobulbPLUS | ESL13T/ECO (G) | ESL13T/5/ECO (G); ESL13T/3/ECO (G); ESL13T/4 (G) | 13 | 900 | 10000 | 2700 | Bare-Mini-Spiral |  | 2008-10-06
Feit Electric | ecobulbPLUS | ESL13T/ECO(N) | ESL13T/5/ECO(N); ESL13T/3/ECO(N) | 13 | 900 | 10000 | 2700 | Bare-spiral |  | 2010-09-30
Feit Electric | ecobulbPLUS | ESL13T/ECO/41K |  | 13 | 800 | 8000 | 4100 | Bare-Mini-Spiral |  | 2009-08-27
Feit Electric | ecobulbPLUS | ESL13T2/6(Y) |  | 13 | 825 | 12000 | 2700 | Bare-Mini-Spiral |  | 2010-03-22
Feit Electric | ecobulbPLUS | ESL15A/ECO (H) | ESL15A/3/ECO (H) | 15 | 800 | 8000 | 2700 | Covered A-line |  | 2011-06-10
Feit Electric | ecobulbPLUS | ESL15BR30/BW | BPESL15BR30/BW/2 | 13 | 640 | 8000 | 3500 | Covered reflector |  | 2009-10-01
Feit Electric | ecobulbPLUS | ESL15BR30/BW |  | 15 | 690 | 8000 | 3500 | Covered reflector |  | 2011-01-19
Feit Electric | ecobulbPLUS | ESL15BR30/ECO (G) |  | 15 | 750 | 10000 | 2700 | Covered reflector |  | 2009-08-25
Feit Electric | ecobulbPLUS | ESL15BR30/ECO/6 |  | 15 | 695 | 8000 | 2700 | Covered reflector |  | 2011-03-24
Feit Electric | ecobulbPLUS | ESL15R30/DIM | BPESL15R30/DIM | 15 | 720 | 6000 | 2700 | Covered reflector | Dimmable | 2010-06-15
Feit Electric | ecobulbPLUS | ESL18R40H/ECO |  | 18 | 950 | 10000 | 2700 | Covered reflector |  | 2010-07-07
Feit Electric | ecobulbPLUS | ESL18R40T/65K |  | 18 | 950 | 8000 | 6500 | Covered reflector |  | 2009-10-07
Feit Electric | ecobulbPLUS | ESL18TM/ECO/41K |  | 18 | 1170 | 8000 | 4100 | Bare-spiral |  | 2010-08-20
Feit Electric | ecobulbPLUS | ESL23PAR38H/ECO (G) |  | 23 | 1300 | 10000 | 2700 | Covered reflector |  | 2009-12-08
Feit Electric | ecobulbPLUS | ESL23TM/2/CAN |  | 23 | 1600 | 10000 | 2700 | Bare-spiral |  | 2010-12-22
Feit Electric | ecobulbPLUS | ESL23TM/BW | BPESL23TM/BW/6; ESL23TM/BW/4; BPESL23TM/BW | 23 | 1600 | 8000 | 3500 | Bare-spiral |  | 2009-12-22
Feit Electric | ecobulbPLUS | ESL23TM/D/2 |  | 23 | 1600 | 8000 | 6500 | Bare-spiral |  | 2010-06-22
Feit Electric | ecobulbPLUS | ESL23TM/ECO (G) |  | 23 | 1600 | 10000 | 2700 | Bare-Mini-Spiral |  | 2008-10-06
Feit Electric | ecobulbPLUS | ESL23TM/ECO(N) | BPESL23TM/ECO(N); BPESL23TM/3/ECO(N) | 23 | 1600 | 10000 | 2700 | Bare-spiral |  | 2010-11-22
Feit Electric | ecobulbPLUS | ESL23TM/ECO/41K |  | 23 | 1600 | 10000 | 4100 | Bare-spiral |  | 2010-08-20
Feit Electric | ecobulbPLUS | ESL40T/ECO (G) |  | 42 | 2800 | 10000 | 2700 | Bare-Mini-Spiral |  | 2008-10-06
Feit Electric | ecobulbPLUS | ESL50/150T/D(E) |  | 1932-12-21 | 2150 | 10000 | 6500 | Bare-spiral | Three-way | 2011-03-16
Feit Electric | ecobulbPLUS | ESL9TM/3/ECO(N) |  | 9 | 600 | 8000 | 2700 | Bare-spiral |  | 2009-10-01
Feit Electric | ecobulbPLUS | ESL9TMM/2/CAN |  | 9 | 600 | 8000 | 2700 | Bare-spiral |  | 2011-01-06
Feit Electric | FEIT ELECTRIC | 11R20T | BPESL11R20 | 11 | 430 | 8000 | 2700 | Covered reflector |  | 2011-03-01
Feit Electric | FEIT ELECTRIC | 11R20T | ESL11R20/ECO | 11 | 430 | 8000 | 2700 | Covered reflector |  | 2011-03-01
Feit Electric | Feit Electric | BPESL 18TM/35K | ESL18TM/BW, ESL18TM/BW/4 | 18 | 1205 | 8000 | 3500 | Bare-spiral |  | 2010-05-21
Feit Electric | Feit Electric | BPESL11GTMM | ESL11GTMM/3/ECO, ESL11GTMM/ECO | 11 | 560 | 8000 | 2700 | Covered globe |  | 2005-02-16
Feit Electric | Feit Electric | BPESL11GTMM/2 |  | 11 | 555 | 8000 | 2700 | Covered globe |  | 2010-04-28
Feit Electric | Feit Electric | BPESL13T(E) | BPESL13T/2(E); BPESL13T/3(E); ESL13T/4(E), ESL13T(E) | 13 | 800 | 10000 | 3000 | Bare-spiral |  | 2006-05-01
Feit Electric | Feit Electric | BPESL13T/3/ECO | ESL13T/3/ECO | 13 | 900 | 10000 | 2700 | Bare-Mini-Spiral |  | 2006-09-12
Feit Electric | Feit Electric | BPESL13T/3/ES |  | 13 | 900 | 10000 | 2700 | Bare-Mini-Spiral |  | 2006-09-12
Feit Electric | Feit Electric | BPESL13T/TAR |  | 13 | 900 | 10000 | 2700 | Bare-spiral |  | 2011-05-19
Feit Electric | Feit Electric | BPESL13TC/BW/2 |  | 13 | 900 | 8000 | 3500 | Bare-spiral |  | 2009-10-15
Feit Electric | Feit Electric | BPESL13TC/BW/2 |  | 13 | 900 | 8000 | 3500 | Bare-spiral |  | 2009-10-15
Feit Electric | Feit Electric | BPESL13TC/CW/2 |  | 13 | 800 | 8000 | 4100 | Bare-spiral |  | 2009-10-15
Feit Electric | Feit Electric | BPESL13TC/CW/2 |  | 13 | 800 | 8000 | 4100 | Bare-spiral |  | 2009-10-15
Feit Electric | Feit Electric | BPESL13TC/D/2 |  | 13 | 800 | 8000 | 6500 | Bare-spiral |  | 2009-10-15
Feit Electric | Feit Electric | BPESL13TC/D/2 |  | 13 | 800 | 8000 | 6500 | Bare-spiral |  | 2009-10-15
Feit Electric | Feit Electric | BPESL14T2 | ESL14t2/CAN, BPESL14T2/2, ESL14T2, ESL14T2/3/ECO | 14 | 900 | 10000 | 2700 | Bare-Mini-Spiral |  | 2007-11-30
Feit Electric | Feit Electric | BPESL15R30TMM |  | 15 | 750 | 8000 | 2700 | Covered reflector |  | 2006-02-23
Feit Electric | Feit Electric | BPESL18PAR38T | ESL18PAR38T | 18 | 950 | 8000 | 2700 | Covered reflector |  | 2009-07-15
Feit Electric | Feit Electric | BPESL18TM | ESL18TM, ESL18TM/4 | 18 | 1100 | 10000 | 2700 | Bare-spiral |  | 2002-04-18
Feit Electric | Feit Electric | BPESL18TM-20 |  | 20 | 1200 | 8000 | 2700 | Bare-spiral |  | 2003-06-16
Feit Electric | Feit Electric | BPESL18TM/3/ES |  | 18 | 1100 | 10000 | 2700 | Bare-Mini-Spiral |  | 2006-09-12
Feit Electric | Feit Electric | BPESL18TM/ECO | BPESL18TM/3/ECO | 18 | 1100 | 10000 | 2700 | Bare-Mini-Spiral |  | 2006-09-12
Feit Electric | Feit Electric | BPESL234 |  | 15 | 800 | 6000 | 2700 | Covered A-line |  | 2009-07-28
Feit Electric | Feit Electric | BPESL234 |  | 14 | 900 | 10000 | 2700 | Bare-Mini-Spiral |  | 2009-07-28
Feit Electric | Feit Electric | BPESL23PAR38T(G) |  | 23 | 1300 | 10000 | 2700 | Covered reflector |  | 2011-10-12
Feit Electric | Feit Electric | BPESL23R40T (G) |  | 23 | 1300 | 10000 | 2700 | Covered reflector |  | 2011-10-12
Feit Electric | Feit Electric | BPESL23T/DM(U) | ESL23T/DM/2(U); ESL23T/DM/4(U); ESL23T/DM/6(U) | 23 | 1600 | 8000 | 2700 | Bare-spiral |  | 2009-08-03
Feit Electric | Feit Electric | BPESL23T2/2RP |  | 23 | 1600 | 12000 | 2700 | Bare-spiral |  | 2010-12-09
Feit Electric | Feit Electric | BPESL23TM | BPESL23TM/2, ESL23TM, ESL23TM/4, ESL23TM/4/RP, BPESL23TM/3 | 23 | 1600 | 10000 | 2700 | Bare-spiral |  | 2002-04-18
Feit Electric | Feit Electric | BPESL23TM(E) | BPESL23TM/2(E); BPESL23TM/3(E); ESL23TM/4(E), L23TM/4(E) | 23 | 1600 | 10000 | 2700 | Bare-spiral |  | 2006-05-01
Feit Electric | Feit Electric | BPESL23TM/3/ECO |  | 23 | 1600 | 10000 | 2700 | Bare-Mini-Spiral |  | 2006-09-12
Feit Electric | Feit Electric | BPESL23TM/3/ES |  | 23 | 1600 | 10000 | 2700 | Bare-Mini-Spiral |  | 2006-09-12
Feit Electric | Feit Electric | BPESL50/150T (E1) | BPESL50/150T/2 (E1), ESL50/150T/ECO (E1) | 1932-12-21 | 2200 | 10000 | 2700 | Bare-spiral | Three-way | 2009-02-13
Feit Electric | Feit Electric | BPESL7F |  | 7 | 280 | 8000 | 2700 | Covered-Candle |  | 2009-07-07
Feit Electric | Feit Electric | BPESL9TM/3/ECO | ESL9TM/ECO, ESL9TM/3/ECO, CBESL9TM/ECO | 9 | 600 | 8000 | 2700 | Bare-Mini-Spiral |  | 2006-09-12
Feit Electric | Feit Electric | BPESL9TM/3/ES |  | 9 | 600 | 8000 | 2700 | Bare-Mini-Spiral |  | 2006-09-12
Feit Electric | Feit Electric | BPESL9TMM/CAN(N) |  | 9 | 550 | 8000 | 2700 | Bare-spiral | Three-way | 2009-10-02
Feit Electric | FEIT ELECTRIC | CE11GT/4 | N/A | 11.81 | 550 | 8000 | 2700 | Covered Globe |  | 2011-03-18
Feit Electric | Feit Electric | CE13T(G) | CE13T/PGE(G) | 13 | 900 | 10000 | 2800 | Bare-Mini-Spiral |  | 2008-02-22
Feit Electric | Feit Electric | CE18TM |  | 18 | 1100 | 10000 | 2650 | Bare-spiral |  | 2006-10-13
Feit Electric | Feit Electric | CE23PAR | CE23PAR/4 | 23 | 1300 | 10000 | 2700 | Covered reflector |  | 2009-03-09
Feit Electric | FEIT ELECTRIC | CE23PAR/4 (G) |  | 23 | 1300 | 10000 | 2700 | Covered reflector |  | 2011-07-19
Feit Electric | Feit Electric | CE23R40/4 (G) |  | 23 | 1300 | 10000 | 2700 | Covered reflector |  | 2011-07-19
Feit Electric | Feit Electric | CE23TM |  | 23 | 1600 | 10000 | 2650 | Bare-spiral |  | 2006-10-13
Feit Electric | Feit Electric | D15R303 |  | 15 | 750 | 8000 | 3000 | Covered reflector |  | 2006-03-23
Feit Electric | Feit Electric | D18TM3 |  | 18 | 1100 | 10000 | 2650 | Bare-spiral |  | 2007-03-07
Feit Electric | Feit Electric | D23R403 |  | 23 | 1300 | 8000 | 2700 | Covered reflector |  | 2009-03-09
Feit Electric | Feit Electric | D9A3 |  | 9 | 520 | 8000 | 2700 | Covered A-line |  | 2005-09-23
Feit Electric | Feit Electric | ES13 |  | 13 | 900 | 10000 | 2700 | Bare-spiral |  | 2010-03-23
Feit Electric | FEIT ELECTRIC | ES16A | ESL15A/ECO | 14.3 | 800 | 8000 | 2700 | Covered A Shape |  | 2011-06-27
Feit Electric | Feit Electric | ESL11R20/DM | BPESL11R20/DM | 11 | 380 | 8000 | 2700 | Covered reflector | Dimmable | 2009-06-29
Feit Electric | Feit Electric | ESL11R20TM/35K | ESL11R20TM/BW | 11 | 400 | 8000 | 3500 | Covered reflector |  | 2009-04-03
Feit Electric | Feit Electric | ESL11R20TM/65K |  | 11 | 400 | 8000 | 6500 | Covered reflector |  | 2009-04-03
Feit Electric | Feit Electric | ESL11R20TM/D |  | 11 | 400 | 8000 | 6500 | Covered reflector |  | 2009-04-03
Feit Electric | Feit Electric | ESL12GT |  | 11 | 555 | 8000 | 2700 | Covered globe |  | 2010-04-28
Feit Electric | Feit Electric | ESL12GTM |  | 12 | 600 | 10000 | 2700 | Covered globe |  | 2011-01-21
Feit Electric | Feit Electric | ESL12GTM/35K |  | 12 | 600 | 8000 | 3500 | Covered globe |  | 2009-10-05
Feit Electric | Feit Electric | ESL12GTMM/ECO |  | 12 | 640 | 8000 | 2700 | Covered globe |  | 2007-11-13
Feit Electric | Feit Electric | ESL13T | BPESL13T, BPESL13T/2, ESL13T/2, ESL13T/4, BPESL13T/4 | 13 | 800 | 8000 | 2700 | Bare-spiral |  | 2009-03-09
Feit Electric | Feit Electric | ESL13T/35K |  | 13 | 835 | 10000 | 3500 | Bare-spiral |  | 2009-09-30
Feit Electric | Feit Electric | ESL13T/4 (H) | ESL13T/6 (H) | 13 | 900 | 10000 | 2700 | Bare-spiral |  | 2011-10-18
Feit Electric | Feit Electric | ESL13T/6/ECO |  | 13 | 900 | 10000 | 2700 | Bare-Mini-Spiral |  | 2007-09-13
Feit Electric | Feit Electric | ESL13T/65K |  | 13 | 800 | 8000 | 6500 | Bare-spiral |  | 2010-06-11
Feit Electric | Feit Electric | ESL13T/APS(N) |  | 13 | 900 | 10000 | 2700 | Bare-spiral |  | 2011-03-16
Feit Electric | Feit Electric | ESL13T/BW(E) |  | 13 | 870 | 8000 | 3500 | Bare-spiral |  | 2010-04-26
Feit Electric | Feit Electric | ESL13T/BW(N) | BPESL13T/BW/6(N) | 13 | 900 | 8000 | 3500 | Bare-spiral |  | 2009-10-05
Feit Electric | Feit Electric | ESL13T/BW/6(E) |  | 13 | 870 | 8000 | 3500 | Bare-spiral |  | 2010-04-26
Feit Electric | Feit Electric | ESL13T/CW | BPESL13T/CW, ESL13T/CW/6, ESL13T/CW/MP/12 | 13 | 800 | 8000 | 4100 | Bare-Mini-Spiral |  | 2009-03-09
Feit Electric | Feit Electric | ESL13T/CW | BPESL13T/CW, ESL13T/CW/6, ESL13T/CW/MP/12 | 13 | 800 | 8000 | 4100 | Bare-Mini-Spiral |  | 2009-03-09
Feit Electric | Feit Electric | ESL13T/CW(N) | ESL13T/CW/6(N) | 13 | 835 | 8000 | 4100 | Bare-spiral |  | 2009-10-06
Feit Electric | Feit Electric | ESL13T/D | BPESL13T/D, ESL13T/D/4, ESL13T/D/3, BPESL13T/D/3, BPESL13T/D/4 | 13 | 800 | 8000 | 6500 | Bare-Mini-Spiral |  | 2003-10-30
Feit Electric | Feit Electric | ESL13T/D | BPESL13T/D, ESL13T/D/4, ESL13T/D/3, BPESL13T/D/3, BPESL13T/D/4 | 13 | 800 | 8000 | 6500 | Bare-Mini-Spiral |  | 2003-10-30
Feit Electric | Feit Electric | ESL13T/D(N) | BPESL13T/D(N), BPESL13T/D/3(N), BPESL13T/D/4(N), ESL13T/D/3(N), ESL13T/D/4(N) | 13 | 800 | 8000 | 6500 | Bare-spiral |  | 2009-10-01
Feit Electric | Feit Electric | ESL13T/ECO | BPESL13T/ECO, BPESL13T/2/ECO, BPESL13T/3/ECO, BPESL13T/4/ECO, ESL13T/3/ECO, ESL13T/6/ECO, CBPESL13T/ECO | 13 | 900 | 10000 | 2700 | Bare-spiral |  | 2009-03-09
Feit Electric | Feit Electric | ESL13T/ECO(H) | ESL13T/3/ECO (H), BPESL13T/ECO(H) | 13 | 900 | 10000 | 2700 | Bare-spiral |  | 2011-10-18
Feit Electric | Feit Electric | ESL13T/ES | BPESL13T/ES, BPESL13T/3/ES | 13 | 900 | 10000 | 2700 | Bare-Mini-Spiral |  | 2009-03-12
Feit Electric | FEIT ELECTRIC | ESL13T2 | CE13T2/4 | 13 | 900 | 10000 | 2700 | Bare-spiral |  | 2011-03-01
Feit Electric | Feit Electric | ESL13T2C | BPESL13T2C/2 | 13 | 900 | 8000 | 2700 | Bare-Mini-Spiral |  | 2009-06-29
Feit Electric | Feit Electric | ESL13T2C | BPESL13T2C/2 | 13 | 900 | 8000 | 2700 | Bare-Mini-Spiral |  | 2009-06-29
Feit Electric | Feit Electric | ESL13TM |  | 13 | 900 | 10000 | 2700 | Bare-spiral |  | 2010-05-10
Feit Electric | Feit Electric | ESL14TM |  | 14 | 900 | 12000 | 2700 | Bare-spiral |  | 2009-03-06
Feit Electric | Feit Electric | ESL15A | BPESL15A | 15 | 800 | 8000 | 2700 | Covered A-line |  | 2010-04-28
Feit Electric | Feit Electric | ESL15A/4 |  | 15 | 800 | 8000 | 2700 | Covered A-line |  | 2010-05-26
Feit Electric | Feit Electric | ESL15A/4/ECO/CAN |  | 15 | 800 | 6000 | 2700 | Covered A-line |  | 2008-01-11
Feit Electric | Feit Electric | ESL15BR30 | BPESL15BR30, BPESL15BR30/3/RP | 15 | 750 | 8000 | 2700 | Covered reflector |  | 2008-04-14
Feit Electric | Feit Electric | ESL15BR30/35K |  | 15 | 640 | 8000 | 3500 | Covered reflector |  | 2009-09-30
Feit Electric | Feit Electric | ESL15BR30/65K |  | 15 | 650 | 8000 | 6500 | Covered reflector |  | 2009-10-02
Feit Electric | Feit Electric | ESL15BR30/ECO | ESL15BR30H/ECO; ESL15R30H/ECO; ESL15R30/ECO/CAN; ESL15BR30H/ECO; ESL15BR30/4/ECO | 15 | 750 | 10000 | 2700 | Covered reflector |  | 2009-03-09
Feit Electric | FEIT ELECTRIC | ESL15BR30T | ESL15BR30T | 15 | 750 | 10000 | 2700 | Covered reflector |  | 2011-04-14
Feit Electric | Feit Electric | ESL15GT | BPESL15GT, ESL15GT/ECO | 15 | 800 | 8000 | 2700 | Covered globe |  | 2009-03-09
Feit Electric | Feit Electric | ESL15R30/DM |  | 15 | 720 | 6000 | 2700 | Covered reflector | Dimmable | 2009-03-27
Feit Electric | Feit Electric | ESL15R30DM(A) | BPESL15R30/DM | 15 | 720 | 6000 | 2700 | Covered reflector | Dimmable | 2009-07-24
Feit Electric | Feit Electric | ESL15R30DM(A1) | ESL15R30/DIM/3 | 15 | 720 | 10000 | 2700 | Covered reflector | Dimmable | 2010-06-15
Feit Electric | Feit Electric | ESL15R30H/DM |  | 15 | 720 | 6000 | 2700 | Covered reflector | Dimmable | 2009-03-25
Feit Electric | Feit Electric | ESL16AT(E) | BPESL16AT(E), ESL16A/T(E), BPESL16AT/2(E) | 15 | 800 | 8000 | 2700 | Covered A-line |  | 2009-03-11
Feit Electric | Feit Electric | ESL18PAR38H | BPESL18PAR38H | 18 | 950 | 8000 | 2700 | Covered reflector |  | 2009-07-15
Feit Electric | Feit Electric | ESL18R40H/35K |  | 18 | 950 | 8000 | 3500 | Covered reflector |  | 2009-04-03
Feit Electric | Feit Electric | ESL18R40T | BPESL18R40T | 18 | 950 | 8000 | 2700 | Covered reflector |  | 2009-06-29
Feit Electric | Feit Electric | ESL18T | BPESL18TM/ECO, ESL18TM/3/ECO, ESL18TM/4/ECO | 18 | 1170 | 10000 | 2700 | Bare-spiral |  | 2009-06-29
Feit Electric | Feit Electric | ESL18T/65K |  | 18 | 1170 | 8000 | 6500 | Bare-spiral |  | 2010-10-18
Feit Electric | Feit Electric | ESL18TM | ESL18TM/4, ESL18TM/2, BPESL18TM/2/RP, ESL18TM/4/RP | 18 | 1170 | 10000 | 2700 | Bare-spiral |  | 2009-06-29
Feit Electric | Feit Electric | ESL18TM/CW | BPESL18TM/CW, ESL18TM/CW/4 | 18 | 1100 | 8000 | 4100 | Bare-Mini-Spiral |  | 2003-10-30
Feit Electric | Feit Electric | ESL18TM/D | BPESL18TM/D, ESL18TM/D/3, ESL18TM/D/4, | 18 | 1100 | 8000 | 6500 | Bare-Mini-Spiral |  | 2009-03-11
Feit Electric | Feit Electric | ESL18TM/D(N) | ESL18TM/D/4(N) | 18 | 1200 | 8000 | 6500 | Bare-spiral |  | 2009-10-02
Feit Electric | Feit Electric | ESL18TM/ECO | BPESL18TM/2/ECO | 18 | 1100 | 10000 | 2700 | Bare-Mini-Spiral |  | 2007-10-29
Feit Electric | Feit Electric | ESL18TM/ECO(N) | ESL18TM/3/ECO(N) | 18 | 1200 | 10000 | 2700 | Bare-spiral |  | 2009-10-06
Feit Electric | Feit Electric | ESL18TMA |  | 18 | 1170 | 8000 | 2700 | Bare-spiral |  | 2009-07-28
Feit Electric | Feit Electric | ESL18TMM |  | 18 | 1170 | 8000 | 2700 | Bare-spiral |  | 2009-07-28
Feit Electric | Feit Electric | ESL22TM |  | 22 | 1485 | 10000 | 2700 | Bare-spiral |  | 2010-11-22
Feit Electric | Feit Electric | ESL22TM/4/SCE | ESL22TM/3/SCE | 22 | 1485 | 10000 | 2700 | Bare-spiral |  | 2011-05-12
Feit Electric | Feit Electric | ESL23 |  | 23 | 1600 | 10000 | 2700 | Bare-spiral |  | 2010-10-08
Feit Electric | Feit Electric | ESL23PAR38H | BPCE23PAR/3, BPESL23PAR38T, BPESL23PAR38H, BPESL23PAR38T/2 , ESL23PAR38T | 23 | 1300 | 8000 | 2700 | Covered reflector |  | 2009-03-09
Feit Electric | Feit Electric | ESL23PAR38H/ECO | ESL23PAR38H/2/ECO | 23 | 1300 | 10000 | 2700 | Covered reflector |  | 2009-03-09
Feit Electric | Feit Electric | ESL23R40 | BPESL23R40T, ESL23R40H | 23 | 1300 | 10000 | 2700 | Covered reflector |  | 2009-03-09
Feit Electric | Feit Electric | ESL23R40H/ECO | ESL23R40H/2/ECO | 23 | 1300 | 10000 | 2700 | Covered reflector |  | 2009-03-09
Feit Electric | Feit Electric | ESL23R40H/ECO(G) | ESL23R40H_2_ECO(G) | 23 | 1300 | 10000 | 2700 | Covered reflector |  | 2011-10-12
Feit Electric | Feit Electric | ESL23TA |  | 23 | 1600 | 10000 | 2700 | Bare-spiral |  | 2011-11-22
Feit Electric | Feit Electric | ESL23TM |  | 23 | 1600 | 10000 | 2700 | Bare-spiral |  | 2009-08-03
Feit Electric | Feit Electric | ESL23TM 6500K |  | 23 | 1600 | 8000 | 6500 | Bare-spiral |  | 2010-06-22
Feit Electric | Feit Electric | ESL23TM(G) |  | 23 | 1600 | 10000 | 2700 | Bare-spiral |  | 2008-02-22
Feit Electric | Feit Electric | ESL23TM(N) | BPESL23TM(N), ESL23TM/2(N), ESL23TM/4(N), ESL23TM/12(N) | 23 | 1644 | 10000 | 2700 | Bare-spiral |  | 2009-10-06
Feit Electric | Feit Electric | ESL23TM/12 |  | 23 | 1600 | 10000 | 2700 | Bare-spiral |  | 2011-11-22
Feit Electric | Feit Electric | ESL23TM/35K |  | 23 | 1650 | 8000 | 3500 | Bare-spiral |  | 2009-09-30
Feit Electric | Feit Electric | ESL23TM/APS(N) |  | 23 | 1600 | 10000 | 2700 | Bare-spiral |  | 2011-03-16
Feit Electric | Feit Electric | ESL23TM/D | BPESL23TM/D, BPESL23TM/D/3/RP, ESL23TM/D/4, BPESL23TM/D/3 | 23 | 1600 | 10000 | 6500 | Bare-Mini-Spiral |  | 2007-10-02
Feit Electric | Feit Electric | ESL23TM/ECO | BPESL23TM/ECO, ESL23TM/3/ECO | 23 | 1600 | 10000 | 2700 | Bare-Mini-Spiral |  | 2007-10-29
Feit Electric | Feit Electric | ESL23TMM/CW | BPESL23TMM/CW, ESL23TM/CW/4 | 23 | 1600 | 8000 | 4100 | Bare-spiral |  | 2005-08-15
Feit Electric | Feit Electric | ESL23TMM/CW(N) | ESL23TM/CW/4(N) | 23 | 1600 | 8000 | 4100 | Bare-spiral |  | 2009-10-01
Feit Electric | Feit Electric | ESL25T | BPESL25T | 25 | 1800 | 10000 | 2700 | Bare-spiral |  | 2009-06-29
Feit Electric | Feit Electric | ESL25TM | BPESL25TM, BPESL25TA, ESL25TA | 25 | 1800 | 8000 | 2700 | Bare-spiral |  | 2009-07-22
Feit Electric | Feit Electric | ESL25TM/ECO | BPESL25TM/ECO | 25 | 1800 | 10000 | 2700 | Bare-spiral |  | 2009-06-22
Feit Electric | Feit Electric | ESL30/100T | BPESL30/100T, ESL30/100T/ECO | 13/20/25 | 1600 | 8000 | 2700 | Bare-spiral | Three-way | 2009-06-29
Feit Electric | Feit Electric | ESL30T |  | 30 | 2000 | 10000 | 2700 | Bare-spiral |  | 2009-03-06
Feit Electric | Feit Electric | ESL30T/ECO |  | 30 | 2000 | 8000 | 2700 | Bare-spiral |  | 2009-07-20
Feit Electric | Feit Electric | ESL30TM | BPESL30T/3, BPESL30T, ESL30T/ECO | 30 | 2000 | 8000 | 2700 | Bare-spiral |  | 2009-07-21
Feit Electric | Feit Electric | ESL315 | BPESL315 | 15 | 1000 | 8000 | 2700 | Bare-Triple Tube |  | 2009-03-25
Feit Electric | Feit Electric | ESL320 | BPESL320 | 22 | 1430 | 8000 | 2700 | Bare-Triple Tube |  | 2009-06-29
Feit Electric | Feit Electric | ESL325 | BPESL325 | 24 | 1600 | 8000 | 2700 | Bare-Triple Tube |  | 2009-06-29
Feit Electric | Feit Electric | ESL3C | BPESL3C | 3 | 120 | 8000 | 2700 | Covered-Candle |  | 2009-09-15
Feit Electric | Feit Electric | ESL3C | BPESL3C | 3 | 120 | 8000 | 2700 | Covered-Candle |  | 2009-09-15
Feit Electric | Feit Electric | ESL40T | BPESL40T | 40 | 2650 | 8000 | 2800 | Bare-spiral |  | 2007-12-17
Feit Electric | Feit Electric | ESL7C | ESL7C, BPESL7C, BPESL7C/2, BPESL7C/5 | 7 | 280 | 8000 | 2700 | Covered-Candle |  | 2009-04-07
Feit Electric | Feit Electric | ESL7C | ESL7C, BPESL7C, BPESL7C/2, BPESL7C/5 | 7 | 280 | 8000 | 2700 | Covered-Candle |  | 2009-04-07
Feit Electric | Feit Electric | ESL7C/35K |  | 7 | 280 | 8000 | 3500 | Covered-Candle |  | 2009-10-01
Feit Electric | Feit Electric | ESL7C/35K |  | 7 | 280 | 8000 | 3500 | Covered-Candle |  | 2009-10-01
Feit Electric | Feit Electric | ESL9T |  | 9 | 600 | 10000 | 2700 | Bare-spiral |  | 2011-01-06
Feit Electric | Feit Electric | ESL9TM | BPESL9TM | 9 | 600 | 10000 | 2700 | Bare-Mini-Spiral |  | 2010-04-28
Feit Electric | Feit Electric | ESL9TM/4(H) |  | 9 | 600 | 8000 | 2700 | Bare-spiral |  | 2011-10-18
Feit Electric | Feit Electric | ESL9TM/ECO (H) | ESL9TM/3/ECO (H) | 9 | 600 | 8000 | 2700 | Bare-spiral |  | 2011-10-18
Feit Electric | Feit Electric | ESL9TMM |  | 9 | 650 | 8000 | 2700 | Bare-Mini-Spiral |  | 2005-05-10
Feit Electric | Feit Electric | L23TM |  | 23 | 1600 | 12000 | 2700 | Bare-spiral |  | 2010-04-15
Feit Electric | Fine Living | BPESL13T/RY |  | 13 | 800 | 8000 | 2700 | Bare-Mini-Spiral |  | 2008-04-01
Feit Electric | Fine Living | BPESL18TM/RY |  | 18 | 1170 | 8000 | 2700 | Bare-Mini-Spiral |  | 2009-08-12
Feit Electric | Fine Living | BPESL23TM/RY |  | 23 | 1600 | 8000 | 2700 | Bare-Mini-Spiral |  | 2008-04-01
Feit Electric | Fine Living | BPESL9TMM/RY |  | 9 | 600 | 8000 | 2700 | Bare-Mini-Spiral |  | 2008-04-01
Feit Electric | Hawaii Energy | ESL13T/15A/HE |  | 15 | 800 | 8000 | 2700 | Covered A-line |  | 2010-05-27
Feit Electric | Hawaii Energy | ESL13T/15A/HE |  | 13 | 900 | 10000 | 2700 | Bare-spiral |  | 2010-05-27
Feit Electric | HomeBrite | ESL11GTMM/2/HBR |  | 11 | 555 | 8000 | 2700 | Covered globe |  | 2010-05-03
Feit Electric | HomeBrite | ESL13T/6/HBR |  | 13 | 900 | 10000 | 2700 | Bare-spiral |  | 2010-05-11
Feit Electric | HomeBrite | ESL15BR30/HBR |  | 15 | 750 | 10000 | 2700 | Covered reflector |  | 2010-05-20
Feit Electric | HomeBrite | ESL16AT/HBR |  | 15 | 800 | 8000 | 2700 | Covered A-line |  | 2010-04-28
Feit Electric | HomeBrite | ESL18TM/4/HBR |  | 18 | 1170 | 10000 | 2700 | Bare-spiral |  | 2010-04-28
Feit Electric | HomeBrite | ESL23T/DM/HBR |  | 23 | 1600 | 8000 | 2700 | Bare-spiral | Dimmable | 2010-04-28
Feit Electric | HomeBrite | ESL23TM/6/HBR |  | 23 | 1600 | 10000 | 2700 | Bare-spiral |  | 2010-05-20
Feit Electric | HomeBrite | ESL9TM/4/HBR |  | 9 | 600 | 8000 | 2700 | Bare-spiral |  | 2010-04-28
Feit Electric | ProValue | PV35988 |  | 14 | 900 | 10000 | 2700 | Bare-Mini-Spiral |  | 2008-07-28
Firefly Lighting Co., Ltd. | Firefly | BH4-11D E26 |  | 11 | 580 | 12000 | 2700 | Bare-spiral |  | 2009-04-30
Firefly Lighting Co., Ltd. | Firefly | BH4-11X/2700K E12 | BX4 | 11 | 580 | 15000 | 2700 | Bare-spiral |  | 2007-03-23
Firefly Lighting Co., Ltd. | Firefly | BH4-11X/2700K E26 | BX4 | 11 | 580 | 15000 | 2700 | Bare-quadruple tube |  | 2007-03-23
Firefly Lighting Co., Ltd. | Firefly | BH4-11X/5000K |  | 11 | 578 | 15000 | 5000 | Bare-quadruple tube |  | 2007-12-21
Firefly Lighting Co., Ltd. | Firefly | BH4-11X/5000K E12 |  | 11 | 545 | 15000 | 5000 | Bare-quadruple tube |  | 2009-09-30
Firefly Lighting Co., Ltd. | Firefly | BU4-14D E26 |  | 14 | 860 | 15000 | 2700 | Bare-spiral |  | 2009-04-30
Firefly Lighting Co., Ltd. | Firefly | BU4-14W/2700K |  | 14 | 900 | 10000 | 2700 | Bare-quadruple tube |  | 2007-08-24
Firefly Lighting Co., Ltd. | Firefly | BU4-14W/5000K |  | 14 | 840 | 15000 | 5000 | Bare-quadruple tube |  | 2007-08-24
Firefly Lighting Co., Ltd. | Firefly | BU4-20D 2700K |  | 20 | 1150 | 15000 | 2700 | Bare-spiral |  | 2010-01-19
Firefly Lighting Co., Ltd. | Firefly | BU4-20W/2700K | BU4 | 20 | 1280 | 12000 | 2700 | Bare-quadruple tube |  | 2007-09-04
Firefly Lighting Co., Ltd. | Firefly | BU4-20W/5000K |  | 20 | 1115 | 12000 | 5000 | Bare-quadruple tube |  | 2007-12-21
Firefly Lighting Co., Ltd. | Firefly | BU5-25D (E26/E12) |  | 25 | 1630 | 15000 | 2700 | Bare-spiral |  | 2009-07-17
Firefly Lighting Co., Ltd. | Firefly | BU5-25W/2700K |  | 25 | 1600 | 15000 | 2700 | Bare-quadruple tube |  | 2007-08-24
Firefly Lighting Co., Ltd. | Firefly | BU5-25W/5000K |  | 25 | 1430 | 15000 | 5000 | Bare-quadruple tube |  | 2008-07-17
Firefly Lighting Co., Ltd. | Firefly | FPA30-15W 2700K |  | 15 | 500 | 10000 | 2700 | Covered reflector |  | 2010-10-21
Firefly Lighting Co., Ltd. | Firefly | FPA30-15W 4100K |  | 15 | 500 | 10000 | 4100 | Covered reflector |  | 2010-10-21
Firefly Lighting Co., Ltd. | Firefly | FST2-13W 2700K |  | 13 | 900 | 12000 | 2700 | Bare-spiral |  | 2009-12-18
Firefly Lighting Co., Ltd. | Firefly | FST2-13W 4100K |  | 13 | 800 | 15000 | 4100 | Bare-spiral |  | 2010-05-27
Firefly Lighting Co., Ltd. | Firefly | FST2-18W 2700K |  | 18 | 1206 | 12000 | 2700 | Bare-spiral |  | 2009-12-18
Firefly Lighting Co., Ltd. | Firefly | FST2-18W 4100K |  | 18 | 1150 | 15000 | 4100 | Bare-spiral |  | 2010-05-27
Firefly Lighting Co., Ltd. | Firefly | FST2-23W 2700K |  | 23 | 1610 | 15000 | 2700 | Bare-spiral |  | 2009-12-10
Firefly Lighting Co., Ltd. | Firefly | FST2-23W 4100K |  | 23 | 1500 | 15000 | 4100 | Bare-spiral |  | 2010-05-27
Firefly Lighting Co., Ltd. | Firefly | FST2-9W 2700K |  | 9 | 500 | 12000 | 2700 | Bare-spiral |  | 2009-12-10
Firefly Lighting Co., Ltd. | Firefly | FST2-9W 4100K |  | 9 | 480 | 15000 | 4100 | Bare-spiral |  | 2010-05-27
Firefly Lighting Co., Ltd. | Firefly | XEU23-11T 2700K |  | 11 | 668 | 15000 | 2700 | Bare-Mini-Spiral |  | 2008-07-17
Firefly Lighting Co., Ltd. | Firefly | XEU23-14T 2700K |  | 14 | 800 | 15000 | 2700 | Bare-spiral |  | 2009-08-03
Firefly Lighting Co., Ltd. | Firefly | XEU23-15T 2700K |  | 15 | 953 | 15000 | 2700 | Bare-Mini-Spiral |  | 2008-07-17
Firefly Lighting Co., Ltd. | Firefly | XEU23-9T 2700K |  | 9 | 582 | 15000 | 2700 | Bare-Mini-Spiral |  | 2008-07-17
Firefly Lighting Co., Ltd. | Firefly | XEU38-18T 2700K |  | 18 | 1200 | 15000 | 2700 | Bare-spiral |  | 2009-07-31
Firefly Lighting Co., Ltd. | Firefly | XEU38-20T 2700K |  | 20 | 1250 | 15000 | 2700 | Bare-spiral |  | 2009-07-31
Firefly Lighting Co., Ltd. | Firefly | XEU38-24T 2700K |  | 24 | 1500 | 15000 | 2700 | Bare-spiral |  | 2009-08-03
Firefly Lighting Co., Ltd. | Firefly | XEU38-26T 2700K |  | 26 | 1600 | 15000 | 2700 | Bare-spiral |  | 2009-08-03
First Green Lighting Limited | FGL | TMS13 | TMS13 | 12.33 | 850 | 10000 | 2700 | Bare-spiral |  | 2011-10-20
Foshan Electrical and Lighting Co.,Ltd. | FSL | ELS-M13 |  | 13 | 800 | 8000 | 2700 |  |  | 2007-07-14
Foshan Electrical and Lighting Co.,Ltd. | FSL | ELS-M13/CW |  | 13 | 800 | 10000 | 4100 | Bare-Mini-Spiral |  | 2008-07-23
Foshan Electrical and Lighting Co.,Ltd. | FSL | ELS-M18 |  | 18 | 1150 | 15000 | 2700 | Bare-spiral |  | 2007-08-31
Foshan Electrical and Lighting Co.,Ltd. | FSL | ELS-M18/CW |  | 18 | 1100 | 10000 | 4100 | Bare-Mini-Spiral |  | 2008-07-23
Foshan Electrical and Lighting Co.,Ltd. | FSL | ELS-M22 |  | 22 | 1450 | 10000 | 2700 | Bare-spiral |  | 2009-09-21
Foshan Electrical and Lighting Co.,Ltd. | FSL | ELS-M23 |  | 23 | 1500 | 15000 | 2700 | Bare-spiral |  | 2007-06-14
Foshan Electrical and Lighting Co.,Ltd. | FSL | ELS-M23/CW |  | 23 | 1600 | 10000 | 4100 | Bare-spiral |  | 2008-07-23
Foshan Electrical and Lighting Co.,Ltd. | FSL | ELS-M9 E26 |  | 9 | 580 | 8000 | 2700 | Bare-Mini-Spiral |  | 2007-11-30
Foshan Electrical and Lighting Co.,Ltd. | FSL | ELS-SS209 |  | 9 | 550 | 10000 | 2700 | Bare-Mini-Spiral |  | 2007-11-30
Foshan Electrical and Lighting Co.,Ltd. | FSL | ELS-SS211 |  | 11 | 560 | 10000 | 2700 | Bare-Mini-Spiral |  | 2007-11-30
Foshan Electrical and Lighting Co.,Ltd. | FSL | F613(F614) |  | 13 | 850 | 8000 | 2700 | Bare-Mini-Spiral |  | 2007-03-09
Foshan Electrical and Lighting Co.,Ltd. | FSL | F618 |  | 18 | 1150 | 8000 | 2700 | Bare-Mini-Spiral |  | 2007-03-05
Foshan Electrical and Lighting Co.,Ltd. | FSL | F624 |  | 24 | 1600 | 8000 | 2700 | Bare-Mini-Spiral |  | 2007-03-05
Foshan Electrical and Lighting Co.,Ltd. | FSL | T3 ELS-M11 E26 |  | 11 | 880 | 8000 | 2700 | Bare-Mini-Spiral |  | 2007-11-30
Foshan Electrical and Lighting Co.,Ltd. | FSL | T3 ELS-M15 E26 |  | 15 | 950 | 8000 | 2700 | Bare-Mini-Spiral |  | 2007-11-30
Foshan Electrical and Lighting Co.,Ltd. | FSL | T3 ELS-M20 E26 |  | 20 | 1290 | 10000 | 2700 | Bare-Mini-Spiral |  | 2007-11-30
Foshan Electrical and Lighting Co.,Ltd. | FSL | T3 ELS-M7 E26 |  | 7 | 450 | 8000 | 2700 | Bare-Mini-Spiral |  | 2007-11-30
Fred's Inc. | FRED'S | 12101 | 12101 | 9 | 500 | 10000 | 2700 | Bare-spiral |  | 2009-09-29
Fred's Inc. | FRED'S | 12144 | 12144 | 19 | 1200 | 10000 | 2700 | Bare-spiral |  | 2009-09-29
Fred's Inc. | FRED'S | 12169 | 12169 | 19 | 1200 | 10000 | 2700 | Bare-spiral |  | 2009-09-29
Fred's Inc. | FRED'S | 12172 | 12172 | 19 | 1200 | 10000 | 2700 | Bare-spiral |  | 2009-09-29
Fred's Inc. | FRED'S | 12197 | 12197 | 14 | 800 | 8000 | 2700 | Covered A-line |  | 2009-09-29
Fred's Inc. | FRED'S | 12198 | 12198 | 14 | 800 | 8000 | 2700 | Covered A-line |  | 2009-09-29
Fred's Inc. | FRED'S | 12286 | 12287, 12288 | 14 | 900 | 10000 | 2700 | Bare-Mini-Spiral |  | 2010-03-23
Fred's Inc. | FRED'S | FRD689144 |  | 14 | 900 | 10000 | 2700 | Bare-spiral |  | 2011-02-17
Fred's Inc. | FRED'S | FRD689194 |  | 19 | 1200 | 10000 | 2700 | Bare-spiral |  | 2011-02-17
Fred's Inc. | FRED'S | FRD689234 |  | 23 | 1600 | 10000 | 2700 | Bare-spiral |  | 2011-02-17
Fred's Inc. | FRED'S | FRD694142 |  | 14 | 800 | 8000 | 2700 | Bare-spiral |  | 2011-02-17
Fred's Inc. | FRED'S | FRD7P3823 |  | 23 | 1200 | 8000 | 2700 | Covered reflector |  | 2011-02-17
Fujian Joinluck Electronic Enterprise Co., Ltd. | Joinluck | 3-WAY T4S 15W/26W/40W |  | 15/26/40 | 2600 | 10000 | 2700 | Bare-spiral | Three-way | 2005-12-05
Fujian Joinluck Electronic Enterprise Co., Ltd. | Joinluck | A-TYPE T2S 11W | A-TYPE T2S 11W | 11 | 630 | 15000 | 2700 | Covered-A-line |  | 2011-08-10
Fujian Joinluck Electronic Enterprise Co., Ltd. | Joinluck | A-TYPE T2S 7W |  | 7 | 450 | 12000 | 2700 | Covered A-line |  | 2008-12-18
Fujian Joinluck Electronic Enterprise Co., Ltd. | Joinluck | A-TYPE T2S 7W |  | 7 | 450 | 12000 | 2700 | Covered A-line |  | 2008-12-18
Fujian Joinluck Electronic Enterprise Co., Ltd. | Joinluck | A-TYPE T2S 7W 4100K |  | 7 | 450 | 10000 | 4100 | Covered A-line |  | 2009-09-02
Fujian Joinluck Electronic Enterprise Co., Ltd. | Joinluck | A-TYPE T2S 7W 4100K |  | 7 | 450 | 10000 | 4100 | Covered A-line |  | 2009-09-02
Fujian Joinluck Electronic Enterprise Co., Ltd. | Joinluck | A-TYPE T2S 9W | A-TYPE T2S 9W | 9 | 520 | 15000 | 2700 | Covered-A-line |  | 2011-08-10
Fujian Joinluck Electronic Enterprise Co., Ltd. | Joinluck | A-TYPE T3S 15W |  | 15 | 800 | 10000 | 2700 | Covered A-line |  | 2008-02-04
Fujian Joinluck Electronic Enterprise Co., Ltd. | Joinluck | A-Type T3S 15W 4100K |  | 15 | 800 | 10000 | 4100 | Covered A-line |  | 2009-07-06
Fujian Joinluck Electronic Enterprise Co., Ltd. | Joinluck | GLOBE T3S 9W |  | 9 | 500 | 12000 | 2700 | Covered globe |  | 2008-12-18
Fujian Joinluck Electronic Enterprise Co., Ltd. | Joinluck | GLOBE T3S I 15W |  | 15 | 820 | 15000 | 2700 | Covered globe |  | 2009-12-24
Fujian Joinluck Electronic Enterprise Co., Ltd. | Joinluck | GLOBE T3S I 9W |  | 9 | 540 | 15000 | 2700 | Covered globe |  | 2009-12-24
Fujian Joinluck Electronic Enterprise Co., Ltd. | Joinluck | JLC7-18 A-TYPE 11W |  | 11 | 500 | 10000 | 2700 | Covered A-line |  | 2002-12-30
Fujian Joinluck Electronic Enterprise Co., Ltd. | Joinluck | JLC7-18 A-TYPE 15W |  | 15 | 720 | 6000 | 2700 | Covered A-line |  | 2002-06-13
Fujian Joinluck Electronic Enterprise Co., Ltd. | Joinluck | JLC7-18 A-TYPE 9W |  | 9 | 425 | 6000 | 2700 | Covered A-line |  | 2002-10-14
Fujian Joinluck Electronic Enterprise Co., Ltd. | Joinluck | JLC7-18 Dimmable Reflector 15W |  | 15 | 610 | 10000 | 2700 | Covered reflector | Dimmable | 2002-04-14
Fujian Joinluck Electronic Enterprise Co., Ltd. | Joinluck | JLC7-18 GLOBE 15W |  | 15 | 720 | 10000 | 2700 | Covered globe |  | 2003-01-10
Fujian Joinluck Electronic Enterprise Co., Ltd. | Joinluck | JLC7-18 GLOBE 9W |  | 9 | 500 | 10000 | 2700 | Covered globe |  | 2003-01-10
Fujian Joinluck Electronic Enterprise Co., Ltd. | Joinluck | JLC7-18 Reflector 15W |  | 15 | 650 | 6000 | 2700 | Covered reflector |  | 2001-07-27
Fujian Joinluck Electronic Enterprise Co., Ltd. | Joinluck | JLC7-18 Reflector 23W |  | 23 | 1040 | 10000 | 2700 | Covered reflector |  | 2002-04-08
Fujian Joinluck Electronic Enterprise Co., Ltd. | Joinluck | JLS 3-WAY |  | 26 | 1600 | 10000 | 2700 | Bare-spiral | Three-way | 2001-10-04
Fujian Joinluck Electronic Enterprise Co., Ltd. | Joinluck | JLS 32W |  | 32 | 2000 | 10000 | 2700 | Bare-spiral |  | 2010-11-16
Fujian Joinluck Electronic Enterprise Co., Ltd. | Joinluck | JLS 40W |  | 40 | 2600 | 10000 | 2700 | Bare-spiral |  | 2002-12-30
Fujian Joinluck Electronic Enterprise Co., Ltd. | Joinluck | JLS A-TYPE 7W |  | 7 | 450 | 10000 | 2700 | Covered A-line |  | 2002-06-13
Fujian Joinluck Electronic Enterprise Co., Ltd. | Joinluck | JLS A-TYPE 7W |  | 7 | 450 | 10000 | 2700 | Covered A-line |  | 2002-06-13
Fujian Joinluck Electronic Enterprise Co., Ltd. | Joinluck | JLS DIMMABLE 26W |  | 26 | 1560 | 10000 | 2700 | Bare-spiral | Dimmable | 2001-12-06
Fujian Joinluck Electronic Enterprise Co., Ltd. | Joinluck | JLS DIMMABLE MINI 20W |  | 20 | 1300 | 10000 | 2700 | Bare-Mini-Spiral | Dimmable | 2004-08-25
Fujian Joinluck Electronic Enterprise Co., Ltd. | Joinluck | JLS DIMMABLE MINI I 23W |  | 23 | 1600 | 10000 | 2700 | Bare-spiral | Dimmable | 2010-05-06
Fujian Joinluck Electronic Enterprise Co., Ltd. | Joinluck | JLS MINI 13W 4100K |  | 13 | 900 | 10000 | 4100 | Bare-Mini-Spiral |  | 2005-12-22
Fujian Joinluck Electronic Enterprise Co., Ltd. | Joinluck | JLS MINI 13W 4100K |  | 13 | 900 | 10000 | 4100 | Bare-Mini-Spiral |  | 2005-12-22
Fujian Joinluck Electronic Enterprise Co., Ltd. | Joinluck | JLS MINI 14W |  | 14 | 900 | 10000 | 2700 | Bare-Mini-Spiral |  | 2003-11-10
Fujian Joinluck Electronic Enterprise Co., Ltd. | Joinluck | JLS MINI I 20W |  | 20 | 1350 | 11000 | 2700 | Bare-Mini-Spiral |  | 2003-11-01
Fujian Joinluck Electronic Enterprise Co., Ltd. | Joinluck | JLS MINI I 23W |  | 23 | 1600 | 12000 | 2700 | Bare-Mini-Spiral |  | 2003-11-10
Fujian Joinluck Electronic Enterprise Co., Ltd. | Joinluck | JLS MINI I 23W 4100K |  | 23 | 1450 | 10000 | 4100 | Bare-Mini-Spiral |  | 2007-06-10
Fujian Joinluck Electronic Enterprise Co., Ltd. | Joinluck | JLS MINI I 26W |  | 26 | 1650 | 11000 | 2700 | Bare-Mini-Spiral |  | 2003-11-10
Fujian Joinluck Electronic Enterprise Co., Ltd. | Joinluck | JLS MINI-A 13W |  | 13 | 850 | 12000 | 2700 | Bare-Mini-Spiral |  | 2003-11-10
Fujian Joinluck Electronic Enterprise Co., Ltd. | Joinluck | JLS MINI-A 13W |  | 13 | 850 | 12000 | 2700 | Bare-Mini-Spiral |  | 2003-11-10
Fujian Joinluck Electronic Enterprise Co., Ltd. | Joinluck | JLS MINI-A 15W |  | 15 | 950 | 12000 | 2700 | Bare-Mini-Spiral |  | 2003-11-10
Fujian Joinluck Electronic Enterprise Co., Ltd. | Joinluck | JLS MINI-A 9W |  | 9 | 540 | 10000 | 2700 | Bare-Mini-Spiral |  | 2004-06-10
Fujian Joinluck Electronic Enterprise Co., Ltd. | Joinluck | JLS MINI-A 9W |  | 9 | 540 | 10000 | 2700 | Bare-Mini-Spiral |  | 2004-06-10
Fujian Joinluck Electronic Enterprise Co., Ltd. | Joinluck | JLS T2 11W |  | 11 | 730 | 10000 | 2700 | Bare-spiral |  | 2011-01-10
Fujian Joinluck Electronic Enterprise Co., Ltd. | Joinluck | JLS T2 11W |  | 11 | 730 | 10000 | 2700 | Bare-spiral |  | 2011-01-10
Fujian Joinluck Electronic Enterprise Co., Ltd. | Joinluck | JLS T2 13W |  | 13 | 900 | 12000 | 2700 | Bare-Mini-Spiral |  | 2005-07-11
Fujian Joinluck Electronic Enterprise Co., Ltd. | Joinluck | JLS T2 13W |  | 13 | 900 | 12000 | 2700 | Bare-Mini-Spiral |  | 2005-07-11
Fujian Joinluck Electronic Enterprise Co., Ltd. | Joinluck | JLS T2 13W 3500K |  | 13 | 850 | 12000 | 3500 | Bare-spiral |  | 2010-08-24
Fujian Joinluck Electronic Enterprise Co., Ltd. | Joinluck | JLS T2 13W 3500K |  | 13 | 850 | 12000 | 3500 | Bare-spiral |  | 2010-08-24
Fujian Joinluck Electronic Enterprise Co., Ltd. | Joinluck | JLS T2 13W 4100K |  | 13 | 800 | 10000 | 4100 | Bare-Mini-Spiral |  | 2006-11-07
Fujian Joinluck Electronic Enterprise Co., Ltd. | Joinluck | JLS T2 13W 4100K |  | 13 | 800 | 10000 | 4100 | Bare-Mini-Spiral |  | 2006-11-07
Fujian Joinluck Electronic Enterprise Co., Ltd. | Joinluck | JLS T2 13W 5000K |  | 13 | 890 | 15000 | 5000 | Bare-Mini-Spiral |  | 2009-07-02
Fujian Joinluck Electronic Enterprise Co., Ltd. | Joinluck | JLS T2 13W 5000K |  | 13 | 890 | 15000 | 5000 | Bare-Mini-Spiral |  | 2009-07-02
Fujian Joinluck Electronic Enterprise Co., Ltd. | Joinluck | JLS T2 13W 6500K |  | 13 | 860 | 15000 | 6500 | Bare-spiral |  | 2009-12-30
Fujian Joinluck Electronic Enterprise Co., Ltd. | Joinluck | JLS T2 13W 6500K |  | 13 | 860 | 15000 | 6500 | Bare-spiral |  | 2009-12-30
Fujian Joinluck Electronic Enterprise Co., Ltd. | Joinluck | JLS T2 15W |  | 15 | 1100 | 12000 | 2700 | Bare-spiral |  | 2009-10-29
Fujian Joinluck Electronic Enterprise Co., Ltd. | Joinluck | JLS T2 15W 4100K |  | 15 | 1100 | 12000 | 4100 | Bare-spiral |  | 2010-11-30
Fujian Joinluck Electronic Enterprise Co., Ltd. | Joinluck | JLS T2 18W |  | 18 | 1140 | 15000 | 2700 | Bare-Mini-Spiral |  | 2007-06-10
Fujian Joinluck Electronic Enterprise Co., Ltd. | Joinluck | JLS T2 18W 3500K |  | 18 | 1200 | 12000 | 3500 | Bare-spiral |  | 2010-10-12
Fujian Joinluck Electronic Enterprise Co., Ltd. | Joinluck | JLS T2 18W 4100K |  | 18 | 1200 | 12000 | 4100 | Bare-Mini-Spiral |  | 2008-06-11
Fujian Joinluck Electronic Enterprise Co., Ltd. | Joinluck | JLS T2 18W 5000K |  | 18 | 1200 | 12000 | 5000 | Bare-spiral |  | 2009-08-21
Fujian Joinluck Electronic Enterprise Co., Ltd. | Joinluck | JLS T2 18W 6500K |  | 18 | 1260 | 15000 | 6500 | Bare-spiral |  | 2010-05-06
Fujian Joinluck Electronic Enterprise Co., Ltd. | Joinluck | JLS T2 20W |  | 20 | 1330 | 12000 | 2700 | Bare-spiral |  | 2010-06-16
Fujian Joinluck Electronic Enterprise Co., Ltd. | Joinluck | JLS T2 23W |  | 23 | 1600 | 12000 | 2700 | Bare-Mini-Spiral |  | 2010-05-06
Fujian Joinluck Electronic Enterprise Co., Ltd. | Joinluck | JLS T2 23W 3500K |  | 23 | 1600 | 12000 | 3500 | Bare-spiral |  | 2010-09-27
Fujian Joinluck Electronic Enterprise Co., Ltd. | Joinluck | JLS T2 23W 4100K |  | 23 | 1630 | 12000 | 4100 | Bare-Mini-Spiral |  | 2009-03-02
Fujian Joinluck Electronic Enterprise Co., Ltd. | Joinluck | JLS T2 23W 5000K |  | 23 | 1650 | 12000 | 5000 | Bare-spiral |  | 2009-07-15
Fujian Joinluck Electronic Enterprise Co., Ltd. | Joinluck | JLS T2 23W 6500K |  | 23 | 1600 | 15000 | 6500 | Bare-spiral |  | 2010-02-09
Fujian Joinluck Electronic Enterprise Co., Ltd. | Joinluck | JLS T2 26W |  | 26 | 1750 | 12000 | 2700 | Bare-spiral |  | 2010-08-16
Fujian Joinluck Electronic Enterprise Co., Ltd. | Joinluck | JLS T2 26W 4100K |  | 26 | 1750 | 10000 | 4100 | Bare-spiral |  | 2011-01-10
Fujian Joinluck Electronic Enterprise Co., Ltd. | Joinluck | JLS T2 5W |  | 5 | 300 | 10000 | 2700 | Bare-spiral |  | 2010-10-20
Fujian Joinluck Electronic Enterprise Co., Ltd. | Joinluck | JLS T2 5W |  | 5 | 300 | 10000 | 2700 | Bare-spiral |  | 2010-10-20
Fujian Joinluck Electronic Enterprise Co., Ltd. | Joinluck | JLS T2 9W |  | 9 | 520 | 10000 | 2700 | Bare-Mini-Spiral |  | 2005-03-30
Fujian Joinluck Electronic Enterprise Co., Ltd. | Joinluck | JLS T2 9W |  | 9 | 520 | 10000 | 2700 | Bare-Mini-Spiral |  | 2005-03-30
Fujian Joinluck Electronic Enterprise Co., Ltd. | Joinluck | JLS T2 9W 4100K |  | 9 | 500 | 10000 | 4100 | Bare-Mini-Spiral |  | 2006-12-10
Fujian Joinluck Electronic Enterprise Co., Ltd. | Joinluck | JLS T2 9W 4100K |  | 9 | 500 | 10000 | 4100 | Bare-Mini-Spiral |  | 2006-12-10
Fujian Joinluck Electronic Enterprise Co., Ltd. | Joinluck | JLS T2 9W 5000K |  | 9 | 570 | 12000 | 5000 | Bare-spiral |  | 2009-08-25
Fujian Joinluck Electronic Enterprise Co., Ltd. | Joinluck | JLS T2 9W 5000K |  | 9 | 570 | 12000 | 5000 | Bare-spiral |  | 2009-08-25
Fujian Joinluck Electronic Enterprise Co., Ltd. | Joinluck | JLS T2 I 13W |  | 13 | 920 | 15000 | 2700 | Bare-spiral |  | 2007-04-13
Fujian Joinluck Electronic Enterprise Co., Ltd. | Joinluck | JLS T2 I 13W |  | 13 | 920 | 15000 | 2700 | Bare-spiral |  | 2007-04-13
Fujian Joinluck Electronic Enterprise Co., Ltd. | Joinluck | JLS T2 I 18W |  | 18 | 1200 | 10000 | 2700 | Bare-Mini-Spiral |  | 2009-06-16
Fujian Joinluck Electronic Enterprise Co., Ltd. | Joinluck | JLS T2 I 23W |  | 23 | 1600 | 12000 | 2700 | Bare-Mini-Spiral |  | 2009-04-14
Fujian Joinluck Electronic Enterprise Co., Ltd. | Joinluck | JLS T2 II 13W |  | 13 | 840 | 15000 | 2700 | Bare-Mini-Spiral |  | 2008-02-05
Fujian Joinluck Electronic Enterprise Co., Ltd. | Joinluck | JLS T2 II 13W |  | 13 | 840 | 15000 | 2700 | Bare-Mini-Spiral |  | 2008-02-05
Fujian Joinluck Electronic Enterprise Co., Ltd. | Joinluck | JLS T2 II 13W 4100K |  | 13 | 880 | 15000 | 4100 | Bare-spiral |  | 2010-01-22
Fujian Joinluck Electronic Enterprise Co., Ltd. | Joinluck | JLS T2 II 13W 4100K |  | 13 | 880 | 15000 | 4100 | Bare-spiral |  | 2010-01-22
Fujian Joinluck Electronic Enterprise Co., Ltd. | Joinluck | JLS T2 II 18W |  | 18 | 1230 | 12000 | 2700 | Bare-spiral |  | 2009-11-03
Fujian Joinluck Electronic Enterprise Co., Ltd. | Joinluck | JLS T2 II 23W |  | 23 | 1600 | 12000 | 2700 | Bare-Mini-Spiral |  | 2009-04-23
Fujian Joinluck Electronic Enterprise Co., Ltd. | Joinluck | JLS T2 II 9W |  | 9 | 570 | 12000 | 2700 | Bare-spiral |  | 2009-11-02
Fujian Joinluck Electronic Enterprise Co., Ltd. | Joinluck | JLS T2 II 9W |  | 9 | 570 | 12000 | 2700 | Bare-spiral |  | 2009-11-02
Fujian Joinluck Electronic Enterprise Co., Ltd. | Joinluck | JLS T2 II 9W 4100K |  | 9 | 600 | 15000 | 4100 | Bare-spiral |  | 2010-01-22
Fujian Joinluck Electronic Enterprise Co., Ltd. | Joinluck | JLS T2 II 9W 4100K |  | 9 | 600 | 15000 | 4100 | Bare-spiral |  | 2010-01-22
Fujian Joinluck Electronic Enterprise Co., Ltd. | Joinluck | JLS-S MINI 13W |  | 13 | 830 | 10000 | 2700 | Bare-Mini-Spiral |  | 2004-06-10
Fujian Joinluck Electronic Enterprise Co., Ltd. | Joinluck | JLS-S MINI 13W |  | 13 | 830 | 10000 | 2700 | Bare-Mini-Spiral |  | 2004-06-10
Fujian Joinluck Electronic Enterprise Co., Ltd. | Joinluck | JLS-S MINI 18W |  | 18 | 1100 | 11000 | 2700 | Bare-Mini-Spiral |  | 2004-12-03
Fujian Joinluck Electronic Enterprise Co., Ltd. | Joinluck | JLS-S MINI 23W |  | 23 | 1600 | 10000 | 2700 | Bare-Mini-Spiral |  | 2005-03-30
Fujian Joinluck Electronic Enterprise Co., Ltd. | Joinluck | PAR30 T3S 15W |  | 15 | 700 | 10000 | 2700 | Covered reflector |  | 2009-09-21
Fujian Joinluck Electronic Enterprise Co., Ltd. | Joinluck | PAR30 T3S 15W 4100K |  | 15 | 720 | 10000 | 4100 | Covered reflector |  | 2010-08-31
Fujian Joinluck Electronic Enterprise Co., Ltd. | Joinluck | PAR38 T4S 23W |  | 23 | 1070 | 15000 | 2700 | Covered reflector |  | 2009-06-29
Fujian Joinluck Electronic Enterprise Co., Ltd. | Joinluck | PAR38 T4S 23W 4100K |  | 23 | 1090 | 10000 | 4100 | Covered reflector |  | 2010-05-28
Fujian Joinluck Electronic Enterprise Co., Ltd. | Joinluck | PAR38 T4S II 23W |  | 23 | 1110 | 10000 | 2700 | Covered reflector |  | 2009-06-30
Fujian Joinluck Electronic Enterprise Co., Ltd. | Joinluck | PAR38 T4S II 23W 4100K |  | 23 | 1150 | 10000 | 4100 | Covered reflector |  | 2010-07-20
Fujian Joinluck Electronic Enterprise Co., Ltd. | Joinluck | R20 T2S 11W |  | 11 | 365 | 10000 | 2700 | Covered reflector |  | 2010-10-26
Fujian Joinluck Electronic Enterprise Co., Ltd. | Joinluck | R20 T2S 13W |  | 13 | 430 | 10000 | 2700 | Covered reflector |  | 2010-11-30
Fujian Joinluck Electronic Enterprise Co., Ltd. | Joinluck | R20 T3S 11W |  | 11 | 365 | 10000 | 2700 | Covered reflector |  | 2009-09-22
Fujian Joinluck Electronic Enterprise Co., Ltd. | Joinluck | R30 T3S 15W |  | 15 | 750 | 10000 | 2700 | Covered reflector |  | 2010-11-17
Fujian Joinluck Electronic Enterprise Co., Ltd. | Joinluck | R30 T3S 15W 4100K |  | 15 | 720 | 10000 | 4100 | Covered reflector |  | 2010-09-21
Fujian Joinluck Electronic Enterprise Co., Ltd. | Joinluck | R40 T4S 23W |  | 23 | 1090 | 10000 | 2700 | Covered reflector |  | 2009-06-30
Fujian YDJ-Light Company | YDJ | 10005-27 |  | 5 | 300 | 10000 | 2700 | Bare-spiral |  | 2010-09-14
Fujian YDJ-Light Company | YDJ | 10010 |  | 10 | 640 | 10000 | 2700 | Bare-Mini-Spiral |  | 2006-11-16
Fujian YDJ-Light Company | YDJ | 10010-27 |  | 10 | 600 | 10000 | 2700 | Bare-spiral |  | 2010-12-15
Fujian YDJ-Light Company | YDJ | 10010-35 |  | 10 | 600 | 10000 | 3500 | Bare-Mini-Spiral |  | 2010-06-14
Fujian YDJ-Light Company | YDJ | 10010-65 |  | 10 | 600 | 10000 | 6500 | Bare-Mini-Spiral |  | 2010-06-15
Fujian YDJ-Light Company | YDJ | 10013-35 |  | 13 | 800 | 10000 | 3500 | Bare-spiral |  | 2010-06-14
Fujian YDJ-Light Company | YDJ | 10013-65 |  | 13 | 800 | 10000 | 6500 | Bare-Mini-Spiral |  | 2010-07-01
Fujian YDJ-Light Company | YDJ | 10015-27 |  | 15 | 935 | 10000 | 2700 | Bare-spiral |  | 2010-10-06
Fujian YDJ-Light Company | YDJ | 10020-35 |  | 20 | 1300 | 10000 | 3500 | Bare-Mini-Spiral |  | 2010-07-01
Fujian YDJ-Light Company | YDJ | 10023-35 |  | 23 | 1600 | 10000 | 3500 | Bare-Mini-Spiral |  | 2010-06-14
Fujian YDJ-Light Company | YDJ | 10023-65 |  | 23 | 1450 | 10000 | 6500 | Bare-spiral |  | 2010-07-15
Fujian YDJ-Light Company | YDJ | 10026-27 |  | 26 | 1720 | 10000 | 2700 | Bare-spiral |  | 2010-06-11
Fujian YDJ-Light Company | YDJ | 10026-35 |  | 26 | 1670 | 10000 | 3500 | Bare-Mini-Spiral |  | 2010-06-15
Fujian YDJ-Light Company | YDJ | 100401 |  | 10 | 616 | 8000 | 2700 | Bare-Mini-Spiral |  | 2006-03-06
Fujian YDJ-Light Company | YDJ | 101101 |  | 10 | 700 | 12000 | 2700 | Bare-spiral |  | 2009-09-22
Fujian YDJ-Light Company | YDJ | 12005-27 |  | 5 | 300 | 12000 | 2700 | Bare-spiral |  | 2010-09-07
Fujian YDJ-Light Company | YDJ | 12010-27 |  | 10 | 685 | 12000 | 2700 | Bare-Mini-Spiral |  | 2009-06-24
Fujian YDJ-Light Company | YDJ | 12010-35 |  | 10 | 650 | 12000 | 3500 | Bare-spiral |  | 2009-09-15
Fujian YDJ-Light Company | YDJ | 12010-65 |  | 10 | 600 | 12000 | 6500 | Bare-spiral |  | 2010-09-14
Fujian YDJ-Light Company | YDJ | 12013 | 12013 | 13 | 820 | 12000 | 2700 | Bare-Mini-Spiral |  | 2007-05-18
Fujian YDJ-Light Company | YDJ | 12013-27 |  | 13 | 935 | 12000 | 2700 | Bare-spiral |  | 2010-11-19
Fujian YDJ-Light Company | YDJ | 12013-30 |  | 13 | 785 | 12000 | 3000 | Bare-Mini-Spiral |  | 2009-06-24
Fujian YDJ-Light Company | YDJ | 12013-35 |  | 13 | 800 | 12000 | 3500 | Bare-spiral |  | 2009-10-22
Fujian YDJ-Light Company | YDJ | 12013-65 |  | 13 | 800 | 12000 | 6500 | Bare-spiral |  | 2010-08-04
Fujian YDJ-Light Company | YDJ | 12015-27 |  | 15 | 935 | 12000 | 2700 | Bare-spiral |  | 2011-01-13
Fujian YDJ-Light Company | YDJ | 12015-35 |  | 15 | 940 | 12000 | 3500 | Bare-spiral |  | 2009-09-15
Fujian YDJ-Light Company | YDJ | 12020 | 12020 | 20 | 1290 | 12000 | 2700 | Bare-spiral |  | 2007-05-18
Fujian YDJ-Light Company | YDJ | 12020-30 |  | 20 | 1332 | 12000 | 3000 | Bare-Mini-Spiral |  | 2009-06-24
Fujian YDJ-Light Company | YDJ | 12020-35 |  | 20 | 1360 | 12000 | 3500 | Bare-spiral |  | 2009-07-08
Fujian YDJ-Light Company | YDJ | 12023 | 12023 | 23 | 1660 | 12000 | 2700 | Bare-spiral |  | 2007-05-05
Fujian YDJ-Light Company | YDJ | 12023-27 |  | 23 | 1640 | 12000 | 2700 | Bare-spiral |  | 2011-01-10
Fujian YDJ-Light Company | YDJ | 12023-30 |  | 23 | 1598 | 12000 | 3000 | Bare-Mini-Spiral |  | 2009-06-24
Fujian YDJ-Light Company | YDJ | 12023-35 |  | 23 | 1585 | 12000 | 3500 | Bare-spiral |  | 2009-07-08
Fujian YDJ-Light Company | YDJ | 12023-65 |  | 23 | 1416 | 12000 | 6500 | Bare-Mini-Spiral |  | 2009-06-24
Fujian YDJ-Light Company | YDJ | 12026-27 |  | 26 | 1720 | 12000 | 2700 | Bare-spiral |  | 2009-08-14
Fujian YDJ-Light Company | YDJ | 12026-30 |  | 26 | 1663 | 12000 | 3000 | Bare-spiral |  | 2009-08-14
Fujian YDJ-Light Company | YDJ | 12026-35 |  | 26 | 1600 | 12000 | 3500 | Bare-spiral |  | 2010-09-14
Fujian YDJ-Light Company | YDJ | 12030-35 |  | 30 | 2000 | 12000 | 3500 | Bare-spiral |  | 2010-10-06
Fujian YDJ-Light Company | YDJ | 12040-30 |  | 40 | 2700 | 12000 | 3000 | Bare-spiral |  | 2010-10-06
Fujian YDJ-Light Company | YDJ | 12110-65 |  | 10 | 650 | 12000 | 6500 | Bare-spiral |  | 2011-01-10
Fujian YDJ-Light Company | YDJ | 12113-27 |  | 13 | 820 | 12000 | 2700 | Bare-spiral |  | 2010-12-08
Fujian YDJ-Light Company | YDJ | 12113-65 |  | 13 | 800 | 12000 | 6500 | Bare-spiral |  | 2011-01-10
Fujian YDJ-Light Company | YDJ | 12120-65 |  | 20 | 1300 | 12000 | 6500 | Bare-spiral |  | 2011-01-10
Fujian YDJ-Light Company | YDJ | 12123-65 |  | 23 | 1600 | 12000 | 6500 | Bare-spiral |  | 2011-01-10
Fujian YDJ-Light Company | YDJ | 12126-65 |  | 26 | 1750 | 12000 | 6500 | Bare-spiral |  | 2011-01-10
Fujian YDJ-Light Company | YDJ | 13010 |  | 13 | 820 | 10000 | 2700 | Bare-Mini-Spiral |  | 2006-11-16
Fujian YDJ-Light Company | YDJ | 130401 |  | 13 | 830 | 8000 | 2700 | Bare-spiral |  | 2009-04-29
Fujian YDJ-Light Company | YDJ | 131001 | 12013 | 13 | 820 | 12000 | 2700 | Bare-Mini-Spiral |  | 2009-05-13
Fujian YDJ-Light Company | YDJ | 140701 | 140701 | 14 | 855 | 10000 | 2700 | Covered A-line |  | 2006-10-06
Fujian YDJ-Light Company | YDJ | 15010 |  | 15 | 1000 | 10000 | 2700 | Bare-Mini-Spiral |  | 2006-11-16
Fujian YDJ-Light Company | YDJ | 15010-27 |  | 10 | 600 | 15000 | 2700 | Bare-spiral |  | 2010-08-04
Fujian YDJ-Light Company | YDJ | 15013 |  | 13 | 900 | 15000 | 2700 | Bare-spiral |  | 2009-09-22
Fujian YDJ-Light Company | YDJ | 15013-27 |  | 13 | 825 | 15000 | 2700 | Bare-spiral |  | 2010-08-24
Fujian YDJ-Light Company | YDJ | 15013-65 |  | 13 | 800 | 15000 | 6500 | Bare-spiral |  | 2010-10-25
Fujian YDJ-Light Company | YDJ | 15015-27 |  | 15 | 950 | 15000 | 2700 | Bare-spiral |  | 2011-01-13
Fujian YDJ-Light Company | YDJ | 15020-30 |  | 20 | 1300 | 15000 | 3000 | Bare-spiral |  | 2010-09-14
Fujian YDJ-Light Company | YDJ | 15023-30 |  | 23 | 1600 | 15000 | 3000 | Bare-spiral |  | 2010-09-14
Fujian YDJ-Light Company | YDJ | 15023-35 |  | 23 | 1600 | 15000 | 3500 | Bare-spiral |  | 2010-08-04
Fujian YDJ-Light Company | YDJ | 15023-65 |  | 23 | 1450 | 15000 | 6500 | Bare-spiral |  | 2010-08-18
Fujian YDJ-Light Company | YDJ | 15026-27 |  | 26 | 1720 | 15000 | 2700 | Bare-spiral |  | 2010-08-04
Fujian YDJ-Light Company | YDJ | 15026-30 |  | 26 | 1660 | 15000 | 3000 | Bare-spiral |  | 2010-09-14
Fujian YDJ-Light Company | YDJ | 15030-35 |  | 30 | 2000 | 15000 | 3500 | Bare-spiral |  | 2010-10-25
Fujian YDJ-Light Company | YDJ | 150401 |  | 15 | 958 | 8000 | 2700 | Bare-Mini-Spiral |  | 2006-03-06
Fujian YDJ-Light Company | YDJ | 150901/HPF |  | 15 | 957 | 15000 | 2700 | Bare-spiral |  | 2009-04-15
Fujian YDJ-Light Company | YDJ | 15126-27 |  | 26 | 1796 | 15000 | 2700 | Bare-spiral |  | 2011-01-13
Fujian YDJ-Light Company | YDJ | 20010 |  | 20 | 1290 | 10000 | 2700 | Bare-spiral |  | 2006-11-16
Fujian YDJ-Light Company | YDJ | 200101 |  | 20 | 1299 | 8000 | 2700 | Bare-spiral |  | 2006-03-06
Fujian YDJ-Light Company | YDJ | 200201/HPF |  | 20 | 1427 | 15000 | 2700 | Bare-spiral |  | 2009-04-13
Fujian YDJ-Light Company | YDJ | 201201 |  | 20 | 1451 | 15000 | 2700 | Bare-spiral |  | 2009-03-12
Fujian YDJ-Light Company | YDJ | 23010 | 23010 | 23 | 1660 | 10000 | 2700 | Bare-spiral |  | 2006-12-11
Fujian YDJ-Light Company | YDJ | 230101 |  | 23 | 1674 | 10000 | 2700 | Bare-spiral |  | 2009-09-08
Fujian YDJ-Light Company | YDJ | 230201/HPF |  | 23 | 1686 | 15000 | 2700 | Bare-spiral |  | 2009-04-13
Fujian YDJ-Light Company | YDJ | 231201 |  | 23 | 1678 | 15000 | 2700 | Bare-spiral |  | 2009-03-12
Fujian YDJ-Light Company | YDJ | 250101 |  | 25 | 1725 | 10000 | 2700 | Bare-spiral |  | 2009-04-15
Fujian YDJ-Light Company | YDJ | 260101 |  | 26 | 1655 | 10000 | 2700 | Bare-spiral |  | 2005-04-20
Fujian YDJ-Light Company | YDJ | 330501 | 330501 | 1933-12-22 | 2225 | 10000 | 2700 | Bare-spiral | Three-way | 2006-12-11
Fujian YDJ-Light Company | YDJ | 330502-30 |  | 1933-12-22 | 2150 | 10000 | 3000 | Bare-spiral | Three-way | 2010-12-15
Fujian YDJ-Light Company | YDJ | 330503 |  | 1933-12-22 | 2150 | 10000 | 3000 | Bare-spiral | Three-way | 2009-08-10
Fujian YDJ-Light Company | YDJ | 400501 |  | 20/30/40 | 2650 | 10000 | 2700 | Bare-spiral | Three-way | 2009-10-22
Fujian YDJ-Light Company | YDJ | 650601 |  | 65 | 4450 | 12000 | 4100 | Bare-spiral |  | 2009-09-22
Fujian YDJ-Light Company | YDJ | SSS30-27 |  | 30 | 2050 | 15000 | 2700 | Bare-spiral |  | 2009-07-29
Fujian YDJ-Light Company | YDJ | SSS30-30 |  | 30 | 2080 | 10000 | 3000 | Bare-spiral |  | 2009-07-07
Fujian YDJ-Light Company | YDJ | SSS30-35 |  | 30 | 1950 | 10000 | 3500 | Bare-spiral |  | 2009-09-23
Fujian YDJ-Light Company | YDJ | SSS30/50K |  | 30 | 2039 | 10000 | 5000 | Bare-spiral |  | 2009-04-28
Fujian YDJ-Light Company | YDJ | SSS40-27 |  | 40 | 2820 | 10000 | 2700 | Bare-spiral |  | 2009-08-05
Fujian YDJ-Light Company | YDJ | SSS40-30 |  | 40 | 2640 | 10000 | 3000 | Bare-spiral |  | 2009-09-15
Fujian YDJ-Light Company | YDJ | T21001 |  | 10 | 600 | 8000 | 2700 | Bare-Mini-Spiral |  | 2006-07-17
Fujian YDJ-Light Company | YDJ | T21301 |  | 13 | 800 | 8000 | 2700 | Bare-Mini-Spiral |  | 2006-07-17
Fujian YDJ-Light Company | YDJ | T21501 | T21501 | 15 | 950 | 8000 | 2700 | Bare-Mini-Spiral |  | 2006-09-20
Fujian YDJ-Light Company | YDJ | T22001 |  | 20 | 1280 | 8000 | 2700 | Bare-spiral |  | 2006-07-17
Fujian YDJ-Light Company | YDJ | T22301 | T22301 | 23 | 1600 | 8000 | 2700 | Bare-spiral |  | 2006-09-20
Fujian YDJ-Light Company | YDJ | YDJ-15E |  | 15 | 900 | 10000 | 2700 | Bare-spiral |  | 2002-06-01
Fujian YDJ-Light Company | YDJ | YDJ-20D/1 |  | 20 | 1230 | 10000 | 2700 | Bare-spiral |  | 2002-04-22
Fujian YDJ-Light Company | YDJ | YDJ-25D/1 |  | 25 | 1750 | 10000 | 2700 | Bare-spiral |  | 2009-07-14
GE Appliances and Lighting | General Electric | FAM147-FLE13/8PK | 31064 | 13 | 825 | 8000 | 2700 | Bare-spiral |  | 2005-03-02
GE Appliances and Lighting | General Electric | FAM147FLE13HT36P | 20737 | 13 | 825 | 8000 | 2700 | Bare-Mini-Spiral |  | 2003-08-18
GE Appliances and Lighting | General Electric | FLE10HT10KBX3 | 65168 | 10 | 520 | 10000 | 2700 | Bare-spiral |  | 2011-10-14
GE Appliances and Lighting | General Electric | FLE10HT2/2 | 85382; 85389 | 10 | 580 | 12000 | 2700 | Bare-Mini-Spiral |  | 2006-07-19
GE Appliances and Lighting | General Electric | FLE10HT2/2/D | 01111; 01157; 73441; 62948 | 10 | 550 | 12000 | 6500 | Bare-Mini-Spiral |  | 2009-07-27
GE Appliances and Lighting | General Electric | FLE10HT2/6H/CW | 72468 | 10 | 580 | 8000 | 4100 | Bare-Mini-Spiral |  | 2010-04-02
GE Appliances and Lighting | General Electric | FLE10HT2/6H/D | 72471, 78546 | 10 | 550 | 8000 | 6500 | Bare-Mini-Spiral |  | 2010-04-02
GE Appliances and Lighting | General Electric | FLE10HT2/6H/SW | 72465; 73634 | 10 | 580 | 8000 | 2700 | Bare-Mini-Spiral |  | 2008-01-07
GE Appliances and Lighting | General Electric | FLE10HT3/2 | 97688 | 10 | 520 | 10000 | 2700 | Bare-Mini-Spiral |  | 2006-12-12
GE Appliances and Lighting | General Electric | FLE10HT3/2 | 15829; 49807; 90065; 00728; 00349; 73156; 00817; 74196; 74197; 72931; 77004; 01031; 77671 | 10 | 520 | 8000 | 2700 | Bare-Mini-Spiral |  | 2006-12-12
GE Appliances and Lighting | General Electric | FLE10HT3/2/841 | 25182 | 10 | 520 | 8000 | 4100 | Bare-Mini-Spiral |  | 2004-09-17
GE Appliances and Lighting | General Electric | FLE10HT3/2/D | 89082; 85393; 00403; 01070; 73434 | 10 | 490 | 8000 | 6500 | Bare-Mini-Spiral |  | 2006-12-13
GE Appliances and Lighting | General Electric | FLE10HT3/2/D/BX3 | 61587, 64004 | 10 | 490 | 10000 | 6500 | Bare-spiral |  | 2010-12-13
GE Appliances and Lighting | General Electric | FLE10HT3/2/XL | 47430; 49671; 80936; 00450; 00695; 75372; | 10 | 550 | 12000 | 2700 | Bare-Mini-Spiral |  | 2005-06-07
GE Appliances and Lighting | General Electric | FLE10HT3/2/XL/841 | 77415 | 10 | 530 | 12000 | 4100 | Bare-Mini-Spiral |  | 2009-07-24
GE Appliances and Lighting | General Electric | FLE10HT3/3 | 49807 | 10 | 520 | 8000 | 2700 | Bare-Mini-Spiral |  | 2007-07-12
GE Appliances and Lighting | General Electric | FLE10HT3/5 | 15829; 49906 | 10 | 520 | 8000 | 2700 | Bare-Mini-Spiral |  | 2005-10-28
GE Appliances and Lighting | General Electric | FLE10T3SW/CD4/TP | 62821 | 10 | 520 | 10000 | 2700 | Bare-spiral |  | 2011-01-20
GE Appliances and Lighting | General Electric | FLE11/2/A17XL | 47486; 49687; 87809; 00682; 00696; 71992; 00532; 00570 | 11 | 550 | 10000 | 2700 | Covered A-line |  | 2005-06-13
GE Appliances and Lighting | General Electric | FLE11/2/A17XL/F/CB/D | 78941; 78942 | 11 | 460 | 10000 | 6500 | Covered A-line |  | 2010-05-18
GE Appliances and Lighting | General Electric | FLE11/2/A17XL/F/CB/SW | 78937, 78938 | 11 | 505 | 10000 | 2700 | Covered A-line |  | 2010-03-04
GE Appliances and Lighting | General Electric | FLE11/2/A17XL/F/D | 78939, 78940 | 11 | 460 | 10000 | 6500 | Covered A-line |  | 2010-04-02
GE Appliances and Lighting | General Electric | FLE11/2/A19XL | 89622 | 11 | 500 | 10000 | 2700 | Covered A-line |  | 2006-11-02
GE Appliances and Lighting | General Electric | FLE11/2/G25XL | 47484; 85392; 89096, 90069; 00572; 00575 | 11 | 500 | 10000 | 2700 | Covered globe |  | 2005-06-13
GE Appliances and Lighting | General Electric | FLE11/2/G25XL/D | 78946, 78947 | 11 | 450 | 10000 | 6500 | Covered globe |  | 2010-01-27
GE Appliances and Lighting | General Electric | FLE11/2/R20/SW | 24691 | 11 | 380 | 6000 | 2700 | Covered reflector |  | 2004-09-16
GE Appliances and Lighting | General Electric | FLE11/2/R20XL | 47477, 80892, 90067, 00684; 73795; 00820; 00857; 01116; 76131 | 11 | 400 | 10000 | 2700 | Covered reflector |  | 2010-02-19
GE Appliances and Lighting | General Electric | FLE11/2/R20XL/D | 78948, 78949 | 11 | 370 | 10000 | 6500 | Covered reflector |  | 2010-01-27
GE Appliances and Lighting | General Electric | FLE11/2/T14XL | 89631 | 11 | 500 | 10000 | 2700 | Covered bullet |  | 2006-10-17
GE Appliances and Lighting | General Electric | FLE11/2/TC14/SW/CD | 49894, 00507 | 11 | 500 | 6000 | 2700 | Covered-post |  | 2011-01-20
GE Appliances and Lighting | General Electric | FLE13HT10KBX3 | 65169 | 13 | 825 | 10000 | 2700 | Bare-spiral |  | 2011-10-12
GE Appliances and Lighting | General Electric | FLE13HT2/2 | 85383; 85390; 00709; 00711; 86256; 00460 | 13 | 870 | 12000 | 2700 | Bare-Mini-Spiral |  | 2006-10-17
GE Appliances and Lighting | General Electric | FLE13HT2/2/CAND | 75368; 01194 | 13 | 850 | 8000 | 2700 | Bare-Mini-Spiral |  | 2009-07-13
GE Appliances and Lighting | General Electric | FLE13HT2/2/D | 01158; 01112; 73442; 62949 | 13 | 825 | 12000 | 6500 | Bare-Mini-Spiral |  | 2009-07-28
GE Appliances and Lighting | General Electric | FLE13HT2/6H/CW | 72469; 01107 | 13 | 870 | 8000 | 4100 | Bare-spiral |  | 2010-04-16
GE Appliances and Lighting | General Electric | FLE13HT2/6H/D | 01106, 72472, 78547 | 13 | 825 | 8000 | 6500 | Bare-spiral |  | 2010-04-16
GE Appliances and Lighting | General Electric | FLE13HT2/6H/SW | 72466; 73635 | 13 | 870 | 8000 | 2700 | Bare-spiral |  | 2010-04-19
GE Appliances and Lighting | General Electric | FLE13HT3/2 | 97659; 97689; 73542; 61228; 00854 | 13 | 825 | 10000 | 2700 | Bare-Mini-Spiral |  | 2008-01-03
GE Appliances and Lighting | General Electric | FLE13HT3/2/6H | 71766; 71777 | 13 | 900 | 8000 | 2700 | Bare-Mini-Spiral |  | 2010-04-16
GE Appliances and Lighting | General Electric | FLE13HT3/2/SW | 16460; 00326; 16459; 21760; 49586; 85939; 97659; 00320; 00716; 00809; 00818; 97384; 97385; 97133; 74198; 74199; 73696; 01025; 77005; 78548; 61279; 61480; 62589; 77672 | 13 | 825 | 8000 | 2700 | Bare-Mini-Spiral |  | 2003-08-18
GE Appliances and Lighting | General Electric | FLE13HT3/3 | 49586, 97659, 31064 | 13 | 825 | 8000 | 2700 | Bare-Mini-Spiral |  | 2007-03-02
GE Appliances and Lighting | General Electric | FLE13HT3/5 | 16460 | 13 | 825 | 8000 | 2700 | Bare-Mini-Spiral |  | 2005-10-28
GE Appliances and Lighting | General Electric | FLE13HT3/6H/S | 71763 | 13 | 855 | 8000 | 5000 | Bare-Mini-Spiral |  | 2010-03-12
GE Appliances and Lighting | General Electric | FLE13T3SW/CD4/TP | 62822 | 13 | 825 | 10000 | 2700 | Bare-spiral |  | 2011-01-20
GE Appliances and Lighting | General Electric | FLE14/2/A21/SW/CD | 49890 | 14 | 800 | 6000 | 2600 | Covered A-line |  | 2001-09-29
GE Appliances and Lighting | General Electric | FLE14/2/TC16 | 85384, 01019 | 14 | 750 | 10000 | 2700 | Covered-post |  | 2008-10-16
GE Appliances and Lighting | General Electric | FLE14/3/R20 | 73161; 73160 | 14 | 500 | 8000 | 2700 | Covered reflector |  | 2008-05-02
GE Appliances and Lighting | General Electric | FLE15/2/A19XL | 89632; 71876; 72609; 72679; 74879; 74878 | 15 | 825 | 10000 | 2700 | Covered A-line |  | 2006-10-18
GE Appliances and Lighting | General Electric | FLE15/2/A21XL | 47487 | 15 | 800 | 10000 | 2700 | Covered A-line |  | 2010-03-11
GE Appliances and Lighting | General Electric | FLE15/2/DV/R30 | 21709; FLE15/2/DV/R30SWCD, 21710; 71277; 71330; 00367; 00863; 98284; 01114; 62825 | 15 | 720 | 6000 | 2700 | Covered reflector | Dimmable | 2004-01-14
GE Appliances and Lighting | General Electric | FLE15/2/G25/XL | 47485; 89633; 00785; 01011; 76132 | 15 | 800 | 10000 | 2700 | Covered globe |  | 2006-10-17
GE Appliances and Lighting | General Electric | FLE15/2/R30/SW/CD | 20708; FLE15/2/R30, 28909 (3pk); FLE15/2/R30/UTCD, 49610 | 15 | 720 | 8000 | 2700 | Covered reflector |  | 2004-01-14
GE Appliances and Lighting | General Electric | FLE15/2/R30XL | 47478; 00683; 80893; 73793; 72984; 01115; 00856; 71276; 62826 | 15 | 750 | 10000 | 2700 | Covered reflector |  | 2005-06-13
GE Appliances and Lighting | General Electric | FLE15/2/R30XL/D | 78950, 78951 | 15 | 650 | 10000 | 6500 | Covered reflector |  | 2010-01-27
GE Appliances and Lighting | General Electric | FLE15HT3/2/841 | 25183; 61166 | 15 | 950 | 8000 | 4100 | Bare-Mini-Spiral |  | 2004-09-17
GE Appliances and Lighting | General Electric | FLE15HT3/2/CVG/827 | 78961 | 15 | 920 | 8000 | 2700 | Bare-spiral |  | 2010-02-17
GE Appliances and Lighting | General Electric | FLE15HT3/2/D | 89091; 85394; 00791; 00461; 73435; 01071; 00699; 62110 | 15 | 900 | 8000 | 6500 | Bare-Mini-Spiral |  | 2006-12-13
GE Appliances and Lighting | General Electric | FLE15HT3/2/D/BX2/6 | 64005 | 15 | 900 | 10000 | 6500 | Bare-spiral |  | 2011-07-19
GE Appliances and Lighting | General Electric | FLE15HT3/2/DV | 89623;89619;01020 | 15 | 900 | 10000 | 2700 | Bare-spiral | Dimmable | 2006-10-16
GE Appliances and Lighting | General Electric | FLE15HT3/2/SW | 15831; FLE15HT3/2/SW/CD3PK, 00261; 01160 | 15 | 950 | 8000 | 2700 | Bare-Mini-Spiral |  | 2002-10-07
GE Appliances and Lighting | General Electric | FLE15HT3/2/XL | 47435; 49680; 80973; 00686; 00694; 71804; 71666; 80937; 75373 | 15 | 950 | 12000 | 2700 | Bare-Mini-Spiral |  | 2005-06-07
GE Appliances and Lighting | General Electric | FLE16/3/R30 | 73042; 73043; 73097 | 16 | 750 | 8000 | 2700 | Covered reflector |  | 2008-05-02
GE Appliances and Lighting | General Electric | FLE20/2/A19XL | 89634; 74191; 74192 | 20 | 1100 | 10000 | 2700 | Covered A-line |  | 2006-10-16
GE Appliances and Lighting | General Electric | FLE20/2/T19XL | 89636 | 20 | 1100 | 10000 | 2700 | Covered bullet |  | 2006-10-18
GE Appliances and Lighting | General Electric | FLE20AG21/2/SW | 74438; 74726; 74858; 01086; 01089 | 20 | 1100 | 8000 | 2700 | Covered A-line |  | 2009-04-24
GE Appliances and Lighting | General Electric | FLE20HT10KBX3 | 65170 | 20 | 1250 | 10000 | 2700 | Bare-spiral |  | 2011-10-12
GE Appliances and Lighting | General Electric | FLE20HT2/2/XL | 72875, 72880 | 20 | 1250 | 12000 | 2700 | Bare-spiral |  | 2010-02-17
GE Appliances and Lighting | General Electric | FLE20HT2/2/XL/D | 73443; 62951 | 20 | 1190 | 12000 | 6500 | Bare-spiral |  | 2010-10-19
GE Appliances and Lighting | General Electric | FLE20HT2/6H/D | 73632 | 20 | 1190 | 8000 | 6500 | Bare-spiral |  | 2010-04-16
GE Appliances and Lighting | General Electric | FLE20HT2/6H/SW | 73540; 73636 | 20 | 1250 | 8000 | 2700 | Bare-spiral |  | 2010-04-16
GE Appliances and Lighting | General Electric | FLE20HT3/2 | 97690; 61229 | 20 | 1200 | 10000 | 2700 | Bare-Mini-Spiral |  | 2002-10-07
GE Appliances and Lighting | General Electric | FLE20HT3/2/6D | 85396 | 20 | 1150 | 8000 | 6500 | Bare-Mini-Spiral |  | 2010-02-25
GE Appliances and Lighting | General Electric | FLE20HT3/2/6H | 74200 | 20 | 1200 | 8000 | 2700 | Bare-Mini-Spiral |  | 2010-02-25
GE Appliances and Lighting | General Electric | FLE20HT3/2/841 | 25186 | 20 | 1250 | 8000 | 4100 | Bare-spiral |  | 2010-03-26
GE Appliances and Lighting | General Electric | FLE20HT3/2/CVG/827 | 78962 | 20 | 1260 | 8000 | 2700 | Bare-spiral |  | 2010-03-25
GE Appliances and Lighting | General Electric | FLE20HT3/2/D | 85396; 89094 | 20 | 1150 | 8000 | 6500 | Bare-spiral |  | 2006-08-01
GE Appliances and Lighting | General Electric | FLE20HT3/2/D/BX3 | 61588, 64006 | 20 | 1200 | 10000 | 6500 | Bare-spiral |  | 2010-12-13
GE Appliances and Lighting | General Electric | FLE20HT3/2/SW | 15516; 15518; 15834; 49587; 97249; 74200; 71284; 74201; 77006; 77673; 61481 | 20 | 1200 | 8000 | 2700 | Bare-Mini-Spiral |  | 2002-10-07
GE Appliances and Lighting | General Electric | FLE20HT3/2/XL | 47442, 80888, 49684, 75374, 73863 | 20 | 1200 | 12000 | 2700 | Bare-Mini-Spiral |  | 2010-03-04
GE Appliances and Lighting | General Electric | FLE20HT3/2/XL/D | 47466, 00687, 01042 | 20 | 1200 | 12000 | 6500 | Bare-Mini-Spiral |  | 2010-04-02
GE Appliances and Lighting | General Electric | FLE20HT3/3 | 15516, 15518, 49587 | 20 | 1200 | 8000 | 2700 | Bare-Mini-Spiral |  | 2007-03-02
GE Appliances and Lighting | General Electric | FLE20HT3/5 | 15516; 15518; 49587 | 20 | 1200 | 8000 | 2700 | Bare-Mini-Spiral |  | 2008-02-13
GE Appliances and Lighting | General Electric | FLE20HT3/6H/S | 71764 | 20 | 1235 | 8000 | 5000 | Bare-Mini-Spiral |  | 2010-03-19
GE Appliances and Lighting | General Electric | FLE20T3SW/CD4/TP | 62823 | 20 | 1250 | 10000 | 2700 | Bare-spiral |  | 2011-01-20
GE Appliances and Lighting | General Electric | FLE23/2/PAR38F | 61227; 78964; 61149; 61165 | 23 | 1185 | 10000 | 2700 | Covered reflector |  | 2010-05-19
GE Appliances and Lighting | General Electric | FLE23/3/R40 | 73044 | 23 | 1200 | 8000 | 2700 | Covered reflector |  | 2008-05-02
GE Appliances and Lighting | General Electric | FLE23HT3/2/XL | 47445, 80889 | 23 | 1600 | 12000 | 2700 | Bare-Mini-Spiral |  | 2005-06-13
GE Appliances and Lighting | General Electric | FLE23HT3/3 | 72641 | 23 | 1600 | 10000 | 2700 | Bare-Mini-Spiral |  | 2008-01-03
GE Appliances and Lighting | General Electric | FLE26/2/DV/R40 | 21716; 21718; 62827 | 26 | 1260 | 6000 | 2700 | Covered reflector | Dimmable | 2010-09-13
GE Appliances and Lighting | General Electric | FLE26/2/PAR38/SW/CD | 21739; FLE26/2/PAR38/CDN, 00353 | 26 | 1200 | 6000 | 2700 | Covered reflector |  | 2010-02-04
GE Appliances and Lighting | General Electric | FLE26/2/PAR38/XL | 47483; 80895; 47770; 00688; 00529; 73157; 00859; 73796; 01117; 62829 | 26 | 1300 | 10000 | 2700 | Covered reflector |  | 2005-06-13
GE Appliances and Lighting | General Electric | FLE26/2/R40 | 21738; FLE26R40/2/CDN, 00368 | 26 | 1300 | 6000 | 2700 | Covered reflector | Dimmable | 2004-05-25
GE Appliances and Lighting | General Electric | FLE26/2/R40XL | 47479; 80894; 90066; 00689; 73792; 00864; 01172; 62828 | 26 | 1300 | 10000 | 2700 | Covered reflector |  | 2005-06-13
GE Appliances and Lighting | General Electric | FLE26/2/T21XL | 89636 | 26 | 1350 | 10000 | 2700 | Covered bullet |  | 2006-10-18
GE Appliances and Lighting | General Electric | FLE26HT10KBX3 | 65171 | 26 | 1750 | 10000 | 2700 | Bare-spiral |  | 2011-10-12
GE Appliances and Lighting | General Electric | FLE26HT2/2/XL | 0110; 01156; 72877 | 26 | 1650 | 12000 | 2700 | Bare-spiral |  | 2009-09-23
GE Appliances and Lighting | General Electric | FLE26HT2/2/XL/D | 73444, 62952 | 26 | 1625 | 12000 | 6500 | Bare-spiral |  | 2010-12-14
GE Appliances and Lighting | General Electric | FLE26HT2/6H/D | 73633 | 26 | 1600 | 8000 | 6500 | Bare-spiral |  | 2010-04-02
GE Appliances and Lighting | General Electric | FLE26HT2/6H/SW | 73637, 73631 | 26 | 1650 | 8000 | 2700 | Bare-spiral |  | 2009-07-29
GE Appliances and Lighting | General Electric | FLE26HT3/2 | 97691; 71285; 61230 | 26 | 1750 | 10000 | 2700 | Bare-Mini-Spiral |  | 2009-12-21
GE Appliances and Lighting | General Electric | FLE26HT3/2/6D | 85397 | 26 | 1600 | 8000 | 6500 | Bare-spiral |  | 2010-02-25
GE Appliances and Lighting | General Electric | FLE26HT3/2/6H | 74202 | 26 | 1750 | 8000 | 2700 | Bare-Mini-Spiral |  | 2010-02-25
GE Appliances and Lighting | General Electric | FLE26HT3/2/841 | 25195 | 26 | 1700 | 8000 | 4100 | Bare-spiral |  | 2004-09-17
GE Appliances and Lighting | General Electric | FLE26HT3/2/CVG/827 | 78963 | 26 | 1700 | 8000 | 2700 | Bare-spiral |  | 2010-03-25
GE Appliances and Lighting | General Electric | FLE26HT3/2/D | 85397; 89095; 00462; 73436; 01072; 62111 | 26 | 1600 | 8000 | 6500 | Bare-spiral |  | 2006-08-01
GE Appliances and Lighting | General Electric | FLE26HT3/2/D/BX2/6 | 64007 | 26 | 1610 | 10000 | 6500 | Bare-spiral |  | 2011-07-19
GE Appliances and Lighting | General Electric | FLE26HT3/2/D3/SW | 77123, 77124 | 13/19/26 | 1750 | 10000 | 2700 | Bare-spiral | Three-way | 2009-09-29
GE Appliances and Lighting | General Electric | FLE26HT3/2/DV | 89621; 89624; 00801 | 26 | 1700 | 10000 | 2700 | Bare-spiral | Dimmable | 2006-10-16
GE Appliances and Lighting | General Electric | FLE26HT3/2/SW | 15517; FLE26HT3/2/SW/2PK, 15519 (2-pack); FLE26HT3/2/827, 15836; FLE26HT3/2/10PK, 21845; FLE26HT3/2SW/CND, 00327; FLE26HT3/2/2P/CN 00323; FLE26HT32SWCD3PK, 00262; 47709; 97250; 00849; 74202; 74203; 73697; 97134; 01026; 77007; 77677; 61482; 72070 | 26 | 1750 | 8000 | 2700 | Bare-spiral |  | 2002-10-07
GE Appliances and Lighting | General Electric | FLE26HT3/2/XL | 47446; 49685; 80890; 00690; 00698; 75375; 73864; 01055 | 26 | 1700 | 12000 | 2700 | Bare-Mini-Spiral |  | 2005-06-13
GE Appliances and Lighting | General Electric | FLE26HT3/6H/S | 71765, 75746 | 26 | 1660 | 8000 | 5000 | Bare-Mini-Spiral |  | 2010-03-12
GE Appliances and Lighting | General Electric | FLE26T3SW/CD4/TP | 62824 | 26 | 1750 | 10000 | 2700 | Bare-spiral |  | 2011-01-20
GE Appliances and Lighting | General Electric | FLE29HLX/2/XL | 47459; 00693; 81514 | 29 | 2200 | 12000 | 2700 | Bare-spiral |  | 2010-03-01
GE Appliances and Lighting | General Electric | FLE32HLX/2/SW | 24684; 24743 (boxed) | 32 | 2200 | 8000 | 2700 | Bare-spiral |  | 2010-03-12
GE Appliances and Lighting | General Electric | FLE32HT3/2/D3/CW | 62070 | 16/25/32 | 2150 | 8000 | 4100 | Bare-spiral | Three-way | 2011-01-21
GE Appliances and Lighting | General Electric | FLE32HT3/2/D3/SW | 78952, 79455; 01374; 62590; 63482 | 16/25/32 | 2150 | 8000 | 2700 | Bare-spiral | Three-way | 2010-03-04
GE Appliances and Lighting | General Electric | FLE42HLX/2/XL | 47452; 80891; 00483; 97728 | 42 | 2700 | 12000 | 2700 | Bare-spiral |  | 2005-10-04
GE Appliances and Lighting | General Electric | FLE5/2/CAC/827 | 00373, 01009 | 5 | 200 | 6000 | 2700 | Covered-Candle |  | 2010-02-22
GE Appliances and Lighting | General Electric | FLE55HT5/2/SW | 78965 | 55 | 3860 | 8000 | 2700 | Bare-spiral |  | 2010-05-19
GE Appliances and Lighting | General Electric | FLE7/2/CAC/827 | 00374, 00574, 16103 | 7 | 370 | 6000 | 2700 | Covered-Candle |  | 2010-02-18
GE Appliances and Lighting | General Electric | FLE7/2/CAM | 16104; FLE7/2/CAM/CDN, 00372; 01008 | 7 | 370 | 6000 | 2700 | Covered-Candle |  | 2003-08-18
GE Appliances and Lighting | General Electric | FLE9/2/CAC | 74124, 85388, 01006, 16105 | 9 | 430 | 6000 | 2700 | Covered-Candle |  | 2009-12-31
GE Appliances and Lighting | General Electric | FLE9/2/CAM | 16106; FLE9/2/CAM/SW/CD, 24692; FLE9/2/CAM/CDCDN, 00347 | 9 | 430 | 6000 | 2700 | Covered-Candle |  | 2003-08-18
GE Appliances and Lighting | General Electric | FLE9/2/CAM/XL | 47488; 49688; 74123 | 9 | 430 | 10000 | 2700 | Covered-Candle |  | 2005-06-20
GE Appliances and Lighting | General Electric | FLE9/3/A17 | 73038; 73039 | 9 | 450 | 8000 | 2700 | Covered A-line |  | 2008-05-02
GE Appliances and Lighting | General Electric | FLE9/3/G18 | 74586, 74587 | 9 | 340 | 8000 | 2700 | Covered globe |  | 2011-01-20
GE Appliances and Lighting | General Electric | FLE9/3/G25 | 73040; 73041 | 9 | 495 | 8000 | 2700 | Covered globe |  | 2008-05-02
GE Appliances and Lighting | General Electric | FLE9AG19/2/SW | 74724; 01084; 01087; 74436; 74856; 63497; 63498 | 9 | 450 | 8000 | 2700 | Covered A-line |  | 2009-03-03
Germain Lighting Limited | T-LITE | LSMA-13W E26 |  | 13 | 900 | 10000 | 2700 | Bare-Mini-Spiral |  | 2009-01-05
Germain Lighting Limited | T-LITE | LSMA-9W E26 |  | 9 | 540 | 10000 | 2700 | Bare-Mini-Spiral |  | 2009-01-05
Germain Lighting Limited | T-LITE | LSMB-20W E26 |  | 20 | 1300 | 10000 | 2700 | Bare-Mini-Spiral |  | 2009-01-13
Germain Lighting Limited | T-LITE | LSMB-23W E26 |  | 23 | 1600 | 10000 | 2700 | Bare-Mini-Spiral |  | 2009-07-13
GFL Lighting Group | GFL | SSS-15D |  | 15 | 1077 | 10000 | 2700 | Bare-spiral | Dimmable | 2010-06-14
GFL Lighting Group | GFL | SSS-20D |  | 20 | 1395 | 10000 | 2700 | Bare-spiral | Dimmable | 2010-06-14
GFL Lighting Group | GFL | SSS-27D |  | 27 | 2015 | 10000 | 2700 | Bare-spiral |  | 2009-09-15
GFL Lighting Group | GFL | SSS30/35K |  | 30 | 1845 | 10000 | 3500 | Bare-spiral |  | 2006-03-23
GFL Lighting Group | GFL | SSS33-3way |  | 1933-12-22 | 2200 | 10000 | 2700 | Bare-spiral | Three-way | 2010-06-14
GFL Lighting Group | GFL | SSS40TX |  | 40 | 2600 | 10000 | 2700 | Bare-spiral |  | 2005-07-11
GFL Lighting Group | GFL | SSS40TX/35k |  | 40 | 2820 | 12000 | 3500 | Bare-spiral |  | 2008-11-05
Global Consumer Products, Inc. | Overdrive | 11W/ODR20 |  | 11 | 340 | 10000 | 2700 | Covered reflector |  | 2009-12-18
Global Consumer Products, Inc. | Overdrive | 13W/ODMS |  | 13 | 850 | 12000 | 2700 | Bare-Mini-Spiral |  | 2006-12-11
Global Consumer Products, Inc. | Overdrive | 13W/ODT2S |  | 13 | 815 | 10000 | 2700 | Bare-Mini-Spiral |  | 2007-03-21
Global Consumer Products, Inc. | Overdrive | 13W/ODT2S/41K |  | 13 | 825 | 10000 | 4100 | Bare-Mini-Spiral |  | 2007-03-21
Global Consumer Products, Inc. | Overdrive | 13W/ODT2S/41K |  | 13 | 825 | 10000 | 4100 | Bare-Mini-Spiral |  | 2007-03-21
Global Consumer Products, Inc. | Overdrive | 13W/ODT2S/50K |  | 13 | 825 | 10000 | 5000 | Bare-spiral |  | 2009-09-28
Global Consumer Products, Inc. | Overdrive | 13W/ODT2S/E12 |  | 13 | 825 | 10000 | 2700 | Bare-spiral |  | 2009-09-23
Global Consumer Products, Inc. | Overdrive | 13W/ODT2S/E12/41K |  | 13 | 825 | 10000 | 4100 | Bare-spiral |  | 2009-09-23
Global Consumer Products, Inc. | Overdrive | 15W/ODA |  | 15 | 800 | 10000 | 2700 | Covered A-line |  | 2009-07-09
Global Consumer Products, Inc. | Overdrive | 15W/ODA/41K |  | 15 | 800 | 10000 | 4100 | Covered A-line |  | 2009-09-29
Global Consumer Products, Inc. | Overdrive | 15W/ODG |  | 15 | 720 | 10000 | 2700 | Covered globe |  | 2009-05-04
Global Consumer Products, Inc. | Overdrive | 15W/ODGS |  | 15 | 820 | 10000 | 2700 | Covered globe |  | 2010-03-04
Global Consumer Products, Inc. | Overdrive | 15W/ODPAR30 |  | 15 | 700 | 10000 | 2700 | Covered reflector |  | 2009-09-29
Global Consumer Products, Inc. | Overdrive | 15W/ODPAR30/41K |  | 15 | 720 | 10000 | 4100 | Covered reflector |  | 2010-09-07
Global Consumer Products, Inc. | Overdrive | 15W/ODR30 |  | 15 | 700 | 10000 | 2700 | Covered reflector |  | 2009-05-28
Global Consumer Products, Inc. | Overdrive | 15W/ODR30/41K |  | 15 | 700 | 10000 | 4100 | Covered reflector |  | 2010-10-18
Global Consumer Products, Inc. | Overdrive | 15W/ODR30DIM |  | 15 | 610 | 6000 | 2550 | Covered reflector | Dimmable | 2006-12-14
Global Consumer Products, Inc. | Overdrive | 18W/ODT2S/27K |  | 18 | 1100 | 10000 | 2700 | Bare-spiral |  | 2008-10-30
Global Consumer Products, Inc. | Overdrive | 18W/ODT2S/41K |  | 18 | 1200 | 10000 | 4100 | Bare-spiral |  | 2009-09-28
Global Consumer Products, Inc. | Overdrive | 18W/ODT2S/50K |  | 18 | 1200 | 10000 | 5000 | Bare-spiral |  | 2009-09-28
Global Consumer Products, Inc. | Overdrive | 23W/ODMS |  | 23 | 1600 | 12000 | 2700 | Bare-Mini-Spiral |  | 2006-12-11
Global Consumer Products, Inc. | Overdrive | 23W/ODPAR38 |  | 23 | 1100 | 10000 | 2700 | Covered reflector |  | 2007-03-29
Global Consumer Products, Inc. | Overdrive | 23W/ODPAR38/41K |  | 23 | 1100 | 10000 | 4100 | Covered reflector |  | 2010-08-23
Global Consumer Products, Inc. | Overdrive | 23W/ODR40 |  | 23 | 1090 | 10000 | 2700 | Covered reflector |  | 2009-09-29
Global Consumer Products, Inc. | Overdrive | 23W/ODSPDIMN |  | 23 | 1600 | 10000 | 2700 | Bare-spiral | Dimmable | 2010-06-29
Global Consumer Products, Inc. | Overdrive | 23W/ODT2S |  | 23 | 1600 | 10000 | 2700 | Bare-spiral |  | 2009-04-30
Global Consumer Products, Inc. | Overdrive | 23W/ODT2S/41K |  | 23 | 1600 | 10000 | 4100 | Bare-spiral |  | 2009-04-30
Global Consumer Products, Inc. | Overdrive | 23W/ODT2S/50K |  | 23 | 1600 | 10000 | 5000 | Bare-spiral |  | 2009-09-28
Global Consumer Products, Inc. | Overdrive | 26W/ODMS |  | 26 | 1800 | 10000 | 2700 | Bare-spiral |  | 2009-05-04
Global Consumer Products, Inc. | Overdrive | 26W/ODSP/3WAY |  | 2026-12-20 | 1550 | 10000 | 2700 | Bare-spiral | Three-way | 2008-10-30
Global Consumer Products, Inc. | Overdrive | 26W/ODT2S |  | 26 | 1750 | 10000 | 2700 | Bare-spiral |  | 2010-09-16
Global Consumer Products, Inc. | Overdrive | 40W/ODSP |  | 40 | 2600 | 10000 | 2700 | Bare-spiral |  | 2009-09-28
Global Consumer Products, Inc. | Overdrive | 40W/ODSP/3WAY |  | 15/256/40 | 2450 | 10000 | 2700 | Bare-spiral | Three-way | 2008-10-30
Global Consumer Products, Inc. | Overdrive | 7W/ODA |  | 7 | 450 | 10000 | 2650 | Covered A-line |  | 2007-03-21
Global Consumer Products, Inc. | Overdrive | 7W/ODA/41K |  | 7 | 450 | 10000 | 4100 | Covered A-line |  | 2009-09-29
Global Consumer Products, Inc. | Overdrive | 9W/ODGS |  | 9 | 500 | 10000 | 2600 | Covered globe |  | 2006-12-12
Global Consumer Products, Inc. | Overdrive | 9W/ODT2S |  | 9 | 520 | 10000 | 2700 | Bare-Mini-Spiral |  | 2007-03-21
Global Consumer Products, Inc. | Overdrive | 9W/ODT2S |  | 9 | 520 | 10000 | 2700 | Bare-Mini-Spiral |  | 2007-03-21
Global Consumer Products, Inc. | Overdrive | 9W/ODT2S/41K |  | 9 | 520 | 10000 | 4100 | Bare-Mini-Spiral |  | 2007-03-21
Global Consumer Products, Inc. | Overdrive | 9W/ODT2S/41K |  | 9 | 520 | 10000 | 4100 | Bare-Mini-Spiral |  | 2007-03-21
Global Consumer Products, Inc. | Overdrive | 9W/ODT2S/50K |  | 9 | 570 | 10000 | 5000 | Bare-spiral |  | 2009-09-28
Globe Electric Inc. | Globe | 6 |  | 9 | 550 | 12000 | 2700 | Bare-spiral |  | 2009-12-09
Globe Electric Inc. | Globe | 7 |  | 13 | 830 | 12000 | 2700 | Bare-spiral |  | 2009-12-09
Globe Electric Inc. | Globe | 8 |  | 23 | 1600 | 12000 | 2700 | Bare-spiral |  | 2009-12-21
Globe Electric Inc. | Globe | 9 |  | 14 | 800 | 10000 | 2700 | Covered A-line |  | 2009-12-09
Globe Electric Inc. | Globe | 10 |  | 9 | 500 | 10000 | 4100 | Bare-spiral |  | 2009-12-21
Globe Electric Inc. | Globe | 10 |  | 9 | 500 | 10000 | 4100 | Bare-spiral |  | 2009-12-21
Globe Electric Inc. | Globe | 11 |  | 13 | 800 | 10000 | 4100 | Bare-spiral |  | 2009-12-21
Globe Electric Inc. | Globe | 11 |  | 13 | 800 | 10000 | 4100 | Bare-spiral |  | 2009-12-21
Globe Electric Inc. | Globe | 12 |  | 23 | 1600 | 10000 | 4100 | Bare-spiral |  | 2009-12-21
Globe Electric Inc. | Globe | 13 |  | 14 | 800 | 10000 | 4100 | Covered A-line |  | 2009-12-09
Globe Electric Inc. | Globe | 14 |  | 9 | 500 | 10000 | 4100 | Covered A-line |  | 2009-12-09
Globe Electric Inc. | Globe | 25 |  | 7 | 340 | 10000 | 2700 | Covered-Candle |  | 2009-12-21
Globe Electric Inc. | Globe | 26 |  | 7 | 340 | 10000 | 2700 | Covered-Candle |  | 2009-12-21
Globe Electric Inc. | Globe | 31 |  | 2026-12-20 | 1600 | 10000 | 2700 | Bare-spiral | Three-way | 2009-12-21
Globe Electric Inc. | Globe | 32 |  | 15/26/40 | 2600 | 10000 | 2700 | Bare-spiral | Three-way | 2009-12-21
Globe Electric Inc. | Globe | 35 |  | 23 | 1070 | 10000 | 2700 | Covered reflector |  | 2009-12-21
Globe Electric Inc. | Globe | 38 |  | 15 | 700 | 10000 | 2700 | Covered reflector |  | 2009-12-21
Globe Electric Inc. | Globe | 40 |  | 40 | 2600 | 10000 | 2700 | Bare-spiral |  | 2009-12-21
Globe Electric Inc. | Globe | 48 |  | 23 | 1600 | 12000 | 2700 | Bare-spiral |  | 2009-12-21
Globe Electric Inc. | Globe | 49 |  | 9 | 500 | 10000 | 2700 | Covered A-line |  | 2009-12-09
Globe Electric Inc. | Globe | 50 |  | 23 | 1600 | 10000 | 4100 | Bare-spiral |  | 2009-12-21
Globe Electric Inc. | Globe | 200 |  | 9 | 550 | 12000 | 2700 | Bare-Mini-Spiral |  | 2008-01-07
Globe Electric Inc. | Globe | 201 |  | 13 | 900 | 12000 | 2700 | Bare-Mini-Spiral |  | 2008-01-07
Globe Electric Inc. | Globe | 202 |  | 23 | 1600 | 12000 | 2700 | Bare-Mini-Spiral |  | 2008-01-07
Globe Electric Inc. | Globe | 20301 |  | 18 | 1200 | 10000 | 2700 | Bare-Mini-Spiral |  | 2009-06-11
Globe Electric Inc. | Globe | 210 |  | 9 | 500 | 10000 | 4100 | Bare-spiral |  | 2011-06-15
Globe Electric Inc. | Globe | 210 |  | 9 | 500 | 10000 | 4100 | Bare-spiral |  | 2009-01-05
Globe Electric Inc. | Globe | 211 |  | 13 | 900 | 12000 | 4100 | Bare-Mini-Spiral |  | 2008-01-07
Globe Electric Inc. | Globe | 212 |  | 23 | 1600 | 12000 | 4100 | Bare-spiral |  | 2009-04-21
Globe Electric Inc. | Globe | 21201 |  | 23 | 1600 | 10000 | 4100 | Bare-Mini-Spiral |  | 2009-05-21
Globe Electric Inc. | Globe | 21201 |  | 23 | 1600 | 10000 | 4100 | Bare-Mini-Spiral |  | 2009-06-11
Globe Electric Inc. | Globe | 21301 |  | 18 | 1200 | 10000 | 4100 | Bare-Mini-Spiral |  | 2009-06-26
Globe Electric Inc. | Globe | 303 |  | 9 | 500 | 10000 | 4100 | Bare-spiral |  | 2009-12-21
Globe Electric Inc. | Globe | 303 |  | 9 | 500 | 10000 | 4100 | Bare-spiral |  | 2009-12-21
Globe Electric Inc. | Globe | 304 |  | 13 | 800 | 10000 | 4100 | Bare-spiral |  | 2009-12-21
Globe Electric Inc. | Globe | 304 |  | 13 | 800 | 10000 | 4100 | Bare-spiral |  | 2009-12-21
Globe Electric Inc. | Globe | 307 |  | 9 | 550 | 12000 | 2700 | Bare-spiral |  | 2009-12-09
Globe Electric Inc. | Globe | 308 |  | 13 | 830 | 12000 | 2700 | Bare-spiral |  | 2009-12-09
Globe Electric Inc. | Globe | 351 |  | 15 | 800 | 10000 | 2700 | Covered A-line |  | 2009-12-24
Globe Electric Inc. | Globe | 400 |  | 9 | 520 | 10000 | 2700 | Bare-Mini-Spiral |  | 2008-01-07
Globe Electric Inc. | Globe | 401 |  | 13 | 830 | 10000 | 2700 | Bare-Mini-Spiral |  | 2008-01-07
Globe Electric Inc. | Globe | 402 |  | 23 | 1600 | 10000 | 2700 | Bare-Mini-Spiral |  | 2008-01-07
Globe Electric Inc. | Globe | 40201 |  | 23 | 1600 | 10000 | 2700 | Bare-Mini-Spiral |  | 2009-06-11
Globe Electric Inc. | Globe | 40301 |  | 18 | 1200 | 10000 | 2700 | Bare-Mini-Spiral |  | 2009-06-11
Globe Electric Inc. | Globe | 410 |  | 9 | 500 | 10000 | 4100 | Bare-spiral |  | 2008-12-10
Globe Electric Inc. | Globe | 411 |  | 13 | 800 | 10000 | 4100 | Bare-Mini-Spiral |  | 2008-01-07
Globe Electric Inc. | Globe | 412 |  | 23 | 1600 | 10000 | 4100 | Bare-spiral |  | 2009-04-21
Globe Electric Inc. | Globe | 41301 |  | 18 | 1200 | 10000 | 4100 | Bare-Mini-Spiral |  | 2009-06-26
Globe Electric Inc. | Globe | 501 |  | 9 | 500 | 10000 | 2700 | Covered globe |  | 2009-12-24
Globe Electric Inc. | Globe | 606 |  | 7 | 340 | 10000 | 2700 | Covered-Candle |  | 2009-12-21
Globe Electric Inc. | Globe | 607 |  | 13 | 900 | 10000 | 4100 | Bare-spiral |  | 2009-12-09
Globe Electric Inc. | Globe | 70101 |  | 13 | 880 | 10000 | 5000 | Bare-spiral |  | 2010-03-16
Globe Electric Inc. | Globe | 900 |  | 13 | 900 | 12000 | 3000 | Bare-spiral | Dimmable | 2009-06-17
Globe Electric Inc. | Globe | 903 |  | 16 | 900 | 10000 | 3000 | Covered A-line | Dimmable | 2009-06-17
Globe Electric Inc. | Globe | 905 |  | 16 | 780 | 10000 | 3000 | Covered reflector |  | 2010-02-24
Globe Electric Inc. | Globe | 1102 |  | 7 | 450 | 10000 | 2700 | Covered A-line |  | 2008-01-07
Globe Electric Inc. | Globe | 1104 |  | 9 | 500 | 10000 | 2600 | Covered globe |  | 2008-01-07
Globe Electric Inc. | Globe | 1107 |  | 2026-12-20 | 1600 | 10000 | 2700 | Bare-spiral | Three-way | 2008-01-07
Globe Electric Inc. | Globe | 110701 |  | 2026-12-20 | 1600 | 10000 | 2700 | Bare-Mini-Spiral | Three-way | 2009-05-21
Globe Electric Inc. | Globe | 1108 |  | 15/26/40 | 2600 | 10000 | 2700 | Bare-spiral |  | 2008-01-07
Globe Electric Inc. | Globe | 110801 |  | 15/26/40 | 2600 | 10000 | 2700 | Bare-Mini-Spiral | Three-way | 2009-05-21
Globe Electric Inc. | Globe | 1109 |  | 15 | 720 | 6000 | 2700 | Covered A-line |  | 2008-01-07
Globe Electric Inc. | Globe | 1110 |  | 15 | 700 | 10000 | 2700 | Covered reflector |  | 2009-07-16
Globe Electric Inc. | Globe | 1111 |  | 23 | 1070 | 10000 | 2700 | Covered reflector |  | 2008-01-07
Globe Electric Inc. | Globe | 1114 |  | 15 | 700 | 10000 | 2700 | Covered reflector |  | 2009-10-19
Globe Electric Inc. | Globe | 1128 |  | 9 | 500 | 10000 | 2600 | Covered globe |  | 2008-01-07
Globe Electric Inc. | Globe | 1402 |  | 23 | 1600 | 10000 | 2700 | Bare-spiral |  | 2009-01-05
Globe Electric Inc. | Globe | 171201 |  | 13 | 900 | 10000 | 5000 | Bare-spiral |  | 2010-08-24
Globe Electric Inc. | Globe | 2109 |  | 7 | 450 | 10000 | 2700 | Covered A-line |  | 2009-02-13
Globe Electric Inc. | Globe | 2402 |  | 23 | 1600 | 10000 | 4100 | Bare-spiral |  | 2009-04-21
Globe Electric Inc. | Globe | 7122 | 07221 (3-pack) | 9 | 500 | 10000 | 2700 | Covered globe |  | 2004-03-16
Globe Electric Inc. | Globe | 7198 |  | 14 | 700 | 10000 | 4100 | Covered reflector |  | 2009-12-09
Globe Electric Inc. | Globe | 7219 |  | 9 | 500 | 10000 | 2700 | Covered globe
Globe Electric Inc. | Globe | 7221 |  | 9 | 500 | 10000 | 2700 | Covered globe |  | 2008-01-07
Globe Electric Inc. | Globe | 7307 |  | 26 | 1560 | 6000 | 2700 | Bare-spiral | Dimmable | 2002-09-23
Globe Electric Inc. | Globe | 7371 |  | 15 | 690 | 10000 | 2700 | Covered reflector |  | 2001-09-26
Globe Electric Inc. | Globe | 737101 |  | 15 | 700 | 10000 | 2700 | Covered reflector |  | 2009-07-28
Globe Electric Inc. | Globe | 7432 | 27432 (2-pack); 37432 (3-pack) | 7 | 385 | 6000 | 2700 | Covered A-line |  | 2002-09-23
Globe Electric Inc. | Globe | 744201 |  | 23 | 1070 | 10000 | 2700 | Covered reflector |  | 2009-08-26
Globe Electric Inc. | Globe | 749701 | 8870301 | 13 | 800 | 10000 | 2700 | Bare-Mini-Spiral |  | 2008-04-09
Globe Electric Inc. | Globe | 750201 |  | 13 | 830 | 10000 | 2700 | Bare-Mini-Spiral |  | 2008-08-19
Globe Electric Inc. | Globe | 750601 |  | 23 | 1600 | 10000 | 2700 | Bare-Mini-Spiral |  | 2008-05-20
Globe Electric Inc. | Globe | 7510 |  | 13 | 800 | 10000 | 2700 | Bare-Mini-Spiral |  | 2007-11-21
Globe Electric Inc. | Globe | 751001 |  | 13 | 800 | 10000 | 2700 | Bare-Mini-Spiral |  | 2007-11-30
Globe Electric Inc. | Globe | 7512 | 27512; 37512 | 9 | 500 | 10000 | 2700 | Bare-Mini-Spiral
Globe Electric Inc. | Globe | 751201 |  | 9 | 500 | 10000 | 2700 | Bare-spiral |  | 2010-02-16
Globe Electric Inc. | Globe | 7514 | 27514 (2-pack), 37514 (3-pack) | 13 | 800 | 10000 | 2700 | Bare-Mini-Spiral |  | 2001-09-26
Globe Electric Inc. | Globe | 751501 |  | 20 | 1200 | 10000 | 2700 | Bare-Mini-Spiral |  | 2008-08-27
Globe Electric Inc. | Globe | 7516 | 27516 (2-pack); 37516 (3-pack) | 23 | 1600 | 10000 | 2700 | Bare-Mini-Spiral |  | 2005-10-02
Globe Electric Inc. | Globe | 760201 |  | 13 | 830 | 10000 | 2700 | Bare-spiral |  | 2008-10-15
Globe Electric Inc. | Globe | 766501 |  | 18 | 1200 | 10000 | 2700 | Bare-Mini-Spiral |  | 2009-06-11
Globe Electric Inc. | Globe | 768101 |  | 7 | 450 | 10000 | 2700 | Covered A-line |  | 2008-11-19
Globe Electric Inc. | Globe | 7904 |  | 2026-12-20 | 1560 | 6000 | 2700 | Bare-spiral | Three-way | 2002-12-31
Globe Electric Inc. | Globe | 790401 |  | 2026-12-20 | 1600 | 10000 | 2700 | Bare-spiral | Three-way | 2009-07-08
Globe Electric Inc. | Globe | 7905 |  | 15/26/40 | 2600 | 10000 | 2800 | Bare-spiral | Three-way | 2007-09-12
Globe Electric Inc. | Globe | 790501 |  | 15/26/40 | 2600 | 10000 | 2700 | Bare-spiral | Three-way | 2009-07-08
Globe Electric Inc. | Globe | 14820 |  | 13 | 800 | 10000 | 2700 | Bare-Mini-Spiral |  | 2008-05-13
Globe Electric Inc. | Globe | 2406701 |  | 7 | 830 | 10000 | 2700 | Bare-spiral |  | 2009-07-16
Globe Electric Inc. | Globe | 2407301 |  | 13 | 800 | 10000 | 4100 | Bare-spiral |  | 2010-02-24
Globe Electric Inc. | Globe | 2407401 |  | 13 | 800 | 10000 | 4100 | Bare-spiral |  | 2010-07-29
Globe Electric Inc. | Globe | 2407401 |  | 13 | 800 | 10000 | 4100 | Bare-spiral |  | 2010-07-29
Globe Electric Inc. | Globe | 2407501 |  | 18 | 1200 | 10000 | 2700 | Bare-spiral |  | 2009-05-28
Globe Electric Inc. | Globe | 2407601 |  | 18 | 1200 | 10000 | 4100 | Bare-Mini-Spiral |  | 2008-08-07
Globe Electric Inc. | Globe | 2407701 |  | 18 | 1200 | 10000 | 2700 | Bare-spiral |  | 2009-05-28
Globe Electric Inc. | Globe | 2407801 |  | 18 | 1200 | 10000 | 4100 | Bare-Mini-Spiral |  | 2008-08-07
Globe Electric Inc. | Globe | 2408101 |  | 23 | 1600 | 10000 | 4100 | Bare-spiral |  | 2009-04-21
Globe Electric Inc. | Globe | 2408401 |  | 13 | 800 | 10000 | 4100 | Bare-spiral |  | 2010-02-24
Globe Electric Inc. | Globe | 25512 |  | 9 | 500 | 10000 | 2700 | Bare-Mini-Spiral |  | 2005-09-01
Globe Electric Inc. | Globe | 25514 |  | 13 | 800 | 10000 | 2700 | Bare-Mini-Spiral |  | 2005-09-01
Globe Electric Inc. | Globe | 25516 |  | 23 | 1600 | 10000 | 2700 | Bare-Mini-Spiral |  | 2005-09-01
Globe Electric Inc. | Globe | 27371 |  | 15 | 520 | 6000 | 2700 | Covered reflector |  | 2004-01-15
Globe Electric Inc. | Globe | 2737101 |  | 15 | 700 | 10000 | 2700 | Covered reflector |  | 2009-07-28
Globe Electric Inc. | Globe | 2750101 |  | 13 | 830 | 10000 | 2700 | Bare-spiral |  | 2010-02-24
Globe Electric Inc. | Globe | 2751501 |  | 20 | 1200 | 10000 | 2700 | Bare-Mini-Spiral |  | 2008-08-27
Globe Electric Inc. | Globe | 27516 |  | 23 | 1600 | 10000 | 2700 | Bare-Mini-Spiral |  | 2007-09-11
Globe Electric Inc. | Globe | 2760201 |  | 13 | 830 | 10000 | 2700 | Bare-Mini-Spiral |  | 2008-08-26
Globe Electric Inc. | Globe | 27604 |  | 23 | 1600 | 12000 | 2700 | Bare-Mini-Spiral |  | 2008-02-15
Globe Electric Inc. | Globe | 2760501 |  | 18 | 1200 | 10000 | 2700 | Bare-spiral |  | 2009-12-03
Globe Electric Inc. | Globe | 28522 |  | 9 | 500 | 8000 | 2700 | Bare-Mini-Spiral |  | 2008-03-28
Globe Electric Inc. | Globe | 28524 |  | 13 | 800 | 10000 | 2700 | Bare-Mini-Spiral |  | 2008-03-28
Globe Electric Inc. | Globe | 28524 | 28524 | 13 | 800 | 10000 | 2700 | Bare-Mini-Spiral |  | 2007-08-08
Globe Electric Inc. | Globe | 2852401 |  | 13 | 800 | 10000 | 2700 | Bare-Mini-Spiral |  | 2007-11-30
Globe Electric Inc. | Globe | 2852401 | 2852401 | 13 | 800 | 10000 | 2700 | Bare-Mini-Spiral |  | 2007-08-08
Globe Electric Inc. | Globe | 28526 |  | 23 | 1600 | 10000 | 2700 | Bare-Mini-Spiral |  | 2008-03-28
Globe Electric Inc. | Globe | 28526 | 28526 | 23 | 1600 | 10000 | 2700 | Bare-Mini-Spiral |  | 2007-08-08
Globe Electric Inc. | Globe | 2852601 | 2852601 | 23 | 1600 | 10000 | 2700 | Bare-Mini-Spiral |  | 2007-08-08
Globe Electric Inc. | Globe | 28600 |  | 9 | 500 | 10000 | 4100 | Bare-Mini-Spiral |  | 2011-06-15
Globe Electric Inc. | Globe | 28600 |  | 9 | 500 | 10000 | 4100 | Bare-Mini-Spiral |  | 2008-02-15
Globe Electric Inc. | Globe | 2860401 |  | 23 | 1600 | 10000 | 4100 | Bare-spiral |  | 2009-04-21
Globe Electric Inc. | Globe | 3021601 | 3021901, 3031901, 8129201 | 13 | 900 | 12000 | 2700 | Bare-spiral |  | 2010-12-16
Globe Electric Inc. | Globe | 3021701 | 3021801 | 13 | 900 | 12000 | 2700 | Bare-spiral |  | 2010-12-16
Globe Electric Inc. | Globe | 3560901 |  | 2026-12-20 | 1600 | 10000 | 2700 | Bare-spiral | Three-way | 2010-02-16
Globe Electric Inc. | Globe | 37371 |  | 15 | 700 | 10000 | 2700 | Covered reflector |  | 2009-07-28
Globe Electric Inc. | Globe | 37601 |  | 9 | 520 | 10000 | 2700 | Bare-Mini-Spiral |  | 2008-01-07
Globe Electric Inc. | Globe | 37603 |  | 13 | 830 | 10000 | 2700 | Bare-Mini-Spiral |  | 2008-01-07
Globe Electric Inc. | Globe | 37605 |  | 23 | 1600 | 10000 | 2700 | Bare-Mini-Spiral |  | 2008-01-07
Globe Electric Inc. | Globe | 38605 |  | 23 | 1600 | 10000 | 4100 | Bare-spiral |  | 2009-04-21
Globe Electric Inc. | Globe | 38610 |  | 9 | 550 | 12000 | 4100 | Bare-spiral |  | 2008-12-16
Globe Electric Inc. | Globe | 38610 |  | 9 | 550 | 12000 | 4100 | Bare-spiral |  | 2009-01-05
Globe Electric Inc. | Globe | 38612 |  | 13 | 800 | 10000 | 4100 | Bare-Mini-Spiral |  | 2008-01-07
Globe Electric Inc. | Globe | 4751701 |  | 13 | 800 | 10000 | 2700 | Bare-spiral |  | 2010-02-16
Globe Electric Inc. | Globe | 48400 |  | 9 | 500 | 10000 | 4100 | Bare-spiral |  | 2009-01-05
Globe Electric Inc. | Globe | 48400 |  | 9 | 500 | 10000 | 4100 | Bare-spiral |  | 2009-01-05
Globe Electric Inc. | Globe | 48402 |  | 13 | 800 | 10000 | 4100 | Bare-spiral |  | 2009-01-05
Globe Electric Inc. | Globe | 48402 |  | 13 | 800 | 10000 | 4100 | Bare-spiral |  | 2009-01-05
Globe Electric Inc. | Globe | 4841201 |  | 13 | 800 | 10000 | 4100 | Bare-spiral |  | 2010-02-24
Globe Electric Inc. | Globe | 4841401 |  | 23 | 1600 | 10000 | 4100 | Bare-spiral |  | 2009-04-21
Globe Electric Inc. | Globe | 48501 | 48501 | 9 | 500 | 10000 | 2700 | Bare-Mini-Spiral |  | 2007-08-20
Globe Electric Inc. | Globe | 48504 | 48504, 4850401 | 13 | 800 | 10000 | 2700 | Bare-Mini-Spiral |  | 2007-08-20
Globe Electric Inc. | Globe | 4850401 |  | 13 | 800 | 10000 | 2700 | Bare-Mini-Spiral |  | 2007-11-30
Globe Electric Inc. | Globe | 48522 |  | 9 | 500 | 8000 | 2700 | Bare-spiral |  | 2009-12-21
Globe Electric Inc. | Globe | 48524 |  | 13 | 800 | 10000 | 2700 | Bare-Mini-Spiral |  | 2005-09-28
Globe Electric Inc. | Globe | 4852601 |  | 23 | 1600 | 10000 | 2700 | Bare-Mini-Spiral |  | 2007-11-30
Globe Electric Inc. | Globe | 4860201 |  | 13 | 830 | 10000 | 2700 | Bare-Mini-Spiral |  | 2007-11-30
Globe Electric Inc. | Globe | 4860201 |  | 13 | 900 | 12000 | 2700 | Bare-spiral |  | 2011-04-08
Globe Electric Inc. | Globe | 4860401 |  | 23 | 1600 | 10000 | 2700 | Bare-spiral |  | 2009-05-28
Globe Electric Inc. | Globe | 48622 |  | 9 | 500 | 10000 | 2700 | Bare-Mini-Spiral |  | 2005-09-01
Globe Electric Inc. | Globe | 48626 |  | 23 | 1600 | 10000 | 2700 | Bare-Mini-Spiral |  | 2005-09-01
Globe Electric Inc. | Globe | 48700 |  | 9 | 520 | 10000 | 2700 | Bare-spiral |  | 2009-01-05
Globe Electric Inc. | Globe | 48700 |  | 9 | 520 | 10000 | 2700 | Bare-spiral |  | 2009-01-05
Globe Electric Inc. | Globe | 48702 |  | 13 | 830 | 10000 | 2700 | Bare-spiral |  | 2009-01-05
Globe Electric Inc. | Globe | 55011 |  | 13 | 800 | 10000 | 4100 | Bare-spiral |  | 2009-12-03
Globe Electric Inc. | Globe | 55011 |  | 13 | 800 | 10000 | 4100 | Bare-spiral |  | 2009-12-03
Globe Electric Inc. | Globe | 67514 |  | 13 | 800 | 10000 | 2700 | Bare-Mini-Spiral |  | 2005-09-28
Globe Electric Inc. | Globe | 6780201 |  | 13 | 800 | 10000 | 4100 | Bare-spiral |  | 2010-02-24
Globe Electric Inc. | Globe | 68504 |  | 13 | 900 | 10000 | 2700 | Bare-spiral |  | 2010-02-16
Globe Electric Inc. | Globe | 68524 |  | 13 | 800 | 10000 | 2700 | Bare-Mini-Spiral |  | 2005-09-28
Globe Electric Inc. | Globe | 68525 |  | 13 | 800 | 8000 | 2700 | Bare-Mini-Spiral |  | 2007-12-19
Globe Electric Inc. | Globe | 68700 |  | 9 | 520 | 10000 | 2700 | Bare-Mini-Spiral |  | 2007-12-05
Globe Electric Inc. | Globe | 68702 |  | 13 | 830 | 10000 | 2700 | Bare-spiral |  | 2008-12-11
Globe Electric Inc. | Globe | 68704 |  | 23 | 1600 | 10000 | 2700 | Bare-Mini-Spiral |  | 2007-12-05
Globe Electric Inc. | Globe | 6870401 |  | 23 | 1600 | 10000 | 2700 | Bare-Mini-Spiral |  | 2009-06-11
Globe Electric Inc. | Globe | 6870401 |  | 23 | 1600 | 10000 | 2700 | Bare-Mini-Spiral |  | 2009-05-21
Globe Electric Inc. | Globe | 68714 |  | 23 | 1600 | 10000 | 4100 | Bare-spiral |  | 2009-04-21
Globe Electric Inc. | Globe | 6871401 |  | 23 | 1600 | 10000 | 4100 | Bare-Mini-Spiral |  | 2009-06-11
Globe Electric Inc. | Globe | 6871401 |  | 23 | 1600 | 10000 | 4100 | Bare-Mini-Spiral |  | 2009-05-21
Globe Electric Inc. | Globe | 68800 |  | 9 | 500 | 10000 | 4100 | Bare-spiral |  | 2009-01-05
Globe Electric Inc. | Globe | 68800 |  | 9 | 500 | 10000 | 4100 | Bare-spiral |  | 2009-01-05
Globe Electric Inc. | Globe | 6880201 |  | 13 | 830 | 10000 | 2700 | Bare-Mini-Spiral |  | 2007-11-30
Globe Electric Inc. | Globe | 68803 |  | 13 | 800 | 10000 | 4100 | Bare-spiral |  | 2008-12-10
Globe Electric Inc. | Globe | 68803 |  | 13 | 800 | 10000 | 4100 | Bare-spiral |  | 2008-12-10
Globe Electric Inc. | Globe | 6880301 |  | 13 | 800 | 10000 | 4100 | Bare-Mini-Spiral |  | 2009-05-21
Globe Electric Inc. | Globe |  |  | 9 | 500 | 10000 | 2700 | Bare-Mini-Spiral |  | 2008-02-15
Globe Electric Inc. | Globe Enersaver | 207 |  | 14 | 800 | 10000 | 2700 | Covered A-line |  | 2010-12-01
Globe Electric Inc. | Globe Enersaver | 217 |  | 14 | 800 | 10000 | 4100 | Covered A-line |  | 2010-12-01
Globe Electric Inc. | Globe Enersaver | 705 |  | 23 | 1600 | 10000 | 5000 | Bare-spiral |  | 2011-05-09
Globe Electric Inc. | Globe Enersaver | 712 |  | 13 | 880 | 12000 | 5000 | Bare-spiral |  | 2011-05-11
Globe Electric Inc. | Globe Enersaver | 715 |  | 9 | 550 | 10000 | 5000 | Bare-spiral |  | 2011-05-09
Globe Electric Inc. | Globe Enersaver | 110901 |  | 15 | 800 | 10000 | 2700 | Covered A-line |  | 2011-06-07
Globe Electric Inc. | Globe Enersaver | 2102 |  | 9 | 500 | 10000 | 2700 | Covered A-line |  | 2010-12-01
Globe Electric Inc. | London Lights | 70002 |  | 13 | 830 | 10000 | 2700 | Bare-Mini-Spiral |  | 2008-08-29
Globe Electric Inc. | London Lights | 70003 |  | 13 | 800 | 10000 | 4100 | Bare-Mini-Spiral |  | 2008-08-29
Globe Electric Inc. | London Lights | 70004 |  | 23 | 1600 | 10000 | 2700 | Bare-Mini-Spiral |  | 2008-08-29
Globe Electric Inc. | London Lights | 70005 |  | 23 | 1600 | 10000 | 4100 | Bare-Mini-Spiral |  | 2008-08-29
Globe Electric Inc. | London Lights | 70006 |  | 13 | 830 | 10000 | 2700 | Bare-Mini-Spiral |  | 2008-08-29
Globe Electric Inc. | London Lights | 70007 |  | 13 | 800 | 10000 | 4100 | Bare-Mini-Spiral |  | 2008-08-29
Globe Electric Inc. | London Lights | 70008 |  | 23 | 1600 | 10000 | 2700 | Bare-Mini-Spiral |  | 2008-08-29
Globe Electric Inc. | London Lights | 70009 |  | 23 | 1600 | 10000 | 4100 | Bare-Mini-Spiral |  | 2008-08-29
Globe Electric Inc. | NUNAVUT | 7498 |  | 13 | 830 | 10000 | 2700 | Bare-Mini-Spiral |  | 2008-09-22
Globe Electric Inc. | Project Porchlight | 14816 |  | 13 | 830 | 10000 | 2700 | Bare-Mini-Spiral |  | 2007-05-07
Globe Electric Inc. | RONA | 2004245 |  | 15 | 700 | 10000 | 2700 | Covered reflector |  | 2009-06-10
Globe Electric Inc. | RONA | 2008239 |  | 9 | 520 | 10000 | 2700 | Bare-Mini-Spiral |  | 2008-05-13
Globe Electric Inc. | RONA | 2008240 |  | 9 | 500 | 10000 | 4100 | Bare-Mini-Spiral |  | 2008-05-13
Globe Electric Inc. | RONA | 2008240 |  | 9 | 500 | 10000 | 4100 | Bare-Mini-Spiral |  | 2008-05-13
Globe Electric Inc. | RONA | 2008241 |  | 13 | 800 | 10000 | 4100 | Bare-Mini-Spiral |  | 2008-05-13
Globe Electric Inc. | RONA | 2008242 |  | 13 | 830 | 10000 | 2700 | Bare-Mini-Spiral |  | 2008-07-17
Globe Electric Inc. | RONA | 2008245 |  | 15 | 650 | 6000 | 2700 | Covered reflector |  | 2008-05-13
Globe Electric Inc. | RONA | 2008385 |  | 23 | 1600 | 10000 | 2694 | Bare-Mini-Spiral |  | 2008-05-12
Globe Electric Inc. | Xtricity | 1-70200 |  | 9 | 550 | 10000 | 2700 | Bare-spiral |  | 2009-06-01
Globe Electric Inc. | Xtricity | 1-70201 |  | 13 | 900 | 10000 | 2700 | Bare-spiral |  | 2009-06-01
Globe Electric Inc. | Xtricity | 1-70202 |  | 23 | 1600 | 10000 | 2700 | Bare-spiral |  | 2009-06-01
Globe Electric Inc. | Xtricity | 1-70203 |  | 9 | 550 | 10000 | 4100 | Bare-spiral |  | 2009-06-01
Globe Electric Inc. | Xtricity | 1-70204 |  | 13 | 900 | 10000 | 4100 | Bare-spiral |  | 2009-06-01
Globe Electric Inc. | Xtricity | 1-70205 |  | 23 | 1600 | 10000 | 4100 | Bare-spiral |  | 2009-06-01
Golo Chang Co., Ltd | GOLO | G120427 |  | 4 | 170 | 10000 | 2700 | Covered-Candle |  | 2010-07-15
Golo Chang Co., Ltd | GOLO | G120727 |  | 7 | 300 | 10000 | 2700 | Covered-Candle |  | 2010-07-15
Golo Chang Co., Ltd | GOLO | G261327 |  | 13 | 850 | 10000 | 2700 | Bare-spiral |  | 2009-12-31
Golo Chang Co., Ltd | GOLO | G261827 |  | 18 | 1200 | 10000 | 2700 | Bare-spiral |  | 2010-07-15
Golo Chang Co., Ltd | GOLO | G262327 |  | 23 | 1550 | 10000 | 2700 | Bare-spiral |  | 2010-06-29
Golo Chang Co., Ltd | GOLO | G2625EA3 |  | 13/20/25 | 1550 | 10000 | 2700 | Bare-spiral |  | 2010-07-16
Golo Chang Co., Ltd | GOLO | G262627 |  | 26 | 1650 | 10000 | 2700 | Bare-spiral |  | 2010-07-15
Grainger Industrial Supply | Luma Pro | 12T270 |  | 9 | 550 | 8000 | 4100 | Bare-spiral |  | 2011-09-09
Grainger Industrial Supply | Luma Pro | 12T271 |  | 14 | 900 | 8000 | 2700 | Bare-spiral |  | 2011-09-09
Grainger Industrial Supply | Luma Pro | 12T273 |  | 23 | 1600 | 8000 | 2700 | Bare-spiral |  | 2011-09-08
Grainger Industrial Supply | Luma Pro | 12T274 |  | 23 | 1600 | 8000 | 4100 | Bare-spiral |  | 2011-09-08
Grainger Industrial Supply | Luma Pro | 12T275 |  | 9 | 550 | 12000 | 2700 | Bare-spiral |  | 2011-09-08
Grainger Industrial Supply | Luma Pro | 12T277 |  | 14 | 900 | 12000 | 2700 | Bare-spiral |  | 2011-09-08
Grainger Industrial Supply | Luma Pro | 12T279 |  | 23 | 1600 | 12000 | 2700 | Bare-spiral |  | 2011-09-08
Grainger Industrial Supply | Luma Pro | 12T281 |  | 14 | 850 | 10000 | 2700 | Bare-spiral | Dimmable | 2011-09-08
Grainger Industrial Supply | Luma Pro | 2CEK6 |  | 15 | 750 | 8000 | 3000 | Covered reflector |  | 2010-04-19
Grainger Industrial Supply | Luma Pro | 2CEK7 |  | 23 | 1200 | 8000 | 3000 | Covered reflector |  | 2010-04-19
Grainger Industrial Supply | Luma Pro | 2CUT4 |  | 13 | 900 | 10000 | 2700 | Bare-Mini-Spiral |  | 2007-08-27
Grainger Industrial Supply | Luma Pro | 2CUT5 |  | 13 | 880 | 10000 | 4100 | Bare-Mini-Spiral |  | 2007-08-27
Grainger Industrial Supply | Luma Pro | 2CUT6 |  | 20 | 1330 | 10000 | 2700 | Bare-spiral |  | 2011-08-03
Grainger Industrial Supply | Luma Pro | 2CUT9 |  | 23 | 1600 | 10000 | 2700 | Bare-spiral |  | 2009-05-12
Grainger Industrial Supply | Luma Pro | 2CUU1 |  | 23 | 1600 | 10000 | 4100 | Bare-spiral |  | 2009-04-23
Grainger Industrial Supply | Luma Pro | 2CUU2 |  | 23 | 1600 | 10000 | 6500 | Bare-spiral |  | 2010-02-25
Grainger Industrial Supply | Luma Pro | 2CUU6 |  | 15 | 720 | 10000 | 2700 | Covered globe |  | 2007-08-27
Grainger Industrial Supply | Luma Pro | 2CUU8 |  | 20 | 1300 | 10000 | 2700 | Bare-Mini-Spiral | Dimmable | 2007-08-27
Grainger Industrial Supply | Luma Pro | 2CUU9 |  | 2026-12-20 | 1560 | 10000 | 2700 | Bare-spiral | Three-way | 2007-08-27
Grainger Industrial Supply | Luma Pro | 2CUV4 |  | 11 | 350 | 10000 | 2700 | Covered reflector |  | 2010-04-19
Grainger Industrial Supply | Luma Pro | 2CUV5 |  | 15 | 650 | 6000 | 2700 | Covered reflector |  | 2007-08-27
Grainger Industrial Supply | Luma Pro | 2CUV6 |  | 15 | 610 | 10000 | 2700 | Covered reflector | Dimmable | 2007-08-27
Grainger Industrial Supply | Luma Pro | 2CUV7 |  | 15 | 700 | 10000 | 2700 | Covered reflector |  | 2009-09-23
Grainger Industrial Supply | Luma Pro | 2CUV8 |  | 23 | 1050 | 10000 | 2700 | Covered reflector |  | 2007-08-27
Grainger Industrial Supply | Luma Pro | 2CUV9 |  | 23 | 1040 | 10000 | 2700 | Covered reflector |  | 2007-08-27
Grainger Industrial Supply | Luma Pro | 3EMY1 |  | 32 | 1920 | 8000 | 2700 | Bare-spiral |  | 2009-07-07
Grainger Industrial Supply | Luma Pro | 3TFP5 |  | 13 | 800 | 10000 | 6500 | Bare-spiral |  | 2010-02-18
Grainger Industrial Supply | Luma Pro | 3TFP8 |  | 15 | 700 | 10000 | 4100 | Covered reflector |  | 2010-10-01
Grainger Industrial Supply | Luma Pro | 3TFR1 |  | 15 | 720 | 10000 | 4100 | Covered reflector |  | 2010-09-07
Grainger Industrial Supply | Luma Pro | 3TFR3 |  | 23 | 1100 | 10000 | 4100 | Covered reflector |  | 2010-07-26
Grainger Industrial Supply | Luma Pro | 5MRK6 |  | 9 | 345 | 8000 | 3000 | Covered reflector |  | 2010-04-19
Grainger Industrial Supply | Luma Pro | 5MRL0 |  | 14 | 800 | 8000 | 2700 | Covered A-line |  | 2008-06-27
Green Energy Lighting Corp. | Green Energy | CF11PAR20/SW | G31210 | 11 | 380 | 10000 | 2700 | Covered reflector |  | 2010-09-03
Green Energy Lighting Corp. | Green Energy | CF15PAR30/SW | G31230 | 15 | 740 | 10000 | 2700 | Covered reflector |  | 2010-09-03
Green Energy Lighting Corp. | Green Energy | CF23PAR38/SW | G31250 | 23 | 1150 | 10000 | 2700 | Covered reflector |  | 2010-09-03
Green Energy Lighting Corp. | Greenlux Saver | CFL 15W 2700K Spiral | G 30901 | 15 | 900 | 10000 | 2700 | Bare-spiral |  | 2010-09-29
Green Energy Lighting Corp. | Greenlux Saver | CFL 18W 2700K T2 Mini Spiral | G 30840 | 18 | 1200 | 10000 | 2700 | Bare-spiral |  | 2010-09-29
Green Energy Lighting Corp. | Greenlux Saver | CFL 20W 2700K Spiral | G 30900 | 20 | 1200 | 10000 | 2700 | Bare-spiral |  | 2010-09-29
Green Energy Lighting Corp. | Greenlux Saver | CFL 20W 2700K T2 Mini Spiral | G 30850 | 20 | 1200 | 10000 | 2700 | Bare-spiral |  | 2010-09-29
Green Energy Lighting Corp. | Greenlux Saver | CFL 23W 2700K Spiral | G 30905 | 23 | 1600 | 10000 | 2700 | Bare-spiral |  | 2010-09-29
Green Energy Lighting Corp. | Greenlux Saver | CFL 23W 2700K T2 Mini Spiral | G 30860 | 23 | 1600 | 10000 | 2700 | Bare-spiral |  | 2010-09-29
Green Energy Lighting Corp. | Greenlux Saver | CFL 26W/27K SPIRAL | 30907 | 26 | 1700 | 10000 | 2700 | Bare-spiral |  | 2010-07-06
Greenlite Lighting Corporation | Greenlite | 12/23/30W/3WAY |  | 1930-12-23 | 2200 | 10000 | 2700 | Bare-spiral | Three-way | 2011-03-28
Greenlite Lighting Corporation | Greenlite | 13W/ELS-U |  | 13 | 900 | 12000 | 2700 | Bare-Mini-Spiral |  | 2005-07-11
Greenlite Lighting Corporation | Greenlite | 13W/ELS-U/1/27K | 13W/ELS-U/2; 13W/ELS-U/4 | 13 | 950 | 12000 | 2700 | Bare-Mini-Spiral |  | 2008-11-25
Greenlite Lighting Corporation | Greenlite | 13W/ELS-U/1/41K |  | 13 | 830 | 10000 | 4100 | Bare-spiral |  | 2010-10-01
Greenlite Lighting Corporation | Greenlite | 13W/ELS-U/1/50K |  | 13 | 800 | 10000 | 5000 | Bare-Mini-Spiral |  | 2010-07-30
Greenlite Lighting Corporation | Greenlite | 13W/ELS-U/41K |  | 13 | 800 | 10000 | 4100 | Bare-spiral |  | 2011-08-03
Greenlite Lighting Corporation | Greenlite | 13W/ELS-U/50K |  | 13 | 800 | 10000 | 5000 | Bare-spiral |  | 2011-08-03
Greenlite Lighting Corporation | Greenlite | 13W/ELS-U/LL/27K |  | 13 | 950 | 15000 | 2700 | Bare-Mini-Spiral |  | 2008-11-25
Greenlite Lighting Corporation | Greenlite | 13W/ELS-U1 |  | 13 | 900 | 12000 | 2700 | Bare-spiral |  | 2011-07-21
Greenlite Lighting Corporation | Greenlite | 14W/ELR20/1/HH/2/27K |  | 14 | 470 | 8000 | 2700 | Covered reflector |  | 2008-12-10
Greenlite Lighting Corporation | Greenlite | 14W/ELX-1 | 14W/ELX-2 | 14 | 800 | 8000 | 2700 | Covered A-line |  | 2010-03-03
Greenlite Lighting Corporation | Greenlite | 14W/ELX/1 | 14W/ELX/1; 14W/ELX/4; 14W/ELX/2 | 14 | 800 | 8000 | 2700 | Covered A-line |  | 2009-03-23
Greenlite Lighting Corporation | Greenlite | 14W/ELX1 |  | 14 | 800 | 8000 | 2700 | Covered A-line |  | 2010-12-06
Greenlite Lighting Corporation | Greenlite | 15W/ELG | 15W/ELG | 15 | 820 | 10000 | 2700 | Covered globe |  | 2003-03-10
Greenlite Lighting Corporation | Greenlite | 15W/ELR30-R | 15W/ELR30-R/2 | 15 | 750 | 8000 | 2700 | Covered reflector |  | 2010-09-09
Greenlite Lighting Corporation | Greenlite | 15W/ELR30/DIM/1 |  | 15 | 700 | 8000 | 2700 | Covered reflector | Dimmable | 2010-03-10
Greenlite Lighting Corporation | Greenlite | 15W/ELR30/HH |  | 15 | 750 | 8000 | 2700 | Covered reflector |  | 2008-06-03
Greenlite Lighting Corporation | Greenlite | 15W/ELS-U |  | 15 | 1100 | 12000 | 2700 | Bare-spiral |  | 2009-12-03
Greenlite Lighting Corporation | Greenlite | 15W/ELX | 15W/ELX/CD/1 | 15 | 720 | 6000 | 2700 | Covered A-line |  | 2002-06-24
Greenlite Lighting Corporation | Greenlite | 15W/ELXR30/1/27K | 15W/ELXR30/1/4/27K | 15 | 700 | 8000 | 2700 | Covered reflector |  | 2010-02-16
Greenlite Lighting Corporation | Greenlite | 15W/ELXR30/DIM | 15W/ELXR30/DIM | 15 | 750 | 8000 | 2700 | Covered reflector | Dimmable | 2011-03-21
Greenlite Lighting Corporation | Greenlite | 15W/ELXR30R |  | 15 | 750 | 8000 | 2700 | Covered reflector |  | 2010-12-06
Greenlite Lighting Corporation | Greenlite | 18W/ELX/1 | 18W/ELX/2; 18W/ELX/4 | 18 | 1100 | 8000 | 2700 | Covered A-line |  | 2011-02-17
Greenlite Lighting Corporation | Greenlite | 19W/ELS-U/1 | 19W/ELS-U; 19W/ELS-U/4; 19W/ELS-U/2 | 19 | 1250 | 12000 | 2700 | Bare-Mini-Spiral |  | 2007-11-13
Greenlite Lighting Corporation | Greenlite | 19W/ELS-U/1/41K |  | 19 | 1250 | 12000 | 4100 | Bare-spiral |  | 2010-10-01
Greenlite Lighting Corporation | Greenlite | 19W/ELS-U/50K |  | 19 | 1200 | 10000 | 5000 | Bare-spiral |  | 2011-01-10
Greenlite Lighting Corporation | Greenlite | 20/11/26/3WAY |  | 20/11/26 | 1700 | 10000 | 3500 | Bare-spiral | Three-way | 2009-06-29
Greenlite Lighting Corporation | Greenlite | 20W/ELPAR38/1 | 20W/ELPAR38/2 | 20 | 960 | 8000 | 2700 | Covered reflector |  | 2010-02-17
Greenlite Lighting Corporation | Greenlite | 20W/ELS-M/1 |  | 20 | 1200 | 10000 | 2700 | Bare-Mini-Spiral |  | 2007-11-08
Greenlite Lighting Corporation | Greenlite | 20W/ELS-M/A |  | 20 | 1200 | 10000 | 2700 | Bare-Mini-Spiral |  | 2006-02-13
Greenlite Lighting Corporation | Greenlite | 23W/ELPAR38 | 23W/ELPAR38 | 23 | 1070 | 8000 | 2700 | Covered reflector |  | 2011-07-19
Greenlite Lighting Corporation | Greenlite | 23W/ELPAR38/1 |  | 23 | 1250 | 8000 | 2700 | Covered reflector |  | 2010-02-17
Greenlite Lighting Corporation | Greenlite | 23W/ELR40/1 |  | 23 | 1250 | 8000 | 2700 | Covered reflector |  | 2010-10-27
Greenlite Lighting Corporation | Greenlite | 23W/ELS M/1 |  | 23 | 1600 | 12000 | 2700 | Bare-Mini-Spiral |  | 2009-07-02
Greenlite Lighting Corporation | Greenlite | 23W/ELS-M |  | 23 | 1700 | 10000 | 2700 | Bare-spiral |  | 2009-07-08
Greenlite Lighting Corporation | Greenlite | 23W/ELS-M/1/50K |  | 23 | 1600 | 10000 | 5000 | Bare-spiral |  | 2010-07-20
Greenlite Lighting Corporation | Greenlite | 23W/ELS-M/27K |  | 23 | 1600 | 12000 | 2700 | Bare-spiral |  | 2011-08-03
Greenlite Lighting Corporation | Greenlite | 23W/ELS-M/50K |  | 23 | 1600 | 10000 | 5000 | Bare-spiral |  | 2009-07-15
Greenlite Lighting Corporation | Greenlite | 23W/ELS-U |  | 23 | 1600 | 12000 | 2700 | Bare-spiral |  | 2011-08-03
Greenlite Lighting Corporation | Greenlite | 23W/ELS-U/1/41K |  | 23 | 1600 | 10000 | 4100 | Bare-spiral |  | 2010-10-01
Greenlite Lighting Corporation | Greenlite | 23W/ELS-U/1/50K |  | 23 | 1600 | 10000 | 5000 | Bare-spiral |  | 2010-07-20
Greenlite Lighting Corporation | Greenlite | 23W/ELS-U/27K | 23W/ELS-U/27K | 23 | 1600 | 12000 | 2700 | Bare-Spiral |  | 2011-09-22
Greenlite Lighting Corporation | Greenlite | 23W/ELS-U/41K |  | 23 | 1600 | 10000 | 4100 | Bare-spiral |  | 2011-01-10
Greenlite Lighting Corporation | Greenlite | 23W/ELS-U/50K |  | 23 | 1600 | 10000 | 5000 | Bare-spiral |  | 2011-01-10
Greenlite Lighting Corporation | Greenlite | 23W/ELS-U1 |  | 23 | 1600 | 12000 | 2700 | Bare-spiral |  | 2011-07-21
Greenlite Lighting Corporation | Greenlite | 23W/ELS-U2 |  | 23 | 1600 | 12000 | 2700 | Bare-spiral |  | 2011-01-10
Greenlite Lighting Corporation | Greenlite | 23W/ELS-UU | 23W/ELS-UU; 23W/ELS-UU/4 | 23 | 1600 | 12000 | 2700 | Bare-spiral |  | 2010-01-04
Greenlite Lighting Corporation | Greenlite | 26W/ELS-M/1/27K |  | 26 | 1750 | 12000 | 2700 | Bare-spiral |  | 2009-09-22
Greenlite Lighting Corporation | Greenlite | 26W/ELS-U |  | 26 | 1750 | 12000 | 2700 | Bare-spiral |  | 2011-01-10
Greenlite Lighting Corporation | Greenlite | 26W/ELS-U/1/41K |  | 26 | 1700 | 10000 | 4100 | Bare-spiral |  | 2010-10-01
Greenlite Lighting Corporation | Greenlite | 42W/ELS/1 |  | 42 | 2700 | 10000 | 2700 | Bare-spiral |  | 2008-04-25
Greenlite Lighting Corporation | Greenlite | 7W/ELC/27K |  | 7 | 320 | 10000 | 2700 | Bare-spiral |  | 2009-12-29
Greenlite Lighting Corporation | Greenlite | 7W/ELX |  | 7 | 450 | 10000 | 2700 | Bare-spiral |  | 2011-01-10
Greenlite Lighting Corporation | Greenlite | 7W/ELX | 7W/ELX/CD/1(Single Card); 7W/ELX/CD/2 (Double Card); | 7 | 450 | 10000 | 2700 | Covered A-line |  | 2002-06-19
Greenlite Lighting Corporation | Greenlite | 7W/ELX/1 |  | 7 | 450 | 10000 | 2700 | Covered A-line |  | 2008-04-25
Greenlite Lighting Corporation | Greenlite | 9W/ELG | 9W/ELG/2 | 9 | 450 | 12000 | 2700 | Covered globe |  | 2011-01-10
Greenlite Lighting Corporation | Greenlite | 9W/ELG | 9W/ELG; 9W/ELG/4 | 9 | 500 | 10000 | 2600 | Covered globe |  | 2003-03-10
Greenlite Lighting Corporation | Greenlite | 9W/ELG/1 |  | 9 | 450 | 8000 | 2700 | Covered globe |  | 2009-03-23
Greenlite Lighting Corporation | Greenlite | 9W/ELS-U/1 |  | 9 | 550 | 10000 | 2700 | Bare-Mini-Spiral |  | 2007-10-13
Greenlite Lighting Corporation | Greenlite | 9W/ELS-U/1/41K |  | 9 | 450 | 10000 | 4100 | Bare-spiral |  | 2010-10-01
Greenlite Lighting Corporation | Greenlite | 9W/ELS-U/1/50K |  | 9 | 450 | 10000 | 5000 | Bare-spiral |  | 2008-11-11
Halco Lighting Technologies | ProLume | 109240 |  | 11 | 700 | 12000 | 2700 | Bare-spiral |  | 2011-10-13
Halco Lighting Technologies | ProLume | 109242 |  | 11 | 700 | 12000 | 4100 | Bare-spiral |  | 2011-10-13
Halco Lighting Technologies | ProLume | 109244 |  | 11 | 700 | 12000 | 5000 | Bare-spiral |  | 2011-10-25
Halco Lighting Technologies | ProLume | 109252 |  | 15 | 950 | 10000 | 2700 | Bare-spiral |  | 2011-10-13
Halco Lighting Technologies | ProLume | 109254 |  | 20 | 1250 | 12000 | 2700 | Bare-spiral |  | 2011-10-13
Halco Lighting Technologies | ProLume | 109310 |  | 27 | 1900 | 10000 | 2700 | Bare-spiral |  | 2011-10-14
Halco Lighting Technologies | ProLume | 109316 |  | 32 | 2250 | 8000 | 2700 | Bare-spiral |  | 2011-10-14
Halco Lighting Technologies | ProLume | 109328 |  | 42 | 2900 | 12000 | 2700 | Bare-spiral |  | 2011-10-12
Halco Lighting Technologies | ProLume | 45010 |  | 5 | 250 | 10000 | 2700 | Bare-spiral |  | 2011-10-10
Halco Lighting Technologies | ProLume | 45011 |  | 5 | 250 | 10000 | 2700 | Bare-spiral |  | 2011-10-10
Halco Lighting Technologies | ProLume | 45030 |  | 9 | 500 | 10000 | 2700 | Bare-spiral |  | 2011-10-10
Halco Lighting Technologies | ProLume | 45031 |  | 9 | 500 | 10000 | 2700 | Bare-spiral |  | 2011-10-11
Halco Lighting Technologies | ProLume | 45036 |  | 9 | 500 | 10000 | 4100 | Bare-spiral |  | 2011-10-10
Halco Lighting Technologies | ProLume | 45037 |  | 9 | 500 | 10000 | 4100 | Bare-spiral |  | 2011-10-10
Halco Lighting Technologies | ProLume | 45050 | 45070 | 13 | 900 | 12000 | 2700 | Bare-spiral |  | 2011-10-10
Halco Lighting Technologies | ProLume | 45051 |  | 13 | 900 | 12000 | 2700 | Bare-spiral |  | 2011-10-10
Halco Lighting Technologies | ProLume | 45056 | 45073 | 13 | 850 | 10000 | 4100 | Bare-spiral |  | 2011-10-13
Halco Lighting Technologies | ProLume | 45057 |  | 13 | 850 | 10000 | 4100 | Bare-spiral |  | 2011-10-13
Halco Lighting Technologies | ProLume | 45058 |  | 13 | 850 | 10000 | 5000 | Bare-spiral |  | 2011-10-11
Halco Lighting Technologies | ProLume | 45075 |  | 23 | 1600 | 10000 | 2700 | Bare-spiral |  | 2011-10-03
Halco Lighting Technologies | ProLume | 45077 |  | 23 | 1600 | 10000 | 4100 | Bare-spiral |  | 2011-10-05
Halco Lighting Technologies | ProLume | 45079 |  | 23 | 1600 | 10000 | 5000 | Bare-spiral |  | 2011-10-06
Halco Lighting Technologies | ProLume | 45101 |  | 13 | 850 | 12000 | 2700 | Bare-spiral |  | 2011-10-11
Halco Lighting Technologies | ProLume | 45250 |  | 23 | 1600 | 12000 | 2700 | Bare-spiral |  | 2011-10-03
Halco Lighting Technologies | ProLume | 45701 |  | 9 | 525 | 10000 | 2700 | Covered globe |  | 2011-10-13
Halco Lighting Technologies | ProLume | 45713 |  | 15 | 850 | 10000 | 2700 | Covered globe |  | 2011-09-19
Halco Lighting Technologies | ProLume | 45720 |  | 13/20/25 | 1600 | 8000 | 2700 | Bare-spiral | Three-way | 2011-10-14
Halco Lighting Technologies | ProLume | 45734 |  | 9 | 470 | 10000 | 2700 | Covered A-line |  | 2011-10-12
Halco Lighting Technologies | Prolume | 45738 | 45738 | 14.7 | 800 | 10000 | 0 | Covered A-line |  | 2011-11-01
Halco Lighting Technologies | ProLume | 45741 |  | 14 | 800 | 10000 | 5000 | Covered A-line |  | 2011-10-25
Halco Lighting Technologies | ProLume | 46001 |  | 15 | 750 | 10000 | 2700 | Covered reflector |  | 2011-09-19
Halco Lighting Technologies | ProLume | 46003 |  | 15 | 750 | 10000 | 4100 | Covered reflector |  | 2011-09-20
Halco Lighting Technologies | ProLume | 46062 |  | 18 | 1100 | 10000 | 2700 | Bare-spiral |  | 2011-10-06
Halco Lighting Technologies | Prolume | 46101 | 46101 | 15.2 | 750 | 10000 | 3000 | Covered reflector |  | 2011-10-17
Halco Lighting Technologies | ProLume | 46201 |  | 23 | 1100 | 10000 | 2700 | Covered reflector |  | 2011-10-04
Halco Lighting Technologies | ProLume | 46203 |  | 23 | 1100 | 10000 | 4100 | Covered reflector |  | 2011-10-05
Halco Lighting Technologies | ProLume | 46334 |  | 23 | 1650 | 10000 | 2700 | Bare-spiral | Dimmable | 2011-10-04
Halco Lighting Technologies | ProLume | 46605 |  | 9 | 500 | 12000 | 2700 | Bare-spiral |  | 2011-10-13
Halco Lighting Technologies | ProLume | 46610 |  | 13 | 840 | 12000 | 2700 | Bare-spiral |  | 2011-10-13
Halco Lighting Technologies | ProLume | 46615 |  | 18 | 1280 | 12000 | 2700 | Bare-spiral |  | 2011-10-13
Halco Lighting Technologies | ProLume | 46620 |  | 23 | 1600 | 12000 | 2700 | Bare-spiral |  | 2011-10-14
Hangzhou Eboylamp Electronics Co., Ltd. | EBOY | EBS-30-10W-T3 2700K |  | 10 | 600 | 12000 | 2700 | Bare-Mini-Spiral |  | 2009-05-27
Hangzhou Eboylamp Electronics Co., Ltd. | EBOY | EBS-30-10W-T3 4100K |  | 10 | 600 | 12000 | 4100 | Bare-spiral |  | 2010-01-26
Hangzhou Eboylamp Electronics Co., Ltd. | EBOY | EBS-30-10W-T3 6500K |  | 10 | 580 | 12000 | 6500 | Bare-spiral |  | 2010-01-26
Hangzhou Eboylamp Electronics Co., Ltd. | EBOY | EBS-30-13W-T3 2700K |  | 13 | 880 | 12000 | 2700 | Bare-Mini-Spiral |  | 2009-05-27
Hangzhou Eboylamp Electronics Co., Ltd. | EBOY | EBS-30-13W-T3 4100K |  | 13 | 860 | 12000 | 4100 | Bare-spiral |  | 2010-01-26
Hangzhou Eboylamp Electronics Co., Ltd. | EBOY | EBS-30-13W-T3 6500K |  | 13 | 820 | 12000 | 6500 | Bare-spiral |  | 2010-01-26
Hangzhou Eboylamp Electronics Co., Ltd. | EBOY | EBS-30-15W-T3 |  | 15 | 1000 | 12000 | 2700 | Bare-Mini-Spiral |  | 2009-05-27
Hangzhou Eboylamp Electronics Co., Ltd. | EBOY | EBS-30-15W-T3 4100K |  | 15 | 940 | 12000 | 4100 | Bare-spiral |  | 2010-01-26
Hangzhou Eboylamp Electronics Co., Ltd. | EBOY | EBS-30-15W-T3 6500K |  | 15 | 910 | 12000 | 6500 | Bare-spiral |  | 2010-01-26
Hangzhou Eboylamp Electronics Co., Ltd. | EBOY | EBS21-10W |  | 10 | 550 | 10000 | 2700 | Bare-Mini-Spiral |  | 2004-11-05
Hangzhou Eboylamp Electronics Co., Ltd. | EBOY | EBS21-13W |  | 13 | 800 | 10000 | 2700 | Bare-Mini-Spiral |  | 2004-11-05
Hangzhou Eboylamp Electronics Co., Ltd. | EBOY | EBS21-15W |  | 15 | 930 | 10000 | 2700 | Bare-spiral |  | 2005-03-29
Hangzhou Eboylamp Electronics Co., Ltd. | EBOY | EBS22-20W |  | 20 | 1300 | 12000 | 2700 | Bare-spiral |  | 2005-04-11
Hangzhou Eboylamp Electronics Co., Ltd. | EBOY | EBS22-23W |  | 23 | 1400 | 10000 | 2700 | Bare-spiral |  | 2005-03-29
Hangzhou Eboylamp Electronics Co., Ltd. | EBOY | EBS22-26W |  | 26 | 1750 | 12000 | 2700 | Bare-spiral |  | 2007-12-11
Hangzhou Eboylamp Electronics Co., Ltd. | EBOY | EBS23-13W |  | 13 | 800 | 10000 | 2700 | Bare-spiral |  | 2005-02-23
Hangzhou Ecolighting Industrial Co. Ltd. | Lux Watt | ECO21-11W | 49851 11T2 E26 | 11 | 650 | 10000 | 2700 | Bare-Mini-Spiral |  | 2008-05-02
Hangzhou Ecolighting Industrial Co. Ltd. | Lux Watt | ECO22-14W |  | 14 | 820 | 10000 | 2700 | Bare-Mini-Spiral |  | 2008-04-14
Hangzhou Li-Tech Electric Co., Ltd | Li-Tech | PAR2011W120V |  | 11 | 380 | 10000 | 2700 | Covered reflector |  | 2009-12-23
Hangzhou Li-Tech Electric Co., Ltd | Li-Tech | PAR3015W120V |  | 15 | 740 | 10000 | 2700 | Covered reflector |  | 2009-12-23
Hangzhou Li-Tech Electric Co., Ltd | Li-Tech | PAR3823W120V |  | 23 | 1150 | 10000 | 2700 | Covered reflector |  | 2009-12-23
Hangzhou Li-Tech Electric Co., Ltd | Li-Tech | T207120FS |  | 7 | 450 | 12000 | 2700 | Bare-spiral |  | 2009-09-15
Hangzhou Li-Tech Electric Co., Ltd | Li-Tech | T209120FS |  | 9 | 540 | 12000 | 2700 | Bare-spiral |  | 2009-08-24
Hangzhou Li-Tech Electric Co., Ltd | Li-Tech | T211120FS |  | 11 | 680 | 12000 | 2700 | Bare-spiral |  | 2009-09-15
Hangzhou Li-Tech Electric Co., Ltd | Li-Tech | T220120FS |  | 20 | 1100 | 12000 | 2700 | Bare-spiral |  | 2009-09-15
Hangzhou Li-Tech Electric Co., Ltd | Li-Tech | T223120FS |  | 23 | 1400 | 12000 | 2700 | Bare-spiral |  | 2009-09-15
Hangzhou Li-Tech Electric Co., Ltd | Li-Tech | YPV120V60HZ13WS |  | 13 | 860 | 12000 | 2700 | Bare-spiral |  | 2009-09-29
Hangzhou Li-Tech Electric Co., Ltd | Li-Tech | YPV120V60HZ21WS |  | 21 | 1550 | 12000 | 2700 | Bare-spiral |  | 2009-09-29
Hangzhou Sky-Lighting Co., Ltd | SKY-ING | min_spiral-9w |  | 9 | 500 | 12000 | 2700 | Bare-Mini-Spiral |  | 2009-06-11
Hangzhou Sky-Lighting Co., Ltd | SKY-ING | min_spiral_13W |  | 13 | 715 | 12000 | 2700 | Bare-Mini-Spiral |  | 2009-06-11
Hangzhou Sky-Lighting Co., Ltd | SKY-ING | spiral-23w |  | 23 | 1350 | 12000 | 2700 | Bare-spiral |  | 2009-10-09
Hangzhou Sky-Lighting Co., Ltd | SKY-ING | T2_13W |  | 13 | 715 | 15000 | 2700 | Bare-spiral |  | 2010-09-14
Hangzhou Sky-Lighting Co., Ltd | SKY-ING | T2_9W |  | 9 | 500 | 15000 | 2700 | Bare-Mini-Spiral |  | 2009-06-26
Hangzhou Yuzhong Gaohong Lighting Electrical Equiptment Co., Ltd | Citrus | YPZ120/10-spiral 10W 827 | 6-943701-006763 | 10 | 570 | 8000 | 2700 | Bare-spiral |  | 2008-12-30
Hangzhou Yuzhong Gaohong Lighting Electrical Equiptment Co., Ltd | Citrus | YPZ120/10-spiral 10W 841 | 6-943701-056782 | 10 | 640 | 8000 | 4100 | Bare-spiral |  | 2008-12-30
Hangzhou Yuzhong Gaohong Lighting Electrical Equiptment Co., Ltd | Citrus | YPZ120/10-spiral 10W 865 |  | 10 | 590 | 8000 | 6500 | Bare-spiral |  | 2008-12-30
Hangzhou Yuzhong Gaohong Lighting Electrical Equiptment Co., Ltd | Citrus | YPZ120/13-spiral 13W 827 |  | 13 | 800 | 8000 | 2700 | Bare-spiral |  | 2008-12-30
Hangzhou Yuzhong Gaohong Lighting Electrical Equiptment Co., Ltd | Citrus | YPZ120/13-spiral 13W 841 |  | 13 | 840 | 8000 | 4100 | Bare-spiral |  | 2008-12-30
Hangzhou Yuzhong Gaohong Lighting Electrical Equiptment Co., Ltd | Citrus | YPZ120/13-spiral 13W 865 |  | 13 | 830 | 8000 | 6500 | Bare-spiral |  | 2008-12-30
Hangzhou Yuzhong Gaohong Lighting Electrical Equiptment Co., Ltd | Citrus | YPZ120/15-spiral 15W 827 |  | 15 | 950 | 8000 | 2700 | Bare-spiral |  | 2008-12-30
Hangzhou Yuzhong Gaohong Lighting Electrical Equiptment Co., Ltd | Citrus | YPZ120/15-spiral 15W 841 |  | 15 | 980 | 8000 | 4100 | Bare-spiral |  | 2008-12-30
Hangzhou Yuzhong Gaohong Lighting Electrical Equiptment Co., Ltd | Citrus | YPZ120/15-spiral 15W 865 |  | 15 | 980 | 8000 | 6500 | Bare-spiral |  | 2008-12-30
Hangzhou Yuzhong Gaohong Lighting Electrical Equiptment Co., Ltd | Citrus | YPZ120/20-spiral 20W 827 |  | 20 | 1190 | 8000 | 2700 | Bare-spiral |  | 2008-12-30
Hangzhou Yuzhong Gaohong Lighting Electrical Equiptment Co., Ltd | Citrus | YPZ120/20-spiral 20W 841 |  | 20 | 1190 | 8000 | 4100 | Bare-spiral |  | 2008-12-30
Hangzhou Yuzhong Gaohong Lighting Electrical Equiptment Co., Ltd | Citrus | YPZ120/20-spiral 20W 865 |  | 20 | 1250 | 8000 | 6500 | Bare-spiral |  | 2008-12-30
Hangzhou Yuzhong Gaohong Lighting Electrical Equiptment Co., Ltd | Citrus | YPZ120/26-spiral 26W 827 |  | 26 | 1610 | 8000 | 2700 | Bare-spiral |  | 2008-12-30
Hangzhou Yuzhong Gaohong Lighting Electrical Equiptment Co., Ltd | Citrus | YPZ120/26-spiral 26W 841 |  | 26 | 1530 | 8000 | 4100 | Bare-spiral |  | 2009-01-09
Hangzhou Yuzhong Gaohong Lighting Electrical Equiptment Co., Ltd | Citrus | YPZ120/26-spiral 26W 865 |  | 26 | 1630 | 8000 | 6500 | Bare-spiral |  | 2008-12-30
Hannaford Bros. Co./ Kash N Karry Food Stores, Inc. | HOME 360 | 96196 |  | 13 | 800 | 10000 | 2700 | Bare-spiral |  | 2009-09-02
Hannaford Bros. Co./ Kash N Karry Food Stores, Inc. | HOME 360 | 96197 |  | 13 | 800 | 10000 | 2700 | Bare-spiral |  | 2010-08-05
Hannaford Bros. Co./ Kash N Karry Food Stores, Inc. | HOME 360 | 96198 |  | 23 | 1600 | 10000 | 2700 | Bare-spiral |  | 2009-09-02
Hannaford Bros. Co./ Kash N Karry Food Stores, Inc. | HOME 360 | 96199 |  | 23 | 1600 | 10000 | 2700 | Bare-spiral |  | 2009-08-25
Hannaford Bros. Co./ Kash N Karry Food Stores, Inc. | HOME 360 | 96200/1K | X19927 1K | 1933-12-20 | 2150 | 8000 | 2700 | Bare-spiral | Three-way | 2011-06-27
Harbor Freight Tools | HTF | 98945 |  | 13 | 900 | 10000 | 2700 | Bare-spiral |  | 2011-03-09
Harbor Freight Tools | HTF | 98987 |  | 23 | 1600 | 10000 | 2700 | Bare-spiral |  | 2011-03-09
Havells Inc | HAVELLS | 26136 |  | 42 | 2820 | 10000 | 2700 | Bare-spiral |  | 2011-11-17
Havells Inc | HAVELLS | 26144 | 26145 | 13/20/25 | 1620 | 8000 | 2700 | Bare-spiral | Three-way | 2011-11-17
Havells Inc | HAVELLS | 26150 | 26151 | 11 | 700 | 10000 | 2700 | Bare-spiral |  | 2011-11-17
Havells Inc | HAVELLS | 26159 | 26158 | 20 | 1250 | 10000 | 2700 | Bare-spiral |  | 2011-11-17
Havells Inc | HAVELLS | 26160 |  | 20 | 1350 | 10000 | 4100 | Bare-spiral |  | 2011-11-17
Havells Inc | HAVELLS | 26166 | 26169 | 13 | 900 | 10000 | 2700 | Bare-spiral |  | 2011-11-17
Havells Inc | HAVELLS | 26170 | 26173 | 23 | 1600 | 10000 | 2700 | Bare-spiral |  | 2011-11-17
Havells Inc | HAVELLS | 26174 | 26177 | 27 | 1900 | 10000 | 2700 | Bare-spiral |  | 2011-11-17
HEB | GTC | 8654 | 9949009679009580 | 23 | 1600 | 12000 | 2700 | Bare-spiral |  | 2008-07-02
HEB | GTC | 8790 | 9357008482008720 | 13 | 840 | 10000 | 2700 | Bare-Mini-Spiral |  | 2008-07-02
HEB | GTC | 9357 | 113318; 008726 | 13 | 900 | 12000 | 2700 | Bare-spiral |  | 2011-05-12
HEB | GTC | 9460 |  | 15 | 700 | 10000 | 2700 | Covered reflector |  | 2011-05-23
HEB | GTC | 9488 | 9460 | 15 | 650 | 6000 | 2700 | Covered reflector |  | 2008-07-02
HEB | GTC | 9579 | 9579 | 18 | 1200 | 12000 | 2700 | Bare-Mini-Spiral |  | 2008-07-02
HEB | GTC | 9580 | 6845 | 23 | 1050 | 10000 | 2700 | Covered reflector |  | 2008-07-02
HEB | GTC | 98266 |  | 13 | 900 | 10000 | 2700 | Bare-Mini-Spiral |  | 2009-01-26
HEB | GTC | 98963 |  | 23 | 1600 | 10000 | 2700 | Bare-Mini-Spiral |  | 2009-01-26
HEB | GTC | 113318 | 750266 | 13 | 900 | 10000 | 2700 | Bare-spiral |  | 2011-03-16
HEB | GTC | 185038 |  | 23 | 1200 | 10000 | 2700 | Covered reflector |  | 2011-08-03
Hengdian Group Tospo Lighting Co., Ltd. | Tospo | 101964 |  | 11 | 700 | 15000 | 2700 | Bare-Mini-Spiral |  | 2007-07-03
Hengdian Group Tospo Lighting Co., Ltd. | Tospo | 103889 |  | 42 | 2820 | 15000 | 2700 | Bare-spiral |  | 2007-11-16
Hengdian Group Tospo Lighting Co., Ltd. | Tospo | 104700 |  | 23 | 1600 | 15000 | 2700 | Bare-Mini-Spiral |  | 2007-04-16
Hengdian Group Tospo Lighting Co., Ltd. | Tospo | 104903 | 1T48S323B | 23 | 1600 | 15000 | 2800 | Bare-Mini-Spiral |  | 2008-07-09
Hengdian Group Tospo Lighting Co., Ltd. | Tospo | 105620 |  | 13 | 900 | 10000 | 2700 | Bare-Mini-Spiral |  | 2007-04-17
Hengdian Group Tospo Lighting Co., Ltd. | Tospo | 105621 |  | 13 | 900 | 15000 | 2700 | Bare-Mini-Spiral |  | 2007-12-11
Hengdian Group Tospo Lighting Co., Ltd. | Tospo | 133566 | TP120-13MSL(T2) | 13 | 900 | 15000 | 2700 | Bare-Mini-Spiral |  | 2007-11-16
Hengdian Group Tospo Lighting Co., Ltd. | Tospo | 135558 |  | 18 | 1250 | 12000 | 2700 | Bare-spiral |  | 2010-01-20
Hengdian Group Tospo Lighting Co., Ltd. | Tospo | 135901 |  | 32 | 2030 | 12000 | 6500 | Bare-Mini-Spiral |  | 2009-03-04
Hengdian Group Tospo Lighting Co., Ltd. | Tospo | 136058 |  | 23 | 1300 | 12000 | 2700 | Covered reflector |  | 2009-03-04
Hengdian Group Tospo Lighting Co., Ltd. | Tospo | 136059 |  | 23 | 1200 | 12000 | 6500 | Covered reflector |  | 2010-07-08
Hengdian Group Tospo Lighting Co., Ltd. | Tospo | 136061 |  | 23 | 1300 | 12000 | 2700 | Covered reflector |  | 2009-03-04
Hengdian Group Tospo Lighting Co., Ltd. | Tospo | 136207 | TP120-13MSL(1C); TP120-14MSL(T3)/T | 13 | 900 | 12000 | 2700 | Bare-Mini-Spiral |  | 2008-11-18
Hengdian Group Tospo Lighting Co., Ltd. | Tospo | 136343 |  | 9 | 470 | 12000 | 2700 | Covered A-line |  | 2008-07-11
Hengdian Group Tospo Lighting Co., Ltd. | Tospo | 136345 |  | 9 | 500 | 12000 | 2700 | Covered globe |  | 2008-07-11
Hengdian Group Tospo Lighting Co., Ltd. | Tospo | 136347 |  | 14 | 500 | 12000 | 2700 | Covered reflector |  | 2010-08-23
Hengdian Group Tospo Lighting Co., Ltd. | Tospo | 136348 |  | 14 | 810 | 12000 | 2700 | Covered globe |  | 2008-06-27
Hengdian Group Tospo Lighting Co., Ltd. | Tospo | 136349 |  | 14 | 800 | 12000 | 2700 | Covered-Candle |  | 2010-06-30
Hengdian Group Tospo Lighting Co., Ltd. | Tospo | 136350 |  | 14 | 800 | 12000 | 2700 | Covered A-line |  | 2008-06-27
Hengdian Group Tospo Lighting Co., Ltd. | Tospo | 136610 |  | 14 | 760 | 12000 | 5000 | Covered A-line |  | 2009-08-12
Hengdian Group Tospo Lighting Co., Ltd. | Tospo | 137048 |  | 20 | 1350 | 10000 | 3000 | Bare-spiral |  | 2009-07-14
Hengdian Group Tospo Lighting Co., Ltd. | Tospo | 137139 |  | 23 | 1600 | 12000 | 6500 | Bare-Mini-Spiral |  | 2008-12-02
Hengdian Group Tospo Lighting Co., Ltd. | Tospo | 137161 |  | 13 | 900 | 12000 | 6500 | Bare-Mini-Spiral |  | 2008-12-02
Hengdian Group Tospo Lighting Co., Ltd. | Tospo | 137463 |  | 13 | 900 | 15000 | 4100 | Bare-spiral |  | 2009-07-14
Hengdian Group Tospo Lighting Co., Ltd. | Tospo | 137556 |  | 20 | 1250 | 15000 | 2700 | Bare-spiral |  | 2009-04-28
Hengdian Group Tospo Lighting Co., Ltd. | Tospo | 137557 |  | 23 | 1600 | 15000 | 2700 | Bare-spiral |  | 2009-07-17
Hengdian Group Tospo Lighting Co., Ltd. | Tospo | 137729 |  | 9 | 500 | 12000 | 4100 | Covered globe |  | 2010-05-11
Hengdian Group Tospo Lighting Co., Ltd. | Tospo | 137915 |  | 16 | 700 | 12000 | 6500 | Covered reflector |  | 2010-10-29
Hengdian Group Tospo Lighting Co., Ltd. | Tospo | 138223 |  | 9 | 500 | 15000 | 2700 | Bare-spiral |  | 2009-04-28
Hengdian Group Tospo Lighting Co., Ltd. | Tospo | 138224 |  | 13 | 840 | 15000 | 2700 | Bare-spiral |  | 2009-04-28
Hengdian Group Tospo Lighting Co., Ltd. | Tospo | 138379 |  | 11 | 660 | 15000 | 5000 | Bare-Mini-Spiral |  | 2009-06-29
Hengdian Group Tospo Lighting Co., Ltd. | Tospo | 138390 |  | 13 | 900 | 12000 | 4100 | Bare-spiral |  | 2010-06-18
Hengdian Group Tospo Lighting Co., Ltd. | Tospo | 138509 |  | 23 | 1600 | 12000 | 4100 | Bare-spiral |  | 2010-04-28
Hengdian Group Tospo Lighting Co., Ltd. | Tospo | 138860 |  | 23 | 1280 | 12000 | 3000 | Covered reflector |  | 2010-04-08
Hengdian Group Tospo Lighting Co., Ltd. | Tospo | 138920 |  | 20 | 1350 | 10000 | 4100 | Bare-spiral |  | 2009-07-14
Hengdian Group Tospo Lighting Co., Ltd. | Tospo | 139011 |  | 26 | 1810 | 12000 | 2700 | Bare-spiral |  | 2009-08-12
Hengdian Group Tospo Lighting Co., Ltd. | Tospo | 139019 |  | 13 | 900 | 12000 | 2700 | Bare-spiral | Dimmable | 2010-04-28
Hengdian Group Tospo Lighting Co., Ltd. | Tospo | 139021 |  | 18 | 1250 | 12000 | 2700 | Bare-spiral | Dimmable | 2010-07-27
Hengdian Group Tospo Lighting Co., Ltd. | Tospo | 139023 |  | 23 | 1600 | 12000 | 2700 | Bare-spiral | Dimmable | 2010-08-23
Hengdian Group Tospo Lighting Co., Ltd. | Tospo | 139067 |  | 11 | 700 | 15000 | 3000 | Bare-Mini-Spiral |  | 2009-06-18
Hengdian Group Tospo Lighting Co., Ltd. | Tospo | 139631 |  | 13 | 900 | 10000 | 3000 | Bare-spiral |  | 2009-07-14
Hengdian Group Tospo Lighting Co., Ltd. | Tospo | 139779 |  | 9 | 450 | 12000 | 2700 | Covered-Candle |  | 2009-07-09
Hengdian Group Tospo Lighting Co., Ltd. | Tospo | 139779 |  | 9 | 450 | 12000 | 2700 | Covered-Candle |  | 2009-07-09
Hengdian Group Tospo Lighting Co., Ltd. | Tospo | 140573 |  | 11 | 700 | 15000 | 4100 | Bare-spiral |  | 2009-07-14
Hengdian Group Tospo Lighting Co., Ltd. | Tospo | 140676 |  | 9 | 500 | 12000 | 3000 | Covered globe |  | 2010-04-14
Hengdian Group Tospo Lighting Co., Ltd. | Tospo | 141033 |  | 5 | 220 | 10000 | 2700 | Covered-Candle |  | 2010-09-07
Hengdian Group Tospo Lighting Co., Ltd. | Tospo | 141052 |  | 5 | 220 | 12000 | 2700 | Covered-Candle |  | 2010-08-20
Hengdian Group Tospo Lighting Co., Ltd. | Tospo | 141052 |  | 5 | 220 | 12000 | 2700 | Covered-Candle |  | 2010-08-20
Hengdian Group Tospo Lighting Co., Ltd. | Tospo | 141053 |  | 9 | 450 | 12000 | 2700 | Covered-Candle |  | 2009-07-09
Hengdian Group Tospo Lighting Co., Ltd. | Tospo | 141089 |  | 15 | 750 | 12000 | 3000 | Covered reflector |  | 2010-04-08
Hengdian Group Tospo Lighting Co., Ltd. | Tospo | 141463 |  | 9 | 300 | 12000 | 2700 | Covered reflector |  | 2010-12-23
Hengdian Group Tospo Lighting Co., Ltd. | Tospo | 141539 |  | 16 | 750 | 10000 | 2700 | Covered reflector |  | 2010-01-27
Hengdian Group Tospo Lighting Co., Ltd. | Tospo | 143249 | TP120-13MSL 2700K T2 | 13 | 900 | 12000 | 2700 | Bare-spiral |  | 2010-12-23
Hengdian Group Tospo Lighting Co., Ltd. | Tospo | 143426 | 143426 | 14 | 893.99 | 10000 | 2700 | Covered A-line |  | 2011-08-09
Hengdian Group Tospo Lighting Co., Ltd. | Tospo | 143476 |  | 9 | 470 | 12000 | 2700 | Covered A-line |  | 2010-01-29
Hengdian Group Tospo Lighting Co., Ltd. | Tospo | 143476 |  | 9 | 470 | 12000 | 2700 | Covered A-line |  | 2010-01-29
Hengdian Group Tospo Lighting Co., Ltd. | Tospo | 143482 |  | 14 | 800 | 12000 | 2700 | Covered A-line |  | 2010-01-29
Hengdian Group Tospo Lighting Co., Ltd. | Tospo | 143482 |  | 14 | 800 | 12000 | 2700 | Covered A-line |  | 2010-01-29
Hengdian Group Tospo Lighting Co., Ltd. | Tospo | 143603 | 143606 | 9.12 | 550 | 12000 | 2700 | Bare-spiral |  | 2011-10-06
Hengdian Group Tospo Lighting Co., Ltd. | Tospo | 143816 |  | 9 | 540 | 12000 | 2700 | Bare-spiral |  | 2010-11-01
Hengdian Group Tospo Lighting Co., Ltd. | Tospo | 144296 | 144296 | 23 | 1605.5 | 12000 | 2700 | Bare-spiral |  | 2011-08-02
Hengdian Group Tospo Lighting Co., Ltd. | Tospo | 144686 | 144686 | 23 | 1607.03 | 12000 | 3000 | Bare-spiral |  | 2011-08-02
Hengdian Group Tospo Lighting Co., Ltd. | Tospo | 144734 | 144734 | 9 | 540 | 12000 | 3500 | Bare-spiral |  | 2011-09-09
Hengdian Group Tospo Lighting Co., Ltd. | Tospo | 144735 |  | 9 | 470 | 12000 | 6500 | Bare-spiral |  | 2010-12-14
Hengdian Group Tospo Lighting Co., Ltd. | Tospo | 144736 | 144736 | 13 | 900 | 12000 | 3500 | Bare-spiral |  | 2011-09-09
Hengdian Group Tospo Lighting Co., Ltd. | Tospo | 144738 | 144738 | 18 | 1250 | 12000 | 2700 | Bare-spiral |  | 2011-09-09
Hengdian Group Tospo Lighting Co., Ltd. | Tospo | 144739 | 144739 | 18 | 1250 | 12000 | 3500 | Bare-spiral |  | 2011-09-09
Hengdian Group Tospo Lighting Co., Ltd. | Tospo | 144740 | 144740 | 18 | 1200 | 12000 | 6500 | Bare-spiral |  | 2011-09-09
Hengdian Group Tospo Lighting Co., Ltd. | Tospo | 144741 | 144741 | 23.84 | 1600 | 12000 | 2700 | Bare-spiral |  | 2011-10-05
Hengdian Group Tospo Lighting Co., Ltd. | Tospo | 144742 | 144742 | 22.43 | 1600 | 12000 | 3500 | Bare-spiral |  | 2011-09-09
Hengdian Group Tospo Lighting Co., Ltd. | Tospo | 144743 | 144743 | 23 | 1500 | 12000 | 6500 | Bare-spiral |  | 2011-09-09
Hengdian Group Tospo Lighting Co., Ltd. | Tospo | 144965 | 144965 | 15.11 | 820.93 | 10000 | 2700 | Covered Reflector |  | 2011-07-12
Hengdian Group Tospo Lighting Co., Ltd. | Tospo | 147075 | 147075 | 16 | 741.14 | 10000 | 2700 | Covered reflector |  | 2011-08-02
Hengdian Group Tospo Lighting Co., Ltd. | Tospo | 147076 | 147076 | 23 | 1132.89 | 10000 | 2700 | Covered reflector |  | 2011-08-04
Hengdian Group Tospo Lighting Co., Ltd. | Tospo | 148164 |  | 16 | 750 | 8000 | 2700 | Covered reflector | Dimmable | 2010-12-23
Hengdian Group Tospo Lighting Co., Ltd. | Tospo | 150748 | 150748 | 23 | 1358.82 | 10000 | 2700 | Covered reflector |  | 2011-08-04
Hengdian Group Tospo Lighting Co., Ltd. | Tospo | 151301 | 151301 | 23 | 1349.62 | 10000 | 2700 | Covered reflector |  | 2011-08-04
Hengdian Group Tospo Lighting Co., Ltd. | Tospo | 152716 | 152716 | 16 | 805.78 | 10000 | 3000 | Covered reflector |  | 2011-08-04
Hengdian Group Tospo Lighting Co., Ltd. | Tospo | TP120-11SL |  | 11 | 700 | 8000 | 2700 | Bare-Mini-Spiral |  | 2009-06-29
Hengdian Group Tospo Lighting Co., Ltd. | Tospo | TP120-15MSL |  | 15 | 990 | 10000 | 2700 | Bare-spiral |  | 2003-01-03
Hengdian Group Tospo Lighting Co., Ltd. | Tospo | TP120-20MSL |  | 20 | 1500 | 10000 | 2700 | Bare-Mini-Spiral |  | 2003-03-31
Hengdian Group Tospo Lighting Co., Ltd. | Tospo | TP120-25SL-3WAY |  | 13/20/25 | 1620 | 8000 | 2700 | Bare-spiral |  | 2010-03-10
Hengdian Group Tospo Lighting Co., Ltd. | Tospo | TP120-27MSL |  | 27 | 1900 | 10000 | 2700 | Bare-Mini-Spiral |  | 2004-02-03
Hengdian Group Tospo Lighting Co., Ltd. | Tospo | TP120-32MSL |  | 32 | 2250 | 8000 | 2700 | Bare-Mini-Spiral |  | 2004-02-13
Homelite Limited | Homelite | HLT2S09W/2700K |  | 10 | 550 | 10000 | 2700 | Bare-Mini-Spiral |  | 2008-11-18
Homelite Limited | Homelite | HLT2S09W/5000K |  | 9 | 550 | 10000 | 5000 | Bare-Mini-Spiral |  | 2008-09-15
Homelite Limited | Homelite | HLT2S09W/A2700K |  | 9 | 550 | 12000 | 2700 | Bare-spiral |  | 2011-01-11
Homelite Limited | Homelite | HLT2S09W/A4100K |  | 9 | 550 | 12000 | 4100 | Bare-spiral |  | 2011-01-11
Homelite Limited | Homelite | HLT2S13W/2700K |  | 13 | 900 | 10000 | 2700 | Bare-Mini-Spiral |  | 2008-09-15
Homelite Limited | Homelite | HLT2S13W/4100K |  | 13 | 900 | 10000 | 4100 | Bare-Mini-Spiral |  | 2008-11-17
Homelite Limited | Homelite | HLT2S13W/5000K |  | 13 | 900 | 10000 | 5000 | Bare-Mini-Spiral |  | 2008-11-17
Homelite Limited | Homelite | HLT2S13W/A2700K |  | 13 | 900 | 12000 | 2700 | Bare-spiral |  | 2010-01-27
Homelite Limited | Homelite | HLT2S13W/A4100K |  | 13 | 900 | 12000 | 4100 | Bare-spiral |  | 2011-01-11
Homelite Limited | Homelite | HLT2S13W/A5000K |  | 13 | 900 | 12000 | 5000 | Bare-spiral |  | 2011-01-11
Homelite Limited | Homelite | HLT2S13WC/A2700K |  | 13 | 900 | 12000 | 2700 | Bare-spiral |  | 2011-01-11
Homelite Limited | Homelite | HLT2S18W/A2700K |  | 18 | 1200 | 12000 | 2700 | Bare-spiral |  | 2010-12-21
Homelite Limited | Homelite | HLT2S18W/A4100K |  | 18 | 1200 | 12000 | 4100 | Bare-spiral |  | 2011-01-11
Homelite Limited | Homelite | HLT2S20W/2700K |  | 20 | 1200 | 10000 | 2700 | Bare-Mini-Spiral |  | 2008-11-22
Homelite Limited | Homelite | HLT2S20W/4100K |  | 20 | 1200 | 10000 | 4100 | Bare-Mini-Spiral |  | 2008-12-15
Homelite Limited | Homelite | HLT2S20W/5000K |  | 20 | 1200 | 10000 | 5000 | Bare-Mini-Spiral |  | 2008-12-15
Homelite Limited | Homelite | HLT2S23W/2700K |  | 23 | 1600 | 10000 | 2700 | Bare-Mini-Spiral |  | 2008-09-15
Homelite Limited | Homelite | HLT2S23W/4100K |  | 23 | 1600 | 10000 | 4100 | Bare-Mini-Spiral |  | 2008-09-15
Homelite Limited | Homelite | HLT2S23W/5000K |  | 23 | 1600 | 10000 | 5000 | Bare-Mini-Spiral |  | 2008-09-15
Homelite Limited | Homelite | HLT2S23W/A2700K |  | 23 | 1600 | 12000 | 2700 | Bare-spiral |  | 2010-01-27
Homelite Limited | Homelite | HLT2S23W/A4100K |  | 23 | 1600 | 12000 | 4100 | Bare-spiral |  | 2011-01-11
Homelite Limited | Homelite | HLT3A09/2700K |  | 9 | 500 | 10000 | 2700 | Covered A-line |  | 2008-12-26
Homelite Limited | Homelite | HLT3A09W/2700K |  | 9 | 500 | 10000 | 2700 | Covered A-line |  | 2010-06-11
Homelite Limited | Homelite | HLT3A09W/4100K |  | 9 | 500 | 10000 | 4100 | Covered A-line |  | 2008-01-15
Homelite Limited | Homelite | HLT3A1319W/2700K |  | 19 | 1200 | 10000 | 2700 | Covered A-line |  | 2009-09-16
Homelite Limited | Homelite | HLT3A1319W/4100K |  | 19 | 1100 | 10000 | 4100 | Covered A-line |  | 2010-01-27
Homelite Limited | Homelite | HLT3A14W/2700K |  | 14 | 800 | 10000 | 2700 | Covered A-line |  | 2008-01-15
Homelite Limited | Homelite | HLT3A14W/4100K |  | 14 | 800 | 10000 | 4100 | Covered A-line |  | 2008-01-15
Homelite Limited | Homelite | HLT3A14W/5000K |  | 14 | 750 | 10000 | 5000 | Covered A-line |  | 2011-01-12
Homelite Limited | Homelite | HLT3A7W/2700K |  | 7 | 450 | 10000 | 2700 | Covered A-line |  | 2011-01-11
Homelite Limited | Homelite | HLT3C05W/E12/2700K |  | 5 | 200 | 10000 | 2700 | Covered-Candle |  | 2009-08-12
Homelite Limited | Homelite | HLT3C05W/E12/2700K |  | 5 | 200 | 10000 | 2700 | Covered-Candle |  | 2009-08-12
Homelite Limited | Homelite | HLT3C05W/E26/2700K |  | 5 | 200 | 10000 | 2700 | Covered-Candle |  | 2009-08-12
Homelite Limited | Homelite | HLT3C07W/E12/2700K |  | 7 | 300 | 10000 | 2700 | Covered-Candle |  | 2009-08-12
Homelite Limited | Homelite | HLT3G09W/2700K |  | 9 | 500 | 10000 | 2700 | Covered globe |  | 2009-01-23
Homelite Limited | Homelite | HLT3G09W/4100K |  | 9 | 500 | 10000 | 4100 | Covered globe |  | 2009-01-13
Homelite Limited | Homelite | HLT3G14W/2700K |  | 14 | 800 | 10000 | 2700 | Covered globe |  | 2009-01-14
Homelite Limited | Homelite | HLT3G14W/4100K |  | 14 | 800 | 10000 | 4100 | Covered globe |  | 2009-01-13
Homelite Limited | Homelite | HLT3G3019W/2700K |  | 19 | 1100 | 10000 | 2700 | Covered globe |  | 2009-09-15
Homelite Limited | Homelite | HLT3PAR16W/2700K |  | 16 | 750 | 10000 | 2700 | Covered reflector |  | 2009-01-14
Homelite Limited | Homelite | HLT3PAR16W/4100K |  | 16 | 700 | 10000 | 4100 | Covered reflector |  | 2009-09-16
Homelite Limited | Homelite | HLT3PAR23W/2700K |  | 23 | 1200 | 10000 | 2700 | Covered reflector |  | 2009-01-14
Homelite Limited | Homelite | HLT3PAR23W/4100K |  | 23 | 1200 | 10000 | 4100 | Covered reflector |  | 2009-09-15
Homelite Limited | Homelite | HLT3R14W/2700K |  | 14 | 700 | 10000 | 2700 | Covered reflector |  | 2009-01-14
Homelite Limited | Homelite | HLT3R14W/4100K |  | 14 | 700 | 10000 | 4100 | Covered reflector |  | 2009-09-15
Homelite Limited | Homelite | HLT3R16W/2700K |  | 16 | 750 | 10000 | 2700 | Covered reflector |  | 2009-01-14
Homelite Limited | Homelite | HLT3R16W/4100K |  | 16 | 750 | 10000 | 4100 | Covered reflector |  | 2009-09-15
Homelite Limited | Homelite | HLT3R2011W/2700K |  | 11 | 400 | 10000 | 2700 | Covered reflector |  | 2009-09-15
Homelite Limited | Homelite | HLT3R23W/2700K |  | 23 | 1200 | 10000 | 2700 | Covered reflector |  | 2009-01-14
Homelite Limited | Homelite | HLT3R23W/4100K |  | 23 | 1100 | 10000 | 4100 | Covered reflector |  | 2009-09-15
Homelite Limited | Homelite | HLT3S09W/2700K |  | 9 | 550 | 10000 | 2700 | Bare-Mini-Spiral |  | 2008-09-15
Homelite Limited | Homelite | HLT3S09W/4100K |  | 9 | 550 | 10000 | 4100 | Bare-Mini-Spiral |  | 2008-09-15
Homelite Limited | Homelite | HLT3S13W/2700K |  | 13 | 900 | 10000 | 2700 | Bare-Mini-Spiral |  | 2008-09-15
Homelite Limited | Homelite | HLT3S13W/4100K |  | 13 | 800 | 10000 | 4100 | Bare-Mini-Spiral |  | 2008-09-15
Homelite Limited | Homelite | HLT3S13W/5000K |  | 13 | 800 | 10000 | 5000 | Bare-Mini-Spiral |  | 2008-09-15
Homelite Limited | Homelite | HLT3S13W/A2700K |  | 13 | 900 | 12000 | 2700 | Bare-spiral |  | 2010-01-27
Homelite Limited | Homelite | HLT3S15W/4100K |  | 15 | 950 | 10000 | 4100 | Bare-Mini-Spiral |  | 2008-09-15
Homelite Limited | Homelite | HLT3S18W/A2700K |  | 18 | 1202 | 12000 | 2700 | Bare-spiral |  | 2010-12-22
Homelite Limited | Homelite | HLT3S20W/4100K |  | 20 | 1200 | 10000 | 4100 | Bare-Mini-Spiral |  | 2009-01-15
Homelite Limited | Homelite | HLT3S20W/5000K |  | 20 | 1200 | 10000 | 5000 | Bare-Mini-Spiral |  | 2009-01-15
Homelite Limited | Homelite | HLT3S23W/2700K |  | 23 | 1600 | 10000 | 2700 | Bare-Mini-Spiral |  | 2008-11-10
Homelite Limited | Homelite | HLT3S23W/4100K |  | 23 | 1600 | 10000 | 4100 | Bare-Mini-Spiral |  | 2008-11-18
Homelite Limited | Homelite | HLT3S23W/5000K |  | 23 | 1600 | 10000 | 5000 | Bare-Mini-Spiral |  | 2008-11-18
Homelite Limited | Homelite | HLT3S23W/A2700K |  | 23 | 1600 | 12000 | 2700 | Bare-spiral |  | 2010-01-27
Homelite Limited | Homelite | HLT3S26W/2700K |  | 26 | 1650 | 10000 | 2700 | Bare-Mini-Spiral |  | 2008-11-22
Homelite Limited | Homelite | HLT3S26W/4100K |  | 26 | 1650 | 10000 | 4100 | Bare-Mini-Spiral |  | 2008-11-22
Homelite Limited | Homelite | HLT3S26W/5000K |  | 26 | 1600 | 10000 | 5000 | Bare-Mini-Spiral |  | 2008-12-05
Homelite Limited | Homelite | HLT3SD09W/2700K |  | 9 | 550 | 10000 | 2700 | Bare-spiral |  | 2009-08-12
Homelite Limited | Homelite | HLT3SD09W/2700K |  | 9 | 550 | 10000 | 2700 | Bare-spiral |  | 2009-08-12
Homelite Limited | Homelite | HLT4S40W/2700K |  | 40 | 2600 | 10000 | 2700 | Bare-spiral |  | 2011-01-11
Howard Berger Co. Inc. | Bright-Way | BWCFS15 |  | 15 | 900 | 10000 | 2700 | Bare-spiral |  | 2010-12-31
Howard Berger Co. Inc. | Bright-Way | BWCFS20 |  | 20 | 1300 | 10000 | 2700 | Bare-spiral |  | 2010-12-31
Howard Berger Co. Inc. | Bright-Way | BWCFS23 |  | 23 | 1600 | 10000 | 2700 | Bare-spiral |  | 2010-12-31
Howard Berger Co. Inc. | Globe | 185039 | 185039 | 23 | 1200 | 10000 | 2700 | Covered reflector |  | 2011-06-22
Huangshan Qianlong Appliance Co., Ltd. | Sun Suang | QLS-20-13W |  | 12.7 | 720 | 10000 | 2700 | Bare-spiral |  | 2009-10-19
Huangshan Qianlong Appliance Co., Ltd. | Sun Suang | QLS-20-15W |  | 15 | 880 | 10000 | 2700 | Bare-spiral |  | 2009-10-19
Huangshan Qianlong Appliance Co., Ltd. | Sun Suang | QLS-22-18W |  | 18 | 1140 | 10000 | 2700 | Bare-spiral |  | 2009-10-19
Huangshan Qianlong Appliance Co., Ltd. | Sun Suang | QLS-22-23W |  | 23 | 1400 | 10000 | 2700 | Bare-spiral |  | 2009-10-19
Huangshan Qianlong Appliance Co., Ltd. | Sun Suang | QLS-22-26W |  | 25.7 | 1500 | 10000 | 2700 | Bare-spiral |  | 2009-10-19
Hy-vee, Inc. | Hy-Vee | 110433 | 722133 | 9 | 500 | 10000 | 2600 | Covered globe |  | 2008-08-01
Hy-vee, Inc. | Hy-Vee | 110633 |  | 15 | 610 | 10000 | 2550 | Covered reflector | Dimmable | 2008-08-01
Hy-vee, Inc. | Hy-Vee | 110933 |  | 15 | 720 | 6000 | 2600 | Covered A-line |  | 2008-08-01
Hy-vee, Inc. | Hy-Vee | 111033 |  | 15 | 650 | 6000 | 2700 | Covered reflector |  | 2008-07-31
Hy-vee, Inc. | Hy-Vee | 750233 | 4870233,1290233, 8750233 | 13 | 830 | 10000 | 2700 | Bare-Mini-Spiral |  | 2008-07-31
Hy-vee, Inc. | Hy-Vee | 750433 |  | 9 | 520 | 10000 | 2700 | Bare-Mini-Spiral |  | 2008-07-31
Hy-vee, Inc. | Hy-Vee | 750533 | 20333 | 18 | 1200 | 10000 | 2750 | Bare-Mini-Spiral |  | 2008-08-01
Hy-vee, Inc. | Hy-Vee | 750633 | 20233 | 23 | 1600 | 10000 | 2694 | Bare-Mini-Spiral |  | 2008-08-01
Hy-vee, Inc. | Hy-Vee | 131101 |  | 13 | 820 | 10000 | 2700 | Bare-spiral |  | 2009-12-04
Hy-vee, Inc. | Hy-Vee | 231201 |  | 23 | 1600 | 10000 | 2700 | Bare-spiral |  | 2009-12-04
Hy-vee, Inc. | Hy-Vee | 4840233 |  | 13 | 800 | 10000 | 4100 | Bare-Mini-Spiral |  | 2008-07-31
Hyderson Lighting (Zhangzhou) Co., Ltd. | Hyderson | HD120/13-T2S |  | 13 | 800 | 10000 | 2700 | Bare-spiral |  | 2009-07-24
Hyderson Lighting (Zhangzhou) Co., Ltd. | Hyderson | HD120/13-T3S |  | 13 | 850 | 10000 | 2700 | Bare-spiral |  | 2009-07-24
Hyderson Lighting (Zhangzhou) Co., Ltd. | Hyderson | HD120/18-T2S |  | 18 | 1350 | 10000 | 2700 | Bare-spiral |  | 2009-07-24
Hyderson Lighting (Zhangzhou) Co., Ltd. | Hyderson | HD120/18-T3S |  | 18 | 1300 | 10000 | 2700 | Bare-spiral |  | 2009-07-24
Hyderson Lighting (Zhangzhou) Co., Ltd. | Hyderson | HD120/23-T2S |  | 23 | 1650 | 10000 | 2700 | Bare-spiral |  | 2009-07-24
Hyderson Lighting (Zhangzhou) Co., Ltd. | Hyderson | HD120/23-T3S |  | 23 | 1650 | 10000 | 2700 | Bare-spiral |  | 2009-07-24
Hyderson Lighting (Zhangzhou) Co., Ltd. | Hyderson | HD120/9-T2S |  | 9 | 550 | 10000 | 2700 | Bare-spiral |  | 2009-07-24
Hyderson Lighting (Zhangzhou) Co., Ltd. | Hyderson | HD120/9-T3S |  | 9 | 550 | 10000 | 2700 | Bare-spiral |  | 2009-07-24
IKEA of Sweden AB | IKEA | ES0805C5 |  | 5 | 225 | 8000 | 2700 | Covered-Candle |  | 2010-06-02
IKEA of Sweden AB | IKEA | ES0806G7 |  | 7 | 315 | 10000 | 2700 | Covered globe |  | 2010-06-02
IKEA of Sweden AB | IKEA | ES0806G7 |  | 7 | 315 | 10000 | 2700 | Covered globe |  | 2010-06-02
IKEA of Sweden AB | IKEA | ES0807G11 |  | 11 | 550 | 10000 | 2700 | Covered globe |  | 2010-07-13
IKEA of Sweden AB | IKEA | ES0808G20 |  | 20 | 1160 | 10000 | 2700 | Covered globe |  | 2010-11-08
IKEA of Sweden AB | IKEA | ES0906S9 |  | 9 | 500 | 10000 | 2700 | Bare-Mini-Spiral |  | 2010-01-07
IKEA of Sweden AB | IKEA | ES0906S9 |  | 9 | 500 | 10000 | 2700 | Bare-Mini-Spiral |  | 2011-03-24
IKEA of Sweden AB | IKEA | ES0907S13 |  | 13 | 850 | 10000 | 2700 | Bare-Mini-Spiral |  | 2010-01-11
IKEA of Sweden AB | IKEA | ES0908S20 |  | 20 | 1300 | 10000 | 2700 | Bare-Mini-Spiral |  | 2010-01-11
IKEA of Sweden AB | Ikea | ES0910C7 | N/A | 7 | 315 | 10000 | 2700 | Covered-Candle |  | 2011-06-30
IKEA of Sweden AB | SPARSAM | 215883 |  | 20 | 1150 | 8000 | 2700 | Bare-spiral | Dimmable | 2011-06-27
IKEA of Sweden AB | SPARSAM | 50219402 |  | 20 | 1260 | 8000 | 2700 | Bare-spiral | Dimmable | 2011-06-27
Jessar | Xtricity | 1-60200 |  | 9 | 550 | 10000 | 2700 | Bare-spiral |  | 2011-08-31
Jessar | Xtricity | 1-60201 |  | 13 | 900 | 10000 | 2700 | Bare-spiral |  | 2011-08-31
Jessar | Xtricity | 1-60202 |  | 23 | 1600 | 10000 | 2700 | Bare-spiral |  | 2011-08-18
Jessar | Xtricity | 1-60210 |  | 9 | 470 | 10000 | 4100 | Bare-spiral |  | 2011-09-01
Jessar | Xtricity | 1-60211 |  | 13 | 830 | 10000 | 4100 | Bare-spiral |  | 2011-05-25
Jessar | Xtricity | 1-60212 |  | 23 | 1600 | 10000 | 4100 | Bare-spiral |  | 2011-05-25
Jessar | Xtricity | 1-60712 |  | 13 | 880 | 12000 | 5000 | Bare-spiral |  | 2011-05-25
Jessar | Xtricity | 1-68702 |  | 13 | 900 | 10000 | 2700 | Bare-spiral |  | 2011-08-15
Jessar | Xtricity | 1-68803 |  | 13 | 830 | 10000 | 4100 | Bare-spiral |  | 2011-08-15
Jiang Su Justsaving Lighting Co. Ltd. | Justsaving | E12-13W-7 |  | 13 | 800 | 8000 | 2700 | Bare-spiral |  | 2011-01-05
Jiang Su Justsaving Lighting Co. Ltd. | Justsaving | E26-13W-10 |  | 13 | 800 | 8000 | 2700 | Bare-spiral |  | 2011-01-05
Jiang Su Justsaving Lighting Co. Ltd. | Justsaving | HW-E26-13W |  | 13 | 800 | 10000 | 2700 | Bare-spiral |  | 2010-09-21
Jiang Su Justsaving Lighting Co. Ltd. | Justsaving | HW-E26-26W |  | 26 | 1680 | 10000 | 2700 | Bare-spiral |  | 2010-09-07
Jiangxi Midea Guiya Green Lighting Electrical Co.,Ltd | GUIYA | GY-A20W 2700K |  | 20 | 1000 | 10000 | 2700 | Covered A-line |  | 2009-06-25
Jiangxi Midea Guiya Green Lighting Electrical Co.,Ltd | GUIYA | GY-T2S18W 2700K |  | 18 | 1100 | 10000 | 2700 | Bare-spiral |  | 2009-09-14
Jiangxi Midea Guiya Green Lighting Electrical Co.,Ltd | GUIYA | GY-T2S23W 2700K |  | 23 | 1500 | 10000 | 2700 | Bare-spiral |  | 2009-09-14
Jiangxi Midea Guiya Green Lighting Electrical Co.,Ltd | GUIYA | GY-T2S9W |  | 9 | 650 | 10000 | 2700 | Bare-spiral |  | 2009-09-14
Jiangxi Midea Guiya Green Lighting Electrical Co.,Ltd | GUIYA | GYA6013W/2700K |  | 13 | 650 | 10000 | 2700 | Covered A-line |  | 2009-09-14
Jiangxi Midea Guiya Green Lighting Electrical Co.,Ltd | GUIYA | GYA7W/2700K |  | 7 | 300 | 10000 | 2700 | Bare-spiral |  | 2009-09-14
Jiangxi Midea Guiya Green Lighting Electrical Co.,Ltd | GUIYA | GYC05E12/2700K |  | 5 | 220 | 10000 | 2700 | Covered-Candle |  | 2009-09-14
Jiangxi Midea Guiya Green Lighting Electrical Co.,Ltd | GUIYA | GYC05E12/2700K |  | 5 | 220 | 10000 | 2700 | Covered-Candle |  | 2009-09-14
Jiangxi Midea Guiya Green Lighting Electrical Co.,Ltd | GUIYA | GYC05E26/2700K |  | 5 | 220 | 10000 | 2700 | Covered-Candle |  | 2009-09-14
Jiangxi Midea Guiya Green Lighting Electrical Co.,Ltd | GUIYA | GYG2011E26/2700K |  | 11 | 550 | 10000 | 2700 | Covered globe |  | 2009-09-14
Jiangxi Midea Guiya Green Lighting Electrical Co.,Ltd | GUIYA | GYG2514W/2700K |  | 14 | 800 | 10000 | 2700 | Covered globe |  | 2009-09-14
Jiangxi Midea Guiya Green Lighting Electrical Co.,Ltd | GUIYA | GYP3014WE26/2700K |  | 14 | 900 | 10000 | 2700 | Covered-post |  | 2010-01-08
Jiangxi Midea Guiya Green Lighting Electrical Co.,Ltd | GUIYA | GYR207W/2700K |  | 7 | 250 | 10000 | 2700 | Covered reflector |  | 2009-09-14
Jiangxi Midea Guiya Green Lighting Electrical Co.,Ltd | GUIYA | GYR3015/L |  | 15 | 600 | 10000 | 2700 | Covered reflector |  | 2009-09-14
Jiangxi Midea Guiya Green Lighting Electrical Co.,Ltd | GUIYA | GYR3015WE26/4100K |  | 15 | 550 | 10000 | 4100 | Covered reflector |  | 2009-09-14
Jiangxi Midea Guiya Green Lighting Electrical Co.,Ltd | GUIYA | GYT2S18W/4100K |  | 18 | 1200 | 10000 | 4100 | Bare-spiral |  | 2009-09-14
Jiangxi Midea Guiya Green Lighting Electrical Co.,Ltd | GUIYA | GYT3S09/27 |  | 9 | 550 | 10000 | 2700 | Bare-Mini-Spiral |  | 2008-08-29
Jiangxi Midea Guiya Green Lighting Electrical Co.,Ltd | GUIYA | GYT3S11E26/2700K |  | 11 | 690 | 10000 | 2700 | Bare-spiral |  | 2009-09-14
Jiangxi Midea Guiya Green Lighting Electrical Co.,Ltd | GUIYA | GYT3S13/27 |  | 13 | 900 | 10000 | 2700 | Bare-Mini-Spiral |  | 2008-08-29
Jiangxi Midea Guiya Green Lighting Electrical Co.,Ltd | GUIYA | GYT3S13/L 2700K |  | 13 | 900 | 10000 | 5000 | Bare-spiral |  | 2009-09-14
Jiangxi Midea Guiya Green Lighting Electrical Co.,Ltd | GUIYA | GYT3S13/L 5000K |  | 13 | 900 | 10000 | 5000 | Bare-spiral |  | 2009-09-14
Jiangxi Midea Guiya Green Lighting Electrical Co.,Ltd | GUIYA | GYT3S13WE26/2700K |  | 13 | 800 | 10000 | 2700 | Bare-spiral |  | 2009-09-14
Jiangxi Midea Guiya Green Lighting Electrical Co.,Ltd | GUIYA | GYT3S15WE26/2700K |  | 15 | 950 | 10000 | 2700 | Bare-spiral |  | 2009-09-14
Jiangxi Midea Guiya Green Lighting Electrical Co.,Ltd | GUIYA | GYT3S15WE26/4100K |  | 15 | 850 | 10000 | 4100 | Bare-spiral |  | 2009-09-14
Jiangxi Midea Guiya Green Lighting Electrical Co.,Ltd | GUIYA | GYT3S18/L 2700K |  | 18 | 1350 | 10000 | 2700 | Bare-spiral |  | 2009-09-14
Jiangxi Midea Guiya Green Lighting Electrical Co.,Ltd | GUIYA | GYT3S18/L 5000K |  | 18 | 1300 | 10000 | 5000 | Bare-spiral |  | 2009-09-14
Jiangxi Midea Guiya Green Lighting Electrical Co.,Ltd | GUIYA | GYT3S18WE26/2700K |  | 18 | 1300 | 10000 | 2700 | Bare-spiral |  | 2009-09-14
Jiangxi Midea Guiya Green Lighting Electrical Co.,Ltd | GUIYA | GYT3S20/27 |  | 20 | 1200 | 10000 | 2700 | Bare-Mini-Spiral |  | 2008-08-29
Jiangxi Midea Guiya Green Lighting Electrical Co.,Ltd | GUIYA | GYT3S23/27 |  | 23 | 1600 | 10000 | 2700 | Bare-Mini-Spiral |  | 2008-08-29
Jiangxi Midea Guiya Green Lighting Electrical Co.,Ltd | GUIYA | GYT3S23/L 2700K |  | 23 | 1700 | 10000 | 2700 | Bare-spiral |  | 2009-09-14
Jiangxi Midea Guiya Green Lighting Electrical Co.,Ltd | GUIYA | GYT3S23/L 5000K |  | 23 | 1600 | 10000 | 5000 | Bare-spiral |  | 2009-09-14
Jiangxi Midea Guiya Green Lighting Electrical Co.,Ltd | GUIYA | GYT3S23WE26/2700K |  | 23 | 1500 | 10000 | 2700 | Bare-spiral |  | 2009-09-14
Jiangxi Midea Guiya Green Lighting Electrical Co.,Ltd | GUIYA | GYT3S25WE26/2700K |  | 25 | 1600 | 10000 | 2700 | Bare-spiral |  | 2009-09-14
Jiangxi Midea Guiya Green Lighting Electrical Co.,Ltd | GUIYA | GYT3S25WE26/5000K |  | 25 | 1600 | 10000 | 5000 | Bare-spiral |  | 2009-09-14
Jiangxi Midea Guiya Green Lighting Electrical Co.,Ltd | GUIYA | GYT3S30WE26/2700K |  | 30 | 2000 | 10000 | 2700 | Bare-spiral |  | 2009-09-14
Jiangxi Midea Guiya Green Lighting Electrical Co.,Ltd | Midea | GYT2S13/L/2700K |  | 13 | 932 | 10000 | 2700 | Bare-spiral |  | 2011-01-13
Jiangxi Supersun Technology Lighting Co., Ltd. | Supersun | SPS T3 13S |  | 13 | 900 | 10000 | 2700 | Bare-spiral |  | 2010-06-02
Jiangxi Supersun Technology Lighting Co., Ltd. | Supersun | SPS T3 18S |  | 18 | 1300 | 10000 | 2700 | Bare-spiral |  | 2010-06-02
Jiangxi Supersun Technology Lighting Co., Ltd. | Supersun | SPS T3 23S |  | 23 | 1600 | 10000 | 2700 | Bare-spiral |  | 2010-06-02
Kroger Company | Everyday Living | 2007A-EL |  | 7 | 380 | 10000 | 2700 | Covered A-line |  | 2009-06-01
Kroger Company | Everyday Living | 2721-BXEL | 2721-BXEL, 2721-2VPBXEL | 20 | 1280 | 10000 | 2800 | Bare-Mini-Spiral |  | 2007-12-07
Kroger Company | Everyday Living | 2725-BXEL | 2725-BXEL, 2725-2VPBXEL | 23 | 1650 | 10000 | 2700 | Bare-Mini-Spiral |  | 2007-12-07
Kroger Company | Everyday Living | 2725D-BXEL | 2725D-2VP-BXEL | 23 | 1600 | 10000 | 5000 | Bare-spiral |  | 2010-11-23
Kroger Company | Everyday Living | 2814S-BXEL | 2814S-BXEL; 2814S-2VPBXEL; 2814S-4VPBXEL | 14 | 830 | 8000 | 6500 | Bare-Mini-Spiral |  | 2007-12-07
Kroger Company | Everyday Living | 2814W-BXEL | 2814W-2VPBXEL; 2814W-4VPBXEL | 14 | 900 | 10000 | 2700 | Bare-spiral |  | 2010-02-16
Kroger Company | Everyday Living | 2819-BXEL | 2819-2VPBXEL | 19 | 1260 | 10000 | 2700 | Bare-spiral |  | 2011-01-26
Kroger Company | Everyday Living | 2920-P/38 EL |  | 20 | 900 | 8000 | 2700 | Covered reflector |  | 2009-07-16
L'Image Home Products Inc., a licensee selling Sunbeam® branded products | Sunbeam | 11325 |  | 15 | 900 | 10000 | 2700 | Bare-Mini-Spiral |  | 2007-02-16
L'Image Home Products Inc., a licensee selling Sunbeam® branded products | Sunbeam | 11326 |  | 20 | 1200 | 10000 | 2800 | Bare-Mini-Spiral |  | 2007-02-16
L'Image Home Products Inc., a licensee selling Sunbeam® branded products | Sunbeam | 11327 | 11979; 11981 | 23 | 1650 | 10000 | 2700 | Bare-Mini-Spiral |  | 2007-02-16
L'Image Home Products Inc., a licensee selling Sunbeam® branded products | Sunbeam | 11738 | 11741 | 19 | 1200 | 10000 | 2700 | Bare-Mini-Spiral |  | 2008-05-05
L'Image Home Products Inc., a licensee selling Sunbeam® branded products | Sunbeam | 11798 |  | 9 | 500 | 10000 | 2700 | Bare-spiral |  | 2010-02-04
L'Image Home Products Inc., a licensee selling Sunbeam® branded products | Sunbeam | 11799 |  | 14 | 840 | 10000 | 2700 | Bare-spiral |  | 2010-02-04
L'Image Home Products Inc., a licensee selling Sunbeam® branded products | Sunbeam | 11800 |  | 14 | 840 | 10000 | 2700 | Bare-spiral |  | 2010-02-04
L'Image Home Products Inc., a licensee selling Sunbeam® branded products | Sunbeam | 11982 |  | 19 | 1100 | 10000 | 2700 | Bare-Mini-Spiral |  | 2008-03-18
L'Image Home Products Inc., a licensee selling Sunbeam® branded products | Sunbeam | 11983 | 11984 | 9 | 495 | 10000 | 2700 | Bare-Mini-Spiral |  | 2008-03-18
L'Image Home Products Inc., a licensee selling Sunbeam® branded products | Sunbeam | 13080 |  | 15 | 900 | 10000 | 2700 | Bare-Mini-Spiral |  | 2008-04-07
L'Image Home Products Inc., a licensee selling Sunbeam® branded products | Sunbeam | 13172 (1-pk box) |  | 15 | 900 | 10000 | 2700 | Bare-spiral |  | 2010-04-15
L'Image Home Products Inc., a licensee selling Sunbeam® branded products | Sunbeam | 13174 (1-pk box) |  | 23 | 1650 | 10000 | 2700 | Bare-spiral |  | 2010-04-15
L'Image Home Products Inc., a licensee selling Sunbeam® branded products | Sunbeam | 13349 | 13350, 13351 | 13 | 900 | 10000 | 2700 | Bare-Mini-Spiral |  | 2009-06-17
L'Image Home Products Inc., a licensee selling Sunbeam® branded products | Sunbeam | 13352 |  | 18 | 1100 | 10000 | 2700 | Bare-Mini-Spiral |  | 2009-06-17
L'Image Home Products Inc., a licensee selling Sunbeam® branded products | Sunbeam | 13353 |  | 13/20/25 | 1600 | 8000 | 2700 | Bare-spiral | Three-way | 2009-06-17
L'Image Home Products Inc., a licensee selling Sunbeam® branded products | Sunbeam | 13434 (2-pk box) |  | 9 | 550 | 10000 | 2700 | Bare-spiral |  | 2010-04-15
L'Image Home Products Inc., a licensee selling Sunbeam® branded products | Sunbeam | 13455 |  | 15 | 900 | 10000 | 2700 | Bare-Mini-Spiral |  | 2010-06-22
L'Image Home Products Inc., a licensee selling Sunbeam® branded products | Sunbeam | 13469 (1-pk box) |  | 18 | 1200 | 10000 | 2700 | Bare-spiral |  | 2010-04-15
L'Image Home Products Inc., a licensee selling Sunbeam® branded products | Sunbeam | 13470 |  | 18 | 1200 | 10000 | 2700 | Bare-Mini-Spiral |  | 2010-06-22
L'Image Home Products Inc., a licensee selling Sunbeam® branded products | Sunbeam | 13602 |  | 13 | 900 | 10000 | 2700 | Bare-Mini-Spiral |  | 2010-07-19
L'Image Home Products Inc., a licensee selling Sunbeam® branded products | Sunbeam | 13602 |  | 23 | 1650 | 10000 | 2700 | Bare-Mini-Spiral |  | 2010-07-19
L'Image Home Products Inc., a licensee selling Sunbeam® branded products | Sunbeam | 13668 |  | 23 | 1600 | 10000 | 2700 | Bare-Mini-Spiral |  | 2010-06-22
L'Image Home Products Inc., a licensee selling Sunbeam® branded products | Sunbeam | 30410136 | 11799_2; 11800_2 | 13 | 900 | 10000 | 2700 | Bare-spiral |  | 2011-09-29
L'Image Home Products Inc., a licensee selling Sunbeam® branded products | Sunbeam | 30410159 | 14151, 14152, 14164 | 23 | 1610 | 1000 | 2700 | Bare-spiral |  | 2011-09-12
L'Image Home Products Inc., a licensee selling Sunbeam® branded products | Sunbeam | 30410255 | 13383 | 18 | 1206 | 10000 | 2700 | Bare-spiral |  | 2011-09-29
L'Image Home Products Inc., a licensee selling Sunbeam® branded products | Sunbeam | 6593 | 11978; 6593; 11326; 11980 | 20 | 1200 | 10000 | 2700 | Bare-Mini-Spiral |  | 2007-04-30
L'Image Home Products Inc., a licensee selling Sunbeam® branded products | Sunbeam | 6625 |  | 15 | 900 | 10000 | 2700 | Bare-Mini-Spiral |  | 2007-02-08
L'Image Home Products Inc., a licensee selling Sunbeam® branded products | Sunbeam | TP230-14MSL(T2) | 13382 | 14 | 850 | 10000 | 2700 | Bare-Mini-Spiral |  | 2009-08-03
L'Image Home Products Inc., a licensee selling Sunbeam® branded products | Sunbeam | TP230-18MSL(T2) | 13383 | 18 | 1200 | 10000 | 2700 | Bare-spiral |  | 2009-07-30
L'Image Home Products Inc., a licensee selling Sunbeam® branded products | Sunbeam | TP230-23MSL(T2) | 13384 | 23 | 1600 | 10000 | 2700 | Bare-spiral |  | 2009-07-30
Leedarson Lighting (Xiamen) Co., Ltd. | LeeLite | N2NR11 |  | 11 | 605 | 8000 | 2700 | Bare-twin tube |  | 2010-09-08
Leedarson Lighting (Xiamen) Co., Ltd. | LeeLite | N3NS15 |  | 15 | 950 | 10000 | 2700 | Bare-Triple Tube |  | 2010-09-08
Leedarson Lighting (Xiamen) Co., Ltd. | LeeLite | NHSAR09 |  | 9 | 500 | 10000 | 2700 | Bare-Mini-Spiral |  | 2008-05-23
Leedarson Lighting (Xiamen) Co., Ltd. | LeeLite | NHSAR09 CT |  | 9 | 500 | 10000 | 4100 | Bare-Mini-Spiral |  | 2008-05-23
Leedarson Lighting (Xiamen) Co., Ltd. | LeeLite | NHSAR11 |  | 11 | 600 | 10000 | 2700 | Bare-spiral |  | 2010-09-08
Leedarson Lighting (Xiamen) Co., Ltd. | LeeLite | NHSAR13 |  | 13 | 850 | 10000 | 2700 | Bare-Mini-Spiral |  | 2008-03-18
Leedarson Lighting (Xiamen) Co., Ltd. | LeeLite | NHSAR13 IT |  | 13 | 900 | 10000 | 2700 | Bare-Mini-Spiral |  | 2008-06-06
Leedarson Lighting (Xiamen) Co., Ltd. | LeeLite | NHSAR14 CT |  | 14 | 900 | 10000 | 4100 | Bare-Mini-Spiral |  | 2008-08-12
Leedarson Lighting (Xiamen) Co., Ltd. | LeeLite | NHSAR14 IT |  | 14 | 900 | 10000 | 2700 | Bare-Mini-Spiral |  | 2008-08-12
Leedarson Lighting (Xiamen) Co., Ltd. | LeeLite | NHSBR18 |  | 18 | 1200 | 10000 | 2700 | Bare-Mini-Spiral |  | 2008-08-12
Leedarson Lighting (Xiamen) Co., Ltd. | LeeLite | NHSBR18 CT |  | 18 | 1200 | 10000 | 4100 | Bare-Mini-Spiral |  | 2008-08-12
Leedarson Lighting (Xiamen) Co., Ltd. | LeeLite | NHSBR20 |  | 20 | 1200 | 10000 | 2700 | Bare-Mini-Spiral |  | 2008-06-06
Leedarson Lighting (Xiamen) Co., Ltd. | LeeLite | NHSBR20 CT |  | 20 | 1200 | 10000 | 4100 | Bare-Mini-Spiral |  | 2008-06-06
Leedarson Lighting (Xiamen) Co., Ltd. | LeeLite | NHSBR23 |  | 23 | 1600 | 10000 | 2700 | Bare-Mini-Spiral |  | 2008-09-08
Leedarson Lighting (Xiamen) Co., Ltd. | LeeLite | NHSBR23 CT |  | 23 | 1600 | 10000 | 4100 | Bare-spiral |  | 2009-08-03
Leedarson Lighting (Xiamen) Co., Ltd. | LeeLite | NHSC07 |  | 7 | 385 | 10000 | 2700 | Bare-Mini-Spiral |  | 2007-12-11
Leedarson Lighting (Xiamen) Co., Ltd. | LeeLite | NHSC09 |  | 9 | 500 | 10000 | 2700 | Bare-Mini-Spiral |  | 2007-12-11
Leedarson Lighting (Xiamen) Co., Ltd. | LeeLite | NHSC11 |  | 11 | 600 | 10000 | 2700 | Bare-Mini-Spiral |  | 2007-12-11
Leedarson Lighting (Xiamen) Co., Ltd. | LeeLite | NHSC13 IT |  | 13 | 850 | 10000 | 2700 | Bare-Mini-Spiral | Three-way | 2008-02-05
Leedarson Lighting (Xiamen) Co., Ltd. | LeeLite | NHSC14 |  | 14 | 850 | 10000 | 2700 | Bare-Mini-Spiral |  | 2007-12-11
Leedarson Lighting (Xiamen) Co., Ltd. | LeeLite | NHSI18 |  | 18 | 1200 | 10000 | 2700 | Bare-Mini-Spiral |  | 2007-11-05
Leedarson Lighting (Xiamen) Co., Ltd. | LeeLite | NHSI18 CT |  | 18 | 1200 | 10000 | 4100 | Bare-Mini-Spiral |  | 2008-08-12
Leedarson Lighting (Xiamen) Co., Ltd. | LeeLite | NHSI18 NT |  | 18 | 1200 | 10000 | 5000 | Bare-Mini-Spiral |  | 2008-08-12
Leedarson Lighting (Xiamen) Co., Ltd. | LeeLite | NHSI19 CT |  | 19 | 1200 | 10000 | 4100 | Bare-spiral |  | 2008-12-18
Leedarson Lighting (Xiamen) Co., Ltd. | LeeLite | NHSI19 IT |  | 19 | 1200 | 10000 | 2700 | Bare-spiral |  | 2008-12-15
Leedarson Lighting (Xiamen) Co., Ltd. | LeeLite | NHSI19 NT |  | 19 | 1200 | 10000 | 5000 | Bare-spiral |  | 2008-12-18
Leedarson Lighting (Xiamen) Co., Ltd. | LeeLite | NHSI20 CT |  | 20 | 1200 | 10000 | 4100 | Bare-Mini-Spiral |  | 2008-06-06
Leedarson Lighting (Xiamen) Co., Ltd. | LeeLite | NHSI20 IE |  | 20 | 1200 | 8000 | 2700 | Bare-Mini-Spiral |  | 2007-09-04
Leedarson Lighting (Xiamen) Co., Ltd. | LeeLite | NHSI20 IT |  | 20 | 1200 | 10000 | 2700 | Bare-Mini-Spiral |  | 2007-10-25
Leedarson Lighting (Xiamen) Co., Ltd. | LeeLite | NHSI20 NT |  | 20 | 1200 | 10000 | 5000 | Bare-Mini-Spiral |  | 2008-06-06
Leedarson Lighting (Xiamen) Co., Ltd. | LeeLite | NHSI20K |  | 20 | 1300 | 10000 | 2700 | Bare-spiral |  | 2011-01-18
Leedarson Lighting (Xiamen) Co., Ltd. | LeeLite | NHSI23 CT |  | 23 | 1600 | 10000 | 4100 | Bare-Mini-Spiral |  | 2008-06-06
Leedarson Lighting (Xiamen) Co., Ltd. | LeeLite | NHSI23 IE |  | 23 | 1600 | 8000 | 2700 | Bare-Mini-Spiral |  | 2007-06-25
Leedarson Lighting (Xiamen) Co., Ltd. | LeeLite | NHSI23 IT |  | 23 | 1600 | 10000 | 2700 | Bare-Mini-Spiral |  | 2007-08-23
Leedarson Lighting (Xiamen) Co., Ltd. | LeeLite | NHSI23 NT |  | 23 | 1500 | 10000 | 5000 | Bare-Mini-Spiral |  | 2008-05-23
Leedarson Lighting (Xiamen) Co., Ltd. | LeeLite | NHSI23K |  | 23 | 1600 | 10000 | 2700 | Bare-spiral |  | 2009-05-26
Leedarson Lighting (Xiamen) Co., Ltd. | LeeLite | NHSI26 IT |  | 26 | 1700 | 10000 | 2700 | Bare-Mini-Spiral |  | 2008-01-04
Leedarson Lighting (Xiamen) Co., Ltd. | LeeLite | NHST07 IE |  | 7 | 385 | 8000 | 2700 | Bare-Mini-Spiral |  | 2008-05-22
Leedarson Lighting (Xiamen) Co., Ltd. | LeeLite | NHST07 IT |  | 7 | 385 | 10000 | 2700 | Bare-Mini-Spiral |  | 2007-11-07
Leedarson Lighting (Xiamen) Co., Ltd. | LeeLite | NHST09 CT |  | 9 | 500 | 10000 | 4100 | Bare-Mini-Spiral |  | 2008-06-06
Leedarson Lighting (Xiamen) Co., Ltd. | LeeLite | NHST09 IE |  | 9 | 500 | 8000 | 2700 | Bare-Mini-Spiral |  | 2007-11-07
Leedarson Lighting (Xiamen) Co., Ltd. | LeeLite | NHST09 IT |  | 9 | 500 | 10000 | 2700 | Bare-Mini-Spiral |  | 2008-06-06
Leedarson Lighting (Xiamen) Co., Ltd. | LeeLite | NHST09 NT |  | 9 | 500 | 10000 | 5000 | Bare-Mini-Spiral |  | 2008-06-06
Leedarson Lighting (Xiamen) Co., Ltd. | LeeLite | NHST11 IT |  | 11 | 600 | 10000 | 2700 | Bare-Mini-Spiral |  | 2007-11-07
Leedarson Lighting (Xiamen) Co., Ltd. | LeeLite | NHST13 CT |  | 13 | 800 | 10000 | 4100 | Bare-Mini-Spiral |  | 2008-06-06
Leedarson Lighting (Xiamen) Co., Ltd. | LeeLite | NHST13 IT |  | 13 | 800 | 10000 | 2700 | Bare-Mini-Spiral |  | 2007-11-05
Leedarson Lighting (Xiamen) Co., Ltd. | LeeLite | NHST13 NT |  | 13 | 800 | 10000 | 5000 | Bare-Mini-Spiral |  | 2008-06-06
Leedarson Lighting (Xiamen) Co., Ltd. | LeeLite | NHST15 IE |  | 15 | 900 | 8000 | 2700 | Bare-Mini-Spiral |  | 2007-11-30
Leedarson Lighting (Xiamen) Co., Ltd. | LeeLite | NHST15 IT |  | 15 | 900 | 10000 | 2700 | Bare-Mini-Spiral |  | 2008-01-04
Leedarson Lighting (Xiamen) Co., Ltd. | LeeLite | NHSZR13 |  | 13 | 850 | 10000 | 2700 | Bare-Mini-Spiral |  | 2009-12-10
Leedarson Lighting (Xiamen) Co., Ltd. | LeeLite | PAR30A15 |  | 15 | 750 | 10000 | 2700 | Covered reflector |  | 2009-05-26
Leedarson Lighting (Xiamen) Co., Ltd. | LeeLite | PAR38A23 |  | 23 | 1200 | 10000 | 2700 | Covered reflector |  | 2009-05-26
Leedarson Lighting (Xiamen) Co., Ltd. | LeeLite | R30A15 |  | 15 | 750 | 10000 | 2700 | Covered reflector |  | 2009-05-26
Leedarson Lighting (Xiamen) Co., Ltd. | LeeLite | R40A23 |  | 23 | 1200 | 10000 | 2700 | Covered reflector |  | 2009-05-26
Lights of America | Everyday Living | 2824L-BXEL | 2824L-BXEL, 2824L-2VP-BXEL | 23 | 1600 | 10000 | 2700 | Bare-Spiral |  | 2011-10-03
Lights of America | Lights of America | 2007A | 2007A, 2007A-10 | 7 | 380 | 10000 | 2700 | Covered A-line |  | 2008-06-18
Lights of America | Lights of America | 2014AL |  | 14 | 800 | 8000 | 2700 | Covered A-line |  | 2010-04-26
Lights of America | Lights of America | 2014AT |  | 14 | 800 | 10000 | 2700 | Covered A-line |  | 2008-06-27
Lights of America | Lights of America | 2014AT D |  | 14 | 760 | 10000 | 5000 | Covered A-line |  | 2010-04-26
Lights of America | Lights of America | 2109 |  | 9 | 420 | 8000 | 2700 | Covered-Candle |  | 2010-04-08
Lights of America | Lights of America | 2109000000000000 |  | 9 | 420 | 8000 | 2700 | Covered-Candle |  | 2010-04-08
Lights of America | Lights of America | 2509L |  | 9 | 450 | 8000 | 2700 | Covered globe |  | 2010-04-26
Lights of America | Lights of America | 2509T |  | 9 | 500 | 10000 | 2700 | Covered globe |  | 2010-04-26
Lights of America | Lights of America | 2509T D |  | 9 | 500 | 10000 | 5000 | Covered globe |  | 2010-04-26
Lights of America | Lights of America | 2721 | 2721BX-16 | 20 | 1280 | 10000 | 2700 | Bare-Mini-Spiral |  | 2006-11-05
Lights of America | Lights of America | 2725 | 2725BX-16 | 23 | 1650 | 10000 | 2700 | Bare-Mini-Spiral |  | 2006-11-05
Lights of America | Lights of America | 2725D-BX | 2725D-2VP-BX | 23 | 1600 | 10000 | 5000 | Bare-spiral |  | 2010-11-23
Lights of America | Lights of America | 2809L | 2809L-BXEL, 2809L-2VP-BXEL | 9 | 550 | 10000 | 2700 | Bare-Mini-Spiral |  | 2007-05-01
Lights of America | Lights of America | 2809S | 2809S-BXEL; 2809S-2VP-BXEL | 9 | 500 | 10000 | 6500 | Bare-spiral |  | 2011-10-07
Lights of America | Lights of America | 2811L |  | 11 | 740 | 10000 | 2700 | Bare-Mini-Spiral |  | 2007-05-01
Lights of America | Lights of America | 2813 |  | 13 | 900 | 12000 | 2700 | Bare-spiral |  | 2009-10-26
Lights of America | Lights of America | 2814S | 2814S-BXEL, 2814S-2VP-BXEL, 2814S-4VP-BXEL | 14 | 830 | 10000 | 6500 | Bare-spiral |  | 2011-10-06
Lights of America | Lights of America | 2814S-L | 2814S-6VP BX, 2814SBX-16 | 14 | 830 | 8000 | 6500 | Bare-Mini-Spiral |  | 2007-05-30
Lights of America | Lights of America | 2814W | 2814WBX-16, 2814W-BXEL, 2814W-2VP-BXEL, 2814W-4VP-BXEL | 14 | 900 | 10000 | 2700 | Bare-spiral |  | 2010-01-25
Lights of America | Lights of America | 2819 | 2819BX-16, 2819-BXEL, 2819-2VP-BXEL | 19 | 1200 | 10000 | 2700 | Bare-Mini-Spiral |  | 2008-04-03
Lights of America | Lights of America | 2819D | 2819DBX-16; 2819D-5VPBX, 2819D-BXEL, 2819D-2VP-BXEL | 19 | 1200 | 10000 | 5000 | Bare-spiral |  | 2009-08-19
Lights of America | Lights of America | 2819W | 2819WBX-16 | 19 | 1260 | 10000 | 2700 | Bare-spiral |  | 2010-04-01
Lights of America | Lights of America | 2824D | 2824DBX-16; 2824D-5VPBX | 23 | 1600 | 10000 | 5000 | Bare-spiral |  | 2009-08-19
Lights of America | Lights of America | 2824L | 2824L-BX | 23 | 1600 | 10000 | 2700 | Bare-Spiral |  | 2011-10-03
Lights of America | Lights of America | 2824W | 2824WBX-16 | 23 | 1600 | 10000 | 2700 | Bare-spiral |  | 2010-01-25
Lights of America | Lights of America | 2827 |  | 26 | 1700 | 10000 | 2700 | Bare-Mini-Spiral |  | 2008-04-03
Lights of America | Lights of America | 2842 | 2842-3VPBX | 42 | 2700 | 10000 | 2700 | Bare-spiral |  | 2008-07-14
Lights of America | Lights of America | 2915 L1 |  | 15 | 750 | 8000 | 2700 | Covered reflector |  | 2009-07-09
Lights of America | Lights of America | 2920-P/38 | 2920-P/38EL | 20 | 900 | 8000 | 2700 | Covered reflector |  | 2010-03-04
Litetronics International Inc. | Earthmate | E145218LW |  | 14 | 800 | 8000 | 2700 | Covered A-line |  | 2011-04-21
Litetronics International Inc. | Earthmate | E1552AK2LW |  | 15 | 1000 | 10000 | 2700 | Bare-spiral |  | 2011-04-08
Litetronics International Inc. | Earthmate | E2052AK2LW |  | 20 | 1295 | 10000 | 2700 | Bare-spiral |  | 2011-04-08
Litetronics International Inc. | Earthmate | E2352AK2LW |  | 23 | 1650 | 10000 | 2700 | Bare-spiral |  | 2011-04-08
Litetronics International Inc. | Earthmate | E2752AJLW |  | 27 | 1975 | 10000 | 2700 | Bare-spiral | Dimmable | 2011-04-21
Litetronics International Inc. | Earthmate | E3052AELW |  | 30 | 2050 | 10000 | 2700 | Bare-spiral |  | 2011-04-21
Litetronics International Inc. | Earthmate | E3362ANLW |  | 1933-12-22 | 2225 | 10000 | 2700 | Bare-spiral | Three-way | 2011-04-08
Litetronics International Inc. | Earthmate | ES1352AK |  | 13 | 825 | 10000 | 2700 | Bare-spiral |  | 2010-04-30
Litetronics International Inc. | Earthmate | ES3362AN |  | 1933-12-22 | 2225 | 10000 | 2700 | Bare-spiral | Three-way | 2010-07-20
Litetronics International Inc. | harmony | SSS27 |  | 27 | 2015 | 10000 | 2700 | Bare-spiral |  | 2004-01-09
Litetronics International Inc. | Harmony Lighting | SSS20 |  | 20 | 1230 | 10000 | 2700 | Bare-spiral |  | 2003-05-01
Litetronics International Inc. | Harmony Lighting | SSS25 |  | 25 | 1625 | 10000 | 2700 | Bare-spiral |  | 2003-05-01
Litetronics International Inc. | Lightwiz | E3052AELW |  | 30 | 2050 | 10000 | 2700 | Bare-spiral |  | 2011-04-08
Litetronics International Inc. | Lightwiz | H15027S |  | 15 | 925 | 10000 | 2700 | Bare-spiral |  | 2003-11-01
Litetronics International Inc. | Lightwiz | H150MS |  | 15 | 925 | 10000 | 2700 | Bare-spiral |  | 2002-10-10
Litetronics International Inc. | Lightwiz | H20027S |  | 20 | 1230 | 10000 | 2700 | Bare-spiral |  | 2003-11-01
Litetronics International Inc. | Lightwiz | H25027S |  | 25 | 1625 | 10000 | 2700 | Bare-spiral |  | 2003-11-01
Litetronics International Inc. | Lightwiz | H27027S |  | 27 | 1990 | 10000 | 2700 | Bare-spiral |  | 2004-01-09
Litetronics International Inc. | Lightwiz | H30027S |  | 30 | 2050 | 10000 | 2700 | Bare-spiral |  | 2003-12-31
Litetronics International Inc. | Lightwiz | H33327S-B |  | 1933-12-22 | 2225 | 10000 | 2700 | Bare-spiral | Three-way | 2007-03-06
Litetronics International Inc. | Litetronics | E145218 |  | 14 | 800 | 8000 | 2700 | Covered A-line |  | 2011-04-08
Litetronics International Inc. | Litetronics | EL-13527 |  | 13 | 900 | 12000 | 2700 | Bare-spiral |  | 2009-12-18
Litetronics International Inc. | Litetronics | EL-13541 |  | 13 | 900 | 12000 | 4100 | Bare-spiral |  | 2009-12-22
Litetronics International Inc. | Litetronics | EL-13550 |  | 13 | 900 | 12000 | 5000 | Bare-spiral |  | 2009-12-22
Litetronics International Inc. | Litetronics | EL-20527 |  | 20 | 1350 | 10000 | 2700 | Bare-spiral |  | 2009-12-22
Litetronics International Inc. | Litetronics | EL-20541 |  | 20 | 1350 | 10000 | 4100 | Bare-spiral |  | 2009-12-22
Litetronics International Inc. | Litetronics | EL-20550 |  | 20 | 1350 | 10000 | 5000 | Bare-spiral |  | 2009-12-22
Litetronics International Inc. | Litetronics | EL-23527 |  | 23 | 1600 | 12000 | 2700 | Bare-spiral |  | 2008-03-17
Litetronics International Inc. | Litetronics | ELB-13527 |  | 13 | 900 | 10000 | 2700 | Bare-Mini-Spiral |  | 2008-09-26
Litetronics International Inc. | Litetronics | ELB-20527 |  | 20 | 1350 | 10000 | 2700 | Bare-Mini-Spiral |  | 2008-09-26
Litetronics International Inc. | Litetronics | ELB-23527 |  | 23 | 1600 | 10000 | 2700 | Bare-Mini-Spiral |  | 2008-09-26
Litetronics International Inc. | Litetronics | L-1381-1 |  | 15 | 800 | 8000 | 2700 | Covered reflector |  | 2011-01-21
Litetronics International Inc. | Litetronics | L-1382 |  | 15 | 775 | 8000 | 4100 | Covered reflector |  | 2010-01-26
Litetronics International Inc. | Litetronics | L-1385 |  | 15 | 775 | 8000 | 3500 | Covered reflector |  | 2010-01-26
Litetronics International Inc. | Litetronics | L-14527A19 |  | 14 | 800 | 8000 | 2700 | Covered A-line |  | 2009-04-03
Litetronics International Inc. | Litetronics | L-14527G25 |  | 14 | 900 | 8000 | 2700 | Covered globe |  | 2009-04-14
Litetronics International Inc. | Litetronics | L-1471 |  | 9 | 300 | 8000 | 2700 | Covered reflector |  | 2009-10-21
Litetronics International Inc. | Litetronics | L-1472 |  | 9 | 300 | 8000 | 4100 | Covered reflector |  | 2011-02-24
Litetronics International Inc. | Litetronics | L-1572 |  | 23 | 1200 | 8000 | 4100 | Covered reflector |  | 2009-10-21
Litetronics International Inc. | Litetronics | L-23527P38 |  | 23 | 1300 | 8000 | 2700 | Covered reflector |  | 2008-07-08
Litetronics International Inc. | Litetronics | L-23527R40 |  | 23 | 1300 | 8000 | 2700 | Covered reflector |  | 2008-07-08
Litetronics International Inc. | Litetronics | L-27427 |  | 27 | 2015 | 10000 | 2700 | Bare-spiral |  | 2009-05-12
Litetronics International Inc. | Litetronics | L-27527D |  | 27 | 2000 | 10000 | 2700 | Bare-spiral | Dimmable | 2009-12-04
Litetronics International Inc. | Litetronics | L-30427 |  | 30 | 2050 | 15000 | 2700 | Bare-spiral |  | 2007-11-12
Litetronics International Inc. | Litetronics | L-314 |  | 15 | 950 | 10000 | 2700 | Bare-spiral |  | 2003-01-13
Litetronics International Inc. | Litetronics | L-33627 |  | 1933-11-22 | 2245 | 10000 | 2700 | Bare-spiral | Three-way | 2007-11-12
Litetronics International Inc. | Litetronics | L-400 | L-400 | 27 | 2015 | 10000 | 2700 | Bare-spiral |  | 2007-02-01
Litetronics International Inc. | Litetronics | NL-10127 | NL-10127 | 10 | 635 | 10000 | 2700 | Bare-Mini-Spiral |  | 2006-12-19
Litetronics International Inc. | Litetronics | NL-10427 |  | 10 | 635 | 10000 | 2700 | Bare-Mini-Spiral |  | 2007-11-12
Litetronics International Inc. | Litetronics | NL-13127 | NL-13127 | 13 | 825 | 10000 | 2700 | Bare-Mini-Spiral |  | 2007-01-02
Litetronics International Inc. | Litetronics | NL-13427 |  | 13 | 825 | 12000 | 2700 | Bare-Mini-Spiral |  | 2007-11-12
Litetronics International Inc. | Litetronics | NL-15127 | NL-15127 | 15 | 1005 | 10000 | 2700 | Bare-Mini-Spiral |  | 2007-01-02
Litetronics International Inc. | Litetronics | NL-15427 |  | 15 | 1005 | 10000 | 2700 | Bare-Mini-Spiral |  | 2007-11-12
Litetronics International Inc. | Litetronics | NL-20127 | NL-20127 | 20 | 1295 | 10000 | 2700 | Bare-spiral |  | 2007-01-03
Litetronics International Inc. | Litetronics | NL-20427 |  | 20 | 1295 | 12000 | 2700 | Bare-Mini-Spiral |  | 2007-11-12
Litetronics International Inc. | Litetronics | NL-23127 | NL-23127 | 23 | 1660 | 10000 | 2700 | Bare-spiral |  | 2007-01-03
Litetronics International Inc. | Litetronics | NL-23427 |  | 23 | 1660 | 12000 | 2700 | Bare-Mini-Spiral |  | 2007-11-12
Litetronics International Inc. | Litetronics | SSS30 |  | 30 | 2050 | 15000 | 2700 | Bare-spiral |  | 2004-01-13
London Drugs LTD | London Lights | 94939 | 446383 | 13 | 900 | 10000 | 6500 | Bare-spiral |  | 2010-07-13
London Drugs LTD | London Lights | 94940 | 4463824 | 13 | 900 | 10000 | 2700 | Bare-spiral |  | 2010-07-13
Lowe's Home Improvement | Bright Effects | 20928 | LBP9T2/27K | 9 | 600 | 10000 | 2700 | Bare-spiral |  | 2010-04-28
Lowe's Home Improvement | Bright Effects | 20928 | LB9T2/27K | 9 | 600 | 8000 | 2700 | Bare-Mini-Spiral |  | 2009-09-18
Lowe's Home Improvement | Bright Effects | 21926 | LBP13T2/27K(N) | 13 | 800 | 8000 | 2700 | Bare-spiral |  | 2009-09-30
Lowe's Home Improvement | Bright Effects | 21926 | LBP13T/27K | 13 | 800 | 10000 | 2700 | Bare-spiral |  | 2010-04-23
Lowe's Home Improvement | Bright Effects | 79261 | L13T4/65K(N) | 13 | 800 | 8000 | 6500 | Bare-spiral |  | 2009-10-02
Lowe's Home Improvement | Bright Effects | 79658 | L18TM/4/35K | 18 | 1205 | 8000 | 3500 | Bare-spiral |  | 2010-05-24
Lowe's Home Improvement | Bright Effects | 82382 | LBP16AM2 | 15 | 800 | 8000 | 2700 | Covered A-line |  | 2010-06-01
Lowe's Home Improvement | Bright Effects | 88959 | L18TM4/65K(N) | 18 | 1200 | 8000 | 6500 | Bare-spiral |  | 2009-10-02
Lowe's Home Improvement | Bright Effects | 22419 | LBP15BR302/27K | 15 | 750 | 8000 | 2700 | Covered reflector |  | 2009-06-30
Lowe's Home Improvement | Bright Effects | 252475 | L23TM6/27K | 23 | 1600 | 10000 | 2700 | Bare-spiral |  | 2010-04-15
Lowe's Home Improvement | Bright Effects | 269883 | LBP23TM/35K | 23 | 1650 | 8000 | 3500 | Bare-spiral |  | 2009-09-30
Lowe's Home Improvement | Bright Effects | 296878 | LBP15BR30/35K | 15 | 640 | 8000 | 3500 | Covered reflector |  | 2009-09-30
Lowe's Home Improvement | Bright Effects | 296879 | LBP15BR30/65K | 15 | 650 | 8000 | 6500 | Covered reflector |  | 2009-10-02
Lowe's Home Improvement | Bright Effects | 296883 | LBP23TM/35K(N) | 23 | 1600 | 8000 | 3500 | Bare-spiral |  | 2009-09-30
Lowe's Home Improvement | Bright Effects | 296884 | LBP18TM/65K(N) | 18 | 1200 | 8000 | 6500 | Bare-spiral |  | 2009-10-02
Lowe's Home Improvement | Bright Effects | 296885 | LBP18TM/35K | 18 | 1205 | 8000 | 3500 | Bare-spiral |  | 2010-05-24
Lowe's Home Improvement | Bright Effects | 73511 | L23TM4/35K | 23 | 1650 | 8000 | 3500 | Bare-spiral |  | 2009-09-30
Lowe's Home Improvement | Bright Effects | 73511 | L23TM4/35K(N) | 23 | 1600 | 8000 | 3500 | Bare-spiral |  | 2009-07-27
Lowe's Home Improvement | Bright Effects | 77180 | L13T4/35K | 13 | 835 | 8000 | 3500 | Bare-spiral |  | 2009-09-30
Lowe's Home Improvement | Bright Effects | 79653 | L18TM/3/35K(N) | 18 | 1270 | 8000 | 3500 | Bare-spiral |  | 2009-10-07
Lowe's Home Improvement | Bright Effects | 79658 | L18TM/4/35K(N) | 18 | 1270 | 8000 | 3500 | Bare-spiral |  | 2009-10-07
Lowe's Home Improvement | Bright Effects | 84878 |  | 7 | 280 | 8000 | 2700 | Covered-Candle |  | 2009-04-07
Lowe's Home Improvement | Bright Effects | 124990 | LBP30T | 30 | 2000 | 8000 | 2700 | Bare-spiral |  | 2006-02-10
Lowe's Home Improvement | Bright Effects | 135653 | 135653 | 13 | 800 | 8000 | 2700 | Bare-Mini-Spiral |  | 2004-08-04
Lowe's Home Improvement | Bright Effects | 146558 | 29071 | 13 | 800 | 8000 | 2700 | Bare-Mini-Spiral |  | 2004-08-04
Lowe's Home Improvement | Bright Effects | 153972 | 29636; 29441 | 23 | 1600 | 8000 | 2700 | Bare-spiral |  | 2006-06-22
Lowe's Home Improvement | Bright Effects | 153972/L23TM4 | 153972, L23TM4, 252475; L23TM6/27K | 23 | 1600 | 8000 | 2700 | Bare-Mini-Spiral |  | 2007-09-13
Lowe's Home Improvement | Bright Effects | 168725 | LBP18R402 | 18 | 950 | 8000 | 2700 | Covered reflector |  | 2010-08-27
Lowe's Home Improvement | Bright Effects | 20845 | LBP13T2/27K | 13 | 800 | 10000 | 2700 | Bare-spiral |  | 2010-04-23
Lowe's Home Improvement | Bright Effects | 210691 | LBP23TM2 | 23 | 1600 | 8000 | 2700 | Bare-spiral |  | 2006-02-10
Lowe's Home Improvement | Bright Effects | 21692 | L13T2C4/27K, LBP13T2C4/27K | 13 | 800 | 8000 | 2700 | Bare-spiral |  | 2009-06-30
Lowe's Home Improvement | Bright Effects | 22419 | LBP15BR302/27K(G) | 15 | 750 | 8000 | 2700 | Covered reflector |  | 2009-08-25
Lowe's Home Improvement | Bright Effects | 22519 | LBP18R402/27K | 18 | 950 | 8000 | 2700 | Covered reflector |  | 2009-06-30
Lowe's Home Improvement | Bright Effects | 23582 | LBP18TM2/27K; 252480/LBP18TM6/27K | 18 | 1170 | 10000 | 2700 | Bare-spiral |  | 2009-07-28
Lowe's Home Improvement | Bright Effects | 236707 |  | 23 | 1300 | 8000 | 2700 | Covered reflector |  | 2006-03-13
Lowe's Home Improvement | Bright Effects | 23790 | LBP23TM2/27K | 23 | 1600 | 10000 | 2700 | Bare-spiral |  | 2010-06-28
Lowe's Home Improvement | Bright Effects | 252003 | L13T6/27K | 13 | 800 | 10000 | 2700 | Bare-spiral |  | 2010-04-23
Lowe's Home Improvement | Bright Effects | 252480 | L18TM6/27K | 18 | 1170 | 10000 | 2700 | Bare-spiral |  | 2010-07-19
Lowe's Home Improvement | Bright Effects | 275632/LBP12GTM2 | 275632, LBP12GTM2 | 12 | 640 | 8000 | 2700 | Covered globe |  | 2007-09-13
Lowe's Home Improvement | Bright Effects | 296863 | LBP18R40/35K | 18 | 950 | 8000 | 3500 | Covered reflector |  | 2009-04-03
Lowe's Home Improvement | Bright Effects | 296864 | LBP18R40/65K | 18 | 950 | 8000 | 6500 | Covered reflector |  | 2009-10-07
Lowe's Home Improvement | Bright Effects | 296869 | LBP12GTM2/35K | 12 | 600 | 8000 | 3500 | Covered globe |  | 2009-10-05
Lowe's Home Improvement | Bright Effects | 296871 | LBP7C/35K | 7 | 280 | 8000 | 3500 | Covered-Candle |  | 2009-10-01
Lowe's Home Improvement | Bright Effects | 296872 | LBP7C/35K | 7 | 280 | 8000 | 3500 | Covered-Candle |  | 2009-10-01
Lowe's Home Improvement | Bright Effects | 296873 | LBP11R20TM/35K | 11 | 400 | 8000 | 3500 | Covered reflector |  | 2009-04-03
Lowe's Home Improvement | Bright Effects | 296875 | LBP11R20TM/65K | 11 | 400 | 8000 | 6500 | Covered reflector |  | 2009-04-03
Lowe's Home Improvement | Bright Effects | 296882/LBP23TM/65K | 076275/L23TM4/65K | 23 | 1600 | 8000 | 6500 | Bare-spiral |  | 2009-03-27
Lowe's Home Improvement | Bright Effects | 296884/LBP18TM/65K | 088959/L18TM4/65K | 18 | 1170 | 8000 | 6500 | Bare-spiral |  | 2009-03-27
Lowe's Home Improvement | Bright Effects | 296885 | LBP18TM/35K(N) | 18 | 1270 | 8000 | 3500 | Bare-spiral |  | 2009-10-07
Lowe's Home Improvement | Bright Effects | 296888 | LBP13T/35K | 13 | 835 | 8000 | 3500 | Bare-spiral |  | 2009-09-30
Lowe's Home Improvement | Bright Effects | 296889 | LBP13T/65K(N) | 13 | 800 | 8000 | 6500 | Bare-spiral |  | 2009-10-02
Lowe's Home Improvement | Bright Effects | 296889/LB13T/65K | 079261/L13T4/65K | 13 | 800 | 8000 | 6500 | Bare-Mini-Spiral |  | 2009-03-27
Lowe's Home Improvement | Bright Effects | 296889/LB13T/65K | 079261/L13T4/65K | 13 | 800 | 8000 | 6500 | Bare-Mini-Spiral |  | 2009-03-27
Lowe's Home Improvement | Bright Effects | 296890 | LBP50/150T/65K(E) | 1932-12-21 | 2150 | 8000 | 6500 | Bare-spiral | Three-way | 2010-10-07
Lowe's Home Improvement | Bright Effects | 296891 | LBP50/150T/35K(E) | 1932-12-21 | 2262 | 8000 | 3500 | Bare-spiral | Three-way | 2010-10-07
Lowe's Home Improvement | Bright Effects | 46428 | 29072; 252003; L13T6-27k | 13 | 800 | 8000 | 2700 | Bare-Mini-Spiral |  | 2007-04-06
Lowe's Home Improvement | Bright Effects | 46428 |  | 13 | 800 | 8000 | 2700 | Bare-Mini-Spiral |  | 2006-03-13
Lowe's Home Improvement | Bright Effects | 75316 | LBP18PAR2/36 | 18 | 950 | 8000 | 2700 | Covered reflector |  | 2004-05-06
Lowe's Home Improvement | Bright Effects | 80201 | L13T(E) | 13 | 800 | 8000 | 2700 | Bare-Mini-Spiral |  | 2004-09-22
Lowe's Home Improvement | Bright Effects | 82382 | LBP16AM2(E) | 15 | 800 | 8000 | 2700 | Covered A-line |  | 2009-04-30
Lowe's Home Improvement | Bright Effects | 95996 |  | 15 | 800 | 6000 | 2700 | Covered A-line |  | 2006-03-13
Lowe's Home Improvement | Bright Effects | BE10T3/BW | 296886 | 10 | 550 | 8000 | 3500 | Bare-spiral |  | 2010-10-06
Lowe's Home Improvement | Bright Effects | BE10T3/D | 296887 | 10 | 490 | 8000 | 6500 | Bare-Mini-Spiral |  | 2008-12-01
Lowe's Home Improvement | Bright Effects | BE10T3/SW | 20928 | 10 | 520 | 8000 | 2700 | Bare-Mini-Spiral |  | 2008-12-01
Lowe's Home Improvement | Bright Effects | BE13T3/BW | 0296888, 0077180 | 13 | 800 | 8000 | 3500 | Bare-spiral |  | 2010-10-06
Lowe's Home Improvement | Bright Effects | BE13T3/SW | 021926, 020845, 252003, 0306204 | 13 | 825 | 8000 | 2700 | Bare-Mini-Spiral |  | 2008-12-01
Lowe's Home Improvement | Bright Effects | BE15R30/SW | 022419; 0099816 | 15 | 720 | 8000 | 2700 | Covered reflector |  | 2008-12-01
Lowe's Home Improvement | Bright Effects | BE15T3/D | 296889; 079261 | 15 | 900 | 8000 | 6500 | Bare-Mini-Spiral |  | 2008-12-01
Lowe's Home Improvement | Bright Effects | BE20T3/BW | 0296885, 0079658 | 20 | 1300 | 8000 | 3500 | Bare-spiral |  | 2010-10-06
Lowe's Home Improvement | Bright Effects | BE20T3/D | 296884; 088959 | 20 | 1150 | 8000 | 6500 | Bare-Mini-Spiral |  | 2008-12-01
Lowe's Home Improvement | Bright Effects | BE20T3/SW | 023582, 252480 | 20 | 1200 | 8000 | 2700 | Bare-Mini-Spiral |  | 2008-12-01
Lowe's Home Improvement | Bright Effects | BE26PAR38/SW | 75232 | 26 | 1300 | 8000 | 2700 | Covered reflector |  | 2008-12-01
Lowe's Home Improvement | Bright Effects | BE26T3/BW | 026883, 007351 | 26 | 1750 | 8000 | 3500 | Bare-spiral |  | 2010-10-06
Lowe's Home Improvement | Bright Effects | BE26T3/D | 296882; 076275 | 26 | 1600 | 8000 | 6500 | Bare-Mini-Spiral |  | 2008-12-01
Lowe's Home Improvement | Bright Effects | BE26T3/SW | 023790; 252475 | 26 | 1750 | 8000 | 2700 | Bare-Mini-Spiral |  | 2008-12-01
Lowe's Home Improvement | Bright Effects | LBP 50/150T(E) |  | 2028-12-19 | 1750 | 6000 | 3500 | Bare-spiral | Three-way | 2008-01-11
Lowe's Home Improvement | Bright Effects | LBP13T/35K(E) | L13T4/35K(E), 077180, 296888 | 13 | 900 | 8000 | 3500 | Bare-Mini-Spiral |  | 2008-12-08
Lowe's Home Improvement | Bright Effects | LBP13T2/27K(N) | L13T6/27K(N), 252003,020845 | 13 | 800 | 8000 | 2700 | Bare-Mini-Spiral |  | 2008-07-11
Lowe's Home Improvement | Bright Effects | LBP18TM2/27K(N) | 023582, 252480 | 18 | 1100 | 8000 | 2700 | Bare-Mini-Spiral |  | 2008-07-08
Lowe's Home Improvement | Bright Effects | LBP18TM2/280589 | 280589 | 18 | 1100 | 8000 | 2700 | Bare-Mini-Spiral |  | 2008-01-11
Lowe's Home Improvement | Bright Effects | LBP23TM/35K(E) | L23TM4/35K(E), 073511, 296883 | 23 | 1600 | 8000 | 3500 | Bare-Mini-Spiral |  | 2008-12-08
Lowe's Home Improvement | Bright Effects | LBP23TM2/27K(N) | LBP23TM6/27K(N), 252475, 023790 | 23 | 1600 | 8000 | 2700 | Bare-Mini-Spiral |  | 2008-07-11
Lowe's Home Improvement | Bright Effects | LBP50/150T (E1) | 280590 | 1932-12-21 | 2200 | 8000 | 2700 | Bare-spiral | Three-way | 2009-02-13
Lowe's Home Improvement | Utilitech | 20845 | LBP13T2/27K(N) | 13 | 900 | 10000 | 2700 | Bare-spiral |  | 2011-01-20
Lowe's Home Improvement | Utilitech | 20845 | LBP13T2/27K | 13 | 900 | 10000 | 2700 | Bare-spiral |  | 2011-03-18
Lowe's Home Improvement | Utilitech | 20845 |  | 13 | 900 | 10000 | 2700 | Bare-spiral |  | 2010-12-15
Lowe's Home Improvement | Utilitech | 20928 | LBP9T2/27K (N) | 9 | 600 | 10000 | 2700 | Bare-spiral |  | 2011-01-19
Lowe's Home Improvement | Utilitech | 20928 |  | 9 | 550 | 10000 | 2700 | Bare-spiral |  | 2011-02-17
Lowe's Home Improvement | Utilitech | 21692 | LBP13T2C4/27K | 13 | 800 | 8000 | 2700 | Bare-spiral |  | 2011-08-25
Lowe's Home Improvement | Utilitech | 22419 | LBP15BR302/27K | 15 | 750 | 8000 | 2700 | Covered reflector |  | 2011-08-16
Lowe's Home Improvement | Utilitech | 22419 | LBP15BR302/27K(G) | 15 | 750 | 8000 | 2700 | Covered reflector |  | 2011-05-09
Lowe's Home Improvement | Utilitech | 22519 | LBP18R402/27K | 18 | 950 | 8000 | 2700 | Covered reflector |  | 2011-09-02
Lowe's Home Improvement | Utilitech | 23582 | LBP18TM2/27K | 18 | 1170 | 10000 | 2700 | Bare-spiral |  | 2011-01-20
Lowe's Home Improvement | Utilitech | 23582 |  | 18 | 1200 | 10000 | 2700 | Bare-spiral |  | 2011-02-17
Lowe's Home Improvement | Utilitech | 23790 |  | 23 | 1600 | 10000 | 2700 | Bare-spiral |  | 2011-02-17
Lowe's Home Improvement | Utilitech | 23790 | LBP23TM2/27K(N) | 23 | 1600 | 10000 | 2700 | Bare-spiral |  | 2011-01-20
Lowe's Home Improvement | Utilitech | 23790 | LBP23TM2/27K | 23 | 1600 | 10000 | 2700 | Bare-spiral |  | 2011-03-18
Lowe's Home Improvement | Utilitech | 345551 |  | 18 | 1200 | 10000 | 5000 | Bare-spiral |  | 2011-03-04
Lowe's Home Improvement | Utilitech | 73511 | L23TM4/35K | 23 | 1650 | 8000 | 3500 | Bare-spiral |  | 2011-08-26
Lowe's Home Improvement | Utilitech | 73511 |  | 23 | 1600 | 10000 | 3500 | Bare-spiral |  | 2010-12-15
Lowe's Home Improvement | Utilitech | 73511 | L23TM4/35K (N) | 23 | 1600 | 8000 | 3500 | Bare-spiral |  | 2011-09-02
Lowe's Home Improvement | Utilitech | 75232 | LBP23PAR2 (G) | 23 | 1300 | 8000 | 2700 | Covered reflector |  | 2011-10-19
Lowe's Home Improvement | Utilitech | 75232 | LBP23PAR2 | 23 | 1300 | 8000 | 2700 | Covered reflector |  | 2011-09-26
Lowe's Home Improvement | Utilitech | 77180 |  | 13 | 900 | 10000 | 3500 | Bare-spiral |  | 2010-12-20
Lowe's Home Improvement | Utilitech | 77180 | L13T4/35K | 13 | 835 | 10000 | 3500 | Bare-spiral |  | 2011-08-24
Lowe's Home Improvement | Utilitech | 77180 | L13T4/35K (N) | 13 | 835 | 10000 | 3500 | Bare-spiral |  | 2011-09-02
Lowe's Home Improvement | Utilitech | 79658 | L18TM4/35K (N) | 18 | 1270 | 8000 | 3500 | Bare-spiral |  | 2011-09-02
Lowe's Home Improvement | Utilitech | 79658 | L18TM4/35K | 18 | 1205 | 8000 | 3500 | Bare-spiral |  | 2011-03-07
Lowe's Home Improvement | Utilitech | 79658 |  | 18 | 1200 | 10000 | 3500 | Bare-spiral |  | 2011-02-17
Lowe's Home Improvement | Utilitech | 82382 | LBP16AM2 (H) | 15 | 800 | 10000 | 2700 | Covered A-line |  | 2011-10-17
Lowe's Home Improvement | Utilitech | 99816 | L15BR306 | 15 | 750 | 8000 | 2700 | Covered reflector |  | 2011-08-16
Lowe's Home Improvement | Utilitech | 211661 | LBP11R20DM | 11 | 380 | 8000 | 2700 | Covered reflector | Dimmable | 2011-03-07
Lowe's Home Improvement | Utilitech | 213568 | LBP15TDM | 15 | 1025 | 8000 | 2700 | Bare-spiral | Dimmable | 2010-12-22
Lowe's Home Improvement | Utilitech | 252003 | L13T6/27K (N) | 13 | 900 | 10000 | 2700 | Bare-spiral |  | 2011-09-02
Lowe's Home Improvement | Utilitech | 252003 |  | 13 | 900 | 10000 | 2700 | Bare-spiral |  | 2011-02-17
Lowe's Home Improvement | Utilitech | 252003 | L13T6/27K (M) | 13 | 900 | 10000 | 2700 | Bare-spiral |  | 2011-06-22
Lowe's Home Improvement | Utilitech | 252003 | L13T6/27K | 13 | 900 | 10000 | 2700 | Bare-spiral |  | 2011-03-18
Lowe's Home Improvement | Utilitech | 252475 | L23TM6/27K(N) | 23 | 1600 | 10000 | 2700 | Bare-spiral |  | 2011-01-20
Lowe's Home Improvement | Utilitech | 252475 | L23TM6/27K | 23 | 1600 | 10000 | 2700 | Bare-spiral |  | 2011-03-18
Lowe's Home Improvement | Utilitech | 252475 |  | 23 | 1600 | 10000 | 2700 | Bare-spiral |  | 2010-12-15
Lowe's Home Improvement | Utilitech | 252480 |  | 18 | 1200 | 10000 | 2700 | Bare-spiral |  | 2011-02-18
Lowe's Home Improvement | Utilitech | 252480 | L18TM6/27K | 18 | 1170 | 10000 | 2700 | Bare-spiral |  | 2011-01-20
Lowe's Home Improvement | Utilitech | 275632 | LBP12GTM2/27K | 12 | 600 | 8000 | 2700 | Covered globe |  | 2011-03-24
Lowe's Home Improvement | Utilitech | 280590 | LBP50/150T(E1) | 1932-12-21 | 2200 | 8000 | 2700 | Bare-spiral | Three-way | 2011-10-24
Lowe's Home Improvement | Utilitech | 296863 | LBP18R40/35K | 18 | 950 | 8000 | 3500 | Covered reflector |  | 2011-09-01
Lowe's Home Improvement | Utilitech | 296869 | LBP12GTM2/35K | 12 | 600 | 8000 | 3500 | Covered globe |  | 2011-09-01
Lowe's Home Improvement | Utilitech | 296873 | LBP11R20TM/35K | 11 | 400 | 8000 | 3500 | Covered reflector |  | 2011-08-26
Lowe's Home Improvement | Utilitech | 296878 | LBP15BR30/35K | 15 | 690 | 8000 | 3500 | Covered reflector |  | 2011-01-19
Lowe's Home Improvement | Utilitech | 296891 | LBP50/150T/35K(E) | 1932-12-21 | 2262 | 8000 | 3500 | Bare-spiral | Three-way | 2011-09-26
Lowe's Home Improvement | Utilitech | 306204 | L13T18/27K (N) | 13 | 900 | 10000 | 2700 | Bare-spiral |  | 2011-05-12
Lowe's Home Improvement | Utilitech | 306204 | L13T18/27K | 13 | 900 | 10000 | 2700 | Bare-spiral |  | 2011-08-22
Lowe's Home Improvement | Utilitech | 340252 |  | 13 | 900 | 10000 | 3500 | Bare-spiral |  | 2011-03-04
Lowe's Home Improvement | Utilitech | 340252 | LBP13T2/35K | 13 | 835 | 10000 | 3500 | Bare-spiral |  | 2011-08-24
Lowe's Home Improvement | Utilitech | 340280 | LBP13T2/5K(N) | 13 | 900 | 10000 | 5000 | Bare-spiral |  | 2011-01-20
Lowe's Home Improvement | Utilitech | 340280 |  | 13 | 850 | 10000 | 5000 | Bare-spiral |  | 2011-02-18
Lowe's Home Improvement | Utilitech | 340286 |  | 23 | 1600 | 10000 | 5000 | Bare-spiral |  | 2011-02-18
Lowe's Home Improvement | Utilitech | 340286 | LBP23TM2/5K(N) | 23 | 1600 | 10000 | 5000 | Bare-spiral |  | 2011-01-20
Lowe's Home Improvement | Utilitech | 340289 |  | 23 | 1600 | 10000 | 3500 | Bare-spiral |  | 2011-02-18
Lowe's Home Improvement | Utilitech | 340289 | LBP23TM2/35K (N) | 23 | 1600 | 8000 | 3500 | Bare-spiral |  | 2011-09-01
Lowe's Home Improvement | Utilitech | 340289 | LBP23TM2/35K | 23 | 1650 | 8000 | 3500 | Bare-spiral |  | 2011-08-25
Lowe's Home Improvement | Utilitech | 340445 | LBP23TDM | 23 | 1600 | 8000 | 2700 | Bare-spiral | Dimmable | 2010-12-22
Lowe's Home Improvement | Utilitech | 340446 | LBP15R30DM | 15 | 720 | 6000 | 2700 | Covered reflector | Dimmable | 2011-08-04
Lowe's Home Improvement | Utilitech | 345544 |  | 23 | 1600 | 10000 | 5000 | Bare-spiral |  | 2010-12-20
Lowe's Home Improvement | Utilitech | 345544 | L23TM4/5K(N) | 23 | 1600 | 10000 | 5000 | Bare-spiral |  | 2011-01-20
Lowe's Home Improvement | Utilitech | 345548 |  | 13 | 850 | 10000 | 5000 | Bare-spiral |  | 2010-12-15
Lowe's Home Improvement | Utilitech | 345548 | L13T4/5K(N) | 13 | 900 | 10000 | 5000 | Bare-spiral |  | 2011-01-20
Lowe's Home Improvement | Utilitech | 345551 | L18TM4/5K (N) | 20 | 1200 | 10000 | 5000 | Bare-spiral |  | 2011-03-24
Lowe's Home Improvement | Utilitech | 351531 | LBP7CF/35K | 7 | 260 | 8000 | 3500 | Covered-Candle |  | 2011-05-12
Lowe's Home Improvement | Utilitech | 351541 | LBP7CF2 | 7 | 250 | 8000 | 2700 | Covered-Candle |  | 2011-05-12
Lowe's Home Improvement | Utilitech | 351620 | LBP7EF2 | 7 | 250 | 8000 | 2700 | Covered-Candle |  | 2011-05-12
Lowe's Home Improvement | Utilitech | 354618 | LBP11R202/27K | 11 | 430 | 8000 | 2700 | Covered reflector |  | 2011-03-28
Marote Lighting Industrial Co. Ltd. | Bri-Star | CL-10WL |  | 10 | 600 | 15000 | 2700 | Bare-Mini-Spiral |  | 2003-10-01
Marote Lighting Industrial Co. Ltd. | Bri-Star | CL-25WL |  | 25 | 1700 | 12000 | 2800 | Bare-Mini-Spiral |  | 2005-03-04
Marote Lighting Industrial Co. Ltd. | Halo | CL-10WL |  | 10 | 600 | 15000 | 2700 | Bare-Mini-Spiral |  | 2003-10-01
Marote Lighting Industrial Co. Ltd. | Halo | CL-25WL |  | 25 | 1700 | 12000 | 2800 | Bare-Mini-Spiral |  | 2005-03-04
Marote Lighting Industrial Co. Ltd. | Hi-Lux | CL-10WL |  | 10 | 600 | 15000 | 2700 | Bare-Mini-Spiral |  | 2003-10-01
Marote Lighting Industrial Co. Ltd. | Hi-Lux | CL-15WL |  | 15 | 900 | 8000 | 2750 | Bare-Mini-Spiral |  | 2003-09-29
Marote Lighting Industrial Co. Ltd. | Hi-Lux | CL-20WL |  | 20 | 1200 | 12000 | 2700 | Bare-spiral |  | 2005-03-03
Marote Lighting Industrial Co. Ltd. | Hi-Lux | CL-25WL |  | 25 | 1700 | 12000 | 2800 | Bare-Mini-Spiral |  | 2005-01-13
Marote Lighting Industrial Co. Ltd. | Lumina | CL-10WL |  | 10 | 600 | 15000 | 2700 | Bare-Mini-Spiral |  | 2003-10-01
Marote Lighting Industrial Co. Ltd. | Lumina | CL-25WL |  | 25 | 1700 | 12000 | 2800 | Bare-Mini-Spiral |  | 2005-03-04
Marote Lighting Industrial Co. Ltd. | Marote | CL-10WL |  | 10 | 600 | 15000 | 2700 | Bare-Mini-Spiral |  | 2003-10-01
Marote Lighting Industrial Co. Ltd. | Marote | CL-25WL |  | 25 | 1700 | 12000 | 2800 | Bare-Mini-Spiral |  | 2005-03-04
Marote Lighting Industrial Co. Ltd. | Splendor | CL-10WL |  | 10 | 600 | 15000 | 2700 | Bare-Mini-Spiral |  | 2003-10-01
Marote Lighting Industrial Co. Ltd. | Splendor | CL-25WL |  | 25 | 1700 | 12000 | 2800 | Bare-Mini-Spiral |  | 2005-03-04
Maxlite | MaxLite | HC15R30WW |  | 15 | 750 | 10000 | 2700 | Covered reflector |  | 2010-12-30
Maxlite | MaxLite | HC23R40WW |  | 23 | 1250 | 8000 | 2700 | Covered reflector |  | 2010-12-30
Maxlite | MaxLite | HCB11WW | 115776 | 11 | 500 | 10000 | 2700 | Covered A-line |  | 2008-06-20
Maxlite | MaxLite | HCB13CW |  | 14 | 800 | 10000 | 4100 | Covered A-line |  | 2009-06-30
Maxlite | MaxLite | HCB13WW | 115783 | 13 | 650 | 10000 | 2700 | Covered A-line |  | 2008-07-03
Maxlite | MaxLite | HCB13WW-144 |  | 13 | 800 | 10000 | 2700 | Covered A-line |  | 2011-08-30
Maxlite | MaxLite | HCB20WW |  | 20 | 1050 | 10000 | 2700 | Covered A-line |  | 2009-06-30
Maxlite | MaxLite | HCB7WW |  | 7 | 450 | 10000 | 2700 | Covered A-line |  | 2009-06-22
Maxlite | MaxLite | HCB9WW |  | 9 | 470 | 8000 | 2700 | Covered A-line |  | 2009-04-24
Maxlite | MaxLite | HCC5WW |  | 5 | 220 | 10000 | 2700 | Covered-Candle |  | 2009-12-30
Maxlite | MaxLite | HCG11WW |  | 11 | 550 | 10000 | 2700 | Covered globe |  | 2009-12-30
Maxlite | MaxLite | HCG14WW | 115820; 115226 | 14 | 800 | 10000 | 2700 | Covered globe |  | 2008-07-03
Maxlite | MaxLite | HCG9WW |  | 9 | 470 | 8000 | 2700 | Covered globe |  | 2009-04-24
Maxlite | MAXLITE | HCPAR3015WW |  | 15 | 750 | 8000 | 2700 | Covered reflector |  | 2011-04-19
Maxlite | MaxLite | HCR2009WW |  | 9 | 300 | 8000 | 2700 | Covered reflector |  | 2009-04-03
Maxlite | MaxLite | HCR315FLD30 |  | 15 | 600 | 8000 | 3000 | Covered reflector | Dimmable | 2011-05-02
Maxlite | MaxLite | HCR315WW |  | 15 | 600 | 10000 | 2700 | Covered reflector |  | 2009-04-03
Maxlite | MaxLite | HCR3820CW | 116612 | 20 | 900 | 8000 | 4100 | Covered reflector |  | 2008-07-09
Maxlite | MaxLite | HCR3820WW | 115875 | 20 | 1000 | 8000 | 2700 | Covered reflector |  | 2008-05-19
Maxlite | MaxLite | HCR423WW | 115868; 116070 | 23 | 1300 | 8000 | 2700 | Covered reflector |  | 2008-05-19
Maxlite | MaxLite | HCS11T2WW |  | 11 | 740 | 10000 | 2700 | Bare-Mini-Spiral |  | 2009-06-30
Maxlite | MaxLite | HCS11WW | HCS114WW | 11 | 690 | 10000 | 2700 | Bare-Mini-Spiral |  | 2008-02-15
Maxlite | MaxLite | HCS13CW |  | 13 | 800 | 10000 | 4100 | Bare-Mini-Spiral |  | 2009-04-24
Maxlite | MaxLite | HCS13DL |  | 13 | 900 | 10000 | 5000 | Bare-Mini-Spiral |  | 2009-06-30
Maxlite | MaxLite | HCS13DL-144 |  | 13 | 825 | 10000 | 5000 | Bare-spiral |  | 2011-09-19
Maxlite | MaxLite | HCS13T2CW |  | 13 | 900 | 10000 | 4100 | Bare-Mini-Spiral |  | 2009-04-24
Maxlite | MaxLite | HCS13T2DL |  | 13 | 900 | 10000 | 5000 | Bare-Mini-Spiral |  | 2009-04-24
Maxlite | MaxLite | HCS13T2WW | 116926 (HCS13T2WW6) | 13 | 900 | 10000 | 2700 | Bare-Mini-Spiral |  | 2008-09-02
Maxlite | MaxLite | HCS13WW | HCS13 / HCS13-4 | 13 | 900 | 10000 | 2700 | Bare-Mini-Spiral |  | 2007-04-02
Maxlite | MaxLite | HCS13WW-144 |  | 13 | 825 | 10000 | 2700 | Bare-spiral |  | 2011-08-30
Maxlite | MaxLite | HCS13WW6 |  | 13 | 800 | 10000 | 2700 | Bare-spiral |  | 2011-07-06
Maxlite | MaxLite | HCS14T2CW |  | 14 | 830 | 10000 | 4100 | Bare-Mini-Spiral |  | 2009-06-30
Maxlite | MaxLite | HCS14T2DL |  | 14 | 850 | 10000 | 5000 | Bare-Mini-Spiral |  | 2009-06-30
Maxlite | MaxLite | HCS15DWW | 115714 | 15 | 900 | 6000 | 2800 | Bare-spiral | Dimmable | 2008-06-20
Maxlite | MAXLITE | HCS18WW | HCS18, HCS184 | 18 | 1200 | 10000 | 2700 | Bare-spiral |  | 2007-04-18
Maxlite | MaxLite | HCS19T2WW |  | 19 | 1250 | 10000 | 2700 | Bare-Mini-Spiral |  | 2009-06-30
Maxlite | MaxLite | HCS20T2CW |  | 20 | 1200 | 10000 | 4100 | Bare-Mini-Spiral |  | 2009-04-24
Maxlite | MaxLite | HCS20T2DL |  | 20 | 1200 | 10000 | 5000 | Bare-Mini-Spiral |  | 2009-04-24
Maxlite | MaxLite | HCS20T2WW | 116933 (HCS20T2WW6) | 20 | 1200 | 10000 | 2700 | Bare-Mini-Spiral |  | 2008-09-02
Maxlite | MaxLite | HCS23CW |  | 23 | 1600 | 10000 | 4100 | Bare-Mini-Spiral |  | 2009-04-24
Maxlite | MaxLite | HCS23DL |  | 23 | 1600 | 10000 | 5000 | Bare-Mini-Spiral |  | 2009-04-24
Maxlite | MaxLite | HCS23T2CW |  | 23 | 1600 | 10000 | 4100 | Bare-Mini-Spiral |  | 2009-04-24
Maxlite | MaxLite | HCS23T2DL |  | 23 | 1600 | 10000 | 5000 | Bare-Mini-Spiral |  | 2009-04-24
Maxlite | MaxLite | HCS23T2WW | 116940 (HCS23T2WW6) | 23 | 1600 | 10000 | 2700 | Bare-Mini-Spiral |  | 2008-09-02
Maxlite | MaxLite | HCS23WW | HCS23/ HCS23-4 | 23 | 1650 | 10000 | 2700 | Bare-Mini-Spiral |  | 2007-04-02
Maxlite | MaxLite | HCS253WWW | 115769 | 13/20/25 | 1600 | 8000 | 2700 | Bare-spiral | Three-way | 2008-06-20
Maxlite | MaxLite | HCS25DWW | 115738 | 25 | 1600 | 6000 | 2700 | Bare-spiral | Dimmable | 2008-06-20
Maxlite | MaxLite | HCS26T2WW |  | 26 | 1700 | 10000 | 2700 | Bare-Mini-Spiral |  | 2009-06-30
Maxlite | MaxLite | HCS30WW |  | 30 | 2000 | 10000 | 2700 | Bare-Mini-Spiral |  | 2009-03-27
Maxlite | MaxLite | HCS42WW |  | 42 | 2800 | 10000 | 2700 | Bare-spiral |  | 2009-04-10
Maxlite | MaxLite | HCS9CW |  | 9 | 550 | 10000 | 4100 | Bare-Mini-Spiral |  | 2009-04-24
Maxlite | MaxLite | HCS9T2DL |  | 9 | 550 | 10000 | 5000 | Bare-Mini-Spiral |  | 2009-04-24
Maxlite | MaxLite | HCS9T2WW | 116919 (HCS9T2WW6) | 9 | 650 | 10000 | 2700 | Bare-Mini-Spiral |  | 2008-09-02
Maxlite | MaxLite | HCS9WW |  | 9 | 550 | 10000 | 2700 | Bare-Mini-Spiral |  | 2009-04-24
Maxlite | MaxLite | HCT14WW | 116452 | 14 | 800 | 8000 | 2700 | Covered A-line |  | 2008-07-03
Maxlite | MaxLite | HCT19CW |  | 19 | 1350 | 8000 | 4100 | Covered-post |  | 2009-07-07
Maxlite | MaxLite | HCT19WW |  | 19 | 1350 | 8000 | 2700 | Covered-post |  | 2009-07-07
Maxlite | MaxLite | MLM20SCW |  | 20 | 1200 | 10000 | 4100 | Bare-Mini-Spiral |  | 2009-04-24
Maxlite | MaxLite | MLM20SDL |  | 20 | 1200 | 10000 | 5000 | Bare-Mini-Spiral |  | 2009-04-24
Maxlite | MaxLite | MLM20SWW |  | 20 | 1200 | 10000 | 2650 | Bare-Mini-Spiral |  | 2005-04-20
Maxlite | MaxLite | MLM23SH |  | 23 | 1650 | 12000 | 2700 | Bare-Mini-Spiral |  | 2006-03-24
Maxlite | MaxLite | MLM23SHLCW |  | 23 | 1600 | 10000 | 4100 | Bare-Mini-Spiral |  | 2009-04-24
Maxlite | MaxLite | MLM23SHLDL |  | 23 | 1600 | 10000 | 5000 | Bare-Mini-Spiral |  | 2009-04-24
Maxlite | MaxLite | MLM23SHLWW | 900402; 410291 | 23 | 1650 | 10000 | 2700 | Bare-Mini-Spiral |  | 2008-05-13
Maxlite | MaxLite | MLM25SCW |  | 26 | 1650 | 10000 | 4100 | Bare-Mini-Spiral |  | 2009-04-24
Maxlite | MaxLite | MLM25SDL | MLM25SDL | 25 | 1600 | 10000 | 5000 | Bare-spiral |  | 2007-01-02
Maxlite | MaxLite | MLM25SWW |  | 25 | 1800 | 10000 | 2700 | Bare-spiral |  | 2005-07-29
Maxlite | MaxLite | MLM30SWW | 41022; 90021; 90008; 90009 | 30 | 2000 | 10000 | 2700 | Bare-spiral |  | 2006-03-16
Maxlite | MaxLite | MLM42SWW |  | 42 | 2800 | 10000 | 2700 | Bare-spiral |  | 2009-04-10
Maxlite | MaxLite | MLR315FLWW |  | 15 | 750 | 10000 | 2700 | Covered reflector |  | 2010-12-30
Maxlite | MaxLite | MLR423FLWW |  | 23 | 1250 | 8000 | 2700 | Covered reflector |  | 2010-12-30
Maxlite | MaxLite | MLS11T2WW |  | 11 | 740 | 10000 | 2700 | Bare-Mini-Spiral |  | 2009-06-30
Maxlite | MaxLite | MLS13EA65 |  | 13 | 900 | 10000 | 6500 | Bare-Mini-Spiral |  | 2008-12-10
Maxlite | MaxLite | MLS13T2CW |  | 13 | 900 | 10000 | 4100 | Bare-Mini-Spiral |  | 2009-04-24
Maxlite | MaxLite | MLS13T2DL |  | 13 | 880 | 10000 | 5000 | Bare-spiral |  | 2009-04-24
Maxlite | MaxLite | MLS13T2WW | 116889 | 13 | 900 | 10000 | 2700 | Bare-Mini-Spiral |  | 2008-09-02
Maxlite | MaxLite | MLS14T2CW |  | 14 | 830 | 10000 | 4100 | Bare-Mini-Spiral |  | 2009-06-30
Maxlite | MaxLite | MLS14T2DL |  | 14 | 850 | 10000 | 5000 | Bare-Mini-Spiral |  | 2009-06-30
Maxlite | MaxLite | MLS15EADWW |  | 15 | 900 | 6000 | 2700 | Bare-spiral | Dimmable | 2004-03-29
Maxlite | MAXLITE | MLS18T2WW |  | 18 | 1200 | 12000 | 2700 | Bare-spiral |  | 2011-03-24
Maxlite | MaxLite | MLS19T2WW |  | 19 | 1250 | 10000 | 2700 | Bare-Mini-Spiral |  | 2009-06-30
Maxlite | MaxLite | MLS20T2CW |  | 20 | 1200 | 10000 | 4100 | Bare-Mini-Spiral |  | 2009-04-24
Maxlite | MaxLite | MLS20T2DL |  | 20 | 1200 | 10000 | 5000 | Bare-Mini-Spiral |  | 2009-04-24
Maxlite | MaxLite | MLS20T2WW | 116896 | 20 | 1200 | 10000 | 2700 | Bare-Mini-Spiral |  | 2008-09-02
Maxlite | MaxLite | MLS23EA65 |  | 23 | 1600 | 10000 | 6500 | Bare-Mini-Spiral |  | 2008-12-10
Maxlite | MaxLite | MLS23T2CW |  | 23 | 1600 | 10000 | 4100 | Bare-Mini-Spiral |  | 2009-04-24
Maxlite | MaxLite | MLS23T2DL |  | 23 | 1600 | 12000 | 5000 | Bare-Mini-Spiral |  | 2009-04-24
Maxlite | MaxLite | MLS23T2WW | 116902 | 23 | 1600 | 10000 | 2700 | Bare-Mini-Spiral |  | 2008-09-02
Maxlite | MaxLite | MLS25EA3 |  | 25 | 1600 | 8000 | 2700 | Bare-spiral | Three-way | 2002-10-07
Maxlite | MaxLite | MLS25EADWW |  | 25 | 1600 | 6000 | 2700 | Bare-spiral | Dimmable | 2004-03-29
Maxlite | MAXLITE | MLS25EAWW |  | 25 | 1600 | 10000 | 2700 | Bare-spiral |  | 2011-07-21
Maxlite | MaxLite | MLS26T2WW |  | 26 | 1700 | 10000 | 2700 | Bare-Mini-Spiral |  | 2009-06-30
Maxlite | MaxLite | MLS33EA3WW |  | 1933-12-22 | 2100 | 10000 | 2700 | Bare-spiral | Three-way | 2011-01-20
Maxlite | MaxLite | MLS9T2DL |  | 9 | 550 | 10000 | 5000 | Bare-Mini-Spiral |  | 2009-04-24
Maxlite | MaxLite | MLS9T2WW | 116872 | 9 | 650 | 10000 | 2700 | Bare-Mini-Spiral |  | 2008-09-02
Maxlite | MaxLite | SKB11EAWW |  | 11 | 500 | 10000 | 2700 | Covered A-line |  | 2004-06-09
Maxlite | MaxLite | SKB13EACW |  | 14 | 800 | 10000 | 4100 | Covered A-line |  | 2009-06-30
Maxlite | MaxLite | SKB13EAP |  | 13 | 850 | 10000 | 2700 | Covered A-line |  | 2006-06-08
Maxlite | MaxLite | SKB13EAWW |  | 13 | 650 | 10000 | 2700 | Covered A-line |  | 2004-05-21
Maxlite | MaxLite | SKB13EAWW-144 |  | 13 | 800 | 10000 | 2700 | Covered A-line |  | 2011-08-30
Maxlite | MaxLite | SKB20EAWW |  | 20 | 1050 | 10000 | 2700 | Covered A-line |  | 2002-03-30
Maxlite | MaxLite | SKB7EAWW |  | 7 | 450 | 10000 | 2700 | Covered A-line |  | 2004-12-07
Maxlite | MaxLite | SKB9EAWW |  | 9 | 470 | 8000 | 2700 | Covered A-line |  | 2009-04-24
Maxlite | MaxLite | SKC5CWW |  | 5 | 220 | 10000 | 2700 | Covered-Candle |  | 2009-12-30
Maxlite | MaxLite | SKC5EWW |  | 5 | 220 | 10000 | 2700 | Covered-Candle |  | 2009-12-30
Maxlite | MaxLite | SKM11EGWW |  | 11 | 550 | 10000 | 2700 | Covered globe |  | 2009-12-30
Maxlite | MaxLite | SKM14ECWW |  | 14 | 800 | 8000 | 2700 | Covered A-line |  | 2009-04-24
Maxlite | MaxLite | SKM14EGWW |  | 14 | 800 | 10000 | 2700 | Covered globe |  | 2009-04-10
Maxlite | MaxLite | SKM19ECCW |  | 19 | 1350 | 8000 | 4100 | Covered-post |  | 2009-09-28
Maxlite | MaxLite | SKM19ECWW |  | 19 | 1350 | 8000 | 2700 | Covered-post |  | 2009-09-28
Maxlite | MaxLite | SKM9EAWW |  | 9 | 470 | 8000 | 2700 | Covered globe |  | 2009-04-24
Maxlite | MaxLite | SKM9EGWW |  | 9 | 470 | 8000 | 2700 | Covered globe |  | 2009-04-24
Maxlite | MAXLITE | SKPAR3015WW |  | 15 | 750 | 8000 | 2700 | Covered reflector |  | 2011-04-19
Maxlite | MaxLite | SKR2009FLWW |  | 9 | 300 | 8000 | 2700 | Covered reflector |  | 2008-02-14
Maxlite | MaxLite | SKR315FLD30 |  | 15 | 600 | 8000 | 3000 | Covered reflector | Dimmable | 2011-05-02
Maxlite | MaxLite | SKR315FLWW |  | 15 | 600 | 10000 | 2700 | Covered reflector |  | 2006-08-18
Maxlite | MaxLite | SKR3820FLCW |  | 20 | 900 | 8000 | 4100 | Covered reflector |  | 2006-03-24
Maxlite | MaxLite | SKR3820FLWW |  | 20 | 900 | 8000 | 2700 | Covered reflector |  | 2006-03-23
Maxlite | MaxLite | SKR3823FLCW |  | 23 | 1200 | 8000 | 4100 | Covered reflector |  | 2009-04-03
Maxlite | MaxLite | SKR3823FLDL |  | 23 | 1200 | 8000 | 5000 | Covered reflector |  | 2009-04-03
Maxlite | MAXLITE | SKR420FLDWW |  | 20 | 950 | 8000 | 2700 | Covered reflector | Dimmable | 2011-04-19
Maxlite | MaxLite | SKS11EA |  | 11 | 700 | 8000 | 2700 | Bare-Mini-Spiral |  | 2004-05-13
Maxlite | MaxLite | SKS11EAWW |  | 11 | 690 | 10000 | 2700 | Bare-Mini-Spiral |  | 2009-04-23
Maxlite | MaxLite | SKS13EACW |  | 13 | 800 | 10000 | 4100 | Bare-Mini-Spiral |  | 2009-04-24
Maxlite | MaxLite | SKS13EADL |  | 13 | 900 | 10000 | 5000 | Bare-Mini-Spiral |  | 2009-04-24
Maxlite | MaxLite | SKS13EADL-144 |  | 13 | 825 | 10000 | 5000 | Bare-spiral |  | 2011-10-25
Maxlite | MaxLite | SKS13EAWW |  | 13 | 800 | 10000 | 2700 | Bare-Mini-Spiral |  | 2009-04-10
Maxlite | MaxLite | SKS13EAWW-144 |  | 13 | 825 | 10000 | 2700 | Bare-spiral |  | 2011-08-30
Maxlite | MaxLite | SKS13T2CW |  | 13 | 880 | 12000 | 4100 | Bare-spiral |  | 2011-09-19
Maxlite | MaxLite | SKS13T2DL |  | 13 | 880 | 12000 | 5000 | Bare-spiral |  | 2011-04-29
Maxlite | MaxLite | SKS13T2WW |  | 13 | 900 | 12000 | 2700 | Bare-Mini-Spiral |  | 2009-06-30
Maxlite | MaxLite | SKS14EA | 11260; 11261 | 14 | 950 | 10000 | 2700 | Bare-Mini-Spiral |  | 2006-03-16
Maxlite | MaxLite | SKS15EACW |  | 15 | 850 | 10000 | 4100 | Bare-Mini-Spiral |  | 2009-04-24
Maxlite | MaxLite | SKS15EAHLWW |  | 15 | 1100 | 8000 | 2700 | Bare-Mini-Spiral |  | 2009-04-03
Maxlite | MaxLite | SKS15EAWW |  | 15 | 950 | 10000 | 2700 | Bare-spiral |  | 1999-10-08
Maxlite | MaxLite | SKS20EP |  | 20 | 1300 | 8000 | 2700 | Bare-spiral |  | 2006-02-13
Maxlite | MAXLITE | SKS23T2CW |  | 23 | 1600 | 10000 | 4100 | Bare-spiral |  | 2011-04-12
Maxlite | MaxLite | SKS23T2DL |  | 23 | 1600 | 12000 | 5000 | Bare-spiral |  | 2011-07-01
Maxlite | MaxLite | SKS23T2WW |  | 23 | 1600 | 12000 | 2700 | Bare-spiral |  | 2011-09-19
Maxlite | MaxLite | SKS30EA3WW | 116957 | 13/22/30 | 2100 | 10000 | 2700 | Bare-spiral | Three-way | 2008-07-09
Maxlite | MaxLite | SKS7EAWW |  | 7 | 385 | 10000 | 2700 | Bare-spiral |  | 2011-04-13
Maxlite | MaxLite | SKS9EACW |  | 9 | 550 | 10000 | 4100 | Bare-Mini-Spiral |  | 2009-04-24
Maxlite | MaxLite | SKS9EAWW |  | 9 | 550 | 10000 | 2700 | Bare-Mini-Spiral |  | 2009-04-24
Maxlite | MaxLite | SKS9T2CW |  | 9 | 470 | 10000 | 4100 | Bare-Mini-Spiral |  | 2009-06-30
Maxlite | MaxLite | SKS9T2DL |  | 9 | 520 | 10000 | 5000 | Bare-Mini-Spiral |  | 2009-06-30
Maxlite | MaxLite | SKS9T2WW |  | 9 | 550 | 10000 | 2700 | Bare-Mini-Spiral |  | 2009-06-30
Maxlite | Spiralmax | SKS15EADL |  | 15 | 900 | 10000 | 5000 | Bare-spiral |  | 2007-04-02
Megalight Inc. | EcoWatt | S38013-27 | S38213-27, S38313-27, S38413-27. S38613-27, S38813-27 | 13 | 800 | 10000 | 2800 | Bare-Mini-Spiral |  | 2007-07-26
Megalight Inc. | MegaLight | BR28023-27 | BR28623-27 | 23 | 1100 | 6000 | 2800 | Covered reflector |  | 2007-08-09
Megalight Inc. | MegaLight | S28010-27 |  | 10 | 550 | 10000 | 2700 | Bare-spiral |  | 2011-05-02
Megalight Inc. | MegaLight | S28010-41 |  | 10 | 550 | 10000 | 4100 | Bare-spiral |  | 2011-05-11
Megalight Inc. | MegaLight | S28010-65 |  | 10 | 520 | 10000 | 6500 | Bare-spiral |  | 2011-05-11
Megalight Inc. | MegaLight | S28013-27 | S2801327; S28213-27; S28613-27; S28813-27; S28013-2700-6 | 13 | 800 | 10000 | 2700 | Bare-Mini-Spiral |  | 2007-07-26
Megalight Inc. | MegaLight | S28013-278 |  | 13 | 870 | 8000 | 2700 | Bare-Mini-Spiral |  | 2007-06-22
Megalight Inc. | MegaLight | S28013-41 |  | 13 | 800 | 10000 | 4100 | Bare-spiral |  | 2011-05-11
Megalight Inc. | MegaLight | S28013-65 |  | 13 | 750 | 10000 | 6500 | Bare-spiral |  | 2011-05-11
Megalight Inc. | MegaLight | S28015-27 |  | 15 | 950 | 10000 | 2700 | Bare-spiral |  | 2011-05-02
Megalight Inc. | MegaLight | S28015-41 |  | 15 | 950 | 10000 | 4100 | Bare-spiral |  | 2011-05-11
Megalight Inc. | MegaLight | S28015-65 |  | 15 | 900 | 10000 | 6500 | Bare-spiral |  | 2011-05-11
Megalight Inc. | MegaLight | S28018-27 | S28118-27 | 18 | 1100 | 8000 | 2700 | Bare-Mini-Spiral |  | 2007-07-24
Megalight Inc. | MegaLight | S28020-27 |  | 20 | 1300 | 10000 | 2700 | Bare-spiral |  | 2011-05-02
Megalight Inc. | MegaLight | S28020-41 |  | 20 | 1300 | 10000 | 4100 | Bare-spiral |  | 2011-05-11
Megalight Inc. | MegaLight | S28020-65 |  | 20 | 1235 | 10000 | 6500 | Bare-spiral |  | 2011-05-11
Megalight Inc. | MegaLight | S28026-27 |  | 26 | 1750 | 10000 | 2700 | Bare-spiral |  | 2011-05-11
Megalight Inc. | MegaLight | S28026-41 |  | 26 | 1750 | 10000 | 4100 | Bare-spiral |  | 2011-05-11
Megalight Inc. | MegaLight | S28026-65 |  | 26 | 1650 | 10000 | 6500 | Bare-spiral |  | 2011-05-11
Meijer Incorporated | Meijer | 750277 | 251669 | 13 | 830 | 10000 | 2700 | Bare-spiral |  | 2007-11-19
Meijer Incorporated | Meijer | 722177 | 104699 | 9 | 500 | 10000 | 2700 | Covered globe |  | 2007-11-19
Meijer Incorporated | Meijer | 760077 | 192655 | 9 | 520 | 10000 | 2700 | Bare-spiral |  | 2007-11-19
Meijer Incorporated | Meijer | 760477 | 140270 | 23 | 1600 | 10000 | 2700 | Bare-spiral |  | 2007-11-19
Meijer Incorporated | Meijer | ET09MCLCAN | 2885026 | 9 | 420 | 8000 | 2700 | Covered-Candle |  | 2010-12-14
Meijer Incorporated | Meijer | ET09MGL-IS | 2885027 | 9 | 500 | 8000 | 2700 | Covered globe |  | 2010-12-14
Meijer Incorporated | Meijer | ET13MSLDM | 2884978 | 13 | 900 | 10000 | 2700 | Bare-spiral | Dimmable | 2010-12-15
Meijer Incorporated | Meijer | ET13MSLT2F | 2884951; 2885036; 2884952 | 13 | 840 | 12000 | 2700 | Bare-spiral |  | 2010-12-14
Meijer Incorporated | Meijer | ET13MSLT2F | 2884951; 2885036; 2884952 | 13 | 840 | 12000 | 2700 | Bare-spiral |  | 2010-12-14
Meijer Incorporated | Meijer | ET13MSLT2F | 2884951; 2885036; 2884952 | 13 | 840 | 12000 | 2700 | Bare-spiral |  | 2010-12-14
Meijer Incorporated | Meijer | ET13MSLT2F-41 | 2884954; 2884955 | 13 | 900 | 12000 | 4100 | Bare-spiral |  | 2010-12-31
Meijer Incorporated | Meijer | ET13MSLT2F-65 | 2884956; 2884962 | 13 | 900 | 12000 | 6500 | Bare-spiral |  | 2010-12-14
Meijer Incorporated | Meijer | ET14MALCAN-IS | 2885031 | 14 | 800 | 8000 | 2700 | Covered A-line |  | 2010-12-14
Meijer Incorporated | Meijer | ET14MALCAN-IS | 2885031 | 14 | 800 | 8000 | 2700 | Covered A-line |  | 2010-12-14
Meijer Incorporated | Meijer | ET16MRL-IS | 2884975; 2885040 | 16 | 750 | 10000 | 2700 | Covered reflector |  | 2010-12-14
Meijer Incorporated | Meijer | ET18MSLT2 | 2884966; 2885038; 2884963 | 18 | 1250 | 12000 | 2700 | Bare-spiral |  | 2010-12-13
Meijer Incorporated | Meijer | ET23MPL/S | 2884977 | 23 | 1300 | 10000 | 2700 | Covered reflector |  | 2010-12-13
Meijer Incorporated | Meijer | ET23MSLT2 | 2884969; 2885039; 2884971 | 23 | 1600 | 12000 | 2700 | Bare-spiral |  | 2010-12-13
Meijer Incorporated | Meijer | ET23MSLT2-65 | 2884973 | 23 | 1600 | 12000 | 6500 | Bare-spiral |  | 2010-12-13
Meijer Incorporated | Meijer | ET23MSLT2-65 | 2884973 | 23 | 1600 | 12000 | 6500 | Bare-spiral |  | 2010-12-13
Meijer Incorporated | Meijer | ET23MSLT2-65 | 2884973 | 23 | 1600 | 12000 | 6500 | Bare-spiral |  | 2010-12-13
Meijer Incorporated | Meijer | ET23MSLT2-65 | 2884973 | 23 | 1600 | 12000 | 6500 | Bare-spiral |  | 2010-12-13
Meijer Incorporated | Meijer | ET23MSLT2-65 | 2884973 | 23 | 1600 | 12000 | 6500 | Bare-spiral |  | 2010-12-13
Meijer Incorporated | Meijer | ET3W25S | 2885024 | 13/20/25 | 1620 | 8000 | 2700 | Bare-spiral | Three-way | 2010-12-14
Meijer Incorporated | Meijer | ET9MSLT2 | 2884929; 2884945 | 9 | 500 | 12000 | 2700 | Bare-spiral |  | 2010-12-14
Neptun Lighting | Neptun | 24513 |  | 13 | 900 | 10000 | 2700 | Bare-Mini-Spiral |  | 2008-11-20
Neptun Lighting | Neptun | 24514 |  | 14 | 940 | 8000 | 2700 | Bare-spiral |  | 2004-03-26
Neptun Lighting | Neptun | 24514-ADIM |  | 14 | 800 | 8000 | 2700 | Bare-Mini-Spiral | Dimmable | 2008-11-19
Neptun Lighting | Neptun | 24518 |  | 18 | 1200 | 8000 | 2700 | Bare-spiral |  | 2004-03-26
Neptun Lighting | Neptun | 24518-ADIM |  | 18 | 1100 | 8000 | 2700 | Bare-spiral | Dimmable | 2009-04-20
Neptun Lighting | Neptun | 24524-ADIM |  | 24 | 1490 | 8000 | 2700 | Bare-Mini-Spiral | Dimmable | 2009-03-30
Neptun Lighting | Neptun | 32014-ADIM |  | 14 | 530 | 10000 | 2700 | Covered reflector | Dimmable | 2009-06-11
Neptun Lighting | Neptun | 32016-ADIM |  | 16 | 540 | 8000 | 2700 | Covered reflector | Dimmable | 2008-11-25
Neptun Lighting | Neptun | 33016-ADIM |  | 16 | 700 | 8000 | 2700 | Covered reflector | Dimmable | 2008-11-20
Neptun Lighting | Neptun | 61916-ADIM |  | 16 | 800 | 8000 | 2700 | Covered A-line | Dimmable | 2008-11-29
Neptun Lighting | Neptun | 93019-ADIM |  | 19 | 780 | 8000 | 2700 | Covered reflector | Dimmable | 2008-11-19
Neptun Lighting | Neptun | 93820-ADIM |  | 20 | 900 | 8000 | 2700 | Covered reflector | Dimmable | 2008-11-20
Niagara Conservation Corporation | EarthBrite | N0413M |  | 13 | 900 | 12000 | 2700 | Bare-spiral |  | 2007-09-24
Niagara Conservation Corporation | EarthBrite | N0420M |  | 20 | 1250 | 12000 | 2700 | Bare-Mini-Spiral |  | 2007-01-10
Niagara Conservation Corporation | EarthBrite | N0423M |  | 23 | 1600 | 12000 | 2700 | Bare-Mini-Spiral |  | 2007-01-10
Niagara Conservation Corporation | EarthBrite | N13WDIM-2700 |  | 13 | 900 | 8000 | 2700 | Bare-spiral | Dimmable | 2010-11-11
Niagara Conservation Corporation | EarthBrite | N14WA-2700 |  | 14 | 800 | 10000 | 2700 | Covered A-line |  | 2008-06-27
Niagara Conservation Corporation | EarthBrite | N14WC-2700 |  | 14 | 800 | 8000 | 2700 | Covered-Candle |  | 2010-12-28
Niagara Conservation Corporation | EarthBrite | N14WG-2700 |  | 14 | 800 | 10000 | 2700 | Covered globe |  | 2010-12-28
Niagara Conservation Corporation | EarthBrite | N14WR20-2700 |  | 14 | 500 | 10000 | 2700 | Covered reflector |  | 2010-12-28
Niagara Conservation Corporation | EarthBrite | N15WPAR30-3000 |  | 15 | 750 | 10000 | 3000 | Covered reflector |  | 2010-12-28
Niagara Conservation Corporation | EarthBrite | N16WR30-2700 |  | 16 | 750 | 10000 | 2700 | Covered reflector |  | 2010-12-28
Niagara Conservation Corporation | EarthBrite | N16WR30DIM-2700 |  | 16 | 750 | 8000 | 2700 | Covered reflector | Dimmable | 2011-05-26
Niagara Conservation Corporation | EarthBrite | N18WDIM-2700 |  | 18 | 1250 | 8000 | 2700 | Bare-spiral | Dimmable | 2010-11-11
Niagara Conservation Corporation | EarthBrite | N23WDIM-2700 |  | 23 | 1600 | 8000 | 2700 | Bare-spiral | Dimmable | 2010-11-11
Niagara Conservation Corporation | EarthBrite | N23WPAR38-3000 |  | 23 | 1280 | 10000 | 3000 | Covered reflector |  | 2010-12-28
Niagara Conservation Corporation | EarthBrite | N23WR40-2700 |  | 23 | 1300 | 10000 | 2700 | Covered reflector |  | 2010-12-28
Niagara Conservation Corporation | EarthBrite | N9WA-2700 |  | 9 | 470 | 10000 | 2700 | Covered A-line |  | 2010-12-28
Niagara Conservation Corporation | EarthBrite | N9WC-2700 |  | 9 | 420 | 8000 | 2700 | Covered-Candle |  | 2010-12-28
Niagara Conservation Corporation | EarthBrite | N9WCE12-2700 |  | 9 | 420 | 8000 | 2700 | Covered-Candle |  | 2010-12-28
Niagara Conservation Corporation | EarthBrite | N9WG-2700 |  | 9 | 500 | 10000 | 2700 | Covered globe |  | 2010-12-28
Niagara Conservation Corporation | EarthBrite | N9WPAR20-2700 |  | 9 | 300 | 10000 | 2700 | Covered reflector |  | 2010-12-28
Ningbo Global Lamp Co., Ltd. | Global | 3052509 |  | 9 | 600 | 8000 | 2700 | Bare-Mini-Spiral |  | 2008-06-16
Ningbo Global Lamp Co., Ltd. | Global | 3052514 |  | 14 | 800 | 8000 | 2700 | Bare-Mini-Spiral |  | 2008-06-16
Office Depot, Inc | Office Depot Green | 125-530 |  | 9 | 450 | 10000 | 2700 | Bare-Mini-Spiral |  | 2009-01-07
Office Depot, Inc | Office Depot Green | 386-500 |  | 19 | 1100 | 10000 | 2700 | Bare-Mini-Spiral |  | 2009-01-07
Office Depot, Inc | Office Depot Green | 386-550 |  | 19 | 1100 | 10000 | 2700 | Bare-Mini-Spiral |  | 2009-01-07
Office Depot, Inc | Office Depot Green | 416-110 | 416-105 | 23 | 1600 | 10000 | 2700 | Bare-Mini-Spiral |  | 2009-01-07
OnPoint, Inc. | America's Choice | Spiral 13W Am Chc | 66489, 66492, 66486 | 23 | 1600 | 10000 | 2700 | Bare-spiral |  | 2009-12-31
OnPoint, Inc. | America's Choice | Spiral 18W Am Chc | 66487, 66490 | 18 | 1250 | 10000 | 2700 | Bare-spiral |  | 2009-12-31
OnPoint, Inc. | America's Choice | Spiral 23W Am Chc | 66488, 66491 | 23 | 1600 | 10000 | 2700 | Bare-spiral |  | 2009-12-31
OptoLight | OptoLight | OP-ALAMP-14W | OP-ALAMP-14W2P; OP-ALAMP-14W4P | 14 | 800 | 8000 | 2700 | Covered A-line |  | 2009-06-04
OptoLight | OptoLight | OP-ALAMP-18W | OP-ALAMP-18W2P | 18 | 1100 | 8000 | 2700 | Covered A-line |  | 2011-04-26
OptoLight | OptoLight | OP-CFL-23W | OP-CFL-23W4pk | 23 | 1650 | 10000 | 2700 | Bare-Mini-Spiral |  | 2007-01-23
OptoLight | OptoLight | OP-CFL-3W-26W |  | 2026-12-20 | 0 | 10000 | 3500 | Bare-spiral | Three-way | 2009-07-15
OptoLight | OptoLight | OP-CFL-3W-26W2P |  | 2026-11-20 | 1700 | 10000 | 3500 | Bare-spiral | Three-way | 2011-02-18
OptoLight | OptoLight | OP-DM-15W |  | 15 | 1000 | 10000 | 2700 | Bare-spiral | Dimmable | 2009-10-14
OptoLight | OptoLight | OP-DM-20W |  | 20 | 1350 | 10000 | 2700 | Bare-spiral | Dimmable | 2009-10-14
OptoLight | OptoLight | OP-DM-23W |  | 23 | 1650 | 10000 | 2700 | Bare-spiral | Dimmable | 2009-10-14
OptoLight | OptoLight | OP-R2-13W | OP-R2-13W2P | 13 | 900 | 10000 | 2700 | Bare-spiral |  | 2010-09-08
OptoLight | OptoLight | OP-R2-13W4P |  | 13 | 900 | 10000 | 2700 | Bare-spiral |  | 2010-11-18
OptoLight | OptoLight | OP-R2-18W | OP-R2-18W2P | 18 | 1260 | 10000 | 2700 | Bare-spiral |  | 2010-09-13
OptoLight | OptoLight | OP-R2-19W | OP-R2-19W4P; OP-R2-19W2P | 19 | 1260 | 10000 | 2700 | Bare-spiral |  | 2010-01-15
OptoLight | OptoLight | OP-R2-20W | OP-R2-20W2P; OP-R2-20W4P | 20 | 1260 | 10000 | 2700 | Bare-spiral |  | 2010-11-19
OptoLight | OptoLight | OP-R2-23W | OP-R2-23W4P; OP-R2-23W2P | 23 | 1600 | 10000 | 2700 | Bare-spiral |  | 2010-01-15
OptoLight | OptoLight | OP-R3-31W | OP-R3-31W2P | 31 | 2100 | 10000 | 2700 | Bare-spiral |  | 2011-04-26
OptoLight | OptoLight | OP-R30-15W |  | 15 | 700 | 8000 | 2700 | Covered reflector |  | 2010-10-19
OptoLight | OptoLight | OP-R40-23W |  | 23 | 1250 | 8000 | 2700 | Covered reflector |  | 2010-10-19
OptoLight | OptoLight | OP-T2-19W | OP-T2-19W4P | 19 | 1200 | 10000 | 2700 | Bare-Mini-Spiral |  | 2009-02-12
OSRAM SYLVANIA | BUYERS CHOICE | 29678 | 29678 | 16 | 750 | 8000 | 2700 | Covered reflector |  | 2011-10-19
OSRAM SYLVANIA | Sylvania | CE14EL/TWIST/827/DIM/RP (29969) | 29969 | 14 | 800 | 8000 | 2700 | Bare-spiral | Dimmable | 2009-03-27
OSRAM SYLVANIA | Sylvania | CF10EL/MICRO/827/BL2/1K (26957) | 26957 | 10 | 600 | 12000 | 2700 | Bare-spiral |  | 2010-03-11
OSRAM SYLVANIA | Sylvania | CF10EL/MICRO/827/RP2 (29401) | 29401 | 10 | 600 | 12000 | 2700 | Bare-spiral |  | 2009-06-26
OSRAM SYLVANIA | Sylvania | CF10EL/MICRO/827/RP3 (27760) | 27760 | 10 | 600 | 10000 | 2700 | Bare-spiral |  | 2011-07-25
OSRAM SYLVANIA | Sylvania | CF10EL/MICRO/827/RP3/1K (26944) | 26944 | 10 | 600 | 10000 | 2700 | Bare-spiral |  | 2010-05-10
OSRAM SYLVANIA | Sylvania | CF11EL/MINI/827/BL6/PLT/ZJ (29994) | 29994 | 11 | 600 | 10000 | 2700 | Bare-spiral |  | 2009-08-10
OSRAM SYLVANIA | Sylvania | CF11EL/MINI/827/BL6/ZJ (29894) | 29894 | 11 | 660 | 10000 | 2700 | Bare-spiral |  | 2010-05-03
OSRAM SYLVANIA | Sylvania | CF11EL/MINI/830 (29378) | 29378 | 11 | 600 | 8000 | 3000 | Bare-spiral |  | 2009-07-01
OSRAM SYLVANIA | Sylvania | CF11EL/MINITWIST/BL/6 (29894) |  | 11 | 600 | 10000 | 3000 | Bare-Mini-Spiral |  | 2009-03-25
OSRAM SYLVANIA | Sylvania | CF11EL/MINITWIST/RP/6 (29891) | 29891 | 11 | 600 | 8000 | 3000 | Bare-spiral |  | 2009-07-15
OSRAM SYLVANIA | Sylvania | CF11EL/MINITWIST/V/1 (29378) | 29378 | 11 | 600 | 8000 | 2700 | Bare-Mini-Spiral |  | 2007-08-10
OSRAM SYLVANIA | Sylvania | CF11EL/SUPER/827/MC/RP3 (29767) | 29767 | 11 | 600 | 10000 | 2700 | Bare-spiral |  | 2009-07-15
OSRAM SYLVANIA | Sylvania | CF11EL/SUPER/827/RP (29708) |  | 11 | 600 | 10000 | 2700 | Bare-Mini-Spiral |  | 2007-10-09
OSRAM SYLVANIA | Sylvania | CF11EL/SUPER/827/RP/ZH (26921) | 26921 | 11 | 700 | 10000 | 2700 | Bare-spiral |  | 2010-04-26
OSRAM SYLVANIA | Sylvania | CF11EL/Super/827/RP2/CDN (20007) | 20007 | 11 | 600 | 10000 | 2700 | Bare-Mini-Spiral |  | 2009-06-24
OSRAM SYLVANIA | Sylvania | CF11EL/SUPERMINI/T/BL (29766) | 29766 | 11 | 600 | 10000 | 3000 | Bare-Mini-Spiral |  | 2007-07-10
OSRAM SYLVANIA | Sylvania | CF11EL/SUPERMINI/T/RP/3 (29767) | 29767 | 11 | 600 | 10000 | 3000 | Bare-Mini-Spiral |  | 2007-07-03
OSRAM SYLVANIA | Sylvania | CF13EL/MICRO/2RP (29727) | 29727 | 13 | 825 | 12000 | 3000 | Bare-Mini-Spiral |  | 2009-06-29
OSRAM SYLVANIA | Sylvania | CF13EL/MICRO/827/BL2/1K (26959) | 26959 | 13 | 825 | 12000 | 2700 | Bare-spiral |  | 2010-03-16
OSRAM SYLVANIA | Sylvania | CF13EL/MICRO/827/BL4 (26964) | CF13EL/MICRO/827/BL4/96/CS; CF13EL/MICRO/827/BL4/DIS 26962 | 13 | 825 | 12000 | 2700 | Bare-spiral |  | 2010-01-19
OSRAM SYLVANIA | Sylvania | CF13EL/MICRO/827/BL4 (29408) |  | 13 | 825 | 12000 | 2700 | Bare-Mini-Spiral |  | 2009-05-19
OSRAM SYLVANIA | Sylvania | CF13EL/MICRO/827/BL4/1K (26964) | CF13EL/MICRO/827/BL4/1K (26964), CF13EL/MICRO/827/BL4/1K (26903) | 13 | 825 | 12000 | 2700 | Bare-spiral |  | 2010-03-11
OSRAM SYLVANIA | Sylvania | CF13EL/MICRO/827/C/BL2 (27780) | 27780 | 13 | 825 | 12000 | 2700 | Bare-spiral |  | 2011-07-25
OSRAM SYLVANIA | Sylvania | CF13EL/MICRO/827/C/BL2/1K (26941) | 26941; CF13EL/MICRO/C/865/BL2/1K (26936) | 13 | 825 | 12000 | 2700 | Bare-Mini-Spiral |  | 2010-06-01
OSRAM SYLVANIA | Sylvania | CF13EL/MICRO/827/C/BL2/1K (26955) | CF13EL/MICRO/827/C/BL2/1K (26955), CF13EL/MICRO/827/C/BL2/1K (26901) | 13 | 825 | 12000 | 2700 | Bare-spiral |  | 2010-03-17
OSRAM SYLVANIA | Sylvania | CF13EL/MICRO/827/C/RP2 (29734) | 29734 | 13 | 825 | 12000 | 2700 | Bare-spiral |  | 2009-08-06
OSRAM SYLVANIA | Sylvania | CF13EL/MICRO/827/LS/C/BL2/1K (26938) | 26938 | 13 | 800 | 12000 | 2700 | Bare-spiral |  | 2010-09-30
OSRAM SYLVANIA | Sylvania | CF13EL/MICRO/827/LS/C/BL2/1K (28935) | 28935 | 13 | 800 | 12000 | 2700 | Bare-spiral |  | 2011-06-08
OSRAM SYLVANIA | Sylvania | CF13EL/MICRO/827/LS/RP2 (29972) | 29972, 29976 | 13 | 800 | 12000 | 2700 | Bare-Mini-Spiral |  | 2009-04-14
OSRAM SYLVANIA | Sylvania | CF13EL/MICRO/827/LS/RP2/1K (26922) | 26922 | 13 | 800 | 12000 | 2700 | Bare-Mini-Spiral |  | 2010-06-03
OSRAM SYLVANIA | Sylvania | CF13EL/MICRO/827/LS/RP2/1K (28933) | 28933 | 13 | 800 | 12000 | 2700 | Bare-spiral |  | 2011-06-08
OSRAM SYLVANIA | Sylvania | CF13EL/MICRO/827/LS/RP2/CDN/1K (29420) | 29420 | 13 | 800 | 12000 | 2700 | Bare-spiral |  | 2010-12-20
OSRAM SYLVANIA | Sylvania | CF13EL/MICRO/827/RP2/CDN/1K (29430) | 29430 | 13 | 825 | 12000 | 2700 | Bare-spiral |  | 2010-06-15
OSRAM SYLVANIA | Sylvania | CF13EL/MICRO/827/RP3 (27761) | 27761 | 13 | 825 | 10000 | 2700 | Bare-spiral |  | 2011-07-25
OSRAM SYLVANIA | Sylvania | CF13EL/MICRO/827/RP3/1K (26943) | 26943 | 13 | 825 | 10000 | 2700 | Bare-spiral |  | 2010-05-28
OSRAM SYLVANIA | Sylvania | CF13EL/MICRO/830/ECO/1K (29898) | 29898 | 13 | 800 | 12000 | 3000 | Bare-spiral |  | 2010-05-26
OSRAM SYLVANIA | Sylvania | CF13EL/MICRO/835/BL2/1K (26967) | 26967 | 13 | 820 | 12000 | 3500 | Bare-spiral |  | 2010-03-12
OSRAM SYLVANIA | Sylvania | CF13EL/MICRO/835/C/BL2 (27781) | 27781 | 13 | 820 | 12000 | 3500 | Bare-spiral |  | 2011-08-30
OSRAM SYLVANIA | Sylvania | CF13EL/MICRO/835/RP3/1K (26927) | 26927 | 13 | 820 | 10000 | 3500 | Bare-spiral |  | 2010-08-23
OSRAM SYLVANIA | Sylvania | CF13EL/MICRO/835/RP3/CDN (27762) | 27762 | 13 | 820 | 10000 | 3500 | Bare-spiral |  | 2011-07-27
OSRAM SYLVANIA | Sylvania | CF13EL/MICRO/C/827/BL2 (29759) |  | 13 | 825 | 12000 | 2700 | Bare-Mini-Spiral |  | 2009-05-21
OSRAM SYLVANIA | Sylvania | CF13EL/MICRO/C/835/BL2/1K (26932) | 26932 | 13 | 820 | 12000 | 3500 | Bare-spiral |  | 2010-12-17
OSRAM SYLVANIA | Sylvania | CF13EL/MINI/827/BL8/2M (29024) | 29024; CF13EL/MINI/827/BL8/CLUBPAL/2M (29017) | 13 | 800 | 10000 | 2700 | Bare-spiral |  | 2010-04-01
OSRAM SYLVANIA | Sylvania | CF13EL/MINI/827/BL8/PLT/2M (29084) | 29084 | 13 | 800 | 10000 | 2700 | Bare-spiral |  | 2010-04-16
OSRAM SYLVANIA | Sylvania | CF13EL/MINI/827/CVP (29149) | 29149 | 13 | 800 | 10000 | 2700 | Bare-Mini-Spiral |  | 2009-06-29
OSRAM SYLVANIA | Sylvania | CF13EL/MINI/827/CVP/YX (29120) | CF13EL/MINI/827/CVP/YX (29120) | 13 | 800 | 10000 | 2700 | Bare-Mini-Spiral |  | 2011-06-29
OSRAM SYLVANIA | Sylvania | CF13EL/MINI/827/MC/RP (29609) | 29609 | 13 | 800 | 8000 | 2700 | Bare-spiral |  | 2007-02-23
OSRAM SYLVANIA | Sylvania | CF13EL/MINI/827/MC/RP3/DIS (29610) | 29610 | 13 | 800 | 8000 | 2700 | Bare-Mini-Spiral |  | 2009-07-06
OSRAM SYLVANIA | Sylvania | CF13EL/MINI/827/T/RP3 (29610) | 29610 | 13 | 800 | 8000 | 2700 | Bare-Mini-Spiral |  | 2009-06-30
OSRAM SYLVANIA | Sylvania | CF13EL/MINI/827/Y/RP (29609) | 29609 | 13 | 800 | 8000 | 2700 | Bare-spiral |  | 2009-03-27
OSRAM SYLVANIA | Sylvania | CF13EL/MINI/827/Y/RP3/DIS (29610) |  | 13 | 800 | 8000 | 2700 | Bare-Mini-Spiral |  | 2008-07-31
OSRAM SYLVANIA | Sylvania | CF13EL/MINI/830 (29376) | 29376 | 13 | 800 | 8000 | 3000 | Bare-spiral |  | 2009-07-01
OSRAM SYLVANIA | Sylvania | CF13EL/MINI/830/YX (29376) | 29376 | 13 | 800 | 8000 | 3000 | Bare-spiral |  | 2011-07-20
OSRAM SYLVANIA | Sylvania | CF13EL/MINI/835/DAY/RP (29709) | 29709 | 13 | 800 | 10000 | 3500 | Bare-Mini-Spiral |  | 2009-04-02
OSRAM SYLVANIA | Sylvania | CF13EL/MINI/835/DAY/RP (29781) | 29781 | 13 | 800 | 10000 | 3500 | Bare-Mini-Spiral |  | 2009-04-02
OSRAM SYLVANIA | Sylvania | CF13EL/MINI/T/BL8 (29024) | 29024 | 13 | 800 | 10000 | 2700 | Bare-spiral |  | 2009-07-24
OSRAM SYLVANIA | Sylvania | CF13EL/Minitwist (29001) |  | 13 | 800 | 8000 | 3000 | Bare-Mini-Spiral |  | 2008-07-31
OSRAM SYLVANIA | Sylvania | CF13EL/Minitwist (29148) |  | 13 | 800 | 8000 | 2700 | Bare-Mini-Spiral |  | 2008-07-31
OSRAM SYLVANIA | Sylvania | CF13EL/Minitwist (29155) |  | 13 | 800 | 8000 | 2700 | Bare-Mini-Spiral |  | 2008-07-31
OSRAM SYLVANIA | Sylvania | CF13EL/Minitwist (29631) |  | 13 | 800 | 8000 | 2700 | Bare-Mini-Spiral |  | 2008-07-31
OSRAM SYLVANIA | Sylvania | CF13EL/MINITWIST/2/POPUP(29159) |  | 13 | 800 | 8000 | 3000 | Bare-Mini-Spiral |  | 2004-04-16
OSRAM SYLVANIA | Sylvania | CF13EL/MINITWIST/3500k/BL/3/30 (29052) | 29052 | 13 | 800 | 8000 | 3500 | Bare-spiral |  | 2009-06-29
OSRAM SYLVANIA | Sylvania | CF13EL/MINITWIST/3BL (29146) |  | 13 | 800 | 8000 | 3000 | Bare-Mini-Spiral |  | 2009-03-31
OSRAM SYLVANIA | Sylvania | CF13EL/MINITWIST/BL/4/PAL (29544) | 29544 | 13 | 800 | 8000 | 3000 | Bare-Mini-Spiral |  | 2006-04-10
OSRAM SYLVANIA | Sylvania | CF13EL/MINITWIST/RP/8/CLUBPALLET (29000) |  | 13 | 900 | 10000 | 3000 | Bare-Mini-Spiral |  | 2009-03-26
OSRAM SYLVANIA | Sylvania | CF13EL/MINITWIST/T/827BL/2 (29036) | 29036 | 13 | 800 | 8000 | 2700 | Bare-Mini-Spiral |  | 2006-04-10
OSRAM SYLVANIA | Sylvania | CF13EL/MINITWIST/V/6/60 (29653) | 29653 | 13 | 900 | 8000 | 3000 | Bare-spiral |  | 2009-07-09
OSRAM SYLVANIA | Sylvania | CF13EL/MINITWIST/V/DAY/BL/1 (29433) | 29433 | 13 | 800 | 8000 | 3500 | Bare-Mini-Spiral |  | 2007-08-10
OSRAM SYLVANIA | Sylvania | CF13EL/MINITWIST/Y/BL/1 (29432) | 29432 | 13 | 800 | 8000 | 3000 | Bare-spiral |  | 2009-07-07
OSRAM SYLVANIA | Sylvania | CF13EL/MINITWIST/Y/DAY/BL/1 (29433) | 29433 | 13 | 800 | 8000 | 3500 | Bare-Mini-Spiral |  | 2005-11-07
OSRAM SYLVANIA | Sylvania | CF13EL/MINITWISTFD/BL/2/2M (29036) | 29036 | 13 | 800 | 8000 | 2700 | Bare-spiral |  | 2010-05-18
OSRAM SYLVANIA | Sylvania | CF13EL/MINITWISTFD/BL/2/YX (29036) | 29036 | 13 | 800 | 8000 | 2700 | Bare-Mini-Spiral |  | 2011-06-27
OSRAM SYLVANIA | Sylvania | CF13EL/SUPER/827/CVP/CDN (29627) | 29627 | 13 | 800 | 10000 | 2700 | Bare-spiral |  | 2009-07-16
OSRAM SYLVANIA | Sylvania | CF13EL/SUPER/827/RP (29529) |  | 13 | 880 | 10000 | 2700 | Bare-Mini-Spiral |  | 2009-05-29
OSRAM SYLVANIA | Sylvania | CF13EL/SUPER/827/RP (29710) | 29710; CF13EL/MINI/827/RP/DIS50 29751 | 13 | 880 | 10000 | 2700 | Bare-spiral |  | 2011-03-07
OSRAM SYLVANIA | Sylvania | CF13EL/SUPER/827/RP/2M (29710) | 29710 | 13 | 880 | 10000 | 2700 | Bare-spiral |  | 2010-06-07
OSRAM SYLVANIA | Sylvania | CF13EL/SUPER/827/RP/ZH (26912) | 26912 | 13 | 900 | 10000 | 2700 | Bare-spiral |  | 2010-06-04
OSRAM SYLVANIA | Sylvania | CF13EL/SUPER/827/RP2 (29529) | 29529 | 13 | 880 | 10000 | 2700 | Bare-spiral |  | 2009-08-25
OSRAM SYLVANIA | Sylvania | CF13EL/SUPER/827/RP2/CDN (20010) | 20010 | 13 | 800 | 10000 | 2700 | Bare-spiral |  | 2009-07-16
OSRAM SYLVANIA | Sylvania | CF13EL/SUPER/827/RP3/2M (29041) | 29041 | 13 | 880 | 10000 | 2700 | Bare-spiral |  | 2010-10-01
OSRAM SYLVANIA | Sylvania | CF13EL/SUPER/827/RP3/BL (29041) | 29041 | 13 | 880 | 10000 | 2700 | Bare-spiral |  | 2010-07-13
OSRAM SYLVANIA | Sylvania | CF13EL/SUPER/827/RP3/VV (29041) | 29041 | 13 | 880 | 10000 | 2700 | Bare-spiral |  | 2010-01-26
OSRAM SYLVANIA | Sylvania | CF13EL/SUPER/827/RP3/YX (29041) | 29041 | 13 | 880 | 10000 | 2700 | Bare-spiral |  | 2011-06-27
OSRAM SYLVANIA | Sylvania | CF13EL/SUPER/827/RP4/CDN (20011) | 20011 | 13 | 800 | 10000 | 2700 | Bare-spiral |  | 2009-07-16
OSRAM SYLVANIA | Sylvania | CF13EL/SUPER/827/RP6/CDN/ZJ (20012) | 20012 | 13 | 800 | 10000 | 2700 | Bare-spiral |  | 2010-06-29
OSRAM SYLVANIA | Sylvania | CF13EL/SUPER/827/RP7 | 29095 | 13 | 880 | 10000 | 2700 | Bare-spiral |  | 2009-06-25
OSRAM SYLVANIA | Sylvania | CF13EL/SUPER/827/RP7 (28999) | 28999 | 13 | 880 | 10000 | 2700 | Bare-spiral |  | 2009-10-07
OSRAM SYLVANIA | Sylvania | CF13EL/SUPER/827/RP7 (29095) | 29095 | 13 | 880 | 10000 | 2700 | Bare-spiral |  | 2009-06-25
OSRAM SYLVANIA | Sylvania | CF13EL/SUPER/827/T/RP3/ZH (29041) | 29041 | 13 | 880 | 10000 | 2700 | Bare-spiral |  | 2010-06-17
OSRAM SYLVANIA | Sylvania | CF13EL/SUPER/830 (29710) |  | 13 | 800 | 10000 | 3000 | Bare-Mini-Spiral |  | 2007-10-18
OSRAM SYLVANIA | Sylvania | CF13EL/SUPER/830/RP4/CDN (29770) |  | 13 | 800 | 8000 | 3000 | Bare-Mini-Spiral |  | 2007-12-19
OSRAM SYLVANIA | Sylvania | CF13EL/SUPER/835/DAY/RP3/YX (29780) | 29780 | 13 | 800 | 10000 | 3500 | Bare-spiral |  | 2011-06-29
OSRAM SYLVANIA | Sylvania | CF13EL/SUPER/835/DAY/RP3/ZJ (29780) | 29780 | 13 | 800 | 10000 | 3500 | Bare-spiral |  | 2010-04-05
OSRAM SYLVANIA | Sylvania | CF13EL/SUPER/835/RP/ZJ (26916) | 26916 | 13 | 900 | 10000 | 3500 | Bare-spiral |  | 2010-06-01
OSRAM SYLVANIA | Sylvania | CF13EL/SUPER/835/RP2/CDN/ZJ (20013) | 20013 | 13 | 800 | 10000 | 3500 | Bare-spiral |  | 2010-05-03
OSRAM SYLVANIA | Sylvania | CF13EL/SUPER/835/RP4/CDN/ZJ (20014) | 20014 | 13 | 800 | 10000 | 3500 | Bare-spiral |  | 2010-06-03
OSRAM SYLVANIA | Sylvania | CF13EL/SUPER/865/RP/ZH (26918) | 26918 | 13 | 900 | 10000 | 6500 | Bare-spiral |  | 2010-06-01
OSRAM SYLVANIA | Sylvania | CF13EL/SUPER/865/RP/ZJ (26918) | 26918 | 13 | 900 | 10000 | 6500 | Bare-spiral |  | 2010-12-30
OSRAM SYLVANIA | Sylvania | CF13EL/SUPER/T/827/RP (29710) |  | 13 | 880 | 10000 | 2700 | Bare-spiral |  | 2009-06-05
OSRAM SYLVANIA | Sylvania | CF13EL/SUPERMINI/BL/CDN/6/60 (29604) | 29604 | 13 | 900 | 8000 | 3000 | Bare-spiral |  | 2009-06-29
OSRAM SYLVANIA | Sylvania | CF13EL/SUPERMINI/CVP/12PK (29627) |  | 13 | 880 | 10000 | 3000 | Bare-Mini-Spiral |  | 2008-04-09
OSRAM SYLVANIA | Sylvania | CF13EL/SUPERMINI/DAY/V/2/CDN (27240) |  | 13 | 850 | 8000 | 3500 | Bare-Mini-Spiral |  | 2008-01-28
OSRAM SYLVANIA | Sylvania | CF13EL/TWIST/FD/BL (29096) | 29096 | 13 | 800 | 8000 | 3000 | Bare-spiral |  | 2009-09-30
OSRAM SYLVANIA | Sylvania | CF14EL/A19/2PK (29519) |  | 14 | 800 | 8000 | 3000 | Covered A-line |  | 2005-11-07
OSRAM SYLVANIA | Sylvania | CF14EL/A19/3K/V/1/BL (29485) | 29485 | 14 | 800 | 8000 | 3000 | Bare-Mini-Spiral |  | 2007-08-10
OSRAM SYLVANIA | Sylvania | CF14EL/A19/827/BL (29485) | 29485 | 14 | 800 | 8000 | 2700 | Covered A-line |  | 2009-06-30
OSRAM SYLVANIA | Sylvania | CF14EL/A19/827/FD/BL/ZJ (28994) | 28994 | 14 | 800 | 8000 | 2700 | Covered A-line |  | 2010-05-18
OSRAM SYLVANIA | Sylvania | CF14EL/A19/827/RP/ZH (28961) | 28961 | 14 | 800 | 8000 | 2700 | Covered A-line |  | 2011-06-22
OSRAM SYLVANIA | Sylvania | CF14EL/A19/827/RP/ZH (29680) | 29680 | 14 | 800 | 8000 | 2700 | Bare-spiral |  | 2011-06-22
OSRAM SYLVANIA | Sylvania | CF14EL/A19/827/RP/ZJ (28961) | 28961 | 14 | 800 | 8000 | 2700 | Covered A-line |  | 2010-06-03
OSRAM SYLVANIA | Sylvania | CF14EL/A19/827/RP/ZJ (29680) | 29680 | 14 | 800 | 8000 | 2700 | Covered A-line |  | 2010-04-16
OSRAM SYLVANIA | Sylvania | CF14EL/A19/830/ZJ (29468) | 29468 | 14 | 800 | 8000 | 3000 | Covered A-line |  | 2010-06-15
OSRAM SYLVANIA | Sylvania | CF14EL/A19/BL/3 (20106) |  | 14 | 700 | 8000 | 3000 | Covered A-line |  | 2007-10-09
OSRAM SYLVANIA | Sylvania | CF14EL/A19/BL3 (20106) | 20106; CF14EL/A19/827/BL3/ZJ (20108) | 14 | 800 | 8000 | 2700 | Covered A-line |  | 2009-05-15
OSRAM SYLVANIA | Sylvania | CF14EL/A19/SUPER/830 (29680) |  | 14 | 800 | 8000 | 3000 | Covered A-line |  | 2007-10-23
OSRAM SYLVANIA | Sylvania | CF14EL/A19/SUPER/830 (29680) |  | 14 | 800 | 8000 | 3000 | Covered A-line |  | 2007-11-15
OSRAM SYLVANIA | Sylvania | CF14EL/G25/827/BL/ZH (28977) | 28977 | 14 | 900 | 8000 | 2700 | Covered globe |  | 2010-07-09
OSRAM SYLVANIA | Sylvania | CF14EL/R20/827/BL (29587) | 29587 | 14 | 495 | 8000 | 2700 | Covered reflector |  | 2009-06-30
OSRAM SYLVANIA | Sylvania | CF14EL/R20/827/BL/ZH (29562) | 29562 | 14 | 495 | 8000 | 2700 | Covered reflector |  | 2011-07-25
OSRAM SYLVANIA | Sylvania | CF14EL/R20/827/DIM/RP (28998) | 28998 | 14 | 500 | 8000 | 2700 | Covered reflector | Dimmable | 2009-06-26
OSRAM SYLVANIA | Sylvania | CF14EL/R20/827/RP (29595) |  | 14 | 495 | 8000 | 2700 | Covered reflector |  | 2009-04-02
OSRAM SYLVANIA | Sylvania | CF14EL/R20/827/RP/ZJ (29760) | 29760 | 14 | 495 | 8000 | 2700 | Covered reflector |  | 2010-07-09
OSRAM SYLVANIA | Sylvania | CF14EL/R20/830 (29634) |  | 14 | 495 | 8000 | 3000 | Covered reflector |  | 2009-04-02
OSRAM SYLVANIA | Sylvania | CF14EL/R20/BL (29562) |  | 14 | 495 | 8000 | 2700 | Covered reflector |  | 2007-12-21
OSRAM SYLVANIA | Sylvania | CF14EL/R20/BL/1 (29587) | 29587 | 14 | 495 | 8000 | 3000 | Covered reflector |  | 2006-04-10
OSRAM SYLVANIA | Sylvania | CF14EL/R20/BL/2/DISPLAY/CDN (29448) | 29448 | 14 | 495 | 8000 | 3000 | Covered reflector |  | 2006-04-10
OSRAM SYLVANIA | Sylvania | CF14EL/R20/BL/4 (29774) | 29774 | 14 | 495 | 8000 | 3000 | Covered reflector |  | 2007-07-21
OSRAM SYLVANIA | Sylvania | CF14EL/R20/BL4 (29774) | 29774, 29457 | 14 | 495 | 8000 | 2700 | Covered reflector |  | 2009-09-30
OSRAM SYLVANIA | Sylvania | CF14EL/TWIST/827/DIM/BL/NC (26950) | 26950; CF14EL/TWIST/827/DIM/BL/NC (26900) | 14 | 800 | 8000 | 2700 | Bare-Mini-Spiral | Dimmable | 2010-03-19
OSRAM SYLVANIA | Sylvania | CF14EL/TWIST/DIM/827/BL (29454) |  | 14 | 800 | 8000 | 2700 | Bare-spiral | Dimmable | 2009-04-30
OSRAM SYLVANIA | Sylvania | CF15EL/BR30/DIM (29496, 29761) |  | 15 | 600 | 6000 | 3000 | Covered reflector |  | 2007-10-09
OSRAM SYLVANIA | Sylvania | CF15EL/BR30/DIM/3000K (29761) |  | 15 | 600 | 6000 | 3000 | Covered reflector | Dimmable | 2009-04-14
OSRAM SYLVANIA | Sylvania | CF15EL/BR30/DIM/830 (29496) |  | 15 | 600 | 6000 | 3000 | Covered reflector | Dimmable | 2009-06-12
OSRAM SYLVANIA | Sylvania | CF15EL/BR30/MC(27614) | CF15EL/BR30/MC(27614) | 15 | 560 | 6000 | 3000 | Covered reflector |  | 2007-09-10
OSRAM SYLVANIA | Sylvania | CF16EL/BR30 (29590) | 29590 | 16 | 750 | 8000 | 3000 | Covered reflector |  | 2009-07-08
OSRAM SYLVANIA | Sylvania | CF16EL/BR30/1BL/6 (29565) |  | 16 | 750 | 8000 | 3000 | Covered reflector |  | 2005-11-02
OSRAM SYLVANIA | Sylvania | CF16EL/BR30/1BL/CDN/6/CS (29447) |  | 16 | 750 | 8000 | 3000 | Covered reflector |  | 2006-02-05
OSRAM SYLVANIA | Sylvania | CF16EL/BR30/2700K (29591) | 29591 | 16 | 750 | 8000 | 2700 | Covered reflector |  | 2006-04-10
OSRAM SYLVANIA | Sylvania | CF16EL/BR30/827/BL (29440) |  | 16 | 750 | 8000 | 2700 | Covered reflector |  | 2009-05-15
OSRAM SYLVANIA | Sylvania | CF16EL/BR30/827/BL3/PLT (29998) | 29998, inner SKU 29773 | 16 | 750 | 8000 | 2700 | Covered reflector |  | 2009-08-26
OSRAM SYLVANIA | Sylvania | CF16EL/BR30/827/BL3/ZJ (29998) | 29998 | 16 | 750 | 8000 | 2700 | Covered reflector |  | 2010-04-16
OSRAM SYLVANIA | Sylvania | CF16EL/BR30/827/RP (29566) | 29566 | 16 | 750 | 8000 | 2700 | Covered reflector |  | 2009-04-29
OSRAM SYLVANIA | Sylvania | CF16EL/BR30/827/RP/ZJ (28972) | 28972 | 16 | 750 | 8000 | 2700 | Covered reflector |  | 2010-06-04
OSRAM SYLVANIA | Sylvania | CF16EL/BR30/830/BL (29440) | 29440 | 16 | 750 | 8000 | 3000 | Covered reflector |  | 2009-07-08
OSRAM SYLVANIA | Sylvania | CF16EL/BR30/830/DIS (29293) | 29293 | 16 | 750 | 8000 | 3000 | Covered reflector |  | 2009-07-08
OSRAM SYLVANIA | Sylvania | CF16EL/BR30/BL3 (29773) |  | 16 | 750 | 8000 | 2700 | Covered reflector |  | 2009-05-15
OSRAM SYLVANIA | Sylvania | CF19EL/MINI/827/BL6/PLT/2M (29996) | 29996 | 19 | 1220 | 10000 | 2700 | Bare-spiral |  | 2010-04-13
OSRAM SYLVANIA | Sylvania | CF19EL/MINI/830/RP/6 (29639) |  | 19 | 1200 | 8000 | 3000 | Bare-Mini-Spiral |  | 2009-05-19
OSRAM SYLVANIA | Sylvania | CF19EL/MINITWIST/MC/1PK/RP (29611) | 29611 | 19 | 1200 | 8000 | 3000 | Bare-Mini-Spiral |  | 2006-02-05
OSRAM SYLVANIA | Sylvania | CF19EL/MINITWIST/MC/BL/1 (29347) | 29347 | 19 | 1200 | 8000 | 3000 | Bare-spiral |  | 2009-07-06
OSRAM SYLVANIA | Sylvania | CF19EL/MINITWIST/V/4/40 (29655) | 29655 | 19 | 1200 | 8000 | 3000 | Bare-Mini-Spiral |  | 2007-02-23
OSRAM SYLVANIA | Sylvania | CF19EL/SUPER/827/RP/ZH (26913) | 26913 | 19 | 1300 | 10000 | 2700 | Bare-spiral |  | 2010-04-30
OSRAM SYLVANIA | Sylvania | CF19EL/SUPER/827/Y/RP (29726) |  | 19 | 1200 | 10000 | 2700 | Bare-Mini-Spiral |  | 2009-06-16
OSRAM SYLVANIA | Sylvania | CF19EL/SUPER/830 (29693) |  | 19 | 1200 | 10000 | 3000 | Bare-Mini-Spiral |  | 2007-11-15
OSRAM SYLVANIA | Sylvania | CF19ELMINITWIST/1PK/RP/ZJ (29611) | 29611 | 19 | 1200 | 8000 | 2700 | Bare-spiral |  | 2010-06-17
OSRAM SYLVANIA | Sylvania | CF20/BR40/3000 |  | 20 | 900 | 8000 | 3000 | Covered reflector |  | 2009-07-13
OSRAM SYLVANIA | Sylvania | CF20EL/BR40/RP (29740) |  | 20 | 900 | 8000 | 3000 | Covered reflector |  | 2009-07-13
OSRAM SYLVANIA | Sylvania | CF20EL/MICRO/2RP (29728) | 29728 | 20 | 1280 | 12000 | 3000 | Bare-Mini-Spiral |  | 2009-06-29
OSRAM SYLVANIA | Sylvania | CF20EL/MICRO/827/BL2/1K (26960) | 26960 | 20 | 1280 | 12000 | 2700 | Bare-spiral |  | 2010-03-19
OSRAM SYLVANIA | Sylvania | CF20EL/MICRO/827/RP2 (29728) | 29728 | 20 | 1280 | 12000 | 2700 | Bare-spiral |  | 2007-05-25
OSRAM SYLVANIA | Sylvania | CF20EL/MICRO/827/RP2/1K (26924) | 26924 | 20 | 1355 | 15000 | 2700 | Bare-spiral |  | 2010-06-24
OSRAM SYLVANIA | Sylvania | CF20EL/MICRO/827/RP2/CDN/1K (29459) | 29459 | 20 | 1280 | 12000 | 2700 | Bare-spiral |  | 2010-10-18
OSRAM SYLVANIA | Sylvania | CF20EL/MICRO/827/RP3 (27764) | 27764 | 20 | 1280 | 10000 | 2700 | Bare-spiral |  | 2011-07-25
OSRAM SYLVANIA | Sylvania | CF20EL/MICRO/827/RP3/1K (26925) | 26925 | 20 | 1280 | 10000 | 2700 | Bare-Mini-Spiral |  | 2010-06-01
OSRAM SYLVANIA | Sylvania | CF20EL/MICRO/830/ECO/1K (29899) | 29899 | 20 | 1300 | 12000 | 3000 | Bare-Mini-Spiral |  | 2010-07-09
OSRAM SYLVANIA | Sylvania | CF23BR40/3000 | 29772 | 23 | 1250 | 8000 | 3000 | Covered reflector |  | 2010-01-20
OSRAM SYLVANIA | Sylvania | CF23EL/BR40/827/BL (29442) (29706) | 29442, 29706 | 23 | 1250 | 8000 | 2700 | Covered reflector |  | 2009-06-30
OSRAM SYLVANIA | Sylvania | CF23EL/BR40/827/BL3 (29463) | 29463 | 23 | 1250 | 8000 | 2700 | Covered reflector |  | 2009-07-07
OSRAM SYLVANIA | Sylvania | CF23EL/BR40/827/RP (29452) | 29452 | 23 | 1250 | 8000 | 2700 | Covered reflector |  | 2009-07-07
OSRAM SYLVANIA | Sylvania | CF23EL/BR40/827/RP/ZH (26915) | 26915 | 23 | 1225 | 8000 | 2700 | Covered reflector |  | 2010-06-04
OSRAM SYLVANIA | Sylvania | CF23EL/BR40/827/RP/ZJ (26915) | 26915 | 23 | 1225 | 8000 | 2700 | Covered reflector |  | 2010-08-26
OSRAM SYLVANIA | Sylvania | CF23EL/BR40/830/BL (29706) |  | 23 | 1250 | 8000 | 2700 | Covered reflector |  | 2007-12-21
OSRAM SYLVANIA | Sylvania | CF23EL/BR40/BL/1 (29442) | 29442 | 23 | 1250 | 8000 | 3000 | Covered reflector |  | 2006-04-10
OSRAM SYLVANIA | Sylvania | CF23EL/BR40/BL/3 (29772) | 29772 | 23 | 1250 | 8000 | 3000 | Covered reflector |  | 2010-01-20
OSRAM SYLVANIA | Sylvania | CF23EL/BR40/BL3 (29772) | 29772 | 23 | 1250 | 8000 | 2700 | Covered reflector |  | 2009-07-07
OSRAM SYLVANIA | Sylvania | CF23EL/BR40/BL3/ZH (29772) | 29772 | 23 | 1250 | 8000 | 2700 | Covered reflector |  | 2011-07-25
OSRAM SYLVANIA | Sylvania | CF23EL/MICRO/827/BL2/1K (26958) | 26958 | 23 | 1640 | 12000 | 2700 | Bare-spiral |  | 2010-03-12
OSRAM SYLVANIA | Sylvania | CF23EL/MICRO/827/BL4/1K (26963) | CF23EL/MICRO/827/BL4/1K (26963), CF23EL/MICRO/827/BL4/1K (26902) | 23 | 1640 | 12000 | 2700 | Bare-spiral |  | 2010-03-12
OSRAM SYLVANIA | Sylvania | CF23EL/MICRO/827/RP2 (29729) | CF23EL/MICRO/827/RP2/WING (20029) | 23 | 1640 | 12000 | 2700 | Bare-Mini-Spiral |  | 2009-04-09
OSRAM SYLVANIA | Sylvania | CF23EL/MICRO/827/RP2/1K (26939) | 26939 | 23 | 1640 | 15000 | 2700 | Bare-spiral |  | 2010-06-24
OSRAM SYLVANIA | Sylvania | CF23EL/MICRO/827/RP3 (27767) | 27767 | 23 | 1600 | 10000 | 2700 | Bare-spiral |  | 2011-07-25
OSRAM SYLVANIA | Sylvania | CF23EL/MICRO/827/RP3 (27768) | 27768 | 23 | 1630 | 10000 | 3500 | Bare-spiral |  | 2011-07-25
OSRAM SYLVANIA | Sylvania | CF23EL/MICRO/827/RP3/1K (28976) | 28976 | 23 | 1600 | 10000 | 2700 | Bare-spiral |  | 2010-04-16
OSRAM SYLVANIA | Sylvania | CF23EL/MICRO/835/BL2/1K (26961) | 26961 | 23 | 1630 | 12000 | 3500 | Bare-spiral |  | 2010-03-16
OSRAM SYLVANIA | Sylvania | CF23EL/MICRO/835/RP3/1K (26928) | 26928 | 23 | 1630 | 10000 | 3500 | Bare-Mini-Spiral |  | 2010-08-23
OSRAM SYLVANIA | Sylvania | CF23EL/MICRO/C/827/BL2/1K (26904) | 26904 | 23 | 1640 | 12000 | 2700 | Bare-spiral |  | 2011-06-27
OSRAM SYLVANIA | Sylvania | CF23EL/MICRO/C/827/BL2/1K (26906) | 26906 | 23 | 1640 | 12000 | 2700 | Bare-spiral |  | 2010-09-14
OSRAM SYLVANIA | Sylvania | CF23EL/MICROMINI/2RP (29729) | 29729 | 23 | 1640 | 12000 | 3000 | Bare-Mini-Spiral |  | 2009-06-29
OSRAM SYLVANIA | Sylvania | CF23EL/MINI/827 (29397) |  | 23 | 1600 | 8000 | 2700 | Bare-Mini-Spiral |  | 2009-06-16
OSRAM SYLVANIA | Sylvania | CF23EL/MINI/827/BL (29673) | 29673 | 23 | 1600 | 8000 | 2700 | Bare-spiral |  | 2009-09-18
OSRAM SYLVANIA | Sylvania | CF23EL/MINI/827/BL/2M (29673) | 29673 | 23 | 1600 | 8000 | 2700 | Bare-spiral |  | 2010-04-26
OSRAM SYLVANIA | Sylvania | CF23EL/MINI/827/BL/ZH (29673) | 29673 | 23 | 1600 | 8000 | 2700 | Bare-spiral |  | 2010-04-26
OSRAM SYLVANIA | Sylvania | CF23EL/MINI/827/BL6/2M (29490) | 29490 | 23 | 1600 | 10000 | 2700 | Bare-spiral |  | 2010-04-07
OSRAM SYLVANIA | Sylvania | CF23EL/MINI/827/BL6/2M (29997) | 29997 | 23 | 1600 | 10000 | 2700 | Bare-spiral |  | 2010-05-10
OSRAM SYLVANIA | Sylvania | CF23EL/MINI/827/BL6/ZH (29997) | 29997 | 23 | 1600 | 10000 | 2700 | Bare-Mini-Spiral |  | 2011-07-25
OSRAM SYLVANIA | Sylvania | CF23EL/MINI/827/CVP (29614) | 29614 | 23 | 1600 | 8000 | 2700 | Bare-spiral |  | 2009-10-16
OSRAM SYLVANIA | Sylvania | CF23EL/MINI/827/D/CVP (29614-2) | CF23EL/MINI/827/D/CVP | 23 | 1600 | 10000 | 2700 | Bare-spiral |  | 2009-04-24
OSRAM SYLVANIA | Sylvania | CF23EL/MINI/827/ECONO12 (29400) |  | 23 | 1700 | 10000 | 3000 | Bare-Mini-Spiral |  | 2008-03-28
OSRAM SYLVANIA | Sylvania | CF23EL/MINI/827/T/RP/ZH (29612) | 29612 | 23 | 1600 | 8000 | 2700 | Bare-spiral |  | 2010-06-17
OSRAM SYLVANIA | Sylvania | CF23EL/MINITWIST/T/3PK/RP/ZH (29613) | 29613 | 23 | 1600 | 8000 | 2700 | Bare-spiral |  | 2010-06-03
OSRAM SYLVANIA | Sylvania | CF23EL/MINITWIST/V/4/40 (29657) | 29657 | 23 | 1600 | 8000 | 3000 | Bare-Mini-Spiral |  | 2007-02-23
OSRAM SYLVANIA | Sylvania | CF23EL/PAR38/827/BL1/ZH (29625) | 29625 | 23 | 1250 | 8000 | 2700 | Covered reflector |  | 2011-07-25
OSRAM SYLVANIA | Sylvania | CF23EL/PAR38/827/BL3/PLT (29456) | 29456 | 23 | 1200 | 8000 | 2700 | Covered reflector |  | 2009-10-07
OSRAM SYLVANIA | Sylvania | CF23EL/PAR38/827/RP (29597) |  | 23 | 1200 | 8000 | 2700 | Covered reflector |  | 2009-06-04
OSRAM SYLVANIA | Sylvania | CF23EL/PAR38/827/RP/ZH (28956) | 28956 | 23 | 1300 | 8000 | 2700 | Covered reflector |  | 2010-11-22
OSRAM SYLVANIA | Sylvania | CF23EL/PAR38/830 (29635) | 29635 | 23 | 1200 | 8000 | 3000 | Covered reflector |  | 2009-07-06
OSRAM SYLVANIA | Sylvania | CF23EL/PAR38/BL/1 (29625) | 29625 | 23 | 1200 | 8000 | 3000 | Covered reflector |  | 2009-07-06
OSRAM SYLVANIA | Sylvania | CF23EL/PAR38/BL/1/CDN (29488) | 29488 | 23 | 1200 | 8000 | 3000 | Covered reflector |  | 2006-04-10
OSRAM SYLVANIA | Sylvania | CF23EL/PAR38/BL1 (29625) |  | 23 | 1200 | 8000 | 2700 | Covered reflector |  | 2007-12-21
OSRAM SYLVANIA | Sylvania | CF23EL/PAR38/BL3 (29652) | 29652 | 23 | 1200 | 8000 | 3000 | Covered reflector |  | 2009-07-20
OSRAM SYLVANIA | Sylvania | CF23EL/PAR38/CL/PALLET (29776) | CF23EL/PAR38/CL/PALLET (29776), CF23EL/PAR38/CL/PALLET (29990) | 23 | 1240 | 8000 | 3000 | Covered reflector |  | 2007-07-20
OSRAM SYLVANIA | Sylvania | CF23EL/PAR38/Y/2700K (29359) | 29359 | 23 | 1200 | 8000 | 2700 | Covered reflector |  | 2007-06-27
OSRAM SYLVANIA | Sylvania | CF23EL/SUPER/827/RP/Y (29712) |  | 23 | 1600 | 10000 | 2700 | Bare-spiral |  | 2009-05-18
OSRAM SYLVANIA | Sylvania | CF23EL/SUPER/827/RP/ZH (26914) | 26914 | 23 | 1625 | 10000 | 2700 | Bare-spiral |  | 2010-06-04
OSRAM SYLVANIA | Sylvania | CF23EL/SUPER/827/RP2/CDN (20020) | 20020 | 23 | 1600 | 10000 | 2700 | Bare-spiral |  | 2009-07-02
OSRAM SYLVANIA | Sylvania | CF23EL/SUPER/827/RP2/CDN/ZJ (20020) | 20020 | 23 | 1600 | 10000 | 2700 | Bare-spiral |  | 2010-07-06
OSRAM SYLVANIA | Sylvania | CF23EL/SUPER/827/RP3 (29694) |  | 23 | 1600 | 10000 | 2700 | Bare-spiral |  | 2009-06-16
OSRAM SYLVANIA | Sylvania | CF23EL/SUPER/827/RP4/CDN (20021) | 20021 | 23 | 1600 | 10000 | 2700 | Bare-spiral |  | 2009-07-02
OSRAM SYLVANIA | Sylvania | CF23EL/SUPER/830 (29712) |  | 23 | 1600 | 10000 | 3000 | Bare-Mini-Spiral |  | 2007-10-09
OSRAM SYLVANIA | Sylvania | CF23EL/SUPER/835 (29723) |  | 23 | 1600 | 10000 | 3500 | Bare-Mini-Spiral |  | 2007-10-18
OSRAM SYLVANIA | Sylvania | CF23EL/SUPER/835/DAY/MC/RP (29784) | 29784 | 23 | 1600 | 10000 | 3500 | Bare-spiral |  | 2009-06-29
OSRAM SYLVANIA | Sylvania | CF23EL/SUPER/835/DAY/RP (29784) |  | 23 | 1600 | 10000 | 3500 | Bare-spiral |  | 2008-04-18
OSRAM SYLVANIA | Sylvania | CF23EL/SUPER/835/DAY/RP4/CDN (20023) | 20023 | 23 | 16 | 10000 | 3500 | Bare-spiral |  | 2010-06-08
OSRAM SYLVANIA | Sylvania | CF23EL/SUPER/835/DAY/Y/RP (29784) | 29784 | 23 | 1600 | 10000 | 3500 | Bare-spiral |  | 2009-06-29
OSRAM SYLVANIA | Sylvania | CF23EL/SUPER/835/RP (29723) |  | 23 | 1600 | 10000 | 3500 | Bare-Mini-Spiral |  | 2008-04-18
OSRAM SYLVANIA | Sylvania | CF23EL/SUPER/835/RP/ZJ (26917) | 26917 | 23 | 1625 | 10000 | 3500 | Bare-spiral |  | 2010-06-04
OSRAM SYLVANIA | Sylvania | CF23EL/SUPER/835/RP2/CDN (20022) | 20022 | 23 | 1600 | 10000 | 3500 | Bare-spiral |  | 2010-06-07
OSRAM SYLVANIA | Sylvania | CF23EL/SUPER/865/RP/ZH (26919) | 26919 | 23 | 1625 | 10000 | 6500 | Bare-spiral |  | 2010-04-16
OSRAM SYLVANIA | Sylvania | CF23EL/SUPERMINI/3500K (29714) |  | 23 | 1600 | 10000 | 3500 | Bare-spiral |  | 2008-04-05
OSRAM SYLVANIA | Sylvania | CF23EL/SUPERMINI/Y/RP/3 (29694) |  | 23 | 1600 | 10000 | 3000 | Bare-spiral |  | 2009-06-16
OSRAM SYLVANIA | Sylvania | CF24EL/TWIST/827/DIM/RP (29968) |  | 24 | 1500 | 8000 | 2700 | Bare-Mini-Spiral | Dimmable | 2009-06-16
OSRAM SYLVANIA | Sylvania | CF24EL/TWIST/DIM/827/BL (29453) |  | 24 | 1500 | 8000 | 2700 | Bare-spiral | Dimmable | 2009-04-30
OSRAM SYLVANIA | Sylvania | CF28EL/3WAY/827 (29785) |  | 2028-12-19 | 1800 | 6000 | 2700 | Bare-spiral | Three-way | 2009-03-30
OSRAM SYLVANIA | Sylvania | CF28EL/3WAY/830 (29785) |  | 2023-12-19 | 1800 | 6000 | 3000 | Bare-Mini-Spiral | Three-way | 2007-10-10
OSRAM SYLVANIA | Sylvania | CF28EL/3WAY/TWIST/830 (29168) |  | 2028-12-19 | 0 | 6000 | 3000 | Bare-Mini-Spiral | Three-way | 2007-10-23
OSRAM SYLVANIA | Sylvania | CF28EL/3WAY/TWIST/BL/3/830 (29763) | 29763 | 2028-12-19 | 1800 | 6000 | 3000 | Bare-spiral | Three-way | 2007-08-10
OSRAM SYLVANIA | Sylvania | CF30EL/TWIST/827/RP/1K (28967) | 28967 | 30 | 2000 | 10000 | 2700 | Bare-spiral |  | 2010-06-03
OSRAM SYLVANIA | Sylvania | CF30EL/TWIST/827/RP/1K (29792) | 29792 | 30 | 2000 | 10000 | 2700 | Bare-spiral |  | 2010-05-10
OSRAM SYLVANIA | Sylvania | CF30EL/TWIST/830 (29395) | 29395 | 30 | 2000 | 10000 | 3000 | Bare-spiral |  | 2009-07-08
OSRAM SYLVANIA | Sylvania | CF30EL/TWIST/830 (29792) |  | 30 | 2000 | 6000 | 3000 | Bare-Mini-Spiral | Three-way | 2007-10-10
OSRAM SYLVANIA | Sylvania | CF30EL/TWIST/835/DAY/RP (29793) | 29793 | 30 | 2000 | 10000 | 3500 | Bare-spiral |  | 2009-09-28
OSRAM SYLVANIA | Sylvania | CF33EL/3WAY/827/1K (29747) | 29747 | 1933-12-22 | 2150 | 10000 | 2700 | Bare-spiral | Three-way | 2011-06-21
OSRAM SYLVANIA | Sylvania | CF33EL/3WAY/827/BL3/1K (26945) | 26945 | 1933-12-22 | 2150 | 10000 | 2700 | Bare-spiral | Three-way | 2010-04-13
OSRAM SYLVANIA | Sylvania | CF33EL/3WAY/827/BL3/1K (29471) | 29471 | 1933-12-22 | 2150 | 10000 | 2700 | Bare-spiral | Three-way | 2010-05-18
OSRAM SYLVANIA | Sylvania | CF33EL/3WAY/827/RP (29913) |  | 1933-12-22 | 2000 | 10000 | 2700 | Bare-Mini-Spiral | Three-way | 2009-05-21
OSRAM SYLVANIA | Sylvania | CF33EL/3WAY/830/RP/1K (29913) | 29913 | 1933-12-22 | 2150 | 10000 | 3000 | Bare-spiral | Three-way | 2010-06-21
OSRAM SYLVANIA | Sylvania | CF33EL/3WAY/TWIST/827/BL/1K (28973) | 28973 | 1933-12-22 | 2150 | 10000 | 2700 | Bare-spiral | Three-way | 2010-04-05
OSRAM SYLVANIA | Sylvania | CF40EL/TWIST/827/BL (29481) | 29481 | 40 | 2720 | 10000 | 2700 | Bare-spiral |  | 2009-09-30
OSRAM SYLVANIA | Sylvania | CF40EL/TWIST/827/BL/1K (26951) | 26951 | 40 | 2720 | 10000 | 2700 | Bare-spiral |  | 2010-03-10
OSRAM SYLVANIA | Sylvania | CF40EL/TWIST/827/RP (29786) | 29786 | 40 | 2720 | 10000 | 2700 | Bare-spiral |  | 2009-10-01
OSRAM SYLVANIA | Sylvania | CF40EL/TWIST/827/RP/1K (28965) | 28965 | 40 | 2720 | 10000 | 2700 | Bare-spiral |  | 2010-06-01
OSRAM SYLVANIA | Sylvania | CF40EL/TWIST/830 (29786) |  | 40 | 2600 | 6000 | 3000 | Bare-Mini-Spiral | Three-way | 2007-10-10
OSRAM SYLVANIA | Sylvania | CF4EL/SUPER/827/RP (29733) | 29733 | 4 | 250 | 8000 | 2700 | Bare-spiral |  | 2009-06-25
OSRAM SYLVANIA | Sylvania | CF9EL/A15/827/RP2 (29546) |  | 9 | 450 | 8000 | 2700 | Covered A-line |  | 2009-03-30
OSRAM SYLVANIA | Sylvania | CF9EL/FAN/2BL (29526) | 29526 | 9 | 450 | 8000 | 2700 | Covered A-line |  | 2009-07-07
OSRAM SYLVANIA | Sylvania | CF9EL/G25/3K/1/BL (29495) |  | 9 | 495 | 8000 | 3000 | Covered globe |  | 2009-06-16
OSRAM SYLVANIA | Sylvania | CF9EL/G25/827/BL (29474) |  | 9 | 495 | 8000 | 2700 | Covered globe |  | 2009-05-15
OSRAM SYLVANIA | Sylvania | CF9EL/G25/827/BL/ZH (28959) | 28959 | 9 | 600 | 8000 | 2700 | Covered globe |  | 2010-05-18
OSRAM SYLVANIA | Sylvania | CF9EL/G25/827/BL2 (29528) |  | 9 | 495 | 8000 | 2700 | Covered globe |  | 2009-05-15
OSRAM SYLVANIA | Sylvania | CF9EL/G25/827/ZH (29414) | 29414 | 9 | 500 | 8000 | 2700 | Covered globe |  | 2011-04-08
OSRAM SYLVANIA | Sylvania | CF9EL/G25/830/BL (29474) |  | 9 | 495 | 8000 | 2700 | Covered globe |  | 2007-12-21
OSRAM SYLVANIA | Sylvania | CF9EL/G25/BL/3 (29616) | 29616; CF9EL/G25/BL3/CL/PALLET/ZJ 29732 | 9 | 495 | 8000 | 3000 | Covered globe |  | 2007-10-09
OSRAM SYLVANIA | Sylvania DULUX EL | CF11EL/MINITWIST (29891) | 29891 | 11 | 600 | 8000 | 2700 | Bare-spiral |  | 2007-04-04
OSRAM SYLVANIA | Sylvania DULUX EL | CF13EL/MICROMINI/2RP (29727) | 29727 | 13 | 825 | 12000 | 2700 | Bare-Mini-Spiral |  | 2007-05-25
OSRAM SYLVANIA | Sylvania DULUX EL | CF13EL/MINITWIST (29120) |  | 13 | 800 | 8000 | 2700 | Bare-Mini-Spiral |  | 2005-12-02
OSRAM SYLVANIA | Sylvania DULUX EL | CF13EL/MINITWIST/BL/8/CLUB (29001) | 29001 | 13 | 800 | 8000 | 3000 | Bare-Mini-Spiral |  | 2006-04-10
OSRAM SYLVANIA | Sylvania DULUX EL | CF13EL/MINITWIST/BL/8/CLUB (29024) | 29024 | 13 | 800 | 8000 | 3000 | Bare-Mini-Spiral |  | 2007-05-12
OSRAM SYLVANIA | Sylvania DULUX EL | CF13EL/MINITWIST/DAY 72/CS 3/SKU (29067) |  | 13 | 800 | 8000 | 3500 | Bare-Mini-Spiral |  | 2006-02-05
OSRAM SYLVANIA | Sylvania DULUX EL | CF13EL/MINITWIST/DAY/BL/3 (29004) |  | 13 | 800 | 8000 | 3500 | Bare-Mini-Spiral |  | 2005-12-10
OSRAM SYLVANIA | Sylvania DULUX EL | CF13EL/MINITWIST/T/1 (29376) | 29376 | 13 | 800 | 8000 | 2700 | Bare-Mini-Spiral |  | 2007-06-02
OSRAM SYLVANIA | Sylvania DULUX EL | CF13EL/MINITWIST/Y/BL/1 (29116) |  | 13 | 800 | 8000 | 2700 | Bare-Mini-Spiral |  | 2002-04-02
OSRAM SYLVANIA | Sylvania DULUX EL | CF13EL/MINITWISTPRCLUB (29000) | 29000 (8-pack) | 13 | 800 | 8000 | 3000 | Bare-Mini-Spiral |  | 2007-02-23
OSRAM SYLVANIA | Sylvania DULUX EL | CF13EL/SUPERMINI/1/BL/10 (29449) |  | 13 | 900 | 10000 | 3000 | Bare-Mini-Spiral |  | 2006-08-30
OSRAM SYLVANIA | Sylvania DULUX EL | CF13EL/SUPERMINI/3500K/BL (29713) | 29713 | 13 | 800 | 10000 | 3500 | Bare-Mini-Spiral |  | 2007-04-28
OSRAM SYLVANIA | Sylvania DULUX EL | CF13EL/SUPERMINI/BL/CDN (29602) | 29602 | 13 | 850 | 8000 | 3000 | Bare-Mini-Spiral |  | 2006-02-06
OSRAM SYLVANIA | Sylvania DULUX EL | CF13EL/SUPERMINI/V/1BL (29524) | 29524 | 13 | 900 | 10000 | 3000 | Bare-Mini-Spiral |  | 2005-11-07
OSRAM SYLVANIA | Sylvania DULUX EL | CF14EL/A19/3K/1/BL (29485) |  | 14 | 800 | 8000 | 3000 | Covered A-line |  | 2005-06-13
OSRAM SYLVANIA | Sylvania DULUX EL | CF16EL/BR30 (29475) | 29475 (3-pack) | 16 | 750 | 8000 | 3000 | Covered reflector |  | 2007-02-23
OSRAM SYLVANIA | Sylvania DULUX EL | CF16EL/BR30/2BL/CDN 12/CS (29446) |  | 16 | 750 | 8000 | 3000 | Covered reflector |  | 2006-02-05
OSRAM SYLVANIA | Sylvania DULUX EL | CF16EL/BR30/827/CVP (29573) |  | 16 | 750 | 8000 | 2700 | Covered reflector |  | 2006-02-05
OSRAM SYLVANIA | Sylvania DULUX EL | CF19EL/SUPERMINI/Y/BL (29689) | 29689 | 19 | 1200 | 10000 | 3000 | Bare-Mini-Spiral |  | 2009-06-12
OSRAM SYLVANIA | Sylvania DULUX EL | CF20EL/MINI/1/BL (20489) |  | 20 | 1200 | 8000 | 3000 | Bare-Mini-Spiral |  | 2005-11-02
OSRAM SYLVANIA | Sylvania DULUX EL | CF20RC/A19/2700K (29537) |  | 20 | 1200 | 15000 | 2700 | Covered A-line |  | 2007-05-25
OSRAM SYLVANIA | Sylvania DULUX EL | CF23EL/MICROMINI/2RP (29729) | 29729 | 23 | 1640 | 12000 | 2700 | Bare-Mini-Spiral |  | 2007-05-30
OSRAM SYLVANIA | Sylvania DULUX EL | CF23EL/MINITWIST/3500/BL/1/5 (29661) | 29661 | 23 | 1600 | 8000 | 3500 | Bare-Mini-Spiral |  | 2007-04-23
OSRAM SYLVANIA | Sylvania DULUX EL | CF23EL/MINITWIST/BL/6/CLUB (29490) | 29490 | 23 | 1600 | 8000 | 3000 | Bare-Mini-Spiral |  | 2007-05-12
OSRAM SYLVANIA | Sylvania DULUX EL | CF23EL/MINITWIST/DAY/BL/1 (29417) | 29417 | 23 | 1600 | 8000 | 3500 | Bare-Mini-Spiral |  | 2004-10-19
OSRAM SYLVANIA | Sylvania DULUX EL | CF23EL/MINITWIST/MC/1PK/RP (29612) | 29612 | 23 | 1600 | 8000 | 3000 | Bare-Mini-Spiral |  | 2007-02-23
OSRAM SYLVANIA | Sylvania DULUX EL | CF23EL/MINITWIST/MC/3PK/RP (29613) | 29613 | 23 | 1600 | 8000 | 3000 | Bare-Mini-Spiral |  | 2006-03-01
OSRAM SYLVANIA | Sylvania DULUX EL | CF23EL/PAR38/3 (29652) | 29652 | 23 | 950 | 8000 | 2700 | Covered reflector |  | 2007-02-23
OSRAM SYLVANIA | Sylvania DULUX EL | CF23EL/SUPERMINI/RP/3 (29694) | 29694 | 23 | 1600 | 10000 | 3000 | Bare-Mini-Spiral |  | 2007-04-11
OSRAM SYLVANIA | Sylvania DULUX EL | CF23WEL/MINITWIST/CLUB (29492) | 29492 (6-pack) | 23 | 1600 | 8000 | 3000 | Bare-Mini-Spiral |  | 2007-02-23
OSRAM SYLVANIA | Sylvania DULUX EL | CF28EL/3WAY/830/BL/1 (29349) |  | 2028-12-19 | 1800 | 6000 | 3000 | Bare-spiral | Three-way | 2005-03-01
OSRAM SYLVANIA | Sylvania DULUX EL | CF28EL/3WAY/TWIST/1/BL (29698) | 29698 | 2028-12-19 | 1800 | 6000 | 3000 | Bare-spiral | Three-way | 2007-06-29
OSRAM SYLVANIA | Sylvania DULUX EL | CF28EL/3WAY/TWIST/2700K (29523) |  | 2028-12-19 | 1800 | 6000 | 2700 | Bare-spiral | Three-way | 2005-11-07
OSRAM SYLVANIA | Sylvania DULUX EL | CF28EL/3WAY/TWIST/830/BL/1 (29351) |  | 2028-12-19 | 1800 | 6000 | 3000 | Bare-spiral | Three-way | 2005-03-01
OSRAM SYLVANIA | Sylvania DULUX EL | CF30EL/TWIST/2700K (29415) | 29415 | 30 | 2000 | 10000 | 2700 | Bare-spiral |  | 2004-03-24
OSRAM SYLVANIA | Sylvania DULUX EL | CF9EL/FAN/2BL (29526) | 29526 | 9 | 450 | 8000 | 3000 | Covered A-line |  | 2005-11-02
P.Q.L., Inc. | Superior Life | 71648 |  | 14 | 800 | 10000 | 2700 | Covered A-line |  | 2008-06-27
P.Q.L., Inc. | Superior Life | 71700 |  | 16 | 700 | 8000 | 2700 | Covered reflector | Dimmable | 2009-10-06
P.Q.L., Inc. | Superior Life | 80304 |  | 13 | 840 | 10000 | 2700 | Bare-spiral |  | 2010-09-24
P.Q.L., Inc. | Superior Life | 80306 |  | 9 | 500 | 10000 | 2700 | Bare-spiral |  | 2010-09-24
P.Q.L., Inc. | Superior Life | 80307 |  | 18 | 1250 | 10000 | 2700 | Bare-spiral |  | 2010-09-24
P.Q.L., Inc. | Superior Life | 80310 |  | 23 | 1600 | 10000 | 2700 | Bare-spiral |  | 2010-09-24
P.Q.L., Inc. | Superior Life | 80328 | 80328 | 15 | 990 | 10000 | 2700 | Bare-Mini-Spiral |  | 2006-12-21
P.Q.L., Inc. | Superior Life | 80329 | 80329 | 20 | 1200 | 10000 | 2700 | Bare-Mini-Spiral |  | 2006-12-21
P.Q.L., Inc. | Superior Life | 80330 | 80330 | 27 | 1823 | 10000 | 2700 | Bare-spiral |  | 2006-12-21
P.Q.L., Inc. | Superior Life | 80346 |  | 26 | 1810 | 10000 | 2700 | Bare-spiral |  | 2010-09-24
P.Q.L., Inc. | Superior Life | 81633 |  | 42 | 2820 | 15000 | 2700 | Bare-spiral |  | 2010-09-28
P.Q.L., Inc. | Superior Life | 81673 |  | 15 | 700 | 8000 | 2700 | Covered reflector |  | 2010-09-27
P.Q.L., Inc. | Superior Life | 81675 |  | 23 | 1200 | 8000 | 2700 | Covered reflector |  | 2010-09-27
P.Q.L., Inc. | Superior Life | 81691 |  | 14 | 500 | 10000 | 2700 | Covered reflector |  | 2010-12-08
P.Q.L., Inc. | Superior Life | 91673 |  | 15 | 750 | 10000 | 3000 | Covered reflector |  | 2010-09-27
P.Q.L., Inc. | Superior Life | 91675 |  | 23 | 1280 | 10000 | 3000 | Covered reflector |  | 2010-09-27
Pacific Coast Lighting | Tesler | HCS13WW/PCL | K7795 | 15 | 900 | 10000 | 2700 | Bare-spiral |  | 2010-01-08
Pacific Coast Lighting | Tesler | MLM25SWW/PCL | K7793 | 25 | 1800 | 10000 | 2700 | Bare-spiral |  | 2009-12-18
Philips Lighting Company | Energy Saver | 224964 |  | 13 | 900 | 10000 | 6500 | Bare-spiral |  | 2010-05-10
Philips Lighting Company | Energy Saver | 405837 |  | 20 | 1150 | 10000 | 2700 | Bare-spiral | Dimmable | 2010-05-10
Philips Lighting Company | Energy Saver | 415034 | 415034 | 14 | 795 | 8000 | 2700 | Covered A-line |  | 2011-04-22
Philips Lighting Company | Energy Saver | 415042 | 415042 | 9 | 520 | 8000 | 2700 | Covered A-line |  | 2011-04-22
Philips Lighting Company | Energy Saver | 415059 | 415059 | 5 | 290 | 8000 | 2700 | Covered A-line |  | 2011-04-22
Philips Lighting Company | Energy Saver | 415067 | 415067 | 9 | 520 | 8000 | 2700 | Covered A-line |  | 2011-04-22
Philips Lighting Company | Energy Saver | 415075 | 415075 | 18 | 1170 | 8000 | 2700 | Covered Candle |  | 2011-04-22
Philips Lighting Company | Energy Saver | 415083 | 415083 | 5 | 255 | 8000 | 2700 | Covered Candle |  | 2011-04-22
Philips Lighting Company | Energy Saver | 415091 | 415091 | 5 | 255 | 8000 | 2700 | Covered Candle |  | 2011-04-22
Philips Lighting Company | Energy Saver | 415109 | 415109 | 9 | 520 | 8000 | 2700 | Covered Candle |  | 2011-04-22
Philips Lighting Company | Energy Saver | 415117 | 415117 | 9 | 520 | 8000 | 2700 | Covered Candle |  | 2011-04-22
Philips Lighting Company | Energy Saver | 415125 | 415125 | 8 | 430 | 8000 | 2700 | Covered Globe |  | 2011-04-22
Philips Lighting Company | Energy Saver | 415133 | 415133 | 8 | 430 | 8000 | 2700 | Covered Globe |  | 2011-04-22
Philips Lighting Company | Energy Saver | BC-EL/mdT 13W 6.5K | 235374 | 13 | 900 | 10000 | 6500 | Bare-Mini-Spiral |  | 2009-02-23
Philips Lighting Company | Energy Saver | BC-EL/mdT D2D 14W | 406918, 405852 | 14 | 820 | 8000 | 2700 | Bare-spiral |  | 2009-09-23
Philips Lighting Company | Energy Saver | BC-EL/mdT2 13W | 408559 | 13 | 840 | 12000 | 2700 | Bare-spiral |  | 2009-12-23
Philips Lighting Company | Energy Saver | BC-EL/O 14W Prisma 4/1 | BC-EL/O 14W Prisma 4/1 | 14 | 855 | 8000 | 2700 | Covered Bullet |  | 2011-04-22
Philips Lighting Company | Energy Saver | EL/A G30 16W | 211060 | 16 | 980 | 10000 | 2700 | Covered globe |  | 2008-11-13
Philips Lighting Company | Energy Saver | EL/A G40 23W | 211078 | 23 | 1560 | 8000 | 2700 | Covered globe |  | 2008-11-13
Philips Lighting Company | Energy Saver | EL/A PAR30 16W 2pc | 405829, 405811 | 16 | 750 | 10000 | 2700 | Covered reflector |  | 2009-10-30
Philips Lighting Company | Energy Saver | EL/A PAR38 DIM 20W | 146449; 150433 | 20 | 900 | 8000 | 2700 | Covered reflector | Dimmable | 2009-08-17
Philips Lighting Company | Energy Saver | EL/A R30 DIM 16W | 150417, 137075, 413970 | 16 | 630 | 8000 | 2700 | Covered reflector | Dimmable | 2009-06-29
Philips Lighting Company | Energy Saver | EL/A R40 DIM 20W | 137083; 150425 | 20 | 900 | 8000 | 2700 | Covered reflector | Dimmable | 2009-08-18
Philips Lighting Company | Energy Saver | EL/A SWP 20W | 200808 | 20 | 1100 | 8000 | 2700 | Covered A-line |  | 2010-06-11
Philips Lighting Company | Energy Saver | EL/Genie 14W | 210534 | 14 | 800 | 8000 | 2700 | Bare-Triple Tube |  | 2008-11-13
Philips Lighting Company | Energy Saver | EL/mdT 13W 4k | 217588 | 13 | 900 | 12000 | 4100 | Bare-Mini-Spiral |  | 2010-04-05
Philips Lighting Company | Energy Saver | EL/mdT 13W 5k | 217596 | 13 | 900 | 12000 | 5000 | Bare-spiral |  | 2010-05-21
Philips Lighting Company | Energy Saver | EL/mdT 13W 5k | 217596 | 13 | 900 | 12000 | 5000 | Bare-spiral |  | 2010-05-21
Philips Lighting Company | Energy Saver | EL/mdT 23W LL | 227694; 227868; BC-EL/mdT 23W LL; 156975 | 23 | 1600 | 12000 | 2700 | Bare-spiral |  | 2009-08-11
Philips Lighting Company | Energy Saver | EL/mdT 27W 4K LL | 147884 | 27 | 1930 | 12000 | 4100 | Bare-Mini-Spiral |  | 2008-11-18
Philips Lighting Company | Energy Saver | EL/mdT 27W 5K LL | 147892 | 27 | 1850 | 12000 | 5000 | Bare-Mini-Spiral |  | 2008-11-13
Philips Lighting Company | Energy Saver | EL/mdT 5W LL | 147926, 413674 | 5 | 315 | 12000 | 2700 | Bare-Mini-Spiral |  | 2008-11-17
Philips Lighting Company | Energy Saver | EL/mdT 9W LL | 147934, 406181, BC-EL/mdT 9W LL, 406199, EL/mdT 9W LL 6/4 | 9 | 550 | 12000 | 2700 | Bare-Mini-Spiral |  | 2008-11-17
Philips Lighting Company | Energy Saver | EL/mdT BC 9W 2700K | 210880 | 9 | 550 | 10000 | 2700 | Bare-Mini-Spiral |  | 2009-04-24
Philips Lighting Company | Energy Saver | EL/mdT DIM 20W | 405845 | 20 | 1150 | 10000 | 2700 | Bare-spiral | Dimmable | 2009-10-30
Philips Lighting Company | Energy Saver | EL/mdT2 13W | 408328; 415901;415935; EL/mdT2 13W 6/3 | 13 | 840 | 12000 | 2700 | Bare-spiral |  | 2009-12-23
Philips Lighting Company | Energy Saver | EL/mdT2 13W 3.5K | 414029 | 13 | 875 | 10000 | 3500 | Bare-Mini Spiral |  | 2011-05-05
Philips Lighting Company | Energy Saver | EL/mdT2 13W 4.1K | 414037 | 13 | 833.61 | 10000 | 4100 | Bare-Mini Spiral |  | 2011-08-04
Philips Lighting Company | Energy Saver | EL/mdT2 13W 5K | 414045 | 13 | 850 | 10000 | 5000 | Bare-Mini Spiral |  | 2011-05-05
Philips Lighting Company | Energy Saver | EL/mdT2 13W 5K | 415943 | 13 | 850 | 10000 | 5000 | Bare-Mini Spiral |  | 2011-05-20
Philips Lighting Company | Energy Saver | EL/mdT2 13W 6.5K | 415927 | 13 | 880 | 10000 | 6500 | Bare-Mini Spiral |  | 2011-05-20
Philips Lighting Company | Energy Saver | EL/mdT2 13W 6/1 | EL/mdT2 13W 6/4 | 13 | 890 | 12000 | 2700 | Bare-Mini Spiral |  | 2011-04-22
Philips Lighting Company | Energy Saver | EL/mdT2 13W 6/4 | EL/mdT2 13W 6/4, 415901, 415935 | 13 | 890 | 12000 | 2700 | Bare-Mini Spiral |  | 2011-02-09
Philips Lighting Company | Energy Saver | EL/mdT2 18W | BC-EL/mdT2 18W; 408567; 408336; EL/mdT2 18W 6/3 | 18 | 1250 | 12000 | 2700 | Bare-spiral |  | 2010-01-12
Philips Lighting Company | Energy Saver | EL/mdT2 18W 6/1 | EL/mdT2 18W 6/4 | 18 | 1290 | 12000 | 2700 | Bare-Mini Spiral |  | 2011-04-22
Philips Lighting Company | Energy Saver | EL/mdT2 18W 6/4 | EL/mdT2 18W 6/4 | 18 | 1290 | 12000 | 2700 | Bare-Mini Spiral |  | 2011-02-09
Philips Lighting Company | Energy Saver | EL/mdT2 23W | BC-E/mdT2 23W; 408575; 408344; 415991; 415967; EL/mdT2 23W 6/3 | 23 | 1600 | 12000 | 2700 | Bare-spiral |  | 2010-01-12
Philips Lighting Company | Energy Saver | EL/mdT2 23W 3.5K | 414052 | 23 | 1615 | 10000 | 3500 | Bare-Mini Spiral |  | 2011-05-11
Philips Lighting Company | Energy Saver | EL/mdT2 23W 4.1K | 414060 | 23 | 1602 | 10000 | 4100 | Bare-Mini Spiral |  | 2011-05-11
Philips Lighting Company | Energy Saver | EL/mdT2 23W 5K | 414078, 415975, 416008 | 23 | 1486.83 | 10000 | 5000 | Bare-Mini Spiral |  | 2011-08-04
Philips Lighting Company | Energy Saver | EL/mdT2 23W 6/1 | EL/mdT2 23W 6/4 | 23 | 1655 | 12000 | 2700 | Bare-Mini Spiral |  | 2011-04-22
Philips Lighting Company | Energy Saver | EL/mdT2 23W 6/4 | EL/mdT2 23W 6/4, 415967, 415991 | 23 | 1655 | 12000 | 2700 | Bare-Mini Spiral |  | 2011-02-09
Philips Lighting Company | Energy Saver | EL/mdT2 26W 4.1k | 414086 | 26 | 1890 | 10000 | 4100 | Bare-Mini Spiral |  | 2011-05-05
Philips Lighting Company | Energy Saver | EL/mdT2 26W 5K | 414094 | 26 | 1840 | 10000 | 5000 | Bare-Mini Spiral |  | 2011-05-05
Philips Lighting Company | Energy Saver | EL/mdT2 26W 6/1 | EL/mdT2 26W 6/1 | 26 | 1855 | 12000 | 2700 | Bare-Mini Spiral |  | 2011-04-22
Philips Lighting Company | Energy Saver | EL/mdT2 9W | BC-EL/mdT2 9W; 408542; 408310; 415877; EL/mdT2 9w 6/3 | 9 | 500 | 12000 | 2700 | Bare-Mini-Spiral |  | 2010-01-06
Philips Lighting Company | Energy Saver | EL/mdT2 9W 5K | 415885 | 9 | 545 | 10000 | 5000 | Bare-Mini Spiral |  | 2011-05-05
Philips Lighting Company | Energy Saver | EL/mdT2 9W 6.5K | 415893 | 9 | 540 | 10000 | 6500 | Bare-Mini Spiral |  | 2011-05-20
Philips Lighting Company | Energy Saver | EL/mdT2 9W 6/1 | EL/mdT2 9W 6/4 | 9 | 515 | 12000 | 2700 | Bare-Mini Spiral |  | 2011-04-22
Philips Lighting Company | Energy Saver | EL/mdT2 9W 6/4 | EL/mdT2 9W 6/4 | 9 | 515 | 12000 | 2700 | Bare-Mini Spiral |  | 2011-02-09
Philips Lighting Company | Energy Saver | EL/O 18W | 135780 | 18 | 1100 | 10000 | 2700 | Covered-post |  | 2010-02-22
Philips Lighting Company | Energy Saver | EL/O 18W PRISMA | 405803 | 18 | 1100 | 8000 | 2700 | Covered-post |  | 2010-03-02
Philips Lighting Company | Energy Saver | ES 11-23-34W 2700K | 406397 | 1934-11-23 | 2200 | 10000 | 2700 | Bare-spiral | Three-way | 2009-06-24
Philips Lighting Company | Energy Saver | ES 13W 2700K | 233700, 234039, 242677, 247239, 247221 | 13 | 900 | 10000 | 2700 | Bare-spiral |  | 2009-07-15
Philips Lighting Company | Energy Saver | ES 13W 5000K | 233775; 234062; 242693 | 13 | 850 | 10000 | 5000 | Bare-Mini-Spiral |  | 2009-09-14
Philips Lighting Company | Energy Saver | ES 13W 6500K | 233841, 234096, 242701 | 13 | 900 | 10000 | 6500 | Bare-spiral |  | 2009-07-15
Philips Lighting Company | Energy Saver | ES 14W A19 2700K | 235192, 234716, 247288 | 14 | 800 | 8000 | 2700 | Covered A-line |  | 2009-07-15
Philips Lighting Company | Energy Saver | ES 14W G25 2700K | 235598; 235630 | 14 | 800 | 8000 | 2700 | Covered globe |  | 2009-09-11
Philips Lighting Company | Energy Saver | ES 14W OUTDOOR 2700K | 235507 | 14 | 800 | 8000 | 2700 | Covered-post |  | 2009-09-14
Philips Lighting Company | Energy Saver | ES 14W R20 2700K | 235705 | 14 | 500 | 8000 | 2700 | Covered reflector |  | 2009-08-13
Philips Lighting Company | Energy Saver | ES 16W R30 2700K | 233957; 235416; 247262 | 16 | 750 | 8000 | 2700 | Covered reflector |  | 2009-08-13
Philips Lighting Company | Energy Saver | ES 16W R30 DIM 2700K | 408583 | 16 | 630 | 8000 | 2700 | Covered reflector | Dimmable | 2010-01-22
Philips Lighting Company | Energy Saver | ES 20W PAR38 DIM 2700K | 408609 | 20 | 850 | 8000 | 2700 | Covered reflector | Dimmable | 2010-01-22
Philips Lighting Company | Energy Saver | ES 20W R40 DIM 2700K | 408591 | 16 | 900 | 8000 | 2700 | Covered reflector | Dimmable | 2010-01-22
Philips Lighting Company | Energy Saver | ES 23W 2700K | 234203, 2333742 | 23 | 1600 | 10000 | 2700 | Bare-spiral |  | 2009-07-15
Philips Lighting Company | Energy Saver | ES 23W 5000K | 233791; 234211 | 23 | 1600 | 10000 | 5000 | Bare-spiral |  | 2009-09-29
Philips Lighting Company | Energy Saver | ES 23W PAR38 FL 2700K | 406413 | 23 | 1300 | 10000 | 2700 | Covered reflector |  | 2009-06-24
Philips Lighting Company | Energy Saver | ES 23W R40 2700K | 235671 | 23 | 1200 | 8000 | 2700 | Covered reflector |  | 2009-09-14
Philips Lighting Company | Energy Saver | ES 42W 2700K | 406439 | 42 | 2600 | 12000 | 2700 | Bare-spiral |  | 2009-06-24
Philips Lighting Company | Energy Saver | ES 5W 2700K | 406470 | 5 | 315 | 10000 | 2700 | Bare-Mini-Spiral |  | 2009-06-24
Philips Lighting Company | Energy Saver | ES 5W A15 FAN | 235697 | 5 | 250 | 8000 | 2700 | Covered A-line |  | 2009-09-14
Philips Lighting Company | Energy Saver | ES 5W Candle Can 2700K | 406462, 147918; EL/A mCan 5W | 5 | 200 | 8000 | 2700 | Covered-Candle |  | 2009-09-14
Philips Lighting Company | Energy Saver | ES 5W Candle Can 2700K | 406462, 147918; EL/A mCan 5W | 5 | 200 | 8000 | 2700 | Covered-Candle |  | 2009-09-14
Philips Lighting Company | Energy Saver | ES 5W CANDLE MED 2700K | 406454 | 5 | 200 | 8000 | 2700 | Covered-Candle |  | 2009-06-24
Philips Lighting Company | Energy Saver | ES 5W CANDLE MED 2700K | 406454 | 5 | 200 | 8000 | 2700 | Covered-Candle |  | 2009-06-24
Philips Lighting Company | Energy Saver | ES 9W 2700K | 233692 | 9 | 550 | 10000 | 2700 | Bare-spiral |  | 2009-07-15
Philips Lighting Company | Energy Saver | ES 9W 5000K | 233759 | 9 | 550 | 10000 | 5000 | Bare-Mini-Spiral |  | 2009-09-14
Philips Lighting Company | Energy Saver | ES 9W 6500K | 233809 | 9 | 550 | 10000 | 6500 | Bare-Mini-Spiral |  | 2009-08-07
Philips Lighting Company | Energy Saver | ES 9W A15 FAN 2700K | 235713 | 9 | 450 | 8000 | 2700 | Covered A-line |  | 2009-08-18
Philips Lighting Company | Energy Saver | ES 9W A19 2700K | 235168 | 9 | 450 | 8000 | 2700 | Covered A-line |  | 2009-08-13
Philips Lighting Company | Energy Saver | ES 9W Candle Med 2700K | 235788; 235523 | 9 | 450 | 8000 | 2700 | Covered-Candle |  | 2009-09-29
Philips Lighting Company | Energy Saver | ES 9W G16.5 2700K | 235804 | 9 | 380 | 8000 | 2700 | Covered-Candle |  | 2009-09-29
Philips Lighting Company | Energy Saver | ES 9W G25 2700K | 233866, 234674 | 9 | 500 | 8000 | 2700 | Covered globe |  | 2009-07-15
Philips Lighting Company | Philips | EL/A FAN 5w | 152934 (3-pack), 152926, 227579, BC-EL/A FAN 5w, 212514, 212522, 156983 | 5 | 250 | 8000 | 2700 | Covered A-line |  | 2007-02-16
Philips Lighting Company | Philips | EL/A FAN 9W | 152900, 152918, 212480, 212506, 227595, BC-EL/A FAN 9w | 9 | 450 | 8000 | 2700 | Covered A-line |  | 2006-07-20
Philips Lighting Company | Philips | EL/A G25 9W | 152819, 152827, 157180, 227520, 212241, 212324, BC-EL/A G25 9w, EL/A 9W G25, 226662, 231159, EL/A 9W G25 2700K | 9 | 500 | 8000 | 2700 | Covered globe |  | 2006-07-20
Philips Lighting Company | Philips | EL/A PAR38 23W | BC-EL/A PAR38 23W, 229831, 152850, 228007, 212407 | 23 | 1250 | 8000 | 2700 | Covered reflector |  | 2008-02-15
Philips Lighting Company | Philips | EL/A R30 16W | BC-EL/A R30 16W, 227934, 152785, 212209, 152793, 210500, 227967, 227942, EL/A 16W R30, 226670, 231209, EL/A 16W R30 2700K 6/2 | 16 | 750 | 8000 | 2700 | Covered reflector |  | 2008-01-23
Philips Lighting Company | Philips | EL/A R40 23W | 152801, 228049, 212233, 229823, 157024 | 23 | 1150 | 8000 | 2700 | Covered reflector |  | 2006-07-20
Philips Lighting Company | Philips | EL/A SWP 14W | 157008, 227629, BC-EL/A SWP 14w, 212092, 212084, 231175, EL/A 14W SWP 2700K | 14 | 800 | 8000 | 2700 | Covered A-line |  | 2008-01-23
Philips Lighting Company | Philips | EL/Can 5w | 227488, BC-EL/Can 5w, 147900 | 5 | 200 | 8000 | 2700 | Covered-Candle |  | 2008-07-25
Philips Lighting Company | Philips | EL/dT 42w | 139477, 229120, BC-EL/dT 42w, 139485 | 42 | 2800 | 12000 | 2700 | Bare-spiral |  | 2008-07-25
Philips Lighting Company | Philips | EL/mdT 19W | 209098 | 19 | 1200 | 10000 | 2700 | Bare-spiral |  | 2008-01-23
Philips Lighting Company | Philips | EL/mdT 23W | 205872, 227892, 210955, 217489, 209106, 156975, 148049 | 23 | 1600 | 10000 | 2700 | Bare-spiral |  | 2008-01-23
Philips Lighting Company | Philips Energy Saver | 14w SLS Universal | 146910 | 14 | 860 | 12000 | 2700 | Bare-Triple Tube |  | 2008-06-13
Philips Lighting Company | Philips Energy Saver | EL/A G18 9W | 212373, 212381, 227504, 235564, 157172 | 9 | 380 | 8000 | 2700 | Covered globe |  | 2008-07-11
Philips Lighting Company | Philips Energy Saver | EL/A G25 14W | 221150; 221143; BC-EL/A G25 14W; 227561 | 14 | 800 | 8000 | 2700 | Covered globe |  | 2008-09-17
Philips Lighting Company | Philips Energy Saver | EL/A PAR38 23W 2PC | 157164, 227918, 406413; 408922 | 23 | 1300 | 10000 | 2700 | Covered reflector |  | 2010-02-01
Philips Lighting Company | Philips Energy Saver | EL/A R20 14w | 152769, 152777, 157016, 212191, 216580, 212159, 227744, 227751, BC-EL/A R20 14w, 413245 | 14 | 500 | 8000 | 2700 | Covered reflector |  | 2008-06-16
Philips Lighting Company | Philips Energy Saver | EL/A SWP 9w | 212076, 221119, 227611, BC-EL/A SWP 9W, 152728, 156991 | 9 | 450 | 8000 | 2700 | Covered A-line |  | 2008-06-17
Philips Lighting Company | Philips Energy Saver | EL/Can 9w | BC-EL/Can 9w, 212449, 212456, 227454, 202804 | 9 | 420 | 8000 | 2700 | Covered-Candle |  | 2008-07-18
Philips Lighting Company | Philips Energy Saver | EL/mdT 13w | 210914, 209072, 202440, 156380, 210575, 222729, 219295, BC-EL/mdT 13W, 148031, 154954, 214346, 233056, 413310 | 13 | 900 | 10000 | 2700 | Bare-Mini-Spiral |  | 2008-06-17
Philips Lighting Company | Philips Energy Saver | EL/mdT 13w LL | 227827, 227660, BC-EL/mdT 13w | 13 | 900 | 12000 | 2700 | Bare-Mini-Spiral |  | 2008-07-25
Philips Lighting Company | Philips Energy Saver | EL/mdT 14w | 227843 | 14 | 900 | 10000 | 2700 | Bare-Mini-Spiral |  | 2008-06-17
Philips Lighting Company | Philips Energy Saver | EL/mdT 18W LL | 202861, 413690 | 18 | 1250 | 12000 | 2700 | Bare-Mini-Spiral |  | 2008-12-09
Philips Lighting Company | Philips Energy Saver | EL/mdT 18w LL | BC-EL/A mdT 18w, 227678, 227850 | 18 | 1200 | 12000 | 2700 | Bare-Mini-Spiral |  | 2008-07-29
Philips Lighting Company | Philips Energy Saver | EL/O 14W | 227637, 152892, 212464, 202853 | 14 | 800 | 8000 | 2700 | Covered-post |  | 2008-07-24
Philips Lighting Company | Philips Energy Saver | EL/TW 34-26-18W | 140426, 144162 | 34/26/18 | 2025 | 10000 | 2700 | Bare-Triple Tube | Three-way | 2008-07-11
Philips Lighting Company | Philips Energy Saver | ES 9W G16.5 2700K | 235804 | 9 | 380 | 8000 | 2700 | Covered globe |  | 2009-10-14
Philips Lighting Company | Philips Energy Saver | Helix Twist EL/3W 11-23-34w | 211938, 214866, 228056 | 1934-11-23 | 2200 | 10000 | 2700 | Bare-spiral | Three-way | 2008-06-13
Philips Lighting Company | Philips Marathon | EL/mdT 11W | 138040, 139915 (blister), 135715 (Canada), 138040 | 11 | 700 | 10000 | 2700 | Bare-Mini-Spiral |  | 2004-01-01
Philips Lighting Company | Philips Marathon | EL/mdT 27W | 137158, 139469 (blister) 160176 (Canada), 137158, 413666 | 27 | 1750 | 10000 | 2700 | Bare-Mini-Spiral |  | 2004-01-01
Philips Lighting Company | Philips Marathon | EL/mdT 32W | 156398, 229138, 156398 | 32 | 2400 | 12000 | 2700 | Bare-spiral |  | 2007-09-05
Plusrite International Corp. | PLUSRITE | CF11PAR20/SW | 4241 | 11 | 380 | 10000 | 2700 | Covered reflector |  | 2010-02-01
Plusrite International Corp. | PLUSRITE | CF13/ET2/SP/27K |  | 13 | 825 | 10000 | 2700 | Bare-spiral |  | 2011-08-01
Plusrite International Corp. | PLUSRITE | CF13ET3/SP/841 |  | 13 | 850 | 10000 | 4100 | Bare-spiral |  | 2011-07-18
Plusrite International Corp. | PLUSRITE | CF13ET3/SP/SW | 4276 | 13 | 850 | 12000 | 2700 | Bare-spiral |  | 2011-07-06
Plusrite International Corp. | PLUSRITE | CF15ET3/SP/SW |  | 15 | 900 | 10000 | 2700 | Bare-Mini-Spiral |  | 2008-02-05
Plusrite International Corp. | PLUSRITE | CF15PAR30/SW | 4244 | 15 | 700 | 10000 | 2700 | Covered reflector |  | 2010-02-01
Plusrite International Corp. | PLUSRITE | CF15R30/SW | 4215 | 15 | 700 | 10000 | 2700 | Covered reflector |  | 2008-04-25
Plusrite International Corp. | PLUSRITE | CF15R30DIM/SW |  | 15 | 610 | 6000 | 2700 | Covered reflector | Dimmable | 2008-05-05
Plusrite International Corp. | PLUSRITE | CF18ET3/SP/841 |  | 18 | 1200 | 10000 | 4100 | Bare-spiral |  | 2010-08-18
Plusrite International Corp. | PLUSRITE | CF18ET3/SP/SW |  | 18 | 1200 | 10000 | 2700 | Bare-spiral |  | 2010-08-18
Plusrite International Corp. | PLUSRITE | CF20ET2/SP/SW | 4325 | 20 | 1100 | 12000 | 2700 | Bare-spiral |  | 2009-12-03
Plusrite International Corp. | PLUSRITE | CF20ET3/SP/SW |  | 20 | 1200 | 10000 | 2700 | Bare-Mini-Spiral |  | 2007-12-19
Plusrite International Corp. | PLUSRITE | CF23ET2/SP/SW | 4235 | 23 | 1400 | 12000 | 2700 | Bare-spiral |  | 2009-12-03
Plusrite International Corp. | PLUSRITE | CF23ET3/SP/SW |  | 23 | 1600 | 12000 | 2700 | Bare-spiral |  | 2011-10-11
Plusrite International Corp. | PLUSRITE | CF23PAR38/SW | 4213 | 23 | 1100 | 10000 | 2700 | Covered reflector |  | 2008-04-25
Plusrite International Corp. | PLUSRITE | CF26ET3/SP/SW |  | 26 | 1700 | 10000 | 2700 | Bare-Mini-Spiral |  | 2008-02-05
Plusrite International Corp. | PLUSRITE | CF9ET2/SP/SW | 4223 | 9 | 540 | 12000 | 2700 | Bare-spiral |  | 2009-12-03
Plusrite International Corp. | PLUSRITE | CF9G25/SW |  | 9 | 500 | 10000 | 2700 | Covered globe |  | 2008-11-06
Purely Enterprises, LLC | Heathy CFL, Pet CFL | PA15 | PA15 | 13.62 | 900 | 10000 | 3500 | Bare-spiral |  | 2011-10-13
Raywa Lighting and Electrical Corporation | Raywa | CF11W/PAR30S/AL/827 |  | 11 | 575 | 8000 | 2700 | Covered reflector |  | 2010-01-28
Raywa Lighting and Electrical Corporation | Raywa | CF11W/PAR30S/AL/830 |  | 11 | 560 | 8000 | 3000 | Covered reflector |  | 2009-08-26
Raywa Lighting and Electrical Corporation | Raywa | CF11W/PAR30S/AL/841 |  | 11 | 560 | 8000 | 4100 | Covered reflector |  | 2010-01-28
Raywa Lighting and Electrical Corporation | Raywa | CF11W/PAR30S/AL/850 |  | 11 | 525 | 8000 | 5000 | Covered reflector |  | 2009-08-26
Raywa Lighting and Electrical Corporation | Raywa | CF11W/R20/830 |  | 11 | 450 | 8000 | 3000 | Covered reflector |  | 2010-05-28
Raywa Lighting and Electrical Corporation | Raywa | CF11W/S/827 |  | 11 | 700 | 10000 | 2700 | Bare-Mini-Spiral |  | 2009-04-24
Raywa Lighting and Electrical Corporation | Raywa | CF13W/A19/827 |  | 13 | 850 | 10000 | 2700 | Covered A-line |  | 2009-09-29
Raywa Lighting and Electrical Corporation | Raywa | CF13W/S/827 |  | 13 | 950 | 10000 | 2700 | Bare-spiral |  | 2009-04-14
Raywa Lighting and Electrical Corporation | Raywa | CF13W/S/HPF |  | 13 | 910 | 8000 | 3000 | Bare-Mini-Spiral |  | 2008-12-12
Raywa Lighting and Electrical Corporation | Raywa | CF15W/G25/830 |  | 15 | 870 | 8000 | 3000 | Covered reflector |  | 2010-05-28
Raywa Lighting and Electrical Corporation | Raywa | CF15W/PAR30L/827 |  | 15 | 750 | 8000 | 2700 | Covered reflector |  | 2010-12-21
Raywa Lighting and Electrical Corporation | Raywa | CF15W/PAR30L/830 |  | 15 | 800 | 8000 | 3000 | Covered reflector |  | 2009-09-29
Raywa Lighting and Electrical Corporation | Raywa | CF15W/PAR30L/835 |  | 15 | 760 | 8000 | 3500 | Covered reflector |  | 2009-10-09
Raywa Lighting and Electrical Corporation | Raywa | CF15W/PAR30L/841 |  | 15 | 775 | 8000 | 4100 | Covered reflector |  | 2009-12-22
Raywa Lighting and Electrical Corporation | Raywa | CF15W/PAR30L/850 |  | 15 | 745 | 8000 | 5000 | Covered reflector |  | 2009-09-29
Raywa Lighting and Electrical Corporation | Raywa | CF15W/PAR30L/AL/830 |  | 15 | 730 | 8000 | 3000 | Covered reflector |  | 2009-08-26
Raywa Lighting and Electrical Corporation | Raywa | CF15W/PAR30L/AL/841 |  | 15 | 760 | 8000 | 4100 | Covered reflector |  | 2010-01-28
Raywa Lighting and Electrical Corporation | Raywa | CF15W/PAR30L/AL/850 |  | 15 | 720 | 8000 | 5000 | Covered reflector |  | 2010-01-28
Raywa Lighting and Electrical Corporation | Raywa | CF15W/R30/827 |  | 15 | 750 | 10000 | 2700 | Covered reflector |  | 2009-11-03
Raywa Lighting and Electrical Corporation | Raywa | CF15W/s |  | 15 | 1100 | 10000 | 2700 | Bare-spiral |  | 2008-09-26
Raywa Lighting and Electrical Corporation | Raywa | CF20W/S/827 |  | 20 | 1400 | 10000 | 2700 | Bare-Mini-Spiral |  | 2009-04-24
Raywa Lighting and Electrical Corporation | Raywa | CF20W/T19/827 |  | 20 | 1350 | 8000 | 2700 | Covered-post |  | 2009-07-07
Raywa Lighting and Electrical Corporation | Raywa | CF20W/T19/841 |  | 20 | 1350 | 8000 | 4100 | Covered-post |  | 2009-07-07
Raywa Lighting and Electrical Corporation | Raywa | CF23W/PAR38/841 |  | 23 | 1200 | 8000 | 4100 | Covered reflector |  | 2009-02-11
Raywa Lighting and Electrical Corporation | Raywa | CF23W/PAR38/850 |  | 23 | 1200 | 8000 | 5000 | Covered reflector |  | 2009-02-11
Raywa Lighting and Electrical Corporation | Raywa | CF23W/PAR38/AL/830 |  | 23 | 1245 | 8000 | 3000 | Covered reflector |  | 2009-12-22
Raywa Lighting and Electrical Corporation | Raywa | CF23W/PAR38/AL/841 |  | 23 | 1255 | 8000 | 4100 | Covered reflector |  | 2010-03-11
Raywa Lighting and Electrical Corporation | Raywa | CF23W/PAR38/AL/850 |  | 23 | 1225 | 8000 | 5000 | Covered reflector |  | 2010-03-11
Raywa Lighting and Electrical Corporation | Raywa | CF23W/R40/827 |  | 23 | 1300 | 8000 | 2700 | Covered reflector |  | 2009-12-29
Raywa Lighting and Electrical Corporation | Raywa | CF23W/S/827 |  | 23 | 1600 | 10000 | 2700 | Bare-spiral |  | 2009-04-14
Raywa Lighting and Electrical Corporation | Raywa | CF26W/S/827 |  | 26 | 1900 | 10000 | 2700 | Bare-spiral |  | 2009-12-29
Raywa Lighting and Electrical Corporation | Raywa | CF32W/S/827 |  | 32 | 2165 | 10000 | 2700 | Bare-spiral |  | 2009-12-29
Raywa Lighting and Electrical Corporation | Raywa | CF7W/PAR20/850 |  | 7 | 270 | 8000 | 5000 | Covered reflector |  | 2009-09-21
Raywa Lighting and Electrical Corporation | Raywa | CF9W/PAR20/827 |  | 9 | 300 | 8000 | 2700 | Covered reflector |  | 2008-12-22
Raywa Lighting and Electrical Corporation | Raywa | CF9W/PAR20/830 |  | 9 | 305 | 8000 | 3000 | Covered reflector |  | 2010-01-29
Raywa Lighting and Electrical Corporation | Raywa | CF9W/PAR20/841 |  | 9 | 310 | 8000 | 4100 | Covered reflector |  | 2010-01-28
Raywa Lighting and Electrical Corporation | Raywa | CF9W/PAR20/850 |  | 9 | 280 | 8000 | 5000 | Covered reflector |  | 2010-09-03
Raywa Lighting and Electrical Corporation | Raywa | CF9W/PAR20/AL/830 |  | 9 | 340 | 8000 | 3000 | Covered reflector |  | 2009-12-22
Raywa Lighting and Electrical Corporation | Raywa | CF9W/PAR20/AL/850 |  | 9 | 340 | 8000 | 5000 | Covered reflector |  | 2010-01-27
Raywa Lighting and Electrical Corporation | Raywa | CF9W/R20/827 |  | 9 | 320 | 10000 | 2700 | Covered reflector |  | 2010-12-21
Raywa Lighting and Electrical Corporation | Raywa | PAR38/23/30K |  | 23 | 1220 | 8000 | 3000 | Covered reflector |  | 2011-01-05
Raywa Lighting and Electrical Corporation | Raywa | PAR38/23/35K |  | 23 | 1210 | 8000 | 3500 | Covered reflector |  | 2011-01-05
Rite Aid Corporation | Rite Aid | FLE13HT3/2/SW | 37093 (SACPT32CFL13W), 37096 (SACPT31CFL13W) | 13 | 825 | 8000 | 2700 | Bare-Mini-Spiral |  | 2008-11-21
Rite Aid Corporation | Rite Aid | FLE20HT3/2/SW | 37094 (SACPT31CFL20W) | 20 | 1200 | 8000 | 2700 | Bare-Mini-Spiral |  | 2008-11-21
Rite Aid Corporation | Rite Aid | FLE26HT3/2/SW | 37095 (SACPT31CFL26W), 37097 (SACPT32CFL26W) | 26 | 1750 | 8000 | 2700 | Bare-Mini-Spiral |  | 2008-11-21
RONA Inc. | RONA | 2004240 |  | 9 | 550 | 12000 | 4100 | Bare-spiral |  | 2011-07-12
Safeway Inc. | BRIGHT GREEN | BPESL13T/2/SAFE/BG |  | 13 | 900 | 10000 | 2700 | Bare-spiral |  | 2009-07-15
Safeway Inc. | BRIGHT GREEN | BPESL18TM/2/SAFE/BG | ESL18TM/4/SAFE | 18 | 1170 | 10000 | 2700 | Bare-spiral |  | 2009-07-15
Safeway Inc. | BRIGHT GREEN | BPESL23TM/2/SAFE/BG |  | 23 | 1600 | 10000 | 2700 | Bare-spiral |  | 2009-07-15
Safeway Inc. | BRIGHT GREEN | ESL13T/4/SAFE(N) |  | 13 | 900 | 10000 | 2700 | Bare-spiral |  | 2010-12-22
Safeway Inc. | BRIGHT GREEN | ESL13T/D/4/SAFE(N) |  | 13 | 800 | 8000 | 6500 | Bare-spiral |  | 2010-12-22
Safeway Inc. | BRIGHT GREEN | ESL18TM/D/4/SAFE |  | 18 | 1170 | 8000 | 6500 | Bare-spiral |  | 2010-10-18
Safeway Inc. | BRIGHT GREEN | ESL23TM/4/SAFE |  | 23 | 1600 | 10000 | 2700 | Bare-spiral |  | 2010-10-18
Safeway Inc. | BRIGHT GREEN | ESL23TM/D/4/SAFE |  | 23 | 1600 | 8000 | 6500 | Bare-spiral |  | 2010-10-18
Safeway Inc. | Safeway Inc. | BPESL13T/2/SAFE |  | 13 | 900 | 10000 | 2700 | Bare-Mini-Spiral |  | 2006-11-29
SATCO/NUVO | American Light | MS/0927 |  | 9 | 550 | 12000 | 2700 | Bare-Mini-Spiral |  | 2008-08-07
SATCO/NUVO | American Light | MS/0950 |  | 9 | 570 | 10000 | 5000 | Bare-Mini-Spiral |  | 2009-09-02
SATCO/NUVO | American Light | MS/1327 |  | 13 | 900 | 12000 | 2700 | Bare-Mini-Spiral |  | 2008-08-07
SATCO/NUVO | American Light | MS/1350 |  | 13 | 880 | 10000 | 5000 | Bare-Mini-Spiral |  | 2009-07-22
SATCO/NUVO | American Light | MS/13504P |  | 13 | 880 | 10000 | 5000 | Bare-Mini-Spiral |  | 2009-07-22
SATCO/NUVO | American Light | MS/1527 |  | 15 | 1100 | 12000 | 2700 | Bare-spiral |  | 2008-08-07
SATCO/NUVO | American Light | MS/1827 | MS/18273P | 18 | 1140 | 12000 | 2700 | Bare-Mini-Spiral |  | 2007-12-17
SATCO/NUVO | American Light | MS/2327 | MS/23273P | 23 | 1600 | 12000 | 2700 | Bare-Mini-Spiral |  | 2009-09-01
SATCO/NUVO | American Light | MS/2350 |  | 23 | 1600 | 10000 | 5000 | Bare-spiral |  | 2009-07-21
SATCO/NUVO | American Light | MS/23503P |  | 23 | 1600 | 10000 | 5000 | Bare-spiral |  | 2009-07-21
SATCO/NUVO | Satco | S5401 |  | 20 | 1330 | 12000 | 2700 | Bare-spiral |  | 2010-07-19
SATCO/NUVO | Satco | S5529 |  | 26 | 1750 | 12000 | 2700 | Bare-spiral |  | 2010-09-21
SATCO/NUVO | Satco | S6238 |  | 13 | 850 | 12000 | 3500 | Bare-spiral |  | 2011-03-21
SATCO/NUVO | Satco | S6275 |  | 23 | 1600 | 12000 | 4100 | Bare-spiral |  | 2010-07-19
SATCO/NUVO | Satco | S6284 |  | 23 | 1600 | 12000 | 3500 | Bare-spiral |  | 2011-03-21
SATCO/NUVO | Satco | S7201 | S7279 | 23 | 1100 | 10000 | 2700 | Covered reflector |  | 2007-12-20
SATCO/NUVO | Satco | S7202 |  | 23 | 1100 | 10000 | 4100 | Covered reflector |  | 2011-01-18
SATCO/NUVO | Satco | S7204 |  | 15 | 700 | 10000 | 2700 | Covered reflector |  | 2009-09-21
SATCO/NUVO | Satco | S7205 |  | 15 | 720 | 10000 | 4100 | Covered reflector |  | 2011-01-18
SATCO/NUVO | Satco | S7211 | S5504 | 9 | 550 | 12000 | 2700 | Bare-Mini-Spiral |  | 2007-12-17
SATCO/NUVO | Satco | S7212 |  | 9 | 550 | 12000 | 4100 | Bare-Mini-Spiral |  | 2008-04-04
SATCO/NUVO | Satco | S7213 | S5506 | 9 | 570 | 10000 | 5000 | Bare-Mini-Spiral |  | 2009-09-02
SATCO/NUVO | Satco | S7214 | S5507 | 11 | 730 | 10000 | 2700 | Bare-spiral |  | 2011-02-07
SATCO/NUVO | Satco | S7217 | S5516; S5547; S6235; S6277 | 13 | 900 | 12000 | 2700 | Bare-Mini-Spiral |  | 2007-12-17
SATCO/NUVO | Satco | S7218 | S6236 | 13 | 880 | 12000 | 4100 | Bare-Mini-Spiral |  | 2007-12-17
SATCO/NUVO | Satco | S7219 | S6237; S5518; S5549 | 13 | 880 | 12000 | 5000 | Bare-Mini-Spiral |  | 2009-07-22
SATCO/NUVO | Satco | S7221 | S5519 | 15 | 1100 | 12000 | 2700 | Bare-Mini-Spiral |  | 2007-12-17
SATCO/NUVO | Satco | S7222 |  | 15 | 1100 | 10000 | 4100 | Bare-spiral |  | 2010-12-16
SATCO/NUVO | Satco | S7224 | S5523; S5541; S6271; S6278 | 18 | 1140 | 12000 | 2700 | Bare-Mini-Spiral |  | 2007-12-17
SATCO/NUVO | Satco | S7225 | S6272 | 18 | 1200 | 10000 | 4100 | Bare-Mini-Spiral |  | 2009-06-30
SATCO/NUVO | Satco | S7226 | S6273; S5525; S5543 | 18 | 1200 | 10000 | 5000 | Bare-Mini-Spiral |  | 2009-09-21
SATCO/NUVO | Satco | S7227 | S5526; S5544; S6274; S6279 | 23 | 1600 | 12000 | 2700 | Bare-Mini-Spiral |  | 2007-12-17
SATCO/NUVO | Satco | S7228 |  | 23 | 1600 | 12000 | 4100 | Bare-Mini-Spiral |  | 2009-06-12
SATCO/NUVO | Satco | S7229 | S6276; S5528; S5546 | 23 | 1600 | 12000 | 5000 | Bare-spiral |  | 2009-07-21
SATCO/NUVO | Satco | S7231 |  | 26 | 1750 | 12000 | 2700 | Bare-spiral |  | 2010-09-21
SATCO/NUVO | Satco | S7232 |  | 26 | 1750 | 10000 | 4100 | Bare-spiral |  | 2011-02-07
SATCO/NUVO | Satco | S7234 |  | 20 | 1330 | 12000 | 2700 | Bare-spiral |  | 2010-07-19
SATCO/NUVO | Satco | S7241 |  | 23 | 1090 | 10000 | 2700 | Covered reflector |  | 2007-12-20
SATCO/NUVO | Satco | S7247 | S5557; S7278 | 15 | 700 | 10000 | 2700 | Covered reflector |  | 2007-12-20
SATCO/NUVO | Satco | S7248 |  | 15 | 700 | 10000 | 4100 | Covered reflector |  | 2011-01-18
SATCO/NUVO | Satco | S7251 |  | 15 | 610 | 10000 | 2700 | Covered reflector | Dimmable | 2008-04-04
SATCO/NUVO | Satco | S7254 | S5554 | 11 | 350 | 10000 | 2700 | Covered reflector |  | 2011-01-18
SATCO/NUVO | Satco | S7261 | S5501 | 5 | 280 | 10000 | 2700 | Bare-spiral |  | 2010-10-28
SATCO/NUVO | Satco | S7264 |  | 5 | 280 | 10000 | 2700 | Bare-spiral |  | 2010-10-28
SATCO/NUVO | Satco | S7274 |  | 23 | 1070 | 10000 | 2700 | Covered reflector |  | 2008-04-04
SATCO/NUVO | Satco | S7275 |  | 23 | 1070 | 10000 | 4100 | Covered reflector |  | 2011-01-18
SATCO/NUVO | Satco | S7281 | S5564 | 7 | 410 | 12000 | 2700 | Covered A-line |  | 2008-04-04
SATCO/NUVO | Satco | S7282 |  | 7 | 400 | 10000 | 4100 | Covered A-line |  | 2009-09-21
SATCO/NUVO | Satco | S7284 | S5568 | 9 | 450 | 6000 | 2700 | Covered A-line |  | 2008-05-20
SATCO/NUVO | Satco | S7287 | S5572 | 11 | 540 | 10000 | 2700 | Covered A-line |  | 2007-12-21
SATCO/NUVO | Satco | S7291 | S5575 | 15 | 800 | 10000 | 2700 | Covered A-line |  | 2009-07-24
SATCO/NUVO | Satco | S7292 |  | 15 | 800 | 10000 | 4100 | Covered A-line |  | 2009-07-21
SATCO/NUVO | Satco | S7301 |  | 9 | 540 | 10000 | 2700 | Covered globe |  | 2007-12-21
SATCO/NUVO | Satco | S7304 |  | 15 | 820 | 10000 | 2700 | Covered globe |  | 2007-12-21
SATCO/NUVO | Satco | S7331 |  | 32 | 2000 | 10000 | 2700 | Bare-Mini-Spiral |  | 2007-12-17
SATCO/NUVO | Satco | S7334 |  | 40 | 2600 | 10000 | 2700 | Bare-spiral |  | 2008-05-20
SATCO/NUVO | Satco | S7341 | S5592 | 2026-12-20 | 1600 | 10000 | 2700 | Bare-spiral | Three-way | 2007-12-17
SATCO/NUVO | Satco | S7351 |  | 13 | 800 | 10000 | 2700 | Bare-Mini-Spiral |  | 2008-04-04
SATCO/NUVO | Satco | S7352 |  | 13 | 800 | 10000 | 2700 | Bare-Mini-Spiral |  | 2008-04-04
SATCO/NUVO | Satco | S7361 |  | 9 | 550 | 12000 | 2700 | Bare-Mini-Spiral |  | 2009-02-27
SATCO/NUVO | Satco | S7362 |  | 9 | 550 | 12000 | 4100 | Bare-Mini-Spiral |  | 2009-02-27
SATCO/NUVO | Satco | S7363 |  | 9 | 570 | 10000 | 5000 | Bare-Mini-Spiral |  | 2009-09-02
SATCO/NUVO | Satco | S7364 |  | 13 | 900 | 12000 | 2700 | Bare-Mini-Spiral |  | 2009-02-27
SATCO/NUVO | Satco | S7365 |  | 13 | 880 | 12000 | 4100 | Bare-Mini-Spiral |  | 2009-02-27
SATCO/NUVO | Satco | S7366 |  | 13 | 880 | 12000 | 5000 | Bare-Mini-Spiral |  | 2009-07-22
SATCO/NUVO | Satco | S7401 |  | 13 | 430 | 10000 | 2700 | Covered reflector |  | 2011-01-18
Shanghai Chuan-Shi Technical Corporation, Ltd. | Trunk | BR30TR15W 3000K |  | 15 | 638 | 8000 | 3000 | Covered reflector | Dimmable | 2008-11-13
Shanghai Chuan-Shi Technical Corporation, Ltd. | Trunk | BR40 23W |  | 23 | 1150 | 10000 | 2700 | Covered reflector |  | 2009-10-20
Shanghai Chuan-Shi Technical Corporation, Ltd. | Trunk | PAR38 23W |  | 23 | 1300 | 10000 | 2700 | Covered reflector |  | 2009-10-20
Shanghai Chuan-Shi Technical Corporation, Ltd. | Trunk | SMA13 (3000K) |  | 13 | 900 | 10000 | 3000 | Bare-Mini-Spiral |  | 2005-11-08
Shanghai Mingdai Electric & Appliance Co., Ltd. | mindy | MS13W 2700K | MS13W 2700K | 12.33 | 850 | 10000 | 2700 | Bare-spiral |  | 2011-10-20
Shanghai Mingdai Electric & Appliance Co., Ltd. | mindy | MS15W 2700K | MS15W 2700K | 13.76 | 939 | 10000 | 2700 | Bare-Mini-Spiral |  | 2011-08-19
Shanghai Mingdai Electric & Appliance Co., Ltd. | mindy | MS15W 3500K | MS15W 3500K | 15 | 900 | 10000 | 3500 | Bare-spiral |  | 2011-09-08
Shenzhen Sea Lighting Tech Co., Ltd | Sealighting | EMA-15W |  | 15 | 900 | 10000 | 2700 | Covered A-line | Dimmable | 2009-07-07
Shenzhen Sea Lighting Tech Co., Ltd | Sealighting | EMD-15W |  | 15 | 900 | 10000 | 2700 | Covered bullet | Dimmable | 2009-07-07
Shenzhen Sea Lighting Tech Co., Ltd | Sealighting | EMR-15W |  | 13 | 490 | 10000 | 2700 | Covered A-line | Dimmable | 2010-02-26
Shenzhen Sea Lighting Tech Co., Ltd | Sealighting | ERD-15W |  | 15 | 720 | 10000 | 2700 | Covered reflector | Dimmable | 2009-08-14
Shenzhen Sea Lighting Tech Co., Ltd | Sealighting | ERD-23W |  | 23 | 920 | 10000 | 2700 | Covered reflector | Dimmable | 2009-09-02
Shenzhen Sea Lighting Tech Co., Ltd | Sealighting | ESD-15W |  | 15 | 1100 | 10000 | 2700 | Bare-Mini-Spiral | Dimmable | 2009-08-10
Shenzhen Sea Lighting Tech Co., Ltd | Sealighting | ESD-23W |  | 23 | 1600 | 10000 | 2700 | Bare-Mini-Spiral | Dimmable | 2009-08-10
Sichuan Topluck Lighting Co., Ltd | Topluck | DJ120/13-T2S |  | 13 | 800 | 10000 | 2700 | Bare-spiral |  | 2009-08-04
Sichuan Topluck Lighting Co., Ltd | Topluck | DJ120/13-T3S |  | 13 | 850 | 10000 | 2700 | Bare-spiral |  | 2009-08-04
Sichuan Topluck Lighting Co., Ltd | Topluck | DJ120/18-T2S |  | 18 | 1350 | 10000 | 2700 | Bare-spiral |  | 2009-08-04
Sichuan Topluck Lighting Co., Ltd | Topluck | DJ120/18-T3S |  | 18 | 1300 | 10000 | 2700 | Bare-spiral |  | 2009-08-04
Sichuan Topluck Lighting Co., Ltd | Topluck | DJ120/23-T2S |  | 23 | 1650 | 10000 | 2700 | Bare-spiral |  | 2009-08-04
Sichuan Topluck Lighting Co., Ltd | Topluck | DJ120/23-T3S |  | 23 | 1650 | 10000 | 2700 | Bare-spiral |  | 2009-08-04
Sichuan Topluck Lighting Co., Ltd | Topluck | DJ120/9-T2S |  | 9 | 550 | 10000 | 2700 | Bare-spiral |  | 2009-08-04
Sichuan Topluck Lighting Co., Ltd | Topluck | DJ120/9-T3S |  | 9 | 550 | 10000 | 2700 | Bare-spiral |  | 2009-08-04
Silk Ventures Group (Hong Kong) Limited | Porchlight | CH2014100B-01 |  | 14 | 900 | 12000 | 2700 | Bare-spiral |  | 2010-03-03
Silk Ventures Group (Hong Kong) Limited | Porchlight | FE-IISB-14W/27 |  | 14 | 900 | 12000 | 2700 | Bare-spiral |  | 2010-02-03
Silk Ventures Group (Hong Kong) Limited | Porchlight | HLSCT2-14W |  | 14 | 900 | 8000 | 2700 | Bare-spiral |  | 2010-02-02
Solterra | Solterra | YK507 23W R40 2700K | 10130; 10131; 10132; 10133 | 23 | 1300 | 10000 | 2700 | Covered reflector |  | 2010-04-30
Solterra | Solterra | YK508 32-T 2700K | 10100; 10101; 10102; 10103 | 13/23/32 | 2150 | 12000 | 2700 | Bare-spiral | Three-way | 2010-06-23
Solterra | Solterra | YK511 13W 2700K | 10001; 10002; 10003; 10004 | 13 | 900 | 10000 | 2700 | Bare-spiral |  | 2010-04-30
Solterra | Solterra | YK511 13W 3500K | 10010; 10011; 10012; 10013 | 13 | 900 | 8000 | 3500 | Bare-spiral |  | 2010-04-30
Solterra | Solterra | YK512 19W 2700K | 10040; 10041; 10042; 10043 | 19 | 1300 | 12000 | 2700 | Bare-spiral |  | 2010-04-30
Solterra | Solterra | YK512 19W 3500K | 10050; 10051; 10052; 10053 | 19 | 1400 | 8000 | 3500 | Bare-spiral |  | 2010-04-30
Solterra | Solterra | YK512 23W 2700K | 10070; 10071; 10072; 10073 | 23 | 1600 | 12000 | 2700 | Bare-spiral |  | 2010-04-30
Solterra | Solterra | YK512 23W 3500K | 10080; 10081; 10082; 10083 | 23 | 1600 | 8000 | 3500 | Bare-spiral |  | 2010-04-30
Solterra | Solterra | YK512 23W 4100K | 10090; 10091; 10092; 10093 | 23 | 1500 | 10000 | 4100 | Bare-spiral |  | 2010-04-30
Standard Products, Inc. | E-Lume | 14141 | CF13/27K/SPIRAL/E26/ELUME | 13 | 900 | 10000 | 2700 | Bare-Mini-Spiral |  | 2008-07-24
Standard Products, Inc. | E-Lume | 14143 | CF15/27K/SPIRAL/E26/ELUME | 15 | 900 | 10000 | 2700 | Bare-Mini-Spiral |  | 2010-04-21
Standard Products, Inc. | E-Lume | 14148 | CF20/27K/SPIRAL/E26/ELUME | 20 | 1250 | 10000 | 2700 | Bare-Mini-Spiral |  | 2010-12-21
Standard Products, Inc. | E-Lume | 14154 | CF23/27K/SPIRAL/E26/ELUME | 23 | 1600 | 10000 | 2700 | Bare-Mini-Spiral |  | 2010-04-21
Standard Products, Inc. | E-Lume | 58642 | CF13/30K/SPIRAL/E26/ELUME | 13 | 900 | 10000 | 3000 | Bare-Mini-Spiral |  | 2010-12-21
Standard Products, Inc. | E-Lume | 58643 | CF13/27K/SPIRAL/E26/ELUME 4P | 13 | 900 | 10000 | 2700 | Bare-Mini-Spiral |  | 2010-04-16
Standard Products, Inc. | E-Lume | 58644 | CF13/30K/SPIRAL/E26/ELUME 4P | 13 | 900 | 10000 | 3000 | Bare-Mini-Spiral |  | 2010-12-21
Standard Products, Inc. | E-Lume | 58711 | CF13/50K/SPIRAL/E26/ELUME 4P | 13 | 860 | 10000 | 5000 | Bare-Mini-Spiral |  | 2010-12-21
Standard Products, Inc. | E-Lume | 58876 |  | 13 | 900 | 10000 | 4100 | Bare-spiral |  | 2010-09-01
Standard Products, Inc. | E-Lume | 58877 |  | 23 | 1600 | 10000 | 4100 | Bare-spiral |  | 2010-09-01
Standard Products, Inc. | E-Lume | 61020 | CF9/T2/27K/SPIRAL/E26/ELUME | 9 | 550 | 10000 | 2700 | Bare-spiral |  | 2011-07-01
Standard Products, Inc. | E-Lume | 61021 | CF13/T2/27K/SPIRAL/E26/ELUME | 13 | 900 | 10000 | 2700 | Bare-spiral |  | 2011-07-05
Standard Products, Inc. | E-Lume | 61022 | CF13/T2/27K/SPIRAL/E26/ELUME 4P | 13 | 900 | 10000 | 2700 | Bare-spiral |  | 2011-07-05
Standard Products, Inc. | E-Lume | 61023 | CF13/T2/27K/SPIRAL/E26/ELUME 12P | 13 | 900 | 10000 | 2700 | Bare-spiral |  | 2011-09-07
Standard Products, Inc. | E-Lume | 61026 | CF13/T2/35K/SPIRAL/E26/ELUME | 13 | 850 | 10000 | 3500 | Bare-spiral |  | 2011-07-01
Standard Products, Inc. | E-Lume | 61027 | CF13/T2/41K/SPIRAL/E26/ELUME 4P | 13 | 880 | 10000 | 4100 | Bare-spiral |  | 2011-07-05
Standard Products, Inc. | E-Lume | 61028 | CF13/T2/50K/SPIRAL/E26/ELUME 4P | 13 | 880 | 10000 | 5000 | Bare-spiral |  | 2011-07-01
Standard Products, Inc. | E-Lume | 61029 | CF15/T2/27K/SPIRAL/E26/ELUME | 15 | 1010 | 10000 | 2700 | Bare-spiral |  | 2011-07-01
Standard Products, Inc. | E-Lume | 61031 | CF20/T2/27K/SPIRAL/E26/ELUME | 20 | 1330 | 10000 | 2700 | Bare-spiral |  | 2011-07-01
Standard Products, Inc. | E-Lume | 61032 | CF23/T2/27K/SPIRAL/E26/ELUME | 23 | 1600 | 10000 | 2700 | Bare-spiral |  | 2011-07-01
Standard Products, Inc. | E-Lume | 61034 | CF23/T2/41K/SPIRAL/E26/ELUME | 23 | 1600 | 10000 | 4100 | Bare-spiral |  | 2011-07-01
Standard Products, Inc. | E-Lume | 61035 | CF23/T2/50K/SPIRAL/E26/ELUME | 23 | 1600 | 10000 | 5000 | Bare-spiral |  | 2011-07-01
Standard Products, Inc. | Standard | 14013 | CF23/41K/PAR38/E26/STD | 23 | 1200 | 8000 | 4100 | Covered reflector |  | 2009-02-24
Standard Products, Inc. | Standard | 14014 | CF23/50K/PAR38/E26/STD | 23 | 1200 | 8000 | 5000 | Covered reflector |  | 2009-02-24
Standard Products, Inc. | Standard | 14015 | CF15/30K/PAR30LN/E26/STD | 15 | 700 | 8000 | 3000 | Covered reflector |  | 2009-10-21
Standard Products, Inc. | Standard | 14026 | CF15/35K/PAR30LN/E26/STD | 15 | 700 | 8000 | 3500 | Covered reflector |  | 2009-10-21
Standard Products, Inc. | Standard | 14027 | CF15/41K/PAR30LN/E26/STD | 15 | 700 | 8000 | 4100 | Covered reflector |  | 2010-02-16
Standard Products, Inc. | Standard | 14028 | CF15/50K/PAR30LN/E26/STD | 15 | 700 | 8000 | 5000 | Covered reflector |  | 2009-10-21
Standard Products, Inc. | Standard | 14100 | CF9/27K/PAR20/E26/STD | 9 | 280 | 8000 | 2700 | Covered reflector |  | 2009-02-24
Standard Products, Inc. | Standard | 14101 | CF9/30K/PAR20/E26/STD | 9 | 300 | 8000 | 3000 | Covered reflector |  | 2010-02-17
Standard Products, Inc. | Standard | 14103 | CF9/41K/PAR20/E26/STD | 9 | 300 | 8000 | 4100 | Covered reflector |  | 2010-02-17
Standard Products, Inc. | Standard | 14104 | CF9/50K/PAR20/E26/STD | 9 | 300 | 8000 | 5000 | Covered reflector |  | 2010-09-03
Standard Products, Inc. | Standard | 14139 | CF11/27K/SPIRAL/E26/STD | 11 | 700 | 10000 | 2700 | Bare-Mini-Spiral |  | 2010-03-05
Standard Products, Inc. | Standard | 14140 | CF13/27K/SPIRAL/E26/STD | 13 | 900 | 10000 | 2700 | Bare-Mini-Spiral |  | 2009-06-05
Standard Products, Inc. | Standard | 14142 | CF15/27K/SPIRAL/E26/STD | 15 | 1100 | 10000 | 2700 | Bare-Mini-Spiral |  | 2009-08-25
Standard Products, Inc. | Standard | 14147 | CF20/27K/SPIRAL/E26/STD | 20 | 1400 | 10000 | 2700 | Bare-Mini-Spiral |  | 2005-11-07
Standard Products, Inc. | Standard | 14153 | CF23/27K/SPIRAL/E26/STD | 23 | 1600 | 10000 | 2700 | Bare-spiral |  | 2008-08-11
Standard Products, Inc. | Standard | 14164 | CF23/27K/BR40/E26/STD | 23 | 1300 | 8000 | 2700 | Covered reflector |  | 2009-03-25
Standard Products, Inc. | Standard | 56270 |  | 20 | 1350 | 8000 | 2700 | Covered-post |  | 2009-07-20
Standard Products, Inc. | Standard | 57861 | CF15/HPF/27K/SPIRAL/E26/STD | 15 | 900 | 10000 | 2700 | Bare-Mini-Spiral |  | 2008-08-11
Standard Products, Inc. | Standard | 58392 | CF9/27K/CANDLE/E12/STD | 9 | 450 | 8000 | 2700 | Covered-Candle |  | 2010-03-09
Standard Products, Inc. | Standard | 58394 | CF14/27K/A19/E26/STD | 14 | 800 | 8000 | 2700 | Covered A-line |  | 2008-06-27
Standard Products, Inc. | Standard | 58394 | CF14/27K/A19/E26/STD | 14 | 800 | 8000 | 2700 | Covered A-line |  | 2010-03-09
Standard Products, Inc. | Standard | 58401 |  | 20 | 1350 | 8000 | 4100 | Covered-post |  | 2009-07-20
Standard Products, Inc. | Standard | 58404 | CF20/HPF/27K/SPIRAL/E26/STD | 20 | 1200 | 8000 | 2700 | Bare-Mini-Spiral |  | 2008-08-11
Standard Products, Inc. | Standard | 58423 | CF4/27K/SPIRAL/E26/STD | 4 | 250 | 8000 | 2700 | Bare-Mini-Spiral |  | 2008-08-11
Standard Products, Inc. | Standard | 58434 | CF9/27K/CANDLE/E26/STD | 9 | 450 | 8000 | 2700 | Covered-Candle |  | 2010-03-09
Standard Products, Inc. | Standard | 58439 | CF9/27K/G25/E26/STD | 9 | 495 | 8000 | 2700 | Covered globe |  | 2010-03-08
Standard Products, Inc. | Standard | 58440 | CF14/27K/G25/E26/STD | 14 | 850 | 8000 | 2700 | Covered globe |  | 2010-05-18
Standard Products, Inc. | Standard | 58441 | CF19/27K/G30/E26/STD | 19 | 900 | 8000 | 2700 | Covered globe |  | 2008-08-11
Standard Products, Inc. | Standard | 58442 | CF27/27K/SPIRAL/E26/STD | 27 | 1850 | 10000 | 2700 | Bare-spiral |  | 2010-05-07
Standard Products, Inc. | Standard | 58446 | CF9/27K/A19/E26/STD | 9 | 470 | 8000 | 2700 | Covered A-line |  | 2010-03-05
Standard Products, Inc. | Standard | 58632 | CF32/27K/SPIRAL/E26/STD | 32 | 2100 | 10000 | 2700 | Bare-spiral |  | 2008-08-11
Standard Products, Inc. | Standard | 58646 | CF13/T2/27K/SPIRAL/E26/STD | 13 | 900 | 8000 | 2700 | Bare-Mini-Spiral |  | 2008-07-14
Standard Products, Inc. | Standard | 58934 | CF16/D/27K/R30/E26/STD | 16 | 700 | 8000 | 2700 | Covered reflector | Dimmable | 2009-03-05
Standard Products, Inc. | Standard | 58935 | CF14/D/27K/SPIRAL/E26/STD | 14 | 800 | 8000 | 2700 | Bare-Mini-Spiral | Dimmable | 2009-03-05
Standard Products, Inc. | Standard | 58936 | CF16/D/27K/A19/E26/STD | 16 | 800 | 8000 | 2700 | Covered A-line | Dimmable | 2009-03-05
Standard Products, Inc. | Standard | 58959 | CF13/20/25/27K/SPIRAL/E26/STD | 13/20/25 | 1600 | 8000 | 2700 | Bare-spiral | Three-way | 2009-04-07
Standard Products, Inc. | Standard | 59611 | CF23/D/27K/SPIRAL/E26/STD | 23 | 1600 | 10000 | 2700 | Bare-Mini-Spiral | Dimmable | 2010-12-21
Standard Products, Inc. | Standard | 59618 |  | 13 | 900 | 12000 | 2700 | Bare-spiral |  | 2010-04-29
Standard Products, Inc. | Standard | 59619 | CF23/T2/27K/SPIRAL/E26/STD | 23 | 1600 | 12000 | 2700 | Bare-spiral |  | 2010-03-09
Standard Products, Inc. | Standard | 59623 | CF9/T2/27K/SPIRAL/E26/STD | 9 | 500 | 12000 | 2700 | Bare-Mini-Spiral |  | 2010-03-08
Standard Products, Inc. | Standard | 59629 |  | 18 | 1250 | 12000 | 2700 | Bare-spiral |  | 2010-04-29
Standard Products, Inc. | Standard | 59677 | CF13/27K/SPIRAL/E26/ELUME 12P | 13 | 900 | 10000 | 2700 | Bare-spiral |  | 2010-04-15
Standard Products, Inc. | Standard | 59841 | CF5/T2/27K/CANDLE/E12/STD | 5 | 220 | 8000 | 2700 | Covered-Candle |  | 2010-12-23
Standard Products, Inc. | Standard | 59842 | CF5/T2/27K/CANDLE/E26/STD | 5 | 220 | 8000 | 2700 | Covered-Candle |  | 2010-12-23
Standard Products, Inc. | Standard | 59843 | CF9/T2/27K/CANDLE/E12/STD | 9 | 450 | 10000 | 2700 | Covered-Candle |  | 2010-12-23
Standard Products, Inc. | Standard | 59844 | CF9/T2/27K/CANDLE/E26/STD | 9 | 450 | 10000 | 2700 | Covered-Candle |  | 2010-12-23
Standard Products, Inc. | Standard | 60096 | CF15/27K/PAR30LN/E26/STD | 15 | 750 | 8000 | 2700 | Covered reflector |  | 2011-02-15
Standard Products, Inc. | Standard | 60097 | CF23/30K/PAR38/E26/STD | 23 | 1200 | 8000 | 3000 | Covered reflector |  | 2011-02-16
Standard Products, Inc. | Standard | 60098 | CF23/35K/PAR38/E26/STD | 23 | 1200 | 8000 | 3500 | Covered reflector |  | 2011-02-16
Standard Products, Inc. | Standard | 60930 | CF5/27K/SPIRAL/E26/STD | 5 | 270 | 10000 | 2700 | Bare-spiral |  | 2011-06-17
Standard Products, Inc. | Standard | 60931 | CF5/27K/SPIRAL/E12/STD | 5 | 270 | 10000 | 2700 | Bare-spiral |  | 2011-06-17
Standard Products, Inc. | Standard | 60932 | CF32/27K/SPIRAL/E26/STD | 32 | 2000 | 10000 | 2700 | Bare-spiral |  | 2011-06-17
Sun & Stars Lighting, Inc. | Sun & Stars | SSL-10W/HL |  | 10 | 550 | 10000 | 2700 | Bare-Mini-Spiral |  | 2008-06-09
Sun & Stars Lighting, Inc. | Sun & Stars | SSL-13-27K |  | 13 | 850 | 12000 | 2700 | Bare-Mini-Spiral |  | 2008-09-24
Sun & Stars Lighting, Inc. | Sun & Stars | SSL-13/SL |  | 13 | 900 | 10000 | 2700 | Bare-Mini-Spiral |  | 2008-06-10
Sun & Stars Lighting, Inc. | Sun & Stars | SSL-13W/HL |  | 13 | 800 | 10000 | 2700 | Bare-Mini-Spiral |  | 2008-06-09
Sun & Stars Lighting, Inc. | Sun & Stars | SSL-15W |  | 15 | 900 | 10000 | 2700 | Bare-Mini-Spiral |  | 2008-03-26
Sun & Stars Lighting, Inc. | Sun & Stars | SSL-23/SL | single-pack | 23 | 1600 | 10000 | 2700 | Bare-Mini-Spiral |  | 2007-09-13
Sun & Stars Lighting, Inc. | Sun & Stars | SSL-23W | SSL-23 | 23 | 1600 | 8000 | 2700 | Bare-Mini-Spiral |  | 2007-07-20
Sun & Stars Lighting, Inc. | Sun & Stars | SSL-23W/HL |  | 23 | 1400 | 10000 | 2700 | Bare-Mini-Spiral |  | 2008-06-09
Sun & Stars Lighting, Inc. | Sun & Stars | SSL-23W/SL | 4-pack | 23 | 1600 | 10000 | 2700 | Bare-Mini-Spiral |  | 2007-09-13
Sun & Stars Lighting, Inc. | Sun & Stars | SSL-A-14W |  | 14 | 800 | 8000 | 2700 | Covered A-line |  | 2008-06-27
Sun & Stars Lighting, Inc. | Sun & Stars | SSL-G-14W | box | 14 | 800 | 8000 | 2700 | Covered globe |  | 2008-06-27
Sun & Stars Lighting, Inc. | Sun & Stars | SSL-R30-16W/HL |  | 16 | 750 | 8000 | 2700 | Covered reflector |  | 2008-06-10
Sun & Stars Lighting, Inc. | Sun & Stars | SSL-R40-23W |  | 23 | 930 | 6000 | 2700 | Covered reflector |  | 2008-04-28
Sun & Stars Lighting, Inc. | Sun & Stars | SSL-R40-23W/HL |  | 23 | 1300 | 8000 | 2700 | Covered reflector |  | 2008-06-10
Sun & Stars Lighting, Inc. | Sun & Stars | SSL-T2/13W |  | 13 | 850 | 10000 | 2700 | Bare-Mini-Spiral |  | 2008-05-07
Sun & Stars Lighting, Inc. | Sun & Stars | SSL-T2/14W |  | 14 | 800 | 8000 | 2700 | Bare-Mini-Spiral |  | 2008-06-23
Sun & Stars Lighting, Inc. | Sun & Stars | SSL-T2/20W |  | 23 | 1200 | 10000 | 2700 | Bare-Mini-Spiral |  | 2009-01-22
Sun & Stars Lighting, Inc. | Sun & Stars | SSL-T2/23W |  | 23 | 1200 | 10000 | 2700 | Bare-Mini-Spiral |  | 2009-01-22
Sun & Stars Lighting, Inc. | Sun & Stars | SSL-T2/9W |  | 9 | 600 | 8000 | 2700 | Bare-Mini-Spiral |  | 2008-06-23
Sun & Stars Lighting, Inc. | Sun & Stars | SSL-T3/13W |  | 13 | 900 | 10000 | 2700 | Bare-Mini-Spiral |  | 2008-08-13
Sun & Stars Lighting, Inc. | Sun & Stars | SSL-T3/20W |  | 20 | 1200 | 10000 | 2700 | Bare-Mini-Spiral |  | 2008-08-13
Sun & Stars Lighting, Inc. | Sun & Stars | SSL-T3/23W |  | 23 | 1600 | 10000 | 2700 | Bare-Mini-Spiral |  | 2008-08-13
Sun & Stars Lighting, Inc. | Sun & Stars | SSL-T4/40W |  | 40 | 2600 | 10000 | 2700 | Bare-spiral |  | 2011-03-31
Sun & Stars Lighting, Inc. | Sun & Stars | SSL13/T2 |  | 13 | 900 | 10000 | 2700 | Bare-Mini-Spiral |  | 2009-02-03
Sun & Stars Lighting, Inc. | Sun & Stars | SSL13/T2-CW |  | 13 | 900 | 10000 | 5000 | Bare-spiral |  | 2009-12-04
Sun & Stars Lighting, Inc. | Sun & Stars | SSL14/A |  | 14 | 800 | 10000 | 2700 | Covered A-line |  | 2009-03-26
Sun & Stars Lighting, Inc. | Sun & Stars | SSL14/A-CW |  | 14 | 800 | 10000 | 4100 | Covered A-line |  | 2009-12-04
Sun & Stars Lighting, Inc. | Sun & Stars | SSL14/G |  | 14 | 800 | 10000 | 2700 | Covered A-line |  | 2009-03-31
Sun & Stars Lighting, Inc. | Sun & Stars | SSL14/R30 |  | 14 | 700 | 10000 | 2700 | Covered reflector |  | 2009-03-31
Sun & Stars Lighting, Inc. | Sun & Stars | SSL14W/R30-CW |  | 14 | 700 | 10000 | 4100 | Covered reflector |  | 2009-12-09
Sun & Stars Lighting, Inc. | Sun & Stars | SSL19/A |  | 19 | 1200 | 10000 | 2700 | Covered A-line |  | 2010-01-04
Sun & Stars Lighting, Inc. | Sun & Stars | SSL19/G |  | 19 | 1100 | 10000 | 2700 | Covered globe |  | 2010-01-04
Sun & Stars Lighting, Inc. | Sun & Stars | SSL23/R40 |  | 23 | 1200 | 10000 | 2700 | Covered reflector |  | 2009-03-31
Sun & Stars Lighting, Inc. | Sun & Stars | SSL23/R40-CW |  | 23 | 1100 | 10000 | 4100 | Covered reflector |  | 2009-12-09
Sun & Stars Lighting, Inc. | Sun & Stars | SSL23/T2 |  | 23 | 1600 | 10000 | 2700 | Bare-Mini-Spiral |  | 2009-02-03
Sun & Stars Lighting, Inc. | Sun & Stars | SSL23/T2-CW |  | 23 | 1600 | 10000 | 5000 | Bare-spiral |  | 2009-12-04
Sun & Stars Lighting, Inc. | Sun & Stars | SSL23/T3 |  | 23 | 1600 | 10000 | 2700 | Bare-Mini-Spiral |  | 2009-02-03
Sun & Stars Lighting, Inc. | Sun & Stars | ST213 |  | 13 | 900 | 10000 | 2700 | Bare-spiral |  | 2009-07-27
Sun & Stars Lighting, Inc. | Sun & Stars | ST223 |  | 23 | 1600 | 10000 | 2700 | Bare-spiral |  | 2009-07-27
Sunny World (Shaoxing) Green Lighting Co., Ltd. | Osram | EU-13W |  | 13 | 880 | 10000 | 2700 | Bare-spiral |  | 2010-07-13
Sunny World (Shaoxing) Green Lighting Co., Ltd. | Osram | EU-19W |  | 19 | 1250 | 10000 | 2700 | Bare-spiral |  | 2010-07-13
Sunny World (Shaoxing) Green Lighting Co., Ltd. | Osram | EU-23W |  | 23 | 1600 | 10000 | 2700 | Bare-spiral |  | 2010-07-13
Sunpark Electronics Corporation | Sunpark | SP-14A-27 |  | 14 | 800 | 10000 | 2700 | Covered A-line |  | 2010-09-03
Sunpark Electronics Corporation | Sunpark | SP-R20-11W-27 |  | 11 | 400 | 10000 | 2700 | Covered reflector |  | 2010-09-03
Sunpark Electronics Corporation | Sunpark | SP-R30-14W-27 |  | 14 | 700 | 10000 | 2700 | Covered reflector |  | 2010-09-03
Sunpark Electronics Corporation | Sunpark | SP-R30-14W-41 |  | 14 | 700 | 10000 | 4100 | Covered reflector |  | 2010-09-03
Sunpark Electronics Corporation | Sunpark | SP-R40-23W-27 |  | 23 | 1200 | 10000 | 2700 | Covered reflector |  | 2010-09-03
Sunpark Electronics Corporation | Sunpark | SP-R40-23W-41 |  | 23 | 1100 | 10000 | 4100 | Covered reflector |  | 2010-09-03
Sunpark Electronics Corporation | Sunpark | SP13W-27 |  | 13 | 900 | 10000 | 2700 | Bare-Mini-Spiral |  | 2008-07-29
Sunpark Electronics Corporation | Sunpark | SP13W-41 |  | 13 | 900 | 10000 | 4100 | Bare-Mini-Spiral |  | 2008-07-29
Sunpark Electronics Corporation | Sunpark | SP14W LS27 |  | 14 | 800 | 8000 | 2700 | Covered A-line |  | 2009-12-11
Sunpark Electronics Corporation | Sunpark | SP15R30 LS27 |  | 15 | 750 | 8000 | 2700 | Covered reflector |  | 2005-01-21
Sunpark Electronics Corporation | Sunpark | SP15W-27 | 4288 | 15 | 950 | 10000 | 2700 | Bare-Mini-Spiral |  | 2008-09-08
Sunpark Electronics Corporation | Sunpark | SP20R38 LS27 |  | 20 | 900 | 8000 | 2700 | Covered reflector |  | 2004-12-31
Sunpark Electronics Corporation | Sunpark | SP20W-27 |  | 20 | 1200 | 10000 | 2700 | Bare-Mini-Spiral |  | 2008-07-29
Sunpark Electronics Corporation | Sunpark | SP20W-41 |  | 20 | 1200 | 10000 | 4100 | Bare-Mini-Spiral |  | 2008-07-28
Sunpark Electronics Corporation | Sunpark | SP23W-27 |  | 23 | 1600 | 10000 | 2700 | Bare-Mini-Spiral |  | 2008-07-28
Sunpark Electronics Corporation | Sunpark | SP23W-41 |  | 23 | 1600 | 10000 | 4100 | Bare-Mini-Spiral |  | 2008-07-28
Sunpark Electronics Corporation | Sunpark | SP26W-27 | 4295 | 26 | 1650 | 10000 | 2700 | Bare-Mini-Spiral |  | 2008-09-08
Sunpark Electronics Corporation | Sunpark | SP9W-27 |  | 9 | 550 | 10000 | 2700 | Bare-Mini-Spiral |  | 2008-07-28
Sunpark Electronics Corporation | Sunpark | T2-13W 2700K |  | 13 | 900 | 10000 | 2700 | Bare-spiral |  | 2010-04-01
Sunpark Electronics Corporation | Sunpark | T2-13W 4100K |  | 13 | 900 | 10000 | 4100 | Bare-spiral |  | 2010-04-01
Sunpark Electronics Corporation | Sunpark | T2-13W 5000K |  | 13 | 900 | 10000 | 5000 | Bare-spiral |  | 2010-04-01
Sunpark Electronics Corporation | Sunpark | T2-20W 2700K |  | 20 | 1200 | 10000 | 2700 | Bare-spiral |  | 2010-04-01
Sunpark Electronics Corporation | Sunpark | T2-20W 4100K |  | 20 | 1200 | 10000 | 4100 | Bare-spiral |  | 2010-04-01
Sunpark Electronics Corporation | Sunpark | T2-20W 5000K |  | 20 | 1200 | 10000 | 5000 | Bare-spiral |  | 2010-04-01
Sunpark Electronics Corporation | Sunpark | T2-23W 2700K |  | 23 | 1600 | 10000 | 2700 | Bare-spiral |  | 2010-04-01
Sunpark Electronics Corporation | Sunpark | T2-23W 4100K |  | 23 | 1600 | 10000 | 4100 | Bare-spiral |  | 2010-04-01
Sunpark Electronics Corporation | Sunpark | T2-23W 5000K |  | 23 | 1600 | 10000 | 5000 | Bare-spiral |  | 2010-04-01
Sunpark Electronics Corporation | Sunpark | T2-9W 2700K |  | 9 | 600 | 10000 | 2700 | Bare-spiral |  | 2010-04-01
Sunpark Electronics Corporation | Sunpark | T2-9W 4100K |  | 9 | 600 | 10000 | 4100 | Bare-spiral |  | 2010-04-01
Sunpark Electronics Corporation | Sunpark | T2-9W 5000K |  | 9 | 600 | 10000 | 5000 | Bare-spiral |  | 2010-04-01
Sunrise Lighting | Sunrise | DE-28 |  | 25 | 1670 | 10000 | 2700 | Bare-spiral | Dimmable | 2009-12-18
Sunrise Lighting | Sunrise | DES-18/R |  | 18 | 940 | 8000 | 2700 | Covered reflector | Dimmable | 2009-07-07
Sunrise Lighting | Sunrise | DES-26 |  | 26 | 1283 | 10000 | 2700 | Covered reflector |  | 2010-11-12
Sunrise Lighting | Sunrise | SGF-13 |  | 13 | 855 | 10000 | 2700 | Covered A-line | Dimmable | 2009-12-22
Sunrise Lighting | Sunrise | SGF-14 |  | 14 | 855 | 10000 | 2700 | Covered A-line | Dimmable | 2009-12-22
Sunrise Lighting | Sunrise | SGF-20 |  | 20 | 1350 | 10000 | 2700 | Covered A-line |  | 2011-01-19
Sunrise Lighting | SUNRISE | SSE-11/T2 |  | 11 | 680 | 10000 | 2700 | Bare-Mini-Spiral |  | 2009-07-24
Sunrise Lighting | Sunrise | SSE-13/T2 |  | 13 | 782 | 10000 | 2700 | Bare-Mini-Spiral |  | 2009-07-20
Sunrise Lighting | Sunrise | SSE-15/T2 |  | 15 | 935 | 10000 | 2750 | Bare-spiral |  | 2008-01-23
Sunrise Lighting | Sunrise | SSE-20 |  | 20 | 1410 | 10000 | 2700 | Bare-spiral | Dimmable | 2009-10-26
Sunrise Lighting | SUNRISE | SSE-20/T2 |  | 20 | 1450 | 10000 | 2700 | Bare-Mini-Spiral |  | 2008-01-25
Sunrise Lighting | Sunrise | SSE-23 |  | 23 | 1625 | 10000 | 2700 | Bare-spiral |  | 2006-02-15
Sunrise Lighting | SUNRISE | SSE-23/T2 |  | 23 | 1678 | 10000 | 2700 | Bare-Mini-Spiral |  | 2008-01-25
Sunrise Lighting | Sunrise | SSE-24/T2 |  | 24 | 1674 | 12000 | 2700 | Bare-spiral |  | 2009-07-07
Sunrise Lighting | Sunrise | STG-11 |  | 11 | 635 | 8000 | 2700 | Covered globe |  | 2009-04-22
Sunshine Lighting | RJN | SM20/E/41K | 90-352-120 | 20 | 1200 | 10000 | 4100 | Bare-Mini-Spiral |  | 2009-04-03
Sunshine Lighting | RJN | SM23/E/41K | 90-352-130 | 23 | 1600 | 10000 | 4100 | Bare-Mini-Spiral |  | 2009-04-03
Sunshine Lighting | RJN | SM9/E/41K | 90-352-100 | 9 | 500 | 10000 | 4100 | Bare-Mini-Spiral |  | 2009-04-03
Sunshine Lighting | Sunlite | SD15R30E/27K DIMMABLE | 05521-SU | 15 | 750 | 8000 | 2700 | Covered reflector | Dimmable | 2008-12-04
Sunshine Lighting | Sunlite | SL11R20/E/27K | 00830-SU | 11 | 340 | 10000 | 2700 | Covered reflector |  | 2011-01-14
Sunshine Lighting | Sunlite | SL14R20/E/27K | 65765-SU | 14 | 500 | 10000 | 2700 | Covered reflector |  | 2010-12-22
Sunshine Lighting | Sunlite | SL15PAR30/AL/E/30K |  | 15 | 730 | 8000 | 3000 | Covered reflector |  | 2011-01-11
Sunshine Lighting | Sunlite | SL15PAR30/AL/E/41K | 00861-SU | 15 | 725 | 8000 | 4100 | Covered reflector |  | 2011-01-11
Sunshine Lighting | Sunlite | SL15PAR30/AL/E/50K | 00862-SU | 15 | 725 | 8000 | 5000 | Covered reflector |  | 2011-01-11
Sunshine Lighting | Sunlite | SL15PAR30L/E/41K | 05361-SU | 15 | 725 | 8000 | 4100 | Covered reflector |  | 2010-03-11
Sunshine Lighting | Sunlite | SL15PAR30L/E/50K | 05364-SU | 15 | 690 | 8000 | 5000 | Covered reflector |  | 2010-03-11
Sunshine Lighting | Sunlite | SL15R30/E/41K | 00841-SU | 15 | 700 | 10000 | 4100 | Covered reflector |  | 2011-01-14
Sunshine Lighting | Sunlite | SL23/E/27K |  | 23 | 1600 | 10000 | 2700 | Bare-spiral |  | 2009-06-03
Sunshine Lighting | Sunlite | SL23/E/41K |  | 23 | 1600 | 10000 | 4100 | Bare-spiral |  | 2009-06-03
Sunshine Lighting | Sunlite | SL23PAR38/AL/E/30K | 00870-SU | 23 | 1200 | 8000 | 3000 | Covered reflector |  | 2011-01-11
Sunshine Lighting | Sunlite | SL23PAR38/AL/E/41K | 00871-SU | 23 | 1200 | 8000 | 4100 | Covered reflector |  | 2011-01-11
Sunshine Lighting | Sunlite | SL23PAR38/AL/E/50K | 00872-SU | 23 | 1200 | 8000 | 5000 | Covered reflector |  | 2011-01-11
Sunshine Lighting | Sunlite | SL23PAR38/E/41K | 05331-SU | 23 | 1210 | 8000 | 4100 | Covered reflector |  | 2010-03-11
Sunshine Lighting | Sunlite | SL23PAR38/E/50K | 05333-SU | 23 | 1150 | 8000 | 5000 | Covered reflector |  | 2010-03-11
Sunshine Lighting | Sunlite | SL23R40/E/27K | 05386-SU | 23 | 1300 | 8000 | 2700 | Covered reflector |  | 2009-04-06
Sunshine Lighting | Sunlite | SL25/E/3W/27K | 05379-SU, SL25/E/3W/27/CD1 | 13/20/25 | 1600 | 8000 | 2700 | Bare-spiral |  | 2008-10-16
Sunshine Lighting | Sunlite | SL26/E/27K |  | 26 | 1700 | 10000 | 2700 | Bare-spiral |  | 2009-06-03
Sunshine Lighting | Sunlite | SL26/E/3W/34K | 05378-SU | 2026-11-20 | 1700 | 10000 | 3500 | Bare-spiral | Three-way | 2009-06-29
Sunshine Lighting | Sunlite | SL32/E/27K | 05545-SU | 32 | 2250 | 8000 | 2700 | Bare-spiral |  | 2011-07-21
Sunshine Lighting | Sunlite | SL32/E/65K | 05546-SU | 32 | 2030 | 8000 | 6500 | Bare-spiral |  | 2011-07-21
Sunshine Lighting | Sunlite | SL42/E/27K | 05596-SU | 42 | 2800 | 12000 | 2700 | Bare-spiral |  | 2008-04-10
Sunshine Lighting | Sunlite | SL9PAR20/AL/E/30K | 00850-SU | 9 | 320 | 8000 | 3000 | Covered reflector |  | 2011-01-11
Sunshine Lighting | Sunlite | SL9PAR20/AL/E/50K | 00851-SU | 9 | 320 | 8000 | 5000 | Covered reflector |  | 2011-01-11
Sunshine Lighting | Sunlite | SLB14/E/27K | 05307-SU | 14 | 800 | 8000 | 2700 | Covered A-line |  | 2008-06-27
Sunshine Lighting | Sunlite | SLG14/E/27K | 05349-SU | 14 | 800 | 8000 | 2700 | Covered globe |  | 2009-04-06
Sunshine Lighting | Sunlite | SLG9/E/27K | 05348-SU | 9 | 470 | 8000 | 2700 | Covered globe |  | 2009-04-06
Sunshine Lighting | Sunlite | SM13/E/27K | 05421-SU, 05425-SU | 13 | 900 | 10000 | 2700 | Bare-Mini-Spiral |  | 2009-03-23
Sunshine Lighting | Sunlite | SM13/E/65K | 05419-SU, 05481-SU, SM13/E/65K/CD1 | 13 | 900 | 10000 | 6500 | Bare-Mini-Spiral |  | 2009-03-23
Sunshine Lighting | Sunlite | SM15/E/27K | 05204-SU | 15 | 900 | 10000 | 2700 | Bare-Mini-Spiral |  | 2009-12-22
Sunshine Lighting | Sunlite | SM15/E/27K | 05203-SU | 15 | 990 | 10000 | 2700 | Bare-spiral |  | 2010-12-22
Sunshine Lighting | Sunlite | SM23/E/41K |  | 23 | 1600 | 10000 | 4100 | Bare-spiral |  | 2009-06-03
Sunshine Lighting | Sunlite | SMS10E/27K | 00605-SU | 10 | 640 | 10000 | 2700 | Bare-Mini-Spiral |  | 2007-01-24
Sunshine Lighting | Sunlite | SMS11/E/27K | 00712-SU | 11 | 730 | 10000 | 2700 | Bare-spiral |  | 2011-09-12
Sunshine Lighting | Sunlite | SMS13/E/27K | 00609-SU, 00706-SU, 00607-SU | 13 | 900 | 10000 | 2700 | Bare-Mini-Spiral |  | 2008-06-30
Sunshine Lighting | Sunlite | SMS13/E/41K | 00702-SU, 00707-SU | 13 | 900 | 10000 | 4100 | Bare-Mini-Spiral |  | 2008-07-01
Sunshine Lighting | Sunlite | SMS13J/E/27K | 00800-SU | 13 | 900 | 10000 | 2700 | Bare-spiral |  | 2011-01-12
Sunshine Lighting | Sunlite | SMS13J/E/35K | 00801-SU | 13 | 850 | 10000 | 3500 | Bare-spiral |  | 2011-01-12
Sunshine Lighting | Sunlite | SMS13J/E/41K | 00802-SU | 13 | 880 | 10000 | 4100 | Bare-spiral |  | 2011-01-12
Sunshine Lighting | Sunlite | SMS13J/E/50K | 00803-SU | 13 | 880 | 10000 | 5000 | Bare-spiral |  | 2011-01-12
Sunshine Lighting | Sunlite | SMS13J/E/65K | 00804-SU | 13 | 840 | 10000 | 6500 | Bare-spiral |  | 2011-01-12
Sunshine Lighting | Sunlite | SMS15E/27K | 00615-SU | 15 | 900 | 10000 | 2700 | Bare-Mini-Spiral |  | 2007-01-24
Sunshine Lighting | Sunlite | SMS18/E/27K | 00647-SU | 18 | 1200 | 10000 | 2700 | Bare-Mini-Spiral |  | 2009-03-12
Sunshine Lighting | Sunlite | SMS18/E/41K | 00648-SU | 18 | 1200 | 10000 | 4100 | Bare-Mini-Spiral |  | 2009-03-12
Sunshine Lighting | Sunlite | SMS18J/E/27K | 00810-SU | 18 | 1200 | 10000 | 2700 | Bare-spiral |  | 2011-01-12
Sunshine Lighting | Sunlite | SMS18J/E/35K | 00811-SU | 18 | 1200 | 10000 | 3500 | Bare-spiral |  | 2011-01-12
Sunshine Lighting | Sunlite | SMS18J/E/41K | 00812-SU | 18 | 1250 | 10000 | 4100 | Bare-spiral |  | 2011-01-12
Sunshine Lighting | Sunlite | SMS18J/E/50K | 00813-SU | 18 | 1200 | 10000 | 5000 | Bare-spiral |  | 2011-01-12
Sunshine Lighting | Sunlite | SMS18J/E/65K | 00814-SU | 18 | 1150 | 10000 | 6500 | Bare-spiral |  | 2011-01-13
Sunshine Lighting | Sunlite | SMS20/E/27K | 00626-SU, 00654-SU, 00625-SU | 20 | 1300 | 10000 | 2700 | Bare-Mini-Spiral |  | 2009-02-11
Sunshine Lighting | Sunlite | SMS20/E/41K | 00628-SU, 00659-SU, 00638-SU | 20 | 1200 | 10000 | 4100 | Bare-Mini-Spiral |  | 2009-01-15
Sunshine Lighting | Sunlite | SMS23/E/27K | 00669-SU, 00635-SU; 00695-SU | 23 | 1600 | 10000 | 2700 | Bare-Mini-Spiral |  | 2009-02-11
Sunshine Lighting | Sunlite | SMS23F/E/41K | 00709-SU | 23 | 1600 | 10000 | 4100 | Bare-spiral |  | 2010-12-21
Sunshine Lighting | Sunlite | SMS23J/E/27K | 00820-SU; 00827-SU | 23 | 1600 | 10000 | 2700 | Bare-spiral |  | 2011-01-13
Sunshine Lighting | Sunlite | SMS23J/E/35K | 00821-SU | 23 | 1600 | 10000 | 3500 | Bare-spiral |  | 2011-01-13
Sunshine Lighting | Sunlite | SMS23J/E/41K | 00822-SU | 23 | 1600 | 10000 | 4100 | Bare-spiral |  | 2011-01-13
Sunshine Lighting | Sunlite | SMS23J/E/50K | 00823-SU | 23 | 1600 | 10000 | 5000 | Bare-spiral |  | 2011-01-13
Sunshine Lighting | Sunlite | SMS23J/E/65K | 00824-SU; 00825-SU | 23 | 1600 | 10000 | 6500 | Bare-spiral |  | 2011-01-13
Sunshine Lighting | Sunlite | SMS9/E/27K | 00606-SU, 00638-SU | 9 | 500 | 10000 | 2700 | Bare-Mini-Spiral |  | 2008-06-30
Sunshine Lighting | Sunlite | SMS9/E/41K | 00604-SU, 00639-SU | 9 | 500 | 10000 | 4100 | Bare-Mini-Spiral |  | 2008-07-01
Sunshine Lighting | Sunlite | SMSF13/E/27K | 00679-SU; 00701-SU SMS13F/E/27K/4PK | 13 | 900 | 15000 | 2700 | Bare-Mini-Spiral | Three-way | 2009-09-08
Sunshine Lighting | Sunlite | SMSF13/E/30K | 00699-SU | 13 | 900 | 10000 | 3000 | Bare-spiral |  | 2010-01-07
Sunshine Lighting | Sunlite | SMSF13/E/41K | 00693-SU; 00694-SU | 13 | 900 | 10000 | 4100 | Bare-spiral |  | 2010-01-07
Sunshine Lighting | Sunlite | SMSF13/E/50K | 00681-SU | 13 | 900 | 15000 | 5000 | Bare-Mini-Spiral |  | 2009-09-08
Sunshine Lighting | Sunlite | SMSF13/E/65K | 00682-SU | 13 | 950 | 10000 | 6500 | Bare-spiral |  | 2009-09-08
Sunshine Lighting | Sunlite | SMSF18/E/27K | 00696-SU | 18 | 1250 | 10000 | 2700 | Bare-spiral |  | 2010-01-07
Sunshine Lighting | Sunlite | SMSF23/E/27K | 00687-SU; 00691-SU; SMSF23/E/27K/CD | 23 | 1600 | 10000 | 2700 | Bare-spiral |  | 2009-09-08
Sunshine Lighting | Sunlite | SMSF23/E/65K | 00690-SU; 00692-SU; SMSF23/E/65K/CD | 23 | 1600 | 10000 | 6500 | Bare-spiral |  | 2009-09-08
Sunshine Lighting | Sunlite | SMSF9/E/27K | 00675-SU | 9 | 500 | 10000 | 2700 | Bare-Mini-Spiral | Three-way | 2009-09-08
SUPERVALU, Inc. | Homelife | 44752 |  | 13 | 800 | 10000 | 2700 | Bare-spiral |  | 2009-07-06
SUPERVALU, Inc. | Homelife | 44753 |  | 23 | 1600 | 10000 | 2700 | Bare-Mini-Spiral |  | 2009-06-08
SUPERVALU, Inc. | Homelife | 45648 | 45648 | 13 | 800 | 10000 | 2700 | Bare-spiral |  | 2009-07-09
SUPERVALU, Inc. | Homelife | 46241 |  | 23 | 1600 | 10000 | 2700 | Bare-Mini-Spiral |  | 2009-06-08
SUPERVALU, Inc. | Homelife | 46243 |  | 13 | 800 | 10000 | 2700 | Bare-spiral |  | 2009-07-06
Suzhou Daming Electric Co., Ltd. | Daming | BDM-15 |  | 15 | 1000 | 10000 | 2700 | Bare-spiral |  | 2009-09-30
Suzhou Daming Electric Co., Ltd. | Daming | BDS-19 |  | 19 | 1500 | 10000 | 2700 | Bare-spiral |  | 2009-09-30
Suzhou Daming Electric Co., Ltd. | Daming | BDS-26 |  | 26 | 1800 | 10000 | 2700 | Bare-spiral |  | 2009-09-30
Suzhou Daming Electric Co., Ltd. | Daming | BDTS-14 |  | 14 | 800 | 10000 | 2700 | Bare-spiral |  | 2010-12-31
Suzhou Daming Electric Co., Ltd. | Daming | BDTS-23 |  | 23 | 1650 | 10000 | 2700 | Bare-spiral |  | 2009-09-30
Symban Lighting Corp. | Symban | SL11/O/ES/827 |  | 11 | 700 | 10000 | 2700 | Bare-spiral |  | 2010-12-02
Symban Lighting Corp. | Symban | SL11/O/ES/841 |  | 11 | 700 | 10000 | 4100 | Bare-spiral |  | 2010-12-02
Symban Lighting Corp. | Symban | SL13/O/ES/827 |  | 13 | 900 | 10000 | 2700 | Bare-spiral |  | 2010-04-01
Symban Lighting Corp. | Symban | SL13/O/ES/841 |  | 13 | 900 | 10000 | 4100 | Bare-spiral |  | 2010-04-01
Symban Lighting Corp. | Symban | SL13/O/ES/850 |  | 13 | 860 | 10000 | 5000 | Bare-spiral |  | 2010-06-10
Symban Lighting Corp. | Symban | SL14/O/A19/ES/827 |  | 14 | 800 | 8000 | 2700 | Covered A-line |  | 2008-06-27
Symban Lighting Corp. | Symban | SL14/O/G25/ES/827 |  | 14 | 810 | 8000 | 2700 | Covered globe |  | 2010-06-09
Symban Lighting Corp. | Symban | SL15/O/ES/827 |  | 15 | 990 | 10000 | 2700 | Bare-spiral |  | 2010-06-09
Symban Lighting Corp. | Symban | SL20/O/ES/841 |  | 20 | 1350 | 10000 | 4100 | Bare-spiral |  | 2010-06-09
Symban Lighting Corp. | Symban | SL20/O/ES/850 |  | 20 | 1330 | 10000 | 5000 | Bare-spiral |  | 2010-06-09
Symban Lighting Corp. | Symban | SL23/O/BR40/ES/827 |  | 23 | 1300 | 8000 | 2700 | Covered reflector |  | 2010-06-09
Symban Lighting Corp. | Symban | SL23/O/ES/827 |  | 23 | 1600 | 10000 | 2700 | Bare-spiral |  | 2010-12-07
Symban Lighting Corp. | Symban | SL23/O/PAR38/ES/830 |  | 23 | 1280 | 8000 | 3000 | Covered reflector |  | 2010-06-09
Symban Lighting Corp. | Symban | SL27/O/ES/827 |  | 27 | 1900 | 10000 | 2700 | Bare-spiral |  | 2010-06-09
Symban Lighting Corp. | Symban | SL5/O/B10/CS/827 |  | 5 | 220 | 8000 | 2700 | Covered-Candle |  | 2010-12-01
Symban Lighting Corp. | Symban | SL9/O/A16/ES/827 |  | 9 | 470 | 8000 | 2700 | Covered A-line |  | 2010-06-10
Symban Lighting Corp. | Symban | SL9/O/B13/ES/827 |  | 9 | 420 | 8000 | 2700 | Covered-Candle |  | 2010-12-02
Symban Lighting Corp. | Symban | SL9/O/G25/ES/827 |  | 9 | 500 | 8000 | 2700 | Covered globe |  | 2010-06-10
TAG Industries, Inc. | Clear-Lite | AB-CAM09BW-1N |  | 9 | 500 | 10000 | 4100 | Covered A-line |  | 2009-07-28
TAG Industries, Inc. | Clear-Lite | AB-CAM09BW-2N |  | 9 | 500 | 10000 | 4100 | Covered A-line |  | 2009-07-28
TAG Industries, Inc. | Clear-Lite | AB-CAM09SW-1N |  | 9 | 500 | 10000 | 2700 | Covered A-line |  | 2009-07-28
TAG Industries, Inc. | Clear-Lite | AB-CAM09SW-2N |  | 9 | 500 | 10000 | 2700 | Covered A-line |  | 2009-07-28
TAG Industries, Inc. | Clear-Lite | AB-CAM14BW-1N |  | 14 | 800 | 10000 | 4100 | Covered A-line |  | 2009-07-28
TAG Industries, Inc. | Clear-Lite | AB-CAM14BW-2N |  | 14 | 800 | 10000 | 4100 | Covered A-line |  | 2009-07-28
TAG Industries, Inc. | Clear-Lite | AB-CAM14SW-1N |  | 14 | 800 | 10000 | 2700 | Covered A-line |  | 2009-07-28
TAG Industries, Inc. | Clear-Lite | AB-CAM14SW-2N | ABCAM14SW2NF | 14 | 800 | 10000 | 2700 | Covered A-line |  | 2009-07-28
TAG Industries, Inc. | Clear-Lite | AB-CR30M14BW-1N |  | 14 | 700 | 10000 | 4100 | Covered reflector |  | 2009-10-16
TAG Industries, Inc. | Clear-Lite | AB-CR30M14SW-1N |  | 14 | 700 | 10000 | 2700 | Covered reflector |  | 2009-10-16
TAG Industries, Inc. | Clear-Lite | CSM09BW-N |  | 9 | 550 | 10000 | 4100 | Bare-Mini-Spiral |  | 2008-07-10
TAG Industries, Inc. | Clear-Lite | CSM09SW-N | CSM09SW-1N, CSM09SW-2N, CUS2009-2N, CSM09SW-8NS, CSM09SW-24NM, CUS2009-8NS | 9 | 550 | 10000 | 2700 | Bare-Mini-Spiral |  | 2008-07-10
TAG Industries, Inc. | Clear-Lite | CSM09UB-N |  | 9 | 550 | 10000 | 5000 | Bare-Mini-Spiral |  | 2008-07-10
TAG Industries, Inc. | Clear-Lite | CSM13BW-N |  | 13 | 800 | 10000 | 4100 | Bare-Mini-Spiral |  | 2008-07-11
TAG Industries, Inc. | Clear-Lite | CSM13SW-N | CSM13SW-1N, CSM13SW-2N, CSM13SW-3N, CUS2313-2N, CUS2313-8NS, CSM13SW-9NS, CSM13SW-24NM | 13 | 900 | 10000 | 2700 | Bare-Mini-Spiral |  | 2008-07-10
TAG Industries, Inc. | Clear-Lite | CSM13UB-N |  | 13 | 800 | 10000 | 5000 | Bare-Mini-Spiral |  | 2008-07-11
TAG Industries, Inc. | Clear-Lite | CSM15BW-N |  | 15 | 950 | 10000 | 4100 | Bare-Mini-Spiral |  | 2008-08-05
TAG Industries, Inc. | Clear-Lite | CSM15UB-N |  | 15 | 950 | 10000 | 5000 | Bare-Mini-Spiral |  | 2008-08-05
TAG Industries, Inc. | Clear-Lite | CSM20BW-N | CSM20BW-1N, CSM20BW-6NS | 20 | 1200 | 10000 | 4100 | Bare-Mini-Spiral |  | 2008-07-11
TAG Industries, Inc. | Clear-Lite | CSM20UB-N | CSM20UB-1N, CSM20UB-2N, CUS2009-2N, CUS2009-8NS, CSM20UB-8NS, CSM20UB-24NM | 20 | 1200 | 10000 | 5000 | Bare-Mini-Spiral |  | 2008-07-11
TAG Industries, Inc. | Clear-Lite | CSM23BW-N |  | 23 | 1600 | 10000 | 4100 | Bare-Mini-Spiral |  | 2008-07-11
TAG Industries, Inc. | Clear-Lite | CSM23SW-N | CSM23SW-1N, CSM23SW-2N, CSM23SW-8NS, CSM23SW-24NM | 23 | 1600 | 10000 | 2700 | Bare-Mini-Spiral |  | 2008-07-11
TAG Industries, Inc. | Clear-Lite | CSM23UB-N | SM23UB-1N, CSM23UB-2N, CUS2313-2N, CUS2313-8NS, CSM23UB-8NS, CSM23UB-24NM | 23 | 1600 | 10000 | 5000 | Bare-Mini-Spiral |  | 2008-07-11
TAG Industries, Inc. | Clear-Lite | CSM26SW-N |  | 26 | 1650 | 10000 | 2700 | Bare-Mini-Spiral |  | 2008-08-05
TAG Industries, Inc. | Clear-Lite | CSM26UB-N |  | 26 | 1650 | 10000 | 5000 | Bare-Mini-Spiral |  | 2008-08-05
Technical Consumer Products, Inc. | DuraBright | 11BD689143 |  | 14 | 900 | 10000 | 2700 | Bare-spiral |  | 2011-03-08
Technical Consumer Products, Inc. | DuraBright | 68909 |  | 9 | 600 | 10000 | 2700 | Bare-Mini-Spiral |  | 2003-06-15
Technical Consumer Products, Inc. | DuraBright | 68909 |  | 9 | 550 | 10000 | 2700 | Bare-Mini-Spiral |  | 2008-08-20
Technical Consumer Products, Inc. | DuraBright | 68914 |  | 14 | 900 | 10000 | 2800 | Bare-Mini-Spiral |  | 2003-05-25
Technical Consumer Products, Inc. | DuraBright | 68914 |  | 14 | 900 | 10000 | 2700 | Bare-Mini-Spiral |  | 2008-08-20
Technical Consumer Products, Inc. | DuraBright | 689142 |  | 14 | 900 | 10000 | 2700 | Bare-Mini-Spiral |  | 2003-12-16
Technical Consumer Products, Inc. | DuraBright | 689142 |  | 14 | 900 | 10000 | 2700 | Bare-Mini-Spiral |  | 2008-09-12
Technical Consumer Products, Inc. | DuraBright | 689143 |  | 14 | 900 | 10000 | 2700 | Bare-Mini-Spiral |  | 2008-08-20
Technical Consumer Products, Inc. | DuraBright | 68914B10 |  | 14 | 900 | 10000 | 2700 | Bare-spiral |  | 2010-09-22
Technical Consumer Products, Inc. | DuraBright | 68914B2 |  | 14 | 900 | 10000 | 2700 | Bare-spiral |  | 2009-04-08
Technical Consumer Products, Inc. | DuraBright | 68914B6 |  | 14 | 900 | 10000 | 2700 | Bare-spiral |  | 2009-04-08
Technical Consumer Products, Inc. | DuraBright | 68914DL |  | 14 | 800 | 10000 | 5000 | Covered A-line |  | 2008-10-07
Technical Consumer Products, Inc. | DuraBright | 68914DL3 |  | 14 | 800 | 10000 | 5000 | Covered A-line |  | 2008-10-07
Technical Consumer Products, Inc. | DuraBright | 68914DLB |  | 14 | 800 | 10000 | 5000 | Bare-spiral |  | 2009-04-08
Technical Consumer Products, Inc. | DuraBright | 68919 |  | 19 | 1200 | 10000 | 2700 | Bare-Mini-Spiral |  | 2008-08-20
Technical Consumer Products, Inc. | DuraBright | 68919 |  | 19 | 1200 | 10000 | 2700 | Bare-Mini-Spiral |  | 2003-06-15
Technical Consumer Products, Inc. | DuraBright | 689192 |  | 19 | 1200 | 10000 | 2700 | Bare-Mini-Spiral |  | 2003-06-15
Technical Consumer Products, Inc. | DuraBright | 68919DL | 68919DL2 | 19 | 1300 | 10000 | 5000 | Bare-Mini-Spiral |  | 2008-08-20
Technical Consumer Products, Inc. | DuraBright | 68923 |  | 23 | 1600 | 10000 | 2700 | Bare-Mini-Spiral |  | 2008-08-13
Technical Consumer Products, Inc. | DuraBright | 68923 |  | 23 | 1600 | 10000 | 2700 | Bare-Mini-Spiral |  | 2003-12-16
Technical Consumer Products, Inc. | DuraBright | 689232 |  | 23 | 1600 | 10000 | 2700 | Bare-Mini-Spiral |  | 2008-08-13
Technical Consumer Products, Inc. | DuraBright | 68923B10 |  | 23 | 1600 | 10000 | 2700 | Bare-spiral |  | 2011-02-23
Technical Consumer Products, Inc. | DuraBright | 68923B2 |  | 23 | 1600 | 10000 | 2700 | Bare-spiral |  | 2009-04-07
Technical Consumer Products, Inc. | DuraBright | 68923B4 |  | 23 | 1600 | 10000 | 2700 | Bare-spiral |  | 2009-04-07
Technical Consumer Products, Inc. | DuraBright | 68923DIM |  | 23 | 1400 | 10000 | 2700 | Bare-Mini-Spiral | Dimmable | 2008-08-12
Technical Consumer Products, Inc. | DuraBright | 68923DL |  | 23 | 1600 | 10000 | 5000 | Bare-Mini-Spiral |  | 2008-08-20
Technical Consumer Products, Inc. | DuraBright | 68923DL2 |  | 23 | 1600 | 10000 | 5000 | Bare-Mini-Spiral |  | 2008-08-20
Technical Consumer Products, Inc. | DuraBright | 68923DLB |  | 23 | 1600 | 10000 | 5000 | Bare-spiral |  | 2009-04-07
Technical Consumer Products, Inc. | DuraBright | 68932 |  | 32 | 2100 | 10000 | 2700 | Bare-spiral |  | 2008-10-07
Technical Consumer Products, Inc. | DuraBright | 68942 |  | 42 | 2800 | 10000 | 2700 | Bare-spiral |  | 2008-10-07
Technical Consumer Products, Inc. | DuraBright | 68942 |  | 42 | 2600 | 10000 | 2900 | Bare-spiral |  | 2003-06-15
Technical Consumer Products, Inc. | DuraBright | 689T2132 |  | 13 | 825 | 10000 | 2700 | Bare-spiral |  | 2011-03-08
Technical Consumer Products, Inc. | DuraBright | 69014 |  | 14 | 800 | 10000 | 3500 | Bare-Mini-Spiral |  | 2008-08-20
Technical Consumer Products, Inc. | DuraBright | 690143 |  | 14 | 800 | 10000 | 3500 | Bare-Mini-Spiral |  | 2008-08-20
Technical Consumer Products, Inc. | DuraBright | 690192 |  | 19 | 1225 | 10000 | 3500 | Bare-Mini-Spiral |  | 2008-08-20
Technical Consumer Products, Inc. | DuraBright | 69023 |  | 23 | 1500 | 10000 | 3500 | Bare-Mini-Spiral |  | 2008-08-20
Technical Consumer Products, Inc. | DuraBright | 690232 |  | 23 | 1500 | 10000 | 3500 | Bare-Mini-Spiral |  | 2008-08-20
Technical Consumer Products, Inc. | DuraBright | 69032 |  | 14/20/32 | 2150 | 10000 | 2700 | Bare-spiral | Three-way | 2009-04-24
Technical Consumer Products, Inc. | DuraBright | 69032B |  | 14/19/32 | 2150 | 10000 | 2700 | Bare-spiral | Three-way | 2009-07-31
Technical Consumer Products, Inc. | DuraBright | 69114 |  | 14 | 800 | 8000 | 2700 | Covered globe |  | 2003-06-15
Technical Consumer Products, Inc. | DuraBright | 691142 |  | 14 | 800 | 8000 | 2700 | Covered globe |  | 2003-06-15
Technical Consumer Products, Inc. | DuraBright | 691143 |  | 14 | 800 | 8000 | 2700 | Covered globe |  | 2011-02-23
Technical Consumer Products, Inc. | DuraBright | 69114BW2 |  | 14 | 800 | 8000 | 3500 | Covered globe |  | 2008-10-07
Technical Consumer Products, Inc. | DuraBright | 694092 |  | 9 | 450 | 8000 | 2700 | Covered A-line |  | 2008-10-07
Technical Consumer Products, Inc. | DuraBright | 69409B2 |  | 9 | 450 | 8000 | 2700 | Covered A-line |  | 2009-04-07
Technical Consumer Products, Inc. | DuraBright | 69414 |  | 14 | 700 | 8000 | 2700 | Covered A-line |  | 2007-04-04
Technical Consumer Products, Inc. | DuraBright | 69414 |  | 14 | 800 | 8000 | 2700 | Covered A-line |  | 2008-10-07
Technical Consumer Products, Inc. | DuraBright | 694142 |  | 14 | 800 | 8000 | 2700 | Covered A-line |  | 2008-10-07
Technical Consumer Products, Inc. | DuraBright | 694143 |  | 14 | 800 | 8000 | 2700 | Covered A-line |  | 2011-02-23
Technical Consumer Products, Inc. | DuraBright | 69414B2 |  | 14 | 800 | 8000 | 2700 | Covered A-line |  | 2009-04-07
Technical Consumer Products, Inc. | DuraBright | 6R3014 |  | 14 | 650 | 8000 | 2700 | Covered reflector |  | 2006-01-13
Technical Consumer Products, Inc. | DuraBright | 6R30142 |  | 14 | 650 | 8000 | 2700 | Covered reflector |  | 2006-01-13
Technical Consumer Products, Inc. | DuraBright | 6R3014B2 |  | 14 | 650 | 8000 | 2700 | Covered reflector |  | 2010-01-08
Technical Consumer Products, Inc. | DuraBright | 6R3014B4 |  | 14 | 650 | 8000 | 2700 | Covered reflector |  | 2010-09-09
Technical Consumer Products, Inc. | DuraBright | 6T213B2 |  | 13 | 825 | 10000 | 2700 | Bare-spiral |  | 2009-06-09
Technical Consumer Products, Inc. | DuraBright | 6T223B2 |  | 23 | 1600 | 10000 | 2700 | Bare-spiral |  | 2009-06-09
Technical Consumer Products, Inc. | DuraBright | 76023 | 760232 | 23 | 1600 | 10000 | 2700 | Bare-Mini-Spiral |  | 2003-06-15
Technical Consumer Products, Inc. | DuraBright | 760232 |  | 23 | 1600 | 10000 | 2700 | Bare-Mini-Spiral |  | 2004-12-20
Technical Consumer Products, Inc. | DuraBright | 760232 | 760232 | 23 | 1600 | 10000 | 2700 | Bare-Mini-Spiral |  | 2003-06-15
Technical Consumer Products, Inc. | DuraBright | 7P3823 |  | 23 | 1200 | 8000 | 2800 | Covered reflector |  | 2006-12-01
Technical Consumer Products, Inc. | DuraBright | 7P3823B2 |  | 23 | 1200 | 8000 | 2700 | Covered reflector |  | 2009-06-11
Technical Consumer Products, Inc. | DuraBright | 7R2014 |  | 14 | 500 | 8000 | 2800 | Covered reflector |  | 2003-06-15
Technical Consumer Products, Inc. | DuraBright | 7R20142 |  | 14 | 500 | 8000 | 2800 | Covered reflector |  | 2003-06-15
Technical Consumer Products, Inc. | DuraBright | 7R4019 |  | 19 | 950 | 8000 | 2700 | Covered reflector |  | 2003-06-15
Technical Consumer Products, Inc. | Ecosmart | ES5G814250K |  | 14 | 800 | 8000 | 5000 | Covered globe |  | 2011-03-24
Technical Consumer Products, Inc. | Ecovations | 11316PERM |  | 16 | 770 | 8000 | 2700 | Covered A-line |  | 2007-09-17
Technical Consumer Products, Inc. | Ecovations | 1G3014PERM |  | 14 | 800 | 8000 | 2700 | Covered globe |  | 2007-09-17
Technical Consumer Products, Inc. | Ecovations | 1P3823PERM |  | 23 | 1200 | 8000 | 2700 | Covered reflector |  | 2007-09-17
Technical Consumer Products, Inc. | Ecovations | 1R2014PERM |  | 14 | 500 | 8000 | 2700 | Covered reflector |  | 2007-09-17
Technical Consumer Products, Inc. | Ecovations | 21314PERM |  | 14 | 700 | 8000 | 2700 | Covered A-line |  | 2007-09-17
Technical Consumer Products, Inc. | Ecovations | 2R3016PERM |  | 16 | 750 | 8000 | 2700 | Covered reflector |  | 2007-09-17
Technical Consumer Products, Inc. | Fresh2 | 68914F2 |  | 14 | 800 | 10000 | 2700 | Bare-spiral |  | 2011-10-12
Technical Consumer Products, Inc. | Fresh2 | 68923F2 | 689232F2 | 23 | 1600 | 10000 | 2700 | Bare-spiral |  | 2011-10-05
Technical Consumer Products, Inc. | OUC | 801019OUC |  | 19 | 1200 | 10000 | 2700 | Bare-spiral |  | 2010-06-08
Technical Consumer Products, Inc. | Ribbon Nutrition | RH10027 | RH10027, RH10027S | 23 | 1600 | 10000 | 2700 | Bare-spiral |  | 2007-08-17
Technical Consumer Products, Inc. | Ribbon Nutrition | RH7527 | RH7527 | 16 | 650 | 8000 | 2700 | Covered reflector |  | 2007-08-17
Technical Consumer Products, Inc. | Spring Light | 801009 |  | 9 | 550 | 10000 | 2700 | Bare-Mini-Spiral |  | 2008-01-07
Technical Consumer Products, Inc. | Spring Light | 8010093 |  | 9 | 540 | 10000 | 2700 | Bare-Mini-Spiral |  | 2007-11-05
Technical Consumer Products, Inc. | Spring Light | 801009353 |  | 9 | 440 | 10000 | 3500 | Bare-Mini-Spiral |  | 2008-02-28
Technical Consumer Products, Inc. | Spring Light | 80100941 |  | 9 | 550 | 10000 | 5000 | Bare-Mini-Spiral |  | 2010-01-15
Technical Consumer Products, Inc. | Spring Light | 80100950 |  | 9 | 500 | 10000 | 5000 | Bare-spiral |  | 2009-03-09
Technical Consumer Products, Inc. | Spring Light | 801009503 |  | 9 | 450 | 10000 | 5000 | Bare-spiral |  | 2009-03-09
Technical Consumer Products, Inc. | Spring Light | 801014 | 8010143, 80143 | 14 | 900 | 10000 | 2700 | Bare-spiral |  | 2008-11-25
Technical Consumer Products, Inc. | Spring Light | 8010143 |  | 14 | 900 | 10000 | 2700 | Bare-spiral |  | 2007-11-05
Technical Consumer Products, Inc. | Spring Light | 80101435 |  | 14 | 800 | 10000 | 3500 | Bare-spiral |  | 2007-11-05
Technical Consumer Products, Inc. | Spring Light | 80101441 |  | 14 | 900 | 10000 | 4100 | Bare-Mini-Spiral |  | 2008-06-12
Technical Consumer Products, Inc. | Spring Light | 801014413 |  | 14 | 900 | 10000 | 4100 | Bare-spiral |  | 2011-02-23
Technical Consumer Products, Inc. | Spring Light | 80101450 |  | 14 | 850 | 10000 | 5000 | Bare-spiral |  | 2008-10-03
Technical Consumer Products, Inc. | Spring Light | 801014503 |  | 14 | 800 | 10000 | 5000 | Bare-spiral |  | 2008-10-03
Technical Consumer Products, Inc. | Spring Light | 801014GP |  | 14 | 900 | 10000 | 2700 | Bare-Mini-Spiral |  | 2009-07-23
Technical Consumer Products, Inc. | Spring Light | 801019 |  | 19 | 1225 | 10000 | 2700 | Bare-spiral |  | 2008-01-07
Technical Consumer Products, Inc. | Spring Light | 8010193 |  | 19 | 1200 | 10000 | 2700 | Bare-Mini-Spiral |  | 2007-11-27
Technical Consumer Products, Inc. | Spring Light | 80101935 |  | 19 | 1225 | 10000 | 3500 | Bare-Mini-Spiral |  | 2009-03-06
Technical Consumer Products, Inc. | Spring Light | 801019353 |  | 19 | 1100 | 10000 | 3500 | Bare-Mini-Spiral |  | 2009-03-06
Technical Consumer Products, Inc. | Spring Light | 80101941 |  | 19 | 1225 | 10000 | 4100 | Bare-Mini-Spiral |  | 2010-01-15
Technical Consumer Products, Inc. | Spring Light | 801019413 |  | 19 | 1225 | 10000 | 4100 | Bare-Mini-Spiral |  | 2010-01-15
Technical Consumer Products, Inc. | Spring Light | 80101950 | 801019503 | 19 | 1225 | 10000 | 5000 | Bare-spiral |  | 2008-09-23
Technical Consumer Products, Inc. | Spring Light | 801023 |  | 23 | 1600 | 10000 | 2700 | Bare-spiral |  | 2008-01-07
Technical Consumer Products, Inc. | Spring Light | 8010232FE |  | 23 | 1600 | 10000 | 2700 | Bare-Mini-Spiral |  | 2009-09-15
Technical Consumer Products, Inc. | Spring Light | 8010233 |  | 23 | 1600 | 10000 | 2700 | Bare-spiral |  | 2007-11-05
Technical Consumer Products, Inc. | Spring Light | 80102335 |  | 23 | 1600 | 10000 | 3500 | Bare-spiral |  | 2008-11-25
Technical Consumer Products, Inc. | Spring Light | 801023353 |  | 23 | 1500 | 10000 | 3500 | Bare-spiral |  | 2008-11-25
Technical Consumer Products, Inc. | Spring Light | 80102341 |  | 23 | 1600 | 10000 | 4100 | Bare-spiral |  | 2009-12-21
Technical Consumer Products, Inc. | Spring Light | 801023413 |  | 23 | 1600 | 10000 | 4100 | Bare-spiral |  | 2009-12-21
Technical Consumer Products, Inc. | Spring Light | 80102350 |  | 23 | 1500 | 10000 | 5000 | Bare-spiral |  | 2008-10-03
Technical Consumer Products, Inc. | Spring Light | 801023503 |  | 23 | 1500 | 10000 | 5000 | Bare-spiral |  | 2008-10-03
Technical Consumer Products, Inc. | Spring Light | 801027 | 801027, 8010273 | 27 | 1750 | 10000 | 2700 | Bare-spiral |  | 2008-01-11
Technical Consumer Products, Inc. | Spring Light | 801027 |  | 27 | 1750 | 10000 | 2700 | Bare-spiral |  | 2008-01-23
Technical Consumer Products, Inc. | Spring Light | 80102712 |  | 27 | 1850 | 10000 | 2700 | Bare-spiral |  | 2010-02-16
Technical Consumer Products, Inc. | Spring Light | 8010273 |  | 27 | 1750 | 10000 | 2700 | Bare-spiral |  | 2008-01-23
Technical Consumer Products, Inc. | Spring Light | 80102735K |  | 27 | 1850 | 10000 | 3500 | Bare-Mini-Spiral |  | 2010-01-15
Technical Consumer Products, Inc. | Spring Light | 80102750 |  | 27 | 1750 | 10000 | 5000 | Bare-spiral |  | 2009-03-09
Technical Consumer Products, Inc. | Spring Light | 801027503 |  | 27 | 1750 | 10000 | 5000 | Bare-spiral |  | 2009-03-09
Technical Consumer Products, Inc. | Spring Light | 8011412 |  | 14 | 900 | 10000 | 2700 | Bare-spiral |  | 2010-02-16
Technical Consumer Products, Inc. | Spring Light | 8012312 |  | 23 | 1600 | 10000 | 2700 | Bare-spiral |  | 2010-02-16
Technical Consumer Products, Inc. | Spring Light | 8014353 |  | 14 | 800 | 10000 | 3500 | Bare-Mini-Spiral |  | 2008-02-28
Technical Consumer Products, Inc. | Spring Light | 8014353PGE |  | 14 | 800 | 10000 | 3500 | Bare-Mini-Spiral |  | 2008-02-28
Technical Consumer Products, Inc. | Spring Light | 8014353SCE |  | 14 | 800 | 10000 | 3500 | Bare-Mini-Spiral |  | 2008-02-28
Technical Consumer Products, Inc. | Spring Light | 80143PGE |  | 14 | 900 | 10000 | 2700 | Bare-Mini-Spiral |  | 2008-02-28
Technical Consumer Products, Inc. | Spring Light | 80143SCE |  | 14 | 900 | 10000 | 2700 | Bare-Mini-Spiral |  | 2008-02-28
Technical Consumer Products, Inc. | Spring Light | 80143SMUD |  | 14 | 900 | 10000 | 2700 | Bare-Mini-Spiral |  | 2008-02-28
Technical Consumer Products, Inc. | Spring Light | 801832 |  | 14/19/32 | 1950 | 10000 | 2700 | Bare-spiral | Three-way | 2009-05-13
Technical Consumer Products, Inc. | Spring Light | 80193 |  | 19 | 1200 | 10000 | 2700 | Bare-spiral |  | 2008-02-28
Technical Consumer Products, Inc. | Spring Light | 80193PGE |  | 19 | 1200 | 10000 | 2700 | Bare-spiral |  | 2008-02-28
Technical Consumer Products, Inc. | Spring Light | 80193SCE |  | 19 | 1200 | 10000 | 2700 | Bare-spiral |  | 2008-02-28
Technical Consumer Products, Inc. | Spring Light | 80193SMUD |  | 19 | 1200 | 10000 | 2700 | Bare-spiral |  | 2008-02-28
Technical Consumer Products, Inc. | Spring Light | 802014 |  | 14 | 495 | 8000 | 2700 | Covered reflector |  | 2008-01-23
Technical Consumer Products, Inc. | Spring Light | 8020142 |  | 14 | 495 | 8000 | 2700 | Covered reflector |  | 2008-01-23
Technical Consumer Products, Inc. | Spring Light | 80233 | 80233PGE; 80233SMUD; 80233SCE | 23 | 1600 | 10000 | 2700 | Bare-Mini-Spiral |  | 2008-02-26
Technical Consumer Products, Inc. | Spring Light | 8023353 |  | 23 | 1500 | 10000 | 3500 | Bare-spiral |  | 2008-02-28
Technical Consumer Products, Inc. | Spring Light | 8023353PGE |  | 23 | 1500 | 10000 | 3500 | Bare-spiral |  | 2008-02-28
Technical Consumer Products, Inc. | Spring Light | 8023353SCE |  | 23 | 1500 | 10000 | 3500 | Bare-spiral |  | 2008-02-28
Technical Consumer Products, Inc. | Spring Light | 8023353SMUD |  | 23 | 1500 | 10000 | 3500 | Bare-spiral |  | 2008-02-28
Technical Consumer Products, Inc. | Spring Light | 803014 |  | 14 | 645 | 8000 | 2700 | Covered reflector |  | 2008-01-23
Technical Consumer Products, Inc. | Spring Light | 8030142 |  | 14 | 645 | 8000 | 2700 | Covered reflector |  | 2008-01-23
Technical Consumer Products, Inc. | Spring Light | 80301435 |  | 14 | 600 | 8000 | 3500 | Covered reflector |  | 2008-11-25
Technical Consumer Products, Inc. | Spring Light | 804023 |  | 23 | 1200 | 8000 | 2700 | Covered reflector |  | 2010-03-17
Technical Consumer Products, Inc. | Spring Light | 805023 |  | 23 | 1200 | 8000 | 2700 | Covered reflector |  | 2008-01-23
Technical Consumer Products, Inc. | Spring Light | 8050232 |  | 23 | 1200 | 8000 | 2700 | Covered reflector |  | 2008-01-23
Technical Consumer Products, Inc. | Spring Light | 8050232 |  | 23 | 1200 | 8000 | 2700 | Covered reflector |  | 2008-01-23
Technical Consumer Products, Inc. | Spring Light | 8060092 |  | 9 | 525 | 8000 | 2700 | Covered globe |  | 2008-06-18
Technical Consumer Products, Inc. | Spring Light | 806009352 |  | 9 | 495 | 8000 | 3500 | Covered globe |  | 2009-05-07
Technical Consumer Products, Inc. | Spring Light | 8060142 |  | 14 | 800 | 8000 | 2700 | Covered globe |  | 2007-11-06
Technical Consumer Products, Inc. | Spring Light | 806142 |  | 14 | 800 | 8000 | 2700 | Covered globe |  | 2008-02-28
Technical Consumer Products, Inc. | Spring Light | 806142PGE |  | 14 | 800 | 8000 | 2700 | Covered globe |  | 2008-02-28
Technical Consumer Products, Inc. | Spring Light | 806142SCE |  | 14 | 800 | 8000 | 2700 | Covered globe |  | 2008-02-28
Technical Consumer Products, Inc. | Spring Light | 806142SMUD |  | 14 | 800 | 8000 | 2700 | Covered globe |  | 2008-02-28
Technical Consumer Products, Inc. | Spring Light | 8070092 |  | 9 | 450 | 8000 | 2700 | Covered A-line |  | 2008-01-10
Technical Consumer Products, Inc. | Spring Light | 8070092 |  | 9 | 450 | 8000 | 2700 | Covered A-line |  | 2008-01-23
Technical Consumer Products, Inc. | Spring Light | 8070142 |  | 14 | 800 | 8000 | 2700 | Covered A-line |  | 2008-02-28
Technical Consumer Products, Inc. | Spring Light | 807142 |  | 14 | 800 | 8000 | 2700 | Covered A-line |  | 2008-02-28
Technical Consumer Products, Inc. | Spring Light | 807142PGE |  | 14 | 800 | 8000 | 2700 | Covered A-line |  | 2008-02-28
Technical Consumer Products, Inc. | Spring Light | 807142SCE |  | 14 | 800 | 8000 | 2700 | Covered A-line |  | 2008-02-28
Technical Consumer Products, Inc. | Spring Light | 807142SMUD |  | 14 | 800 | 8000 | 2700 | Covered A-line |  | 2008-02-28
Technical Consumer Products, Inc. | TCP | 10704 |  | 4 | 195 | 8000 | 2700 | Covered-post |  | 2010-12-03
Technical Consumer Products, Inc. | TCP | 10704C |  | 4 | 195 | 8000 | 2700 | Covered-post |  | 2010-08-24
Technical Consumer Products, Inc. | TCP | 10704C |  | 4 | 195 | 8000 | 2700 | Covered-post |  | 2010-08-24
Technical Consumer Products, Inc. | TCP | 10709 |  | 9 | 425 | 8000 | 2700 | Covered-post |  | 2010-12-22
Technical Consumer Products, Inc. | TCP | 10709C | 10709C | 9 | 425 | 8000 | 2700 | Covered-Candle |  | 2011-07-05
Technical Consumer Products, Inc. | TCP | 11309 |  | 9 | 475 | 8000 | 2700 | Covered A-line |  | 2002-07-24
Technical Consumer Products, Inc. | TCP | 11316 |  | 16 | 900 | 8000 | 2750 | Covered A-line |  | 2009-03-06
Technical Consumer Products, Inc. | TCP | 1131631K |  | 16 | 900 | 8000 | 3000 | Covered A-line |  | 2009-07-07
Technical Consumer Products, Inc. | TCP | 11319 |  | 19 | 1100 | 8000 | 2700 | Covered A-line |  | 2008-07-17
Technical Consumer Products, Inc. | TCP | 1131931K |  | 19 | 1100 | 8000 | 3000 | Covered A-line |  | 2009-07-07
Technical Consumer Products, Inc. | TCP | 18220 |  | 20 | 1100 | 10000 | 2700 | Bare-spiral |  | 2001-07-13
Technical Consumer Products, Inc. | TCP | 18911 | 98911 | 11 | 650 | 10000 | 2700 | Bare-Mini-Spiral |  | 2001-06-20
Technical Consumer Products, Inc. | TCP | 19032 |  | 14/19/32 | 2150 | 10000 | 2700 | Bare-spiral | Three-way | 2008-01-19
Technical Consumer Products, Inc. | TCP | 1903235K |  | 14/19/32 | 2500 | 10000 | 3500 | Bare-spiral | Three-way | 2010-09-22
Technical Consumer Products, Inc. | TCP | 1ES13 | 1ES131P | 13 | 800 | 10000 | 2700 | Bare-spiral |  | 2011-03-01
Technical Consumer Products, Inc. | TCP | 1ES133 | 1ES133 | 13 | 800 | 10000 | 2700 | Bare-spiral |  | 2011-04-27
Technical Consumer Products, Inc. | TCP | 1ES13360 | 1ES13360 | 13 | 800 | 10000 | 2700 | Bare-spiral |  | 2011-06-20
Technical Consumer Products, Inc. | TCP | 1ES233 | 1ES233 | 23 | 1600 | 10000 | 2700 | Bare-spiral |  | 2011-06-17
Technical Consumer Products, Inc. | TCP | 1ES23336 | 1ES23336 | 23 | 1600 | 10000 | 2700 | Bare-spiral |  | 2011-06-17
Technical Consumer Products, Inc. | TCP | 1G2504 |  | 4 | 250 | 8000 | 2700 | Bare-spiral |  | 2009-06-25
Technical Consumer Products, Inc. | TCP | 1G2509 |  | 9 | 520 | 8000 | 2700 | Covered globe |  | 2002-06-13
Technical Consumer Products, Inc. | TCP | 1G250931K |  | 9 | 520 | 8000 | 3000 | Covered globe |  | 2009-03-09
Technical Consumer Products, Inc. | TCP | 1G250935K |  | 9 | 520 | 8000 | 3500 | Covered globe |  | 2009-05-07
Technical Consumer Products, Inc. | TCP | 1G250941K |  | 9 | 520 | 8000 | 4100 | Covered globe |  | 2010-09-09
Technical Consumer Products, Inc. | TCP | 1G250951K |  | 9 | 520 | 8000 | 2700 | Bare-spiral |  | 2009-06-25
Technical Consumer Products, Inc. | TCP | 1G300935K |  | 9 | 520 | 8000 | 3500 | Covered globe |  | 2010-09-23
Technical Consumer Products, Inc. | TCP | 1G300941K |  | 9 | 520 | 8000 | 4100 | Covered globe |  | 2010-01-21
Technical Consumer Products, Inc. | TCP | 1G3014 |  | 14 | 800 | 8000 | 2700 | Covered globe |  | 2002-07-24
Technical Consumer Products, Inc. | TCP | 1G301431K | 1G301431K | 14 | 800 | 8000 | 3000 | Covered globe |  | 2011-03-01
Technical Consumer Products, Inc. | TCP | 1G301431K |  | 14 | 800 | 8000 | 3000 | Covered globe |  | 2010-12-08
Technical Consumer Products, Inc. | TCP | 1G301451K |  | 14 | 800 | 8000 | 5000 | Covered globe |  | 2010-12-15
Technical Consumer Products, Inc. | TCP | 1G301451K | 1G301451K | 14 | 800 | 8000 | 5000 | Covered globe |  | 2011-03-01
Technical Consumer Products, Inc. | TCP | 1G3019 |  | 19 | 1100 | 8000 | 2700 | Covered globe |  | 2008-11-25
Technical Consumer Products, Inc. | TCP | 1G301931K |  | 19 | 1100 | 8000 | 3000 | Covered globe |  | 2009-12-21
Technical Consumer Products, Inc. | TCP | 1G301941K |  | 19 | 1100 | 8000 | 4100 | Covered globe |  | 2010-12-02
Technical Consumer Products, Inc. | TCP | 1G301951K | 1G301951K | 19 | 1000 | 8000 | 5000 | Covered globe |  | 2011-03-21
Technical Consumer Products, Inc. | TCP | 1G301951K |  | 19 | 1100 | 8000 | 5000 | Covered globe |  | 2010-12-16
Technical Consumer Products, Inc. | TCP | 1G302341K | 1G302341K | 23 | 1300 | 8000 | 4100 | Covered globe |  | 2011-03-21
Technical Consumer Products, Inc. | TCP | 1G401431K |  | 14 | 875 | 8000 | 3000 | Covered globe |  | 2010-01-21
Technical Consumer Products, Inc. | TCP | 1G401435K |  | 14 | 800 | 8000 | 3500 | Covered globe |  | 2010-10-06
Technical Consumer Products, Inc. | TCP | 1G401441K |  | 14 | 800 | 8000 | 4100 | Covered globe |  | 2010-10-06
Technical Consumer Products, Inc. | TCP | 1G401451K |  | 14 | 800 | 8000 | 5000 | Covered globe |  | 2010-10-01
Technical Consumer Products, Inc. | TCP | 1G4019 |  | 19 | 1100 | 8000 | 2700 | Covered globe |  | 2009-12-21
Technical Consumer Products, Inc. | TCP | 1G401931K |  | 19 | 1100 | 8000 | 3000 | Covered globe |  | 2010-01-25
Technical Consumer Products, Inc. | TCP | 1G401935K |  | 19 | 1100 | 8000 | 3500 | Covered globe |  | 2009-12-21
Technical Consumer Products, Inc. | TCP | 1G401941K |  | 19 | 1100 | 8000 | 4100 | Covered globe |  | 2010-11-22
Technical Consumer Products, Inc. | TCP | 1G401951K | 1G401951K | 19 | 1000 | 8000 | 5000 | Covered globe |  | 2011-03-01
Technical Consumer Products, Inc. | TCP | 1G402341K | 1G402341K | 23 | 1400 | 8000 | 4100 | Covered globe |  | 2011-03-01
Technical Consumer Products, Inc. | TCP | 1P3016 |  | 16 | 750 | 8000 | 2700 | Covered reflector |  | 2010-12-03
Technical Consumer Products, Inc. | TCP | 1P301651K |  | 16 | 750 | 8000 | 5000 | Covered reflector |  | 2010-12-03
Technical Consumer Products, Inc. | TCP | 1P3816 |  | 16 | 850 | 8000 | 2700 | Covered reflector |  | 2008-11-25
Technical Consumer Products, Inc. | TCP | 1P381631K |  | 16 | 850 | 8000 | 3000 | Covered reflector |  | 2009-10-22
Technical Consumer Products, Inc. | TCP | 1P381641K |  | 16 | 850 | 8000 | 4100 | Covered reflector |  | 2009-11-02
Technical Consumer Products, Inc. | TCP | 1P3823 |  | 23 | 1200 | 8000 | 2700 | Covered reflector |  | 2004-10-11
Technical Consumer Products, Inc. | TCP | 1P382335K |  | 23 | 1200 | 8000 | 3500 | Covered reflector |  | 2010-10-25
Technical Consumer Products, Inc. | TCP | 1R2009 |  | 9 | 400 | 8000 | 2700 | Covered reflector |  | 2005-08-01
Technical Consumer Products, Inc. | TCP | 1R200931K |  | 9 | 300 | 8000 | 3000 | Covered reflector |  | 2010-12-22
Technical Consumer Products, Inc. | TCP | 1R2014 |  | 14 | 500 | 8000 | 2700 | Covered reflector |  | 2002-07-24
Technical Consumer Products, Inc. | TCP | 1R201431K |  | 14 | 450 | 8000 | 3000 | Covered reflector |  | 2010-12-02
Technical Consumer Products, Inc. | TCP | 1R201441K |  | 14 | 400 | 8000 | 4100 | Covered reflector |  | 2009-05-13
Technical Consumer Products, Inc. | TCP | 1R4016 | 6R4016 | 16 | 750 | 8000 | 2700 | Covered reflector |  | 2008-11-24
Technical Consumer Products, Inc. | TCP | 1R4019 |  | 19 | 950 | 8000 | 2700 | Covered reflector |  | 2002-06-13
Technical Consumer Products, Inc. | TCP | 1R401935K |  | 19 | 950 | 8000 | 3500 | Covered reflector |  | 2010-02-16
Technical Consumer Products, Inc. | TCP | 1R4023 |  | 23 | 1200 | 8000 | 2700 | Covered reflector |  | 2004-10-11
Technical Consumer Products, Inc. | TCP | 1T2004 |  | 4 | 250 | 8000 | 2700 | Covered-post |  | 2004-09-01
Technical Consumer Products, Inc. | TCP | 1T200451K |  | 4 | 250 | 8000 | 5000 | Covered-post |  | 2010-01-15
Technical Consumer Products, Inc. | TCP | 1T2009 |  | 9 | 520 | 8000 | 2700 | Covered-post |  | 2009-07-23
Technical Consumer Products, Inc. | TCP | 1T200941K |  | 9 | 550 | 8000 | 4100 | Covered-post |  | 2010-01-08
Technical Consumer Products, Inc. | TCP | 1T200951K |  | 9 | 500 | 8000 | 5000 | Covered-post |  | 2010-12-02
Technical Consumer Products, Inc. | TCP | 1T2014 |  | 14 | 800 | 8000 | 2700 | Covered-post |  | 2008-06-11
Technical Consumer Products, Inc. | TCP | 1T201441K |  | 14 | 800 | 8000 | 4100 | Covered-post |  | 2010-11-22
Technical Consumer Products, Inc. | TCP | 1T201451K |  | 14 | 800 | 8000 | 5000 | Covered-post |  | 2010-12-02
Technical Consumer Products, Inc. | TCP | 1T2409 |  | 9 | 495 | 8000 | 2700 | Covered-post |  | 2008-05-23
Technical Consumer Products, Inc. | TCP | 1T2414 |  | 14 | 900 | 8000 | 2700 | Covered-post |  | 2009-03-09
Technical Consumer Products, Inc. | TCP | 1T241431K |  | 14 | 900 | 8000 | 3000 | Covered-post |  | 2010-12-01
Technical Consumer Products, Inc. | TCP | 1T241441K |  | 14 | 850 | 8000 | 4100 | Covered-post |  | 2010-10-15
Technical Consumer Products, Inc. | TCP | 1T2419 |  | 19 | 1100 | 8000 | 2700 | Covered-post |  | 2010-08-24
Technical Consumer Products, Inc. | TCP | 1T241931K | 1T241931K | 19 | 1000 | 8000 | 3000 | Covered-post |  | 2011-03-01
Technical Consumer Products, Inc. | TCP | 1T241935K |  | 19 | 1100 | 8000 | 3500 | Covered-post |  | 2010-01-15
Technical Consumer Products, Inc. | TCP | 1T241941K | 1T241941K 1.6MG HG | 19 | 1000 | 8000 | 4100 | Covered-post |  | 2011-03-01
Technical Consumer Products, Inc. | TCP | 21314 |  | 14 | 800 | 8000 | 2700 | Covered A-line |  | 2006-10-18
Technical Consumer Products, Inc. | TCP | 2131431K |  | 14 | 800 | 8000 | 3000 | Covered A-line |  | 2009-09-21
Technical Consumer Products, Inc. | TCP | 2131435K |  | 14 | 800 | 8000 | 3500 | Covered A-line |  | 2008-12-15
Technical Consumer Products, Inc. | TCP | 2131441K |  | 14 | 800 | 8000 | 4100 | Covered A-line |  | 2009-03-09
Technical Consumer Products, Inc. | TCP | 2131465K |  | 14 | 800 | 8000 | 6500 | Covered A-line |  | 2009-10-22
Technical Consumer Products, Inc. | TCP | 28904 |  | 4 | 250 | 8000 | 2700 | Bare-Mini-Spiral |  | 2004-12-01
Technical Consumer Products, Inc. | TCP | 28904T |  | 4 | 250 | 8000 | 2700 | Bare-Mini-Spiral |  | 2004-12-20
Technical Consumer Products, Inc. | TCP | 28909 |  | 9 | 550 | 12000 | 2700 | Bare-Mini-Spiral |  | 2005-09-28
Technical Consumer Products, Inc. | TCP | 2890951K |  | 9 | 450 | 12000 | 5000 | Bare-Mini-Spiral |  | 2010-03-17
Technical Consumer Products, Inc. | TCP | 28913 |  | 13 | 900 | 12000 | 2700 | Bare-Mini-Spiral |  | 2008-11-25
Technical Consumer Products, Inc. | TCP | 28914F2 |  | 14 | 850 | 10000 | 2700 | Bare-Mini-Spiral |  | 2009-08-07
Technical Consumer Products, Inc. | TCP | 28918 |  | 18 | 1200 | 12000 | 2700 | Bare-Mini-Spiral |  | 2009-02-11
Technical Consumer Products, Inc. | TCP | 2891835K |  | 18 | 1100 | 12000 | 3500 | Bare-Mini-Spiral |  | 2009-05-13
Technical Consumer Products, Inc. | TCP | 2891835K |  | 18 | 1100 | 10000 | 3500 | Bare-spiral |  | 2008-09-23
Technical Consumer Products, Inc. | TCP | 2891850K |  | 18 | 1100 | 10000 | 5000 | Bare-spiral |  | 2008-09-23
Technical Consumer Products, Inc. | TCP | 2891851K |  | 18 | 1100 | 12000 | 5000 | Bare-Mini-Spiral |  | 2009-04-15
Technical Consumer Products, Inc. | TCP | 28923 |  | 23 | 1600 | 10000 | 2700 | Bare-Mini-Spiral |  | 2003-11-22
Technical Consumer Products, Inc. | TCP | 2892335K |  | 23 | 1500 | 12000 | 3500 | Bare-spiral |  | 2008-09-23
Technical Consumer Products, Inc. | TCP | 2892341K |  | 23 | 1500 | 12000 | 4100 | Bare-spiral |  | 2009-04-09
Technical Consumer Products, Inc. | TCP | 28923F2 |  | 23 | 1600 | 10000 | 2700 | Bare-spiral |  | 2009-07-31
Technical Consumer Products, Inc. | TCP | 28927M |  | 27 | 1850 | 10000 | 2800 | Bare-spiral |  | 2004-12-28
Technical Consumer Products, Inc. | TCP | 28927M31K |  | 27 | 1850 | 12000 | 3000 | Bare-spiral |  | 2009-04-09
Technical Consumer Products, Inc. | TCP | 28927M35K |  | 27 | 1850 | 12000 | 3500 | Bare-Mini-Spiral |  | 2010-01-13
Technical Consumer Products, Inc. | TCP | 28930M |  | 30 | 2000 | 10000 | 2700 | Bare-Mini-Spiral |  | 2009-05-14
Technical Consumer Products, Inc. | TCP | 28942 |  | 42 | 2700 | 10000 | 2700 | Bare-spiral |  | 2008-06-18
Technical Consumer Products, Inc. | TCP | 28942M |  | 42 | 2800 | 10000 | 2700 | Bare-Mini-Spiral |  | 2009-10-29
Technical Consumer Products, Inc. | TCP | 28968 |  | 68 | 4200 | 10000 | 2700 | Bare-spiral |  | 2009-06-25
Technical Consumer Products, Inc. | TCP | 2G2514 |  | 14 | 800 | 8000 | 2700 | Covered globe |  | 2006-10-18
Technical Consumer Products, Inc. | TCP | 2G251431K |  | 14 | 800 | 8000 | 3000 | Covered globe |  | 2010-07-02
Technical Consumer Products, Inc. | TCP | 2G251435K |  | 14 | 800 | 8000 | 3500 | Covered globe |  | 2008-09-19
Technical Consumer Products, Inc. | TCP | 2G251451K |  | 14 | 800 | 8000 | 5000 | Covered globe |  | 2010-08-17
Technical Consumer Products, Inc. | TCP | 2G2514PERM |  | 14 | 8000 | 800 | 2700 | Covered globe |  | 2011-12-02
Technical Consumer Products, Inc. | TCP | 2P3819 |  | 19 | 1000 | 8000 | 2700 | Covered reflector |  | 2010-01-21
Technical Consumer Products, Inc. | TCP | 2P381935K |  | 19 | 1000 | 8000 | 3500 | Covered reflector |  | 2010-09-08
Technical Consumer Products, Inc. | TCP | 2P381941K |  | 19 | 1000 | 8000 | 4100 | Covered reflector |  | 2009-12-21
Technical Consumer Products, Inc. | TCP | 2R3014 |  | 14 | 650 | 8000 | 2700 | Covered reflector |  | 2005-07-08
Technical Consumer Products, Inc. | TCP | 2R3014 BULK 48 |  | 14 | 650 | 8000 | 2700 | Covered reflector |  | 2005-07-08
Technical Consumer Products, Inc. | TCP | 2R301435K |  | 14 | 650 | 8000 | 3500 | Covered reflector |  | 2008-11-25
Technical Consumer Products, Inc. | TCP | 2R3016 |  | 16 | 750 | 8000 | 2700 | Covered reflector |  | 2005-12-30
Technical Consumer Products, Inc. | TCP | 2R301631K |  | 16 | 750 | 8000 | 3000 | Covered reflector |  | 2010-02-16
Technical Consumer Products, Inc. | TCP | 2R301635K |  | 16 | 750 | 8000 | 3500 | Covered reflector |  | 2010-01-21
Technical Consumer Products, Inc. | TCP | 2R301641K |  | 16 | 750 | 8000 | 4100 | Covered reflector |  | 2010-02-16
Technical Consumer Products, Inc. | TCP | 2R301651K | 2R301651K | 16 | 700 | 8000 | 5000 | Covered reflector |  | 2011-03-01
Technical Consumer Products, Inc. | TCP | 2R3016DIM |  | 16 | 650 | 8000 | 2700 | Covered reflector | Dimmable | 2010-06-28
Technical Consumer Products, Inc. | TCP | 2R3016DIM35K | 2R3016DIM35K | 16 | 600 | 8000 | 3500 | Covered reflector | Dimmable | 2011-09-08
Technical Consumer Products, Inc. | TCP | 2R3016DIM35K | 2R3016DIM35K | 16 | 600 | 8000 | 3500 | Covered reflector | Dimmable | 2011-07-28
Technical Consumer Products, Inc. | TCP | 33113SP35K | 33113SP35K | 13 | 750 | 10000 | 3500 | Bare-spiral |  | 2011-11-30
Technical Consumer Products, Inc. | TCP | 40114 | 40114 | 14 | 850 | 10000 | 2700 | Bare-spiral |  | 2011-03-21
Technical Consumer Products, Inc. | TCP | 4011435K | 4011435k | 14 | 850 | 12000 | 3500 | Bare- spiral | Dimmable | 2011-03-01
Technical Consumer Products, Inc. | TCP | 4012335k | 4012335k | 23 | 1400 | 10000 | 3500 | Bare-spiral | Dimmable | 2011-03-21
Technical Consumer Products, Inc. | TCP | 4012341K | 4012341K | 23 | 1400 | 10000 | 4100 | Bare-spiral | Dimmable | 2011-03-01
Technical Consumer Products, Inc. | TCP | 48905 |  | 5 | 300 | 12000 | 2700 | Bare-spiral |  | 2010-12-01
Technical Consumer Products, Inc. | TCP | 48905C | 48905C | 5 | 300 | 12000 | 2700 | Bare-spiral |  | 2011-03-01
Technical Consumer Products, Inc. | TCP | 4890935k | 4890935k | 9 | 600 | 12000 | 3500 | Bare-spiral |  | 2011-03-21
Technical Consumer Products, Inc. | TCP | 48909C | 48909C | 9 | 600 | 12000 | 2700 | Bare-spiral |  | 2011-03-21
Technical Consumer Products, Inc. | TCP | 4891850K |  | 18 | 1300 | 12000 | 5000 | Bare-spiral |  | 2010-08-17
Technical Consumer Products, Inc. | TCP | 4892335K | 4892335K | 23 | 1650 | 12000 | 3500 | Bare-spiral |  | 2011-03-01
Technical Consumer Products, Inc. | TCP | 4892341K |  | 23 | 1650 | 12000 | 4100 | Bare-Mini-Spiral |  | 2010-08-17
Technical Consumer Products, Inc. | TCP | 4892350K | 4892350K | 23 | 1600 | 12000 | 5000 | Bare-spiral |  | 2011-03-01
Technical Consumer Products, Inc. | TCP | 4G2514 |  | 14 | 800 | 8000 | 2700 | Covered globe |  | 2009-07-07
Technical Consumer Products, Inc. | TCP | 4G2514A35K | 4G2514A35K | 14 | 800 | 8000 | 3500 | Covered globe |  | 2011-07-06
Technical Consumer Products, Inc. | TCP | 4R3014 |  | 14 | 650 | 8000 | 2700 | Covered reflector |  | 2009-07-07
Technical Consumer Products, Inc. | TCP | 4R3014 |  | 14 | 650 | 8000 | 2700 | Covered reflector |  | 2009-07-07
Technical Consumer Products, Inc. | TCP | 4R3014 |  | 14 | 650 | 8000 | 2700 | Covered reflector |  | 2009-07-07
Technical Consumer Products, Inc. | TCP | 4R3014A30K | 4R3014A30K | 14 | 650 | 8000 | 3000 | Covered reflector |  | 2011-09-08
Technical Consumer Products, Inc. | TCP | 4T213 |  | 13 | 825 | 12000 | 2700 | Bare-spiral |  | 2009-07-31
Technical Consumer Products, Inc. | TCP | 4T21335K | 4T21335K | 13 | 750 | 12000 | 3500 | Bare-spiral |  | 2011-03-21
Technical Consumer Products, Inc. | TCP | 4T213C35K | 4T213C35K | 13 | 800 | 12000 | 3500 | Bare-spiral |  | 2011-04-14
Technical Consumer Products, Inc. | TCP | 4T223 |  | 23 | 1625 | 12000 | 2700 | Bare-spiral |  | 2009-07-31
Technical Consumer Products, Inc. | TCP | 689093 |  | 9 | 550 | 10000 | 2700 | Bare-Mini-Spiral |  | 2008-08-20
Technical Consumer Products, Inc. | TCP | 689094 |  | 9 | 550 | 10000 | 2700 | Bare-spiral |  | 2011-08-30
Technical Consumer Products, Inc. | TCP | 689144 |  | 14 | 900 | 10000 | 2700 | Bare-spiral |  | 2011-12-05
Technical Consumer Products, Inc. | TCP | 68914B24 |  | 14 | 900 | 10000 | 2700 | Bare-spiral |  | 2011-08-16
Technical Consumer Products, Inc. | TCP | 68914DL2 |  | 14 | 800 | 10000 | 5000 | Bare-spiral |  | 2011-12-05
Technical Consumer Products, Inc. | TCP | 68914DLB10 |  | 14 | 800 | 10000 | 5000 | Bare-spiral |  | 2011-04-08
Technical Consumer Products, Inc. | TCP | 68914KOMEN |  | 14 | 900 | 10000 | 2700 | Bare-spiral |  | 2011-12-02
Technical Consumer Products, Inc. | TCP | 689234 |  | 23 | 1600 | 10000 | 2700 | Bare-spiral |  | 2011-12-02
Technical Consumer Products, Inc. | TCP | 68923B24 |  | 23 | 1600 | 10000 | 2700 | Bare-spiral |  | 2011-09-07
Technical Consumer Products, Inc. | TCP | 68923CWB4 |  | 23 | 1600 | 10000 | 4100 | Bare-spiral |  | 2011-09-14
Technical Consumer Products, Inc. | TCP | 68923DLB10 |  | 23 | 1600 | 10000 | 5000 | Bare-spiral |  | 2011-03-24
Technical Consumer Products, Inc. | TCP | 68923DLB4 | 68923DLB6 | 23 | 1600 | 10000 | 5000 | Bare-spiral |  | 2011-10-13
Technical Consumer Products, Inc. | TCP | 689S09 | 689S09 | 9 | 550 | 12000 | 2700 | Bare-spiral | Dimmable | 2011-09-08
Technical Consumer Products, Inc. | TCP | 689S09DL | 689S09DL | 9 | 550 | 12000 | 5000 | Bare-spiral |  | 2011-09-08
Technical Consumer Products, Inc. | TCP | 689S14DL | 689S14DL | 14 | 850 | 12000 | 5000 | Bare-spiral |  | 2011-09-08
Technical Consumer Products, Inc. | TCP | 689S19 | 689S19 | 19 | 1300 | 12000 | 2700 | Bare-spiral |  | 2011-09-08
Technical Consumer Products, Inc. | TCP | 689S19DL | 689S19DL | 19 | 1200 | 12000 | 5000 | Bare-spiral |  | 2011-09-08
Technical Consumer Products, Inc. | TCP | 689S23 | 689S23, 689S234, 689S232 | 23 | 1600 | 12000 | 2700 | Bare-spiral |  | 2011-09-08
Technical Consumer Products, Inc. | TCP | 689S23 | 689S23 | 23 | 1600 | 12000 | 2700 | Bare-spiral |  | 2011-07-28
Technical Consumer Products, Inc. | TCP | 689S23 | 689S23,689S234, 689S232 | 23 | 1600 | 12000 | 2700 | Bare-spiral |  | 2011-09-08
Technical Consumer Products, Inc. | TCP | 689S234 | 689S234 | 23 | 1600 | 12000 | 2700 | Bare-spiral |  | 2011-07-28
Technical Consumer Products, Inc. | TCP | 689S23DL | 689S23DL | 23 | 1600 | 12000 | 5000 | Bare-spiral |  | 2011-09-08
Technical Consumer Products, Inc. | TCP | 690093 | 690093 | 9 | 550 | 10000 | 2700 | Bare-spiral |  | 2011-09-08
Technical Consumer Products, Inc. | TCP | 69019 |  | 19 | 1225 | 10000 | 3500 | Bare-Mini-Spiral |  | 2008-08-20
Technical Consumer Products, Inc. | TCP | 69114 |  | 14 | 800 | 8000 | 2700 | Covered globe |  | 2011-09-20
Technical Consumer Products, Inc. | TCP | 69114IB | 69114IB2 | 14 | 800 | 8000 | 2700 | Covered globe |  | 2011-07-28
Technical Consumer Products, Inc. | TCP | 694092 | 694092 | 9 | 450 | 8000 | 2700 | Covered A-line |  | 2011-09-08
Technical Consumer Products, Inc. | TCP | 69414IB | 69414IB, 69414IB2, 69414IBB2 | 14 | 800 | 8000 | 2700 | Covered A-line |  | 2011-09-08
Technical Consumer Products, Inc. | TCP | 6A14IB2LAFL | 6A14IB2LAFL | 14 | 800 | 8000 | 2700 | Covered A-line |  | 2011-09-08
Technical Consumer Products, Inc. | TCP | 6PT213 | 6PT213 | 13 | 825 | 10000 | 2700 | Bare-spiral |  | 2011-08-05
Technical Consumer Products, Inc. | TCP | 6PT213 |  | 13 | 825 | 10000 | 2700 | Bare-spiral |  | 2011-03-11
Technical Consumer Products, Inc. | TCP | 6PT2134TMO |  | 13 | 825 | 8000 | 2700 | Bare-Mini-Spiral |  | 2010-03-17
Technical Consumer Products, Inc. | TCP | 6PT2134UTMO |  | 13 | 825 | 10000 | 2700 | Bare-Mini-Spiral |  | 2010-03-17
Technical Consumer Products, Inc. | TCP | 6PT223 | 6PT223 | 23 | 1600 | 12000 | 2700 | Bare-spiral |  | 2011-08-05
Technical Consumer Products, Inc. | TCP | 6PT223 | 6PT223 | 23 | 1600 | 12000 | 2700 | Bare-spiral |  | 2011-09-08
Technical Consumer Products, Inc. | TCP | 6PT223CD |  | 23 | 1600 | 10000 | 2700 | Bare-Mini-Spiral |  | 2009-10-30
Technical Consumer Products, Inc. | TCP | 6PT3144TMO |  | 14 | 900 | 10000 | 2700 | Bare-Mini-Spiral |  | 2010-03-17
Technical Consumer Products, Inc. | TCP | 6PT3234TMO |  | 23 | 1600 | 10000 | 2700 | Bare-spiral |  | 2010-03-17
Technical Consumer Products, Inc. | TCP | 6R3014 | 6R3014 | 14 | 650 | 8000 | 2700 | Covered reflector |  | 2011-09-08
Technical Consumer Products, Inc. | TCP | 6R3014 | 6R3014, 6R3014B6 | 14 | 650 | 8000 | 2700 | Covered reflector |  | 2011-09-08
Technical Consumer Products, Inc. | TCP | 6R30142LAFL |  | 14 | 650 | 8000 | 2700 | Covered reflector |  | 2010-03-11
Technical Consumer Products, Inc. | TCP | 6R3014BW | 6R3014BW | 14 | 600 | 8000 | 3500 | Covered reflector |  | 2011-09-08
Technical Consumer Products, Inc. | TCP | 6R3014DLB | 6R3014DLB, 6R3014DL | 14 | 600 | 8000 | 5000 | Covered reflector |  | 2011-09-08
Technical Consumer Products, Inc. | TCP | 6R3014IB | 6R3014IB, 6R3014IB2LAFL, 6R3014IB2, 6R3014IBB2 | 14 | 650 | 8000 | 2700 | Covered reflector |  | 2011-09-08
Technical Consumer Products, Inc. | TCP | 6R3014IBBW | 6R3014IBBW | 14 | 600 | 8000 | 3500 | Covered reflector |  | 2011-09-08
Technical Consumer Products, Inc. | TCP | 6R3014IBDL | 6R3014IBDL | 14 | 600 | 8000 | 5000 | Covered reflector |  | 2011-09-08
Technical Consumer Products, Inc. | TCP | 6R3016DIM |  | 16 | 650 | 8000 | 2700 | Covered reflector | Dimmable | 2011-04-29
Technical Consumer Products, Inc. | TCP | 6R3016DIMB |  | 16 | 650 | 8000 | 2700 | Covered reflector | Dimmable | 2011-11-01
Technical Consumer Products, Inc. | TCP | 7P3819 | 7P3819 | 19 | 1000 | 8000 | 2700 | Covered reflector |  | 2011-09-08
Technical Consumer Products, Inc. | TCP | 7P38232 |  | 23 | 1200 | 8000 | 2700 | Covered reflector |  | 2011-07-22
Technical Consumer Products, Inc. | TCP | 7R2014IBDL | 7R2014IBDL | 14 | 410 | 8000 | 5000 | Covered reflector |  | 2011-09-08
Technical Consumer Products, Inc. | TCP | 7R4023 | 7R40234 | 23 | 1200 | 8000 | 2700 | Covered reflector |  | 2006-12-01
Technical Consumer Products, Inc. | TCP | 7TS0133 |  | 13 | 900 | 10000 | 2700 | Bare-spiral |  | 2008-10-03
Technical Consumer Products, Inc. | TCP | 80101435 | 80101435 | 14 | 900 | 10000 | 3500 | Bare-spiral |  | 2011-09-08
Technical Consumer Products, Inc. | TCP | 801014SPRITE |  | 14 | 900 | 10000 | 2700 | Bare-spiral |  | 2010-04-14
Technical Consumer Products, Inc. | TCP | 801014SPRITE2 |  | 14 | 900 | 10000 | 2700 | Bare-spiral |  | 2010-04-14
Technical Consumer Products, Inc. | TCP | 80102741 | 80102741 | 27 | 1750 | 10000 | 4100 | Bare-spiral |  | 2011-03-01
Technical Consumer Products, Inc. | TCP | 8011412V |  | 14 | 900 | 10000 | 2700 | Bare-spiral |  | 2011-05-09
Technical Consumer Products, Inc. | TCP | 8CP1412 |  | 14 | 900 | 10000 | 2700 | Bare-spiral |  | 2009-06-09
Technical Consumer Products, Inc. | TCP | 8CP141250K |  | 14 | 800 | 10000 | 5000 | Bare-spiral |  | 2010-01-21
Technical Consumer Products, Inc. | TCP | 8CP191235K |  | 19 | 1100 | 10000 | 3500 | Bare-spiral |  | 2010-01-21
Technical Consumer Products, Inc. | TCP | 8CP2312 |  | 23 | 1600 | 10000 | 2700 | Bare-spiral |  | 2009-06-09
Technical Consumer Products, Inc. | TCP | 8CPP8196 |  | 19 | 950 | 8000 | 2700 | Covered reflector |  | 2010-01-21
Technical Consumer Products, Inc. | TCP | 8CPR30146 |  | 14 | 640 | 8000 | 2700 | Covered reflector |  | 2009-06-09
Technical Consumer Products, Inc. | TCP | 8CPR40196 |  | 19 | 950 | 8000 | 2700 | Covered reflector |  | 2010-01-21
Technical Consumer Products, Inc. | TCP | 8THDED14SP |  | 14 | 900 | 10000 | 2700 | Bare-Mini-Spiral |  | 2010-01-21
Technical Consumer Products, Inc. | TCP | 8THDEDR3014 |  | 14 | 640 | 8000 | 2700 | Covered reflector |  | 2010-01-21
Technical Consumer Products, Inc. | TCP | ES5M144RS |  | 14 | 900 | 10000 | 2700 | Bare-Mini-Spiral |  | 2010-03-17
Technical Consumer Products, Inc. | TCP | ES5M814DIM250K | ES5M814DIM250K | 14 | 800 | 10000 | 5000 | Bare-spiral |  | 2011-09-08
Technical Consumer Products, Inc. | TCP | ES5M814RS35K | ES5M814RS35K | 14 | 850 | 10000 | 3500 | Bare-spiral |  | 2011-09-08
Technical Consumer Products, Inc. | TCP | ES5M8232RS35K | ES5M8232RS35K | 23 | 850 | 10000 | 3500 | Bare-spiral |  | 2011-09-08
Technical Consumer Products, Inc. | TCP | PF301631K | PF301631K | 16 | 700 | 8000 | 3000 | Other |  | 2011-03-01
Technical Consumer Products, Inc. | TCP | PF301635K |  | 16 | 700 | 8000 | 3500 | Covered reflector |  | 2009-12-21
Technical Consumer Products, Inc. | TCP | PF301641K |  | 16 | 700 | 8000 | 4100 | Covered reflector |  | 2009-10-30
Technical Consumer Products, Inc. | TCP | PR3016 |  | 16 | 750 | 8000 | 2700 | Covered reflector |  | 2010-12-08
Technical Consumer Products, Inc. | TCP | TCPA14IB |  | 14 | 800 | 8000 | 2700 | Covered A-line |  | 2010-05-03
Technical Consumer Products, Inc. | TCP | TCPA14IB2BC |  | 14 | 800 | 8000 | 2700 | Covered A-line |  | 2010-03-11
Technical Consumer Products, Inc. | TCP | TCPA14IBB2 |  | 14 | 800 | 8000 | 2700 | Covered A-line |  | 2010-09-15
Technical Consumer Products, Inc. | TCP | TCPG2514IB |  | 14 | 800 | 8000 | 2700 | Covered globe |  | 2010-05-03
Technical Consumer Products, Inc. | TCP | TCPG2514IB2TP |  | 14 | 800 | 8000 | 2700 | Covered globe |  | 2010-06-01
Technical Consumer Products, Inc. | TCP | TCPG2514IBB2 |  | 14 | 800 | 8000 | 2700 | Covered globe |  | 2010-01-21
Technical Consumer Products, Inc. | TCP | TCPR3014IB |  | 14 | 650 | 8000 | 2700 | Covered reflector |  | 2010-05-03
Technical Consumer Products, Inc. | TCP | TCPR3014IB2 |  | 14 | 650 | 8000 | 2700 | Covered reflector |  | 2010-05-04
Technical Consumer Products, Inc. | TCP | TCPR3014IB2BC |  | 14 | 650 | 8000 | 2700 | Covered reflector |  | 2010-09-22
Technical Consumer Products, Inc. | TCP | TCPR3014IB2TP |  | 14 | 650 | 8000 | 2700 | Covered reflector |  | 2010-06-01
Technical Consumer Products, Inc. | TCP | TCPR3014IBB2 |  | 14 | 650 | 8000 | 2700 | Covered reflector |  | 2010-01-21
Technical Consumer Products, Inc. | TCP | TCPR3016DIM |  | 16 | 650 | 8000 | 2700 | Bare-spiral | Dimmable | 2010-09-23
Technical Consumer Products, Inc. | TCP | TCPS09 |  | 9 | 550 | 10000 | 2700 | Bare-spiral |  | 2010-12-30
Technical Consumer Products, Inc. | TCP | TCPS09BW | TCPS09BW | 9 | 550 | 10000 | 3500 | Bare-spiral |  | 2011-03-01
Technical Consumer Products, Inc. | TCP | TCPS09DL | TCPS09DL | 9 | 550 | 10000 | 5000 | Bare-spiral |  | 2011-03-01
Technical Consumer Products, Inc. | TCP | TCPS14 |  | 14 | 900 | 10000 | 2700 | Bare-spiral |  | 2010-09-22
Technical Consumer Products, Inc. | TCP | TCPS144BC |  | 14 | 900 | 10000 | 2700 | Bare-Mini-Spiral |  | 2010-03-11
Technical Consumer Products, Inc. | TCP | TCPS14DL |  | 14 | 850 | 10000 | 5000 | Bare-spiral |  | 2010-12-01
Technical Consumer Products, Inc. | TCP | TCPS23 |  | 23 | 1600 | 10000 | 2700 | Bare-spiral |  | 2010-09-08
Technical Consumer Products, Inc. | TCP | TCPS232 |  | 23 | 1600 | 10000 | 2700 | Bare-spiral |  | 2010-05-04
Technical Consumer Products, Inc. | TCP | TCPS234BC |  | 23 | 1600 | 10000 | 2700 | Bare-spiral |  | 2010-03-17
Technical Consumer Products, Inc. | TCP | TCPS23BW | TCPS23BW | 23 | 1600 | 10000 | 3500 | Bare-spiral |  | 2011-03-01
Technical Consumer Products, Inc. | TCP | TCPT2134BC |  | 13 | 825 | 10000 | 2700 | Bare-Mini-Spiral |  | 2010-03-11
Technical Consumer Products, Inc. | TCP | TCPT2234BC |  | 23 | 1600 | 10000 | 2700 | Bare-spiral |  | 2010-03-11
Technical Consumer Products, Inc. | TCP | UB14 BULK 48 |  | 14 | 900 | 10000 | 2700 | Bare-Mini-Spiral |  | 2004-04-01
Technical Consumer Products, Inc. | TCP - Powerlume | 6PT213CD |  | 13 | 825 | 12000 | 2700 | Bare-spiral |  | 2009-07-31
Technical Consumer Products, Inc. | TCP - Pro | 2R4019DIM30K |  | 19 | 900 | 8000 | 3000 | Covered reflector | Dimmable | 2010-12-22
Technical Consumer Products, Inc. | TCP - Pro | 40114 |  | 14 | 850 | 10000 | 2700 | Bare-spiral | Dimmable | 2010-06-01
Technical Consumer Products, Inc. | TCP - Pro | 4011430K |  | 14 | 800 | 10000 | 3000 | Bare-spiral | Dimmable | 2010-12-22
Technical Consumer Products, Inc. | TCP - Pro | 4011441K |  | 14 | 800 | 10000 | 4100 | Bare-spiral |  | 2010-12-21
Technical Consumer Products, Inc. | TCP - Pro | 4011450K |  | 14 | 800 | 10000 | 5000 | Bare-spiral | Dimmable | 2010-12-22
Technical Consumer Products, Inc. | TCP - Pro | 40123 |  | 23 | 1500 | 10000 | 2700 | Bare-spiral | Dimmable | 2010-06-01
Technical Consumer Products, Inc. | TCP - Pro | 41314 |  | 14 | 800 | 8000 | 2700 | Covered A-line |  | 2010-01-21
Technical Consumer Products, Inc. | TCP - Pro | 4890530K |  | 5 | 300 | 12000 | 3000 | Bare-spiral |  | 2010-12-16
Technical Consumer Products, Inc. | TCP - Pro | 48909 |  | 9 | 600 | 12000 | 2700 | Bare-spiral |  | 2010-08-31
Technical Consumer Products, Inc. | TCP - Pro | 4890941K |  | 9 | 600 | 12000 | 4100 | Bare-spiral |  | 2010-07-01
Technical Consumer Products, Inc. | TCP - Pro | 4890965K |  | 9 | 550 | 12000 | 6500 | Bare-spiral |  | 2010-12-16
Technical Consumer Products, Inc. | TCP - Pro | 48913 |  | 13 | 925 | 12000 | 2700 | Bare-spiral |  | 2010-02-16
Technical Consumer Products, Inc. | TCP - Pro | 4891330K |  | 13 | 925 | 12000 | 3000 | Bare-spiral |  | 2010-07-01
Technical Consumer Products, Inc. | TCP - Pro | 4891335K |  | 13 | 925 | 12000 | 3500 | Bare-spiral |  | 2010-07-01
Technical Consumer Products, Inc. | TCP - Pro | 4891341K |  | 13 | 925 | 12000 | 4100 | Bare-spiral |  | 2010-07-01
Technical Consumer Products, Inc. | TCP - Pro | 4891350K |  | 13 | 900 | 12000 | 5000 | Bare-spiral |  | 2010-12-01
Technical Consumer Products, Inc. | TCP - Pro | 4891365K |  | 13 | 900 | 12000 | 6500 | Bare-spiral |  | 2010-08-17
Technical Consumer Products, Inc. | TCP - Pro | 48913C |  | 13 | 925 | 12000 | 2700 | Bare-spiral |  | 2010-02-16
Technical Consumer Products, Inc. | TCP - Pro | 48918 |  | 18 | 1300 | 12000 | 4100 | Bare-spiral |  | 2010-02-16
Technical Consumer Products, Inc. | TCP - Pro | 4891830K |  | 18 | 1300 | 12000 | 3000 | Bare-spiral |  | 2010-07-01
Technical Consumer Products, Inc. | TCP - Pro | 4891835K |  | 18 | 1300 | 12000 | 3500 | Bare-spiral |  | 2010-07-01
Technical Consumer Products, Inc. | TCP - Pro | 4891841K |  | 18 | 1300 | 12000 | 4100 | Bare-spiral |  | 2010-07-01
Technical Consumer Products, Inc. | TCP - Pro | 48923 |  | 23 | 1650 | 12000 | 2700 | Bare-Mini-Spiral |  | 2010-01-21
Technical Consumer Products, Inc. | TCP - Pro | 4T213GP |  | 13 | 825 | 12000 | 2700 | Bare-spiral |  | 2011-07-29
Technical Consumer Products, Inc. | TCP DuraBright | 11BD691143 |  | 14 | 800 | 8000 | 2700 | Covered globe |  | 2011-02-23
Technical Consumer Products, Inc. | TCP DuraBright | 11BD694143 |  | 14 | 800 | 8000 | 2700 | Covered A-line |  | 2011-02-23
Technical Consumer Products, Inc. | TCP DuraBright | 11BD6R30143 |  | 14 | 650 | 8000 | 2700 | Covered reflector |  | 2011-07-28
Technical Consumer Products, Inc. | TCP DuraBright | 11BD6R3016DIM2 |  | 16 | 650 | 8000 | 2700 | Covered reflector |  | 2011-03-08
Technical Consumer Products, Inc. | TCP INC | 1G4014 |  | 14 | 800 | 8000 | 2700 | Covered globe |  | 2008-04-18
Technical Consumer Products, Inc. | TCP Springlight | 80100912 |  | 9 | 540 | 10000 | 2700 | Bare-spiral |  | 2011-02-18
Technical Consumer Products, Inc. | TCP Springlight | 80100935 |  | 9 | 550 | 10000 | 3500 | Bare-Mini-Spiral |  | 2008-02-28
Technical Consumer Products, Inc. | TCP Springlight | 801014AMO |  | 14 | 900 | 10000 | 2700 | Bare-spiral |  | 2011-03-24
Technical Consumer Products, Inc. | TCP Springlight | 801014PERM |  | 14 | 900 | 10000 | 2700 | Bare-spiral |  | 2011-05-09
Technical Consumer Products, Inc. | TCP Springlight | 801019PERM |  | 19 | 1200 | 10000 | 2700 | Bare-spiral |  | 2011-03-14
Technical Consumer Products, Inc. | TCP Springlight | 801023AMO |  | 23 | 1600 | 10000 | 2700 | Bare-spiral |  | 2011-03-24
Technical Consumer Products, Inc. | TCP Springlight | 801023PERM |  | 23 | 1600 | 10000 | 2700 | Bare-spiral |  | 2011-03-14
Technical Consumer Products, Inc. | TCP Springlight | 8011912 |  | 19 | 1200 | 10000 | 2700 | Bare-spiral |  | 2011-02-18
Technical Consumer Products, Inc. | Technical Consumer Products | 68914DLB6 |  | 14 | 800 | 8000 | 5000 | Bare-spiral |  | 2011-10-25
The Home Depot | Commercial Electric | 114-016 |  | 14 | 800 | 6000 | 2800 | Covered A-line |  | 2003-01-20
The Home Depot | Commercial Electric | 207-810 |  | 23 | 1200 | 8000 | 2700 | Covered reflector |  | 2006-02-17
The Home Depot | Commercial Electric | 230-565 |  | 14 | 465 | 8000 | 2700 | Covered reflector |  | 2005-07-08
The Home Depot | Commercial Electric | 292-460 (5M8146) |  | 14 | 900 | 10000 | 2700 | Bare-Mini-Spiral |  | 2004-04-01
The Home Depot | Commercial Electric | 368-875 |  | 23 | 1600 | 8000 | 2700 | Bare-Mini-Spiral |  | 2003-05-08
The Home Depot | Commercial Electric | 558-255 |  | 23 | 1200 | 8000 | 2700 | Covered reflector |  | 2005-10-10
The Home Depot | Commercial Electric | 738-704 |  | 23 | 1600 | 10000 | 2750 | Bare-Mini-Spiral |  | 2003-08-06
The Home Depot | Commercial Electric | 771-428 |  | 14 | 800 | 8000 | 2700 | Covered A-line |  | 2002-06-12
The Home Depot | Commercial Electric | 772-720 |  | 42 | 2997 | 10000 | 2700 | Bare-spiral |  | 2002-06-12
The Home Depot | Commercial Electric | 772-739 |  | 19 | 1200 | 10000 | 2700 | Bare-Mini-Spiral |  | 2002-06-12
The Home Depot | Commercial Electric | 772-879 |  | 9 | 540 | 10000 | 2700 | Bare-spiral |  | 2002-06-12
The Home Depot | Commercial Electric | 774-707 |  | 14 | 700 | 8000 | 2700 | Covered bullet |  | 2002-06-13
The Home Depot | Commercial Electric | 784-374 | 784-374/3 (3-pack) | 14 | 800 | 8000 | 2700 | Covered A-line |  | 2002-06-13
The Home Depot | Commercial Electric | 835-427 |  | 16 | 700 | 6000 | 2750 | Covered A-line |  | 2002-02-10
The Home Depot | ecosmart | 148-030 (ES5M81935K) |  | 19 | 1200 | 10000 | 3500 | Bare-Mini-Spiral |  | 2008-12-15
The Home Depot | ecosmart | 148-164 (ES5M81450K) |  | 14 | 800 | 10000 | 5000 | Bare-spiral |  | 2009-01-30
The Home Depot | ecosmart | 148-545 (ES5M094RS) |  | 9 | 550 | 10000 | 2700 | Bare-spiral |  | 2010-05-07
The Home Depot | ecosmart | 148-545 (ES5M8094) |  | 9 | 550 | 10000 | 2700 | Bare-Mini-Spiral |  | 2009-01-30
The Home Depot | ecosmart | 149-508 | ES5M823850K | 23 | 1600 | 10000 | 5000 | Bare-spiral |  | 2011-07-28
The Home Depot | ecosmart | 150-062 (ES5M8192) |  | 19 | 1200 | 10000 | 2700 | Bare-Mini-Spiral |  | 2009-01-30
The Home Depot | EcoSmart | 150-127 | 150-127 | 14 | 850 | 10000 | 3500 | Bare-spiral |  | 2011-09-08
The Home Depot | ecosmart | 150-127 (ES5M81435K) |  | 14 | 800 | 10000 | 3500 | Bare-Mini-Spiral |  | 2009-01-30
The Home Depot | ecosmart | 158-653 (ES5R3142) |  | 14 | 640 | 8000 | 2700 | Covered reflector |  | 2009-01-30
The Home Depot | ecosmart | 158-653 (ES8R314IB2) |  | 14 | 650 | 8000 | 2700 | Covered reflector |  | 2010-06-01
The Home Depot | ecosmart | 159-979 (ES5P8232) |  | 23 | 1200 | 8000 | 2700 | Covered reflector |  | 2009-01-30
The Home Depot | ecosmart | 160-374 (ES5R31435K) |  | 14 | 600 | 8000 | 3500 | Covered reflector |  | 2009-01-30
The Home Depot | ecosmart | 160-588 | ES59032 | 14/19/32 | 2150 | 10000 | 2700 | Bare-spiral | Three-way | 2010-08-04
The Home Depot | ecosmart | 160-678 (ES5M814435K) |  | 14 | 800 | 10000 | 3500 | Bare-Mini-Spiral |  | 2009-01-30
The Home Depot | EcoSmart | 160-740 | 160-740 | 23 | 850 | 10000 | 3500 | Bare-spiral |  | 2011-09-08
The Home Depot | ecosmart | 160-740 (ES5M823235K) |  | 23 | 1500 | 10000 | 3500 | Bare-Mini-Spiral |  | 2009-01-30
The Home Depot | ecosmart | 161-167 (ES5M814450K) |  | 14 | 800 | 10000 | 5000 | Bare-spiral |  | 2009-01-30
The Home Depot | EcoSmart | 161-167 (ES5M8144RS50K) |  | 14 | 800 | 10000 | 5000 | Bare-spiral |  | 2011-09-07
The Home Depot | ecosmart | 161-301 |  | 23 | 1600 | 10000 | 2700 | Bare-spiral |  | 2008-12-15
The Home Depot | ecosmart | 161-301 (ES5M8232) |  | 23 | 1600 | 10000 | 2700 | Bare-Mini-Spiral |  | 2009-01-30
The Home Depot | ecosmart | 190-729 | ES5M819235K | 19 | 1200 | 10000 | 3500 | Bare-Mini-Spiral |  | 2010-09-15
The Home Depot | ecosmart | 191-055 (ES5M819250K) |  | 19 | 1300 | 10000 | 5000 | Bare-spiral |  | 2009-12-21
The Home Depot | ecosmart | 195-981 | ES5P38B6 | 19 | 950 | 8000 | 2700 | Covered reflector |  | 2010-08-25
The Home Depot | ecosmart | 207-798 (ES5R314) |  | 14 | 640 | 8000 | 2700 | Covered reflector |  | 2009-01-30
The Home Depot | ecosmart | 238-743 | ES5M814C235K | 14 | 850 | 10000 | 3500 | Bare-spiral |  | 2010-08-17
The Home Depot | ecosmart | 238-743 | ES5M814C235K | 14 | 850 | 10000 | 3500 | Bare-spiral |  | 2010-08-17
The Home Depot | ecosmart | 238-809 | ES5M814C250K | 14 | 900 | 10000 | 5000 | Bare-spiral |  | 2010-09-02
The Home Depot | ecosmart | 238-809 | ES5M814C250K | 14 | 900 | 10000 | 5000 | Bare-spiral |  | 2010-09-02
The Home Depot | ecosmart | 238-875 | ES5M814DIM2 | 14 | 850 | 10000 | 2700 | Bare-spiral | Dimmable | 2010-08-25
The Home Depot | ecosmart | 239-073 | ES5R4192 | 19 | 950 | 8000 | 2700 | Covered reflector |  | 2010-08-24
The Home Depot | EcoSmart | 252-763 | ES5M809250K | 9 | 450 | 10000 | 5000 | Bare-spiral |  | 2011-05-05
The Home Depot | ecosmart | 257-073 | ES5R419B6 | 19 | 950 | 8000 | 2700 | Covered reflector |  | 2010-08-25
The Home Depot | EcoSmart | 278887 | 148545 | 9.22 | 607 | 10000 | 2700 | Bare-Mini Spiral |  | 2011-07-22
The Home Depot | EcoSmart | 278895 | 150127 | 14.1 | 1002 | 10000 | 3500 | Bare-Mini Spiral |  | 2011-07-22
The Home Depot | EcoSmart | 278929 | 160678 | 14.1 | 1002 | 10000 | 3500 | Bare-Mini Spiral |  | 2011-07-22
The Home Depot | EcoSmart | 278937 | 160740 | 22.3 | 1695 | 10000 | 3500 | Bare-Mini Spiral |  | 2011-07-22
The Home Depot | EcoSmart | 278986 | 250321 | 9.63 | 668 | 10000 | 3500 | Bare-Mini Spiral |  | 2011-07-22
The Home Depot | EcoSmart | 279018 | 405101 | 19 | 1318 | 10000 | 2700 | Bare-Mini Spiral |  | 2011-07-22
The Home Depot | EcoSmart | 279034 | 423599 | 12.42 | 902.3 | 10000 | 2700 | Bare-Mini Spiral |  | 2011-07-22
The Home Depot | EcoSmart | 279075 | 475110 | 22 | 1638 | 10000 | 2700 | Bare-Mini Spiral |  | 2011-07-22
The Home Depot | EcoSmart | 279083 | 481411 | 9.88 | 486 | 8000 | 2700 | Covered-Candle |  | 2011-07-26
The Home Depot | EcoSmart | 279190 | 567365 | 22 | 1638 | 10000 | 2700 | Bare-Mini Spiral |  | 2011-07-22
The Home Depot | EcoSmart | 279364 | 772720 | 39.91 | 2916 | 12000 | 2700 | Bare-spiral |  | 2011-07-26
The Home Depot | EcoSmart | 279380 | 785800 | 12.75 | 902 | 10000 | 2700 | Bare-Mini Spiral |  | 2011-07-22
The Home Depot | EcoSmart | 279430 | 964196 | 14.8 | 909.4 | 8000 | 2700 | Covered Globe |  | 2011-08-04
The Home Depot | EcoSmart | 279448 | 964790 | 9.8 | 586.4 | 8000 | 2700 | Covered Globe |  | 2011-08-04
The Home Depot | EcoSmart | 279455 | 967034 | 14.6 | 848.9 | 8000 | 2700 | Covered A-line |  | 2011-08-04
The Home Depot | EcoSmart | 279463 | 190729 | 17.19 | 1311 | 10000 | 3500 | Bare-Mini Spiral |  | 2011-07-22
The Home Depot | ecosmart | 288-506 | ES5M823DIM2 | 23 | 1500 | 10000 | 2700 | Bare-spiral | Dimmable | 2011-08-16
The Home Depot | ecosmart | 322-539 |  | 14 | 900 | 10000 | 2700 | Bare-spiral |  | 2010-04-14
The Home Depot | ecosmart | 324-981 | ES5M8144RS | 14 | 900 | 10000 | 2700 | Bare-Mini-Spiral |  | 2010-03-17
The Home Depot | ecosmart | 325-278 | ES5R314IB2 | 14 | 640 | 8000 | 2700 | Covered reflector |  | 2010-02-16
The Home Depot | ecosmart | 362-283 | ES5M823D | 23 | 1500 | 10000 | 2700 | Bare-spiral | Dimmable | 2010-09-08
The Home Depot | ecosmart | 362-283 | ES5M10123 | 23 | 1400 | 10000 | 2700 | Bare-spiral | Dimmable | 2008-07-31
The Home Depot | ecosmart | 375-720 |  | 13/22/30 | 2200 | 10000 | 3000 | Bare-spiral | Three-way | 2009-12-30
The Home Depot | EcoSmart | 384-314 | 384-314 | 23 | 1600 | 10000 | 5000 | Bare-spiral |  | 2011-09-08
The Home Depot | ecosmart | 405-101 | ES5M194RS | 19 | 1250 | 10000 | 2700 | Bare-spiral |  | 2010-11-15
The Home Depot | ecosmart | 405-101 | ES5M8194 | 19 | 1200 | 10000 | 2700 | Bare-spiral |  | 2009-04-24
The Home Depot | ecosmart | 423-599 (ES5M8144) |  | 14 | 900 | 10000 | 2700 | Bare-Mini-Spiral |  | 2009-01-30
The Home Depot | ecosmart | 423-599 (ES8M144RS) |  | 14 | 900 | 10000 | 2700 | Bare-spiral |  | 2010-06-07
The Home Depot | ecosmart | 428-106 | BPESL11R20/DM/ESM | 11 | 380 | 8000 | 2700 | Covered reflector | Dimmable | 2009-06-30
The Home Depot | ecosmart | 475-110 | ES5M234RS | 23 | 1600 | 10000 | 2700 | Bare-spiral |  | 2009-04-24
The Home Depot | ecosmart | 475-110 | ES5M8234 | 23 | 1600 | 10000 | 2700 | Bare-spiral |  | 2010-12-03
The Home Depot | EcoSmart | 481-411 | 481-411 | 7 | 350 | 8000 | 2700 | Covered-Candle |  | 2011-09-08
The Home Depot | ecosmart | 530-236 | ES5R315DIM | 15 | 650 | 8000 | 2700 | Covered reflector | Dimmable | 2010-09-23
The Home Depot | ecosmart | 530-565 (5R214) |  | 14 | 465 | 8000 | 2700 | Covered reflector |  | 2008-12-15
The Home Depot | ecosmart | 565-172 | ES5R314235K | 14 | 600 | 8000 | 3500 | Covered reflector |  | 2009-04-24
The Home Depot | ecosmart | 567-365 | ES523B12 | 23 | 1600 | 10000 | 2700 | Bare-spiral |  | 2010-08-25
The Home Depot | ecosmart | 599-163 (ES5A814235K) | ES5A814235K | 14 | 800 | 8000 | 3500 | Covered A-line |  | 2009-02-11
The Home Depot | ecosmart | 599-262 |  | 14 | 800 | 8000 | 3500 | Covered globe |  | 2008-12-15
The Home Depot | ecosmart | 599-526 (ES5M827250K) |  | 27 | 1750 | 10000 | 5000 | Bare-Mini-Spiral |  | 2008-12-15
The Home Depot | ecosmart | 668-792 | ES5M8144CAN | 14 | 900 | 10000 | 2700 | Bare-spiral |  | 2010-02-16
The Home Depot | ecosmart | 681-136 | ES5M81412C | 14 | 900 | 10000 | 2700 | Bare-spiral |  | 2010-12-03
The Home Depot | ecosmart | 681-137 | ES5R314IB6C | 14 | 640 | 8000 | 2700 | Covered reflector |  | 2010-12-15
The Home Depot | ecosmart | 738-704 |  | 23 | 1600 | 10000 | 2700 | Bare-spiral |  | 2008-12-15
The Home Depot | ecosmart | 738-704 (ES5M823) |  | 23 | 1600 | 10000 | 2700 | Bare-Mini-Spiral |  | 2009-01-30
The Home Depot | ecosmart | 772-429 (ES5M81950K) |  | 19 | 1100 | 10000 | 5000 | Bare-spiral |  | 2009-01-30
The Home Depot | ecosmart | 772-720 | ES5M842 | 42 | 2800 | 10000 | 2700 | Bare-spiral |  | 2009-01-30
The Home Depot | ecosmart | 772-739 (ES5M819) |  | 19 | 1200 | 10000 | 2700 | Bare-Mini-Spiral |  | 2009-01-30
The Home Depot | ecosmart | 772-869 (ES5M814) |  | 14 | 900 | 10000 | 2700 | Bare-Mini-Spiral |  | 2009-01-30
The Home Depot | ecosmart | 772-879 (ES5M809) |  | 9 | 550 | 10000 | 2700 | Bare-Mini-Spiral |  | 2009-01-30
The Home Depot | ecosmart | 780-758 (ES5R4232) |  | 23 | 1200 | 8000 | 2700 | Covered reflector |  | 2009-08-07
The Home Depot | ecosmart | 785-800 (ES5M81412) |  | 14 | 900 | 10000 | 2700 | Bare-Mini-Spiral |  | 2009-04-09
The Home Depot | ecosmart | 786-240 (ES5M81410) | ES5M81410 | 14 | 900 | 10000 | 2700 | Bare-Mini-Spiral |  | 2008-07-31
The Home Depot | ecosmart | 791-552 (ES5R3146) |  | 14 | 650 | 8000 | 2700 | Covered reflector |  | 2009-04-09
The Home Depot | ecosmart | 963-699 (ES5A8092) |  | 9 | 450 | 8000 | 2700 | Covered A-line |  | 2009-01-30
The Home Depot | ecosmart | 964-196 | ES5G8142IB | 14 | 800 | 8000 | 2700 | Covered globe |  | 2008-12-15
The Home Depot | ecosmart | 964-790 (ES5G8092) |  | 9 | 525 | 8000 | 2700 | Covered globe |  | 2009-01-30
The Home Depot | ecosmart | 967-034 (ES5A8142) | ES5A8142IB | 14 | 800 | 8000 | 2700 | Covered A-line |  | 2009-01-30
The Home Depot | EcoSmart | EA1509 | 963699 | 9.61 | 569 | 8000 | 2700 | Covered A-line |  | 2011-11-15
The Home Depot | EcoSmart | ECOT09 5K | 252763 | 8.7 | 532.26 | 10000 | 5000 | Bare-Mini-Spiral |  | 2011-10-21
The Home Depot | EcoSmart | ECOT14 5K | 148164, 161167 | 13.83 | 936.21 | 10000 | 5000 | Bare-Mini-Spiral |  | 2011-10-21
The Home Depot | EcoSmart | ECOT19 5K | 191055 | 18.68 | 1294.36 | 10000 | 5000 | Bare-Mini-Spiral |  | 2011-10-21
The Home Depot | EcoSmart | ECOT23 5K | 159979 | 24.09 | 1686.77 | 10000 | 5000 | Bare-Mini-Spiral |  | 2011-10-21
The Home Depot | EcoSmart | EP3823 | 159979, 195981 | 22.79 | 1396 | 8000 | 2700 | Covered Reflector |  | 2011-11-15
The Home Depot | EcoSmart | ER3015 | 158653, 791552 | 15.11 | 821 | 8000 | 2700 | Covered Reflector |  | 2011-11-15
The Home Depot | EcoSmart | ER4023 | 780758 | 23.8 | 1315 | 8000 | 2700 | Covered Reflector |  | 2011-11-15
The Home Depot | ecosmart | ES5G814650K |  | 14 | 800 | 8000 | 5000 | Covered globe |  | 2011-05-09
The Home Depot | EcoSmart | ES5M234RS |  | 23 | 1600 | 12000 | 2700 | Bare-spiral |  | 2011-12-02
The Home Depot | ecosmart | ES5M809235K (250-321) |  | 9 | 450 | 10000 | 3500 | Bare-spiral |  | 2009-04-24
The Home Depot | ecosmart | ES5M8141250K |  | 14 | 800 | 10000 | 5000 | Bare-spiral |  | 2011-02-18
The Home Depot | ecosmart | ES5M8141250K |  | 14 | 800 | 10000 | 5000 | Bare-spiral |  | 2011-02-18
The Home Depot | ecosmart | ES5M8141250K |  | 14 | 800 | 10000 | 5000 | Bare-spiral |  | 2011-02-18
The Home Depot | ecosmart | ES5M8141250K |  | 14 | 800 | 10000 | 5000 | Bare-spiral |  | 2011-02-18
The Home Depot | ecosmart | ES5M814235KFREE |  | 14 | 800 | 10000 | 3500 | Bare-spiral |  | 2011-02-18
The Home Depot | ecosmart | ES5M814G |  | 14 | 900 | 10000 | 2700 | Bare-spiral |  | 2011-02-23
The Home Depot | EcoSmart | ES5M814RS50K (148-164) |  | 14 | 850 | 10000 | 5000 | Bare-spiral |  | 2011-10-18
The Home Depot | ecosmart | ES5R2142 (598-833) |  | 14 | 500 | 8000 | 2700 | Covered reflector |  | 2008-12-15
The Home Depot | ecosmart | ES5R315DIM2 (460-929) |  | 15 | 650 | 8000 | 2700 | Covered reflector | Dimmable | 2011-02-23
The Home Depot | ecosmart | ES5R315DIM4 | 238 380 | 15 | 650 | 8000 | 2700 | Covered reflector | Dimmable | 2011-03-10
The Home Depot | EcoSmart | ES9M81450K |  | 14 | 800 | 10000 | 5000 | Bare-spiral |  | 2011-12-05
The Home Depot | EcoSmart | ES9M814DIM2 |  | 14 | 850 | 10000 | 2700 | Bare-spiral | Dimmable | 2011-12-05
The Home Depot | n:vision | 148-545 |  | 9 | 540 | 10000 | 2700 | Bare-Mini-Spiral |  | 2006-05-10
The Home Depot | n:vision | 150-062 |  | 19 | 1200 | 10000 | 2700 | Bare-spiral |  | 2006-05-10
The Home Depot | n:vision | 150-127 | 5M81435K; 5M814VAR | 14 | 800 | 10000 | 3500 | Bare-Mini-Spiral |  | 2006-10-18
The Home Depot | n:vision | 158-653 (5R3142) |  | 14 | 640 | 8000 | 2700 | Covered reflector |  | 2006-05-10
The Home Depot | n:vision | 159-979 (5P8232) |  | 23 | 1200 | 8000 | 2700 | Covered reflector |  | 2006-05-10
The Home Depot | n:vision | 160-374 (5R31435K) | 5R31435K | 14 | 600 | 8000 | 3500 | Covered reflector |  | 2006-12-31
The Home Depot | n:vision | 160-678 | 5M814435K | 14 | 800 | 10000 | 3500 | Bare-Mini-Spiral |  | 2006-10-18
The Home Depot | n:vision | 160-740 (5M823235K) | 5M823235K | 23 | 1500 | 10000 | 3500 | Bare-Mini-Spiral |  | 2006-11-02
The Home Depot | n:vision | 161-235 (5M80935K) | 5M80935K | 9 | 450 | 10000 | 3500 | Bare-Mini-Spiral |  | 2006-12-31
The Home Depot | n:vision | 161-301 |  | 23 | 1600 | 10000 | 2700 | Bare-spiral |  | 2006-05-10
The Home Depot | n:vision | 161-340 (5M82335K) | 5M82335K | 23 | 1500 | 10000 | 3500 | Bare-Mini-Spiral |  | 2006-11-02
The Home Depot | n:vision | 166-785 (5R3144) |  | 14 | 640 | 8000 | 2700 | Covered reflector |  | 2006-05-10
The Home Depot | n:vision | 207-798 (5R314) |  | 14 | 640 | 8000 | 2700 | Covered reflector |  | 2006-05-10
The Home Depot | n:vision | 207-810 (5R423) |  | 23 | 1200 | 8000 | 2700 | Covered reflector |  | 2006-05-10
The Home Depot | n:vision | 230-565 |  | 14 | 465 | 8000 | 2700 | Covered reflector |  | 2006-05-10
The Home Depot | n:vision | 292-460 (5M8146) | 292-460 | 14 | 900 | 10000 | 2700 | Bare-Mini-Spiral |  | 2006-10-18
The Home Depot | n:vision | 362-283 / 5M10123 |  | 23 | 1400 | 10000 | 2700 | Bare-Mini-Spiral | Dimmable | 2008-05-16
The Home Depot | n:vision | 423-599 (5M8144) |  | 14 | 900 | 10000 | 2700 | Bare-Mini-Spiral |  | 2006-05-10
The Home Depot | n:vision | 530-565 (5R214) |  | 14 | 500 | 8000 | 2700 | Covered reflector |  | 2009-02-28
The Home Depot | n:vision | 591-830 (5M8234) |  | 23 | 1600 | 10000 | 2700 | Bare-Mini-Spiral |  | 2006-05-10
The Home Depot | n:vision | 598-833 (5R2142) |  | 14 | 500 | 8000 | 2700 | Covered reflector |  | 2009-02-28
The Home Depot | n:vision | 599-262 |  | 14 | 800 | 8000 | 3500 | Covered globe |  | 2008-12-15
The Home Depot | n:vision | 599-262 |  | 14 | 800 | 8000 | 3500 | Covered globe |  | 2008-12-15
The Home Depot | n:vision | 5M8234 | 591-830 | 23 | 1600 | 10000 | 2750 | Bare-Mini-Spiral |  | 2006-10-18
The Home Depot | n:vision | 5P8234 | 590-472 | 23 | 1200 | 8000 | 2750 | Covered reflector |  | 2006-10-18
The Home Depot | n:vision | 738-704 (5M823) |  | 23 | 1600 | 10000 | 2700 | Bare-Mini-Spiral |  | 2006-05-10
The Home Depot | n:vision | 771-428 |  | 14 | 800 | 8000 | 2700 | Covered A-line |  | 2006-05-10
The Home Depot | n:vision | 772-739 |  | 19 | 1200 | 10000 | 2700 | Bare-Mini-Spiral |  | 2006-05-10
The Home Depot | n:vision | 772-869 (5M814) |  | 14 | 900 | 10000 | 2700 | Bare-Mini-Spiral |  | 2006-05-10
The Home Depot | n:vision | 772-897 |  | 9 | 550 | 10000 | 2700 | Bare-Mini-Spiral |  | 2006-05-10
The Home Depot | n:vision | 774-332 |  | 14 | 800 | 8000 | 2700 | Covered globe |  | 2006-05-10
The Home Depot | n:vision | 963-699 |  | 9 | 450 | 8000 | 2700 | Covered A-line |  | 2007-04-03
The Home Depot | n:vision | 964-196 |  | 14 | 800 | 8000 | 2700 | Covered globe |  | 2007-04-03
The Home Depot | n:vision | 964-790 | 5G8092 | 9 | 495 | 8000 | 2700 | Covered globe |  | 2007-04-03
The Home Depot | n:vision | 967-034 |  | 14 | 800 | 8000 | 2700 | Covered A-line |  | 2007-04-03
Topaz Lighting | CXL TOPAZ | CF12-26/S/3W/27-46 |  | 2026-12-20 | 1550 | 10000 | 2700 | Bare-spiral | Three-way | 2008-05-19
Topaz Lighting | CXL TOPAZ | CF13/A19/27-33 |  | 14 | 800 | 8000 | 2700 | Bare-spiral |  | 2009-09-14
Topaz Lighting | CXL TOPAZ | CF13/A19/50-33 |  | 14 | 760 | 8000 | 5000 | Covered A-line |  | 2010-08-20
Topaz Lighting | CXL TOPAZ | CF13/MS/27-33 |  | 13 | 900 | 12000 | 2700 | Bare-spiral |  | 2009-12-04
Topaz Lighting | CXL TOPAZ | CF13/MS/27-43 |  | 13 | 800 | 10000 | 2700 | Bare-spiral |  | 2009-07-30
Topaz Lighting | CXL TOPAZ | CF13/MS/27-46 |  | 13 | 850 | 12000 | 2700 | Bare-Mini-Spiral |  | 2009-10-21
Topaz Lighting | CXL TOPAZ | CF13/MS/41-33 |  | 13 | 900 | 10000 | 4100 | Bare-spiral |  | 2010-12-06
Topaz Lighting | CXL TOPAZ | CF13/MS/41-43 |  | 13 | 800 | 10000 | 2700 | Bare-spiral |  | 2009-07-30
Topaz Lighting | CXL TOPAZ | CF13/MS/41-46 |  | 13 | 850 | 10000 | 4100 | Bare-spiral |  | 2009-12-31
Topaz Lighting | CXL TOPAZ | CF13/MS/50-43 |  | 13 | 800 | 10000 | 4100 | Bare-spiral |  | 2009-07-30
Topaz Lighting | CXL TOPAZ | CF13/MS/65-33 |  | 13 | 900 | 10000 | 6500 | Bare-spiral |  | 2010-12-06
Topaz Lighting | CXL TOPAZ | CF13/SMS/27-33 |  | 13 | 840 | 12000 | 2700 | Bare-spiral |  | 2010-08-20
Topaz Lighting | CXL TOPAZ | CF13/SMS/27-43 |  | 13 | 900 | 10000 | 2700 | Bare-spiral |  | 2009-07-30
Topaz Lighting | CXL TOPAZ | CF13/SMS/27-46 |  | 13 | 880 | 12000 | 2700 | Bare-spiral |  | 2009-12-31
Topaz Lighting | CXL TOPAZ | CF13/SMS/27/E12-46 |  | 13 | 830 | 10000 | 2700 | Bare-spiral |  | 2009-07-10
Topaz Lighting | CXL TOPAZ | CF13/SMS/41-46 |  | 13 | 800 | 10000 | 4100 | Bare-spiral |  | 2010-02-17
Topaz Lighting | CXL TOPAZ | CF13/SMS/41-46 |  | 13 | 800 | 10000 | 4100 | Bare-spiral |  | 2010-02-17
Topaz Lighting | CXL TOPAZ | CF13/SMS/50-46 |  | 13 | 880 | 10000 | 5000 | Bare-spiral |  | 2009-12-31
Topaz Lighting | CXL TOPAZ | CF15-40/S/3W/27-46 |  | 15/26/40 | 2450 | 10000 | 2700 | Bare-spiral | Three-way | 2009-07-10
Topaz Lighting | CXL TOPAZ | CF15/A21/27-46 |  | 15 | 800 | 10000 | 2700 | Covered A-line |  | 2008-05-19
Topaz Lighting | CXL TOPAZ | CF15/A21/41-46 |  | 15 | 800 | 10000 | 4100 | Covered A-line |  | 2010-02-17
Topaz Lighting | CXL TOPAZ | CF15/G30/27-46 |  | 15 | 820 | 10000 | 2700 | Covered globe |  | 2010-01-19
Topaz Lighting | CXL TOPAZ | CF15/MS/27-46 |  | 15 | 950 | 12000 | 2700 | Bare-spiral |  | 2009-12-31
Topaz Lighting | CXL TOPAZ | CF15/MS/27/ES | CF15/MS/27-33 | 15 | 990 | 10000 | 2700 | Bare-Mini-Spiral |  | 2007-11-21
Topaz Lighting | CXL TOPAZ | CF15/PAR30/27-46 |  | 15 | 700 | 10000 | 2700 | Covered reflector |  | 2010-11-29
Topaz Lighting | CXL TOPAZ | CF15/PAR30/41-46 |  | 15 | 720 | 10000 | 4100 | Covered reflector |  | 2010-11-29
Topaz Lighting | CXL TOPAZ | CF15/R30/27-46 |  | 15 | 650 | 6000 | 2700 | Covered reflector |  | 2008-05-19
Topaz Lighting | CXL TOPAZ | CF15/SMS/27-46 |  | 15 | 1010 | 12000 | 2700 | Bare-spiral |  | 2009-12-31
Topaz Lighting | CXL TOPAZ | CF18/SMS/27-43 |  | 18 | 1200 | 10000 | 2700 | Bare-spiral |  | 2009-07-30
Topaz Lighting | CXL TOPAZ | CF18/SMS/27-46 |  | 18 | 1140 | 12000 | 2700 | Bare-spiral |  | 2009-12-31
Topaz Lighting | CXL TOPAZ | CF18/SMS/41-43 |  | 18 | 1200 | 10000 | 4100 | Bare-spiral |  | 2009-07-30
Topaz Lighting | CXL TOPAZ | CF18/SMS/41-46 |  | 18 | 1250 | 10000 | 4100 | Bare-spiral |  | 2009-12-31
Topaz Lighting | CXL TOPAZ | CF18/SMS/50-46 |  | 18 | 1250 | 10000 | 5000 | Bare-spiral |  | 2009-12-31
Topaz Lighting | CXL TOPAZ | CF18/SMS/65-46 |  | 18 | 1150 | 10000 | 6500 | Bare-spiral |  | 2010-11-29
Topaz Lighting | CXL TOPAZ | CF20/MS/27-43 |  | 20 | 1200 | 10000 | 2700 | Bare-spiral |  | 2009-07-30
Topaz Lighting | CXL TOPAZ | CF20/MS/27-46 |  | 20 | 1300 | 10000 | 2700 | Bare-spiral |  | 2009-12-31
Topaz Lighting | CXL TOPAZ | CF20/MS/27/ES | CF20/MS/27-33 | 20 | 1200 | 10000 | 2700 | Bare-Mini-Spiral |  | 2007-11-06
Topaz Lighting | CXL TOPAZ | CF20/MS/41-43 |  | 20 | 1200 | 10000 | 4100 | Bare-spiral |  | 2009-07-30
Topaz Lighting | CXL TOPAZ | CF23/MS/27-46 |  | 23 | 1600 | 12000 | 2700 | Bare-spiral |  | 2009-10-22
Topaz Lighting | CXL TOPAZ | CF23/MS/27/ES | CF23/MS/27-33 | 23 | 1600 | 12000 | 2700 | Bare-Mini-Spiral |  | 2007-11-06
Topaz Lighting | CXL TOPAZ | CF23/MS/41-43 |  | 23 | 1600 | 10000 | 4100 | Bare-spiral |  | 2009-07-30
Topaz Lighting | CXL TOPAZ | CF23/PAR38/27-46 |  | 23 | 1100 | 10000 | 2700 | Covered reflector |  | 2010-02-17
Topaz Lighting | CXL TOPAZ | CF23/R40/27-33 |  | 23 | 1300 | 8000 | 2700 | Covered reflector |  | 2009-07-30
Topaz Lighting | CXL TOPAZ | CF23/R40/27-46 |  | 23 | 1090 | 10000 | 2700 | Covered reflector |  | 2010-02-17
Topaz Lighting | CXL TOPAZ | CF23/SMS/27-33 |  | 23 | 1600 | 10000 | 2700 | Bare-spiral |  | 2010-08-20
Topaz Lighting | CXL TOPAZ | CF23/SMS/27-43 |  | 23 | 1600 | 10000 | 2700 | Bare-spiral |  | 2009-07-30
Topaz Lighting | CXL TOPAZ | CF23/SMS/27-46 |  | 23 | 1600 | 12000 | 2700 | Bare-spiral |  | 2009-10-21
Topaz Lighting | CXL TOPAZ | CF23/SMS/41-46 |  | 23 | 1600 | 10000 | 4100 | Bare-spiral |  | 2009-12-31
Topaz Lighting | CXL TOPAZ | CF23/SMS/50-46 |  | 23 | 1600 | 10000 | 5000 | Bare-spiral |  | 2009-12-31
Topaz Lighting | CXL TOPAZ | CF23/SMS/65-46 |  | 23 | 1600 | 10000 | 6500 | Bare-spiral |  | 2010-11-29
Topaz Lighting | CXL TOPAZ | CF27/MS/27/ES | CF27/MS/27-33 | 27 | 1825 | 10000 | 2700 | Bare-Mini-Spiral |  | 2007-11-21
Topaz Lighting | CXL TOPAZ | CF32/MS/27-33 |  | 32 | 2250 | 8000 | 2700 | Bare-spiral |  | 2010-08-20
Topaz Lighting | CXL TOPAZ | CF32/MS/65-33 |  | 32 | 2000 | 8000 | 6500 | Bare-spiral |  | 2009-12-31
Topaz Lighting | CXL TOPAZ | CF5/SMS/27-46 |  | 5 | 270 | 10000 | 2700 | Bare-spiral |  | 2010-11-30
Topaz Lighting | CXL TOPAZ | CF7/CTW/27-46 |  | 7 | 320 | 10000 | 2700 | Covered-Candle |  | 2010-02-17
Topaz Lighting | CXL TOPAZ | CF9/CTW/27-33 |  | 9 | 420 | 8000 | 2700 | Covered-Candle |  | 2009-08-03
Topaz Lighting | CXL TOPAZ | CF9/ETW/27-33 |  | 9 | 420 | 8000 | 2700 | Covered-Candle |  | 2009-08-03
Topaz Lighting | CXL TOPAZ | CF9/G25/27-46 |  | 9 | 500 | 10000 | 2700 | Covered globe |  | 2010-08-10
Topaz Lighting | CXL TOPAZ | CF9/MS/27-46 |  | 9 | 540 | 10000 | 2700 | Bare-Mini-Spiral |  | 2010-02-17
Topaz Lighting | CXL TOPAZ | CF9/SMS/27-33 |  | 9 | 500 | 10000 | 2700 | Bare-spiral |  | 2010-08-20
Topaz Lighting | CXL TOPAZ | CF9/SMS/27/E12-46 |  | 9 | 520 | 10000 | 2700 | Bare-spiral |  | 2009-07-10
Topaz Lighting | TOPAZ-CXL | CF15/MS/27-43 |  | 15 | 900 | 10000 | 2700 | Bare-Mini-Spiral |  | 2009-08-07
Topaz Lighting | TOPAZ-CXL | CF15/R30/27-43 |  | 15 | 750 | 10000 | 2700 | Covered reflector |  | 2009-08-07
Topaz Lighting | TOPAZ-CXL | CF9/SMS/41-43 |  | 9 | 500 | 10000 | 2700 | Bare-Mini-Spiral |  | 2009-08-07
Topco Associates, LLC | Electrix | 04384/1K | X19771 | 1933-12-20 | 0 | 8000 | 2700 | Bare-spiral | Three-way | 2011-06-24
Topco Associates, LLC | Electrix | 4388 |  | 13 | 800 | 8000 | 2700 | Bare-spiral |  | 2009-06-29
Topco Associates, LLC | Electrix | 04388/YX | 04388/YX | 13 | 800 | 8000 | 2700 | Bare-Mini-Spiral |  | 2011-06-24
Topco Associates, LLC | Electrix | 4389 |  | 23 | 1600 | 8000 | 2700 | Bare-Mini-Spiral |  | 2006-12-01
Topco Associates, LLC | Electrix | 4390 |  | 19 | 1200 | 8000 | 2700 | Bare-spiral |  | 2009-07-01
Topco Associates, LLC | Electrix | 4392 |  | 14 | 800 | 8000 | 2700 | Covered A-line |  | 2009-07-01
Topco Associates, LLC | Electrix | 4393 |  | 16 | 750 | 8000 | 3000 | Covered reflector |  | 2009-09-02
Topco Associates, LLC | Electrix | 6672 |  | 13 | 800 | 8000 | 2700 | Bare-Mini-Spiral |  | 2009-07-01
Topco Associates, LLC | Electrix | 6672 |  | 13 | 800 | 8000 | 2700 | Bare-Mini-Spiral |  | 2009-07-01
Topco Associates, LLC | Electrix | 06672/YX | 6672 | 13 | 800 | 8000 | 3000 | Bare-spiral |  | 2009-07-01
Topco Associates, LLC | Electrix | 7944 | 7850 | 19 | 1200 | 8000 | 2700 | Bare-spiral |  | 2009-06-25
Topco Associates, LLC | Electrix | 7945 |  | 23 | 1600 | 8000 | 2700 | Bare-Mini-Spiral |  | 2006-12-01
Topco Associates, LLC | Electrix | 07945 (2M) |  | 23 | 1600 | 8000 | 2700 | Bare-spiral |  | 2010-05-12
Topco Associates, LLC | Electrix | 07945 (ZH) |  | 23 | 1600 | 8000 | 2700 | Bare-spiral |  | 2010-05-12
Topco Associates, LLC | Electrix | 07945 (ZJ) |  | 23 | 1600 | 8000 | 2700 | Bare-spiral |  | 2010-05-18
Topstar International | Topstar | CFLT3MSB-26W | CFLT3MSB-26W | 26 | 1600 | 10000 | 2700 | Bare-Spiral |  | 2011-07-21
Tractor Supply Company | JOBSMART | TP-13MSL/65K | 1016470 | 13 | 900 | 12000 | 6500 | Bare-Mini-Spiral |  | 2011-07-12
Transport & Distribution, Inc. | Buyer's Choice | CF13EL/MINISPIRAL/BL/2/BUYERSCHOICE/T/2700K | 29131 | 13 | 800 | 8000 | 2700 | Bare-Mini-Spiral |  | 2007-07-10
Transport & Distribution, Inc. | Buyer's Choice | CF13EL/MINISPIRAL/BL/BC/ZJ (29088) | 29088 | 13 | 800 | 8000 | 2700 | Bare-spiral |  | 2010-06-28
Transport & Distribution, Inc. | Buyer's Choice | CF13EL/SPIRAL/827/RP6 (29404) |  | 13 | 800 | 8000 | 2700 | Bare-Mini-Spiral |  | 2009-04-01
Transport & Distribution, Inc. | Buyer's Choice | CF13EL/SPIRAL/RP2/BUYERSCHOICE (29406) | 29406 | 13 | 800 | 8000 | 2700 | Bare-spiral |  | 2009-06-29
Transport & Distribution, Inc. | Buyer's Choice | CF13EL/SPIRAL/RP2/BUYERSCHOICE/2M (29406) | 29406 | 13 | 800 | 8000 | 2700 | Bare-spiral |  | 2010-07-06
Transport & Distribution, Inc. | Buyer's Choice | CF13EL/SPIRAL/RP2/BUYERSCHOICE/YX (29406) | 29406 | 13 | 800 | 8000 | 2700 | Bare-spiral |  | 2011-07-07
Transport & Distribution, Inc. | Buyer's Choice | CF13EL/SPIRAL/RP4/BUYERSCHOICE (29427) |  | 13 | 800 | 8000 | 6500 | Bare-spiral |  | 2009-08-20
Transport & Distribution, Inc. | Buyer's Choice | CF13EL/SPIRAL/RP6/BUYERSCHOICE/2M (29404) | 29404 | 13 | 800 | 8000 | 2700 | Bare-spiral |  | 2010-04-16
Transport & Distribution, Inc. | Buyer's Choice | CF13EL/SPIRAL/RP6/BUYERSCHOICE/BL (29404) | 29404 | 13 | 850 | 8000 | 2700 | Bare-spiral |  | 2011-07-07
Transport & Distribution, Inc. | Buyer's Choice | CF13EL/SPIRAL/RP6/BUYERSCHOICE/VV (29404) | 29404 | 13 | 800 | 8000 | 2700 | Bare-spiral |  | 2010-01-26
Transport & Distribution, Inc. | Buyer's Choice | CF16EL/BR30/RP/BUYERSCHOICE/ZJ (29678) | 29678 | 16 | 750 | 8000 | 2700 | Covered reflector |  | 2011-06-15
Transport & Distribution, Inc. | Buyer's Choice | CF16EL/BR30/RP/BUYERSCHOICE/ZJ (29955) | 29955 | 16 | 750 | 8000 | 2700 | Covered reflector |  | 2011-06-15
Transport & Distribution, Inc. | Buyer's Choice | CF23EL/BR40/RP/BUYERSCHOICE (29962) | 29962 | 23 | 1250 | 8000 | 2700 | Covered reflector |  | 2009-08-06
Transport & Distribution, Inc. | Buyer's Choice | CF23EL/SPIRAL/RP3/BUYERSCHOICE (29570) | 29570 | 23 | 1600 | 8000 | 6500 | Bare-spiral |  | 2009-08-10
Transport & Distribution, Inc. | Buyer's Choice | CF23EL/SPIRAL/RP4/BUYERSCHOICE (29403) | 29403 | 23 | 1600 | 8000 | 2700 | Bare-spiral |  | 2009-06-25
Transport & Distribution, Inc. | Buyer's Choice | CF33EL/3WAY/RP/BUYERSCHOICE/1K (29915) | 29915 | 1933-12-22 | 2150 | 10000 | 2700 | Bare-spiral | Three-way | 2010-03-31
Transport & Distribution, Inc. | Buyer's Choice | CF9EL/G25/RP/3PK/BUYERSCHOICE (29679) | 29679 | 9 | 495 | 8000 | 2700 | Covered globe |  | 2009-10-22
Transport & Distribution, Inc. | Buyer's Choice | CF9EL/G25/RP/BUYERSCHOICE (29960) | 29960 | 9 | 495 | 8000 | 2700 | Covered globe |  | 2009-10-22
Transport & Distribution, Inc. | Buyer's Choice | CF9EL/G25/RP/BUYERSCHOICE/ZJ (29960) | 29960 | 9 | 495 | 8000 | 2700 | Covered globe |  | 2010-07-30
Transport & Distribution, Inc. | Premier Value | CF13EL/MINISPIRAL/827/PREMIERVALUE/ZH (09263) | 9263 | 13 | 875 | 8000 | 2700 | Bare-spiral |  | 2010-08-26
True Value Company | Westpointe | 784247 |  | 9 | 500 | 10000 | 2700 | Covered globe |  | 2007-10-11
True Value Company | Westpointe | 784266 |  | 15 | 650 | 6000 | 2700 | Covered reflector |  | 2007-10-11
True Value Company | Westpointe | 784274 |  | 15 | 610 | 10000 | 2700 | Covered reflector |  | 2007-10-11
True Value Company | Westpointe | 784282 |  | 7 | 450 | 10000 | 2700 | Covered A-line |  | 2007-10-12
True Value Company | Westpointe | 784296 |  | 13 | 830 | 10000 | 2700 | Bare-spiral |  | 2007-10-02
True Value Company | Westpointe | 784304 |  | 23 | 1600 | 10000 | 2700 | Bare-spiral |  | 2007-10-02
True Value Company | Westpointe | 784373 |  | 2026-12-20 | 1600 | 10000 | 2700 | Bare-spiral | Three-way | 2007-10-12
True Value Company | Westpointe | 784387 |  | 15/26/40 | 2600 | 10000 | 2700 | Bare-spiral | Three-way | 2007-10-12
True Value Company | Westpointe | 784403 |  | 9 | 500 | 6000 | 4100 | Bare-spiral |  | 2007-11-15
True Value Company | Westpointe | 784403 |  | 9 | 500 | 6000 | 4100 | Bare-spiral |  | 2007-11-15
True Value Company | Westpointe | 784415 |  | 13 | 800 | 10000 | 4100 | Bare-spiral |  | 2007-10-02
True Value Company | Westpointe | 784423 |  | 18 | 1200 | 8000 | 4100 | Bare-spiral |  | 2008-07-31
True Value Company | Westpointe | 784437 |  | 23 | 1050 | 10000 | 2700 | Covered reflector |  | 2007-10-12
True Value Company | Westpointe | 784456 |  | 9 | 520 | 10000 | 2700 | Bare-spiral |  | 2007-10-12
True Value Company | Westpointe | 784486 |  | 13 | 830 | 10000 | 2700 | Bare-spiral |  | 2007-10-02
True Value Company | Westpointe | 784494 |  | 15 | 650 | 6000 | 2700 | Covered reflector |  | 2007-10-11
True Value Company | Westpointe | 784506 |  | 23 | 1050 | 10000 | 2700 | Covered reflector |  | 2007-10-12
True Value Company | Westpointe | 784514 |  | 23 | 1040 | 10000 | 2700 | Covered reflector |  | 2007-10-12
True Value Company | Westpointe | 784522 |  | 13 | 830 | 10000 | 2700 | Bare-spiral |  | 2007-10-02
True Value Company | Westpointe | 784536 |  | 23 | 1600 | 10000 | 2700 | Bare-spiral |  | 2007-10-02
True Value Company | Westpointe | 784544 |  | 18 | 1200 | 10000 | 2700 | Bare-spiral |  | 2007-10-02
True Value Company | Westpointe | 784555 |  | 15/26/40 | 2600 | 10000 | 2700 | Bare-spiral | Three-way | 2007-10-12
True Value Company | Westpointe | 784563 | 784627, 784415, 784563 | 13 | 800 | 10000 | 4100 | Bare-spiral |  | 2007-09-27
True Value Company | Westpointe | 784577 |  | 18 | 1200 | 8000 | 4100 | Bare-spiral |  | 2008-07-31
True Value Company | Westpointe | 784593 |  | 18 | 1200 | 8000 | 4100 | Bare-spiral |  | 2008-07-31
True Value Company | Westpointe | 784605 |  | 23 | 1600 | 10000 | 2700 | Bare-spiral |  | 2007-10-02
True Value Company | Westpointe | 784613 |  | 18 | 1200 | 10000 | 2700 | Bare-spiral |  | 2007-10-02
True Value Company | Westpointe | 784627 | 784627, 784415, 784563 | 13 | 800 | 10000 | 4100 | Bare-spiral |  | 2007-09-27
True Value Company | Westpointe | 784643 | 784643, 784676, 784522, 784486 | 13 | 830 | 10000 | 2700 | Bare-spiral |  | 2007-09-27
True Value Company | Westpointe | 784654 |  | 23 | 1050 | 10000 | 2700 | Covered reflector |  | 2007-10-12
True Value Company | Westpointe | 784662 |  | 15 | 650 | 6000 | 2700 | Covered reflector |  | 2007-10-15
True Value Company | Westpointe | 784676 |  | 13 | 830 | 10000 | 2700 | Bare-spiral |  | 2007-10-02
True Value Company | Westpointe | 784684 |  | 23 | 1600 | 10000 | 2700 | Bare-spiral |  | 2007-10-02
True Value Company | Westpointe | WP13MSLT2 | 784643; 784296 | 13 | 900 | 12000 | 2700 | Bare-spiral |  | 2009-08-04
True Value Company | Westpointe | WP13MSLT2-41 | 117430; 117435 | 13 | 900 | 12000 | 4100 | Bare-spiral |  | 2010-04-05
True Value Company | Westpointe | WP13MSLT2-65 | 784415; 784627 | 13 | 900 | 12000 | 6500 | Bare-spiral |  | 2010-04-05
True Value Company | Westpointe | WP14MRL/S | 784353 | 14 | 500 | 10000 | 2700 | Covered reflector |  | 2010-12-31
True Value Company | Westpointe | WP14SDIM | 117441 | 14 | 800 | 8000 | 2700 | Bare-spiral | Dimmable | 2010-03-02
True Value Company | Westpointe | WP15FP3/S | 117437 | 15 | 750 | 8000 | 3000 | Covered reflector |  | 2010-12-30
True Value Company | Westpointe | WP16SADIM | 117443 | 16 | 800 | 8000 | 2700 | Covered A-line | Dimmable | 2010-03-10
True Value Company | Westpointe | WP16SR2DIM | 117444 | 16 | 540 | 8000 | 2700 | Covered reflector | Dimmable | 2010-03-05
True Value Company | Westpointe | WP16SR3DIM | 784274 | 16 | 700 | 8000 | 2700 | Covered reflector | Dimmable | 2010-03-05
True Value Company | Westpointe | WP18MSLT2 | 784316, 784613 | 18 | 1250 | 12000 | 2700 | Bare-spiral |  | 2009-12-22
True Value Company | Westpointe | WP19SFP3DIM | 117445 | 19 | 780 | 8000 | 2700 | Covered reflector | Dimmable | 2010-03-05
True Value Company | Westpointe | WP20SFP38DIM | 117446 | 20 | 900 | 8000 | 2700 | Covered reflector | Dimmable | 2010-03-05
True Value Company | Westpointe | WP23FP38/S | 117438 | 23 | 1250 | 8000 | 3000 | Covered reflector |  | 2010-12-30
True Value Company | Westpointe | WP23MPL/S | 784437 | 23 | 1300 | 10000 | 2700 | Covered reflector |  | 2010-03-08
True Value Company | Westpointe | WP23MSLT2 | 784304, 784605 | 23 | 1600 | 12000 | 2700 | Bare-spiral |  | 2009-12-08
True Value Company | Westpointe | WP23MSLT2-65 | 784635; 784464 | 23 | 1600 | 12000 | 6500 | Bare-spiral |  | 2010-04-05
True Value Company | Westpointe | WP24SDIM | 784254 | 24 | 1490 | 8000 | 2700 | Bare-spiral | Dimmable | 2010-03-05
True Value Company | Westpointe | WP42MSL | 784365 | 42 | 2800 | 10000 | 2700 | Bare-spiral |  | 2009-12-08
True Value Company | Westpointe | WP9MCL/S | 784445 | 9 | 420 | 8000 | 2700 | Covered-Candle |  | 2010-04-07
True Value Company | Westpointe | WP9MGL/S |  | 9 | 500 | 8000 | 2700 | Covered globe |  | 2009-12-22
True Value Company | Westpointe | WP9MSLT2 | 784456, 117429 | 9 | 500 | 12000 | 2700 | Bare-spiral |  | 2009-12-08
Turolight Inc. | EDGE | TL-EDGE11 |  | 11 | 740 | 10000 | 2700 | Bare-Mini-Spiral |  | 2008-12-05
Turolight Inc. | Genesis | GEOM15 |  | 15 | 980 | 10000 | 2700 | Bare-spiral |  | 2005-09-28
Turolight Inc. | Genesis | GEOM20 |  | 20 | 1230 | 10000 | 2700 | Bare-spiral |  | 2005-09-28
Turolight Inc. | Turolight | TL-EDGE14-2700K |  | 14 | 900 | 10000 | 2700 | Bare-spiral |  | 2010-09-01
Turolight Inc. | Turolight | TL-EDGE14-3000K |  | 14 | 875 | 10000 | 3000 | Bare-spiral |  | 2010-09-01
Turolight Inc. | Turolight | TL-EDGE14-3500K |  | 14 | 885 | 10000 | 3500 | Bare-spiral |  | 2010-09-01
Turolight Inc. | Turolight | TL-EDGE14-4100K |  | 14 | 830 | 10000 | 4100 | Bare-spiral |  | 2010-09-01
Turolight Inc. | Turolight | TL-EDGE14-5000K |  | 14 | 850 | 10000 | 5000 | Bare-spiral |  | 2010-09-01
Turolight Inc. | Turolight | TL-EDGE23-2700K |  | 23 | 1600 | 10000 | 2700 | Bare-spiral |  | 2010-09-01
Turolight Inc. | Turolight | TL-EDGE23-3000K |  | 23 | 1600 | 10000 | 3000 | Bare-spiral |  | 2010-09-01
Turolight Inc. | Turolight | TL-EDGE23-3500K |  | 23 | 1600 | 10000 | 3500 | Bare-spiral |  | 2010-09-01
Turolight Inc. | Turolight | TL-EDGE23-4100K |  | 23 | 1600 | 10000 | 4100 | Bare-spiral |  | 2010-09-01
Turolight Inc. | Turolight | TL-EDGE23-5000K |  | 23 | 1600 | 10000 | 5000 | Bare-spiral |  | 2010-09-01
U Lighting America | U Lighting | SDS-23W |  | 23 | 1600 | 8000 | 2700 | Bare-spiral | Dimmable | 2006-03-10
U Lighting America | ULA | SDF-23W | SDF23W1P-R40DIM; SDF23W2P-R40DIM | 23 | 1080 | 8000 | 2700 | Covered reflector | Dimmable | 2011-01-24
U Lighting America | ULA | SDR-15W | SDR15W2P-R30DIM; SDR15W1P-R30DIM | 15 | 750 | 8000 | 2700 | Covered reflector | Dimmable | 2007-09-26
U Lighting America | ULA | SDR-20W | SDR20W2P-R30DIM | 20 | 970 | 8000 | 2700 | Covered reflector | Dimmable | 2011-01-24
U Lighting America | ULA | SDR-23W | SDR23W2P-R30DIM | 23 | 1150 | 8000 | 2700 | Covered reflector | Dimmable | 2007-09-26
U Lighting America | ULA | SDS-13W | SDS13W-2P | 13 | 800 | 8000 | 2700 | Bare-spiral | Dimmable | 2010-12-31
U Lighting America | ULA | SFU23W-4P |  | 23 | 1600 | 10000 | 2700 | Bare-spiral |  | 2010-10-08
U Lighting America | ULA | SPS-15W | SPS-15W2P | 15 | 1100 | 8000 | 2700 | Bare-spiral | Dimmable | 2009-12-03
U Lighting America | ULA | STS-15W | STS15W-1P, STS15W-4P | 15 | 1100 | 8000 | 2700 | Bare-Mini-Spiral |  | 2007-05-18
U Lighting America | ULA | STS-23W2P |  | 23 | 1600 | 8000 | 2700 | Bare-spiral | Dimmable | 2009-07-24
U Lighting Group Co., Ltd | ULA | SUA-15W | SUA15W2P-A19; SUA15W4P-A19; SUA15W3P-A19 | 15 | 807 | 8000 | 2700 | Covered A-line |  | 2010-04-08
Uninex | K-LITE | KL1610 |  | 10 | 600 | 8000 | 2700 | Bare-Mini-Spiral |  | 2005-05-17
Uninex | K-LITE | KL1615 |  | 15 | 900 | 10000 | 2700 | Bare-Mini-Spiral |  | 2005-05-17
Uninex | K-LITE | KL1909 | KL19092 | 9 | 550 | 10000 | 2700 | Bare-Mini-Spiral |  | 2007-12-21
Uninex | K-LITE | KL1913 |  | 13 | 900 | 10000 | 2700 | Bare-spiral |  | 2009-01-09
Uninex | K-LITE | KL19142 | KL8834; KL1993 | 14 | 900 | 10000 | 2700 | Bare-spiral |  | 2010-01-13
Uninex | K-LITE | KL19142-41 | KL8834-41 | 14 | 800 | 10000 | 4100 | Bare-spiral |  | 2011-03-31
Uninex | K-LITE | KL1915 |  | 19 | 900 | 10000 | 2700 | Bare-Mini-Spiral |  | 2006-10-30
Uninex | K-LITE | KL1919 | KL1992, KL8833 | 19 | 1200 | 10000 | 2700 | Bare-Mini-Spiral |  | 2007-12-31
Uninex | K-LITE | KL1920 |  | 20 | 1200 | 10000 | 2700 | Bare-spiral |  | 2009-01-09
Uninex | K-LITE | KL1923 |  | 23 | 1650 | 10000 | 2700 | Bare-Mini-Spiral |  | 2006-10-30
Uninex | K-LITE | KL19232-35 |  | 23 | 1600 | 10000 | 3500 | Bare-spiral |  | 2009-10-07
Uninex | K-LITE | KL19232-50 |  | 23 | 1600 | 10000 | 5000 | Bare-spiral |  | 2009-10-07
Uninex | K-LITE | KL1923T2 |  | 23 | 1600 | 10000 | 2700 | Bare-spiral |  | 2009-01-09
Uninex | K-LITE | KL1991-27 | KL1991-27 | 23 | 1600 | 10000 | 2700 | Bare-Spiral |  | 2011-09-22
Uninex | K-LITE | KL1991-50 |  | 23 | 1600 | 10000 | 5000 | Bare-spiral |  | 2011-07-05
Uninex | K-LITE | KL1991B | KL1991B | 23 | 1600 | 10000 | 2700 | Bare-Spiral |  | 2011-09-22
Uninex | K-LITE | KL8800 | KL8800B; KL88003; KL88002 | 2026-11-20 | 1700 | 10000 | 3500 | Bare-spiral | Three-way | 2009-06-29
Uninex | K-LITE | KL8802 |  | 15 | 700 | 8000 | 2700 | Covered reflector |  | 2010-10-25
Uninex | K-LITE | KL8806 |  | 15 | 1100 | 8000 | 2700 | Bare-spiral | Dimmable | 2009-01-27
Uninex | K-LITE | KL8807 |  | 23 | 1600 | 8000 | 2700 | Bare-spiral | Dimmable | 2009-01-27
Uninex | K-LITE | KL8811 |  | 15 | 750 | 8000 | 2700 | Covered reflector | Dimmable | 2009-01-27
Uninex | K-LITE | KL8820 | KL8832, KL8833, KL8834, KL8834-41, KL8835 | 14 | 800 | 8000 | 2700 | Covered A-line |  | 2009-10-08
Uninex | K-LITE | KL8829 |  | 23 | 1650 | 10000 | 2700 | Bare-spiral | Dimmable | 2009-10-07
Uninex | K-LITE | KL8830 |  | 15 | 700 | 8000 | 2700 | Covered reflector | Dimmable | 2009-10-07
Uninex | K-LITE | KL8831 |  | 20 | 1000 | 8000 | 2700 | Covered reflector |  | 2009-10-08
Uninex | K-LITE | KL8832 |  | 23 | 1600 | 10000 | 4100 | Bare-spiral |  | 2011-05-25
Uninex | K-LITE | KL8832-50 |  | 23 | 1600 | 10000 | 5000 | Bare-spiral |  | 2011-07-06
Ushio America Inc. | Ushio | CF13CLT/2700/E26 |  | 13 | 825 | 10000 | 2700 | Bare-spiral |  | 2009-06-04
Ushio America Inc. | Ushio | CF13CLT/4100/E26 |  | 13 | 800 | 10000 | 4100 | Bare-spiral |  | 2009-06-04
Ushio America Inc. | Ushio | CF13CLT/4100/E26 |  | 13 | 800 | 10000 | 4100 | Bare-spiral |  | 2009-06-04
Ushio America Inc. | Ushio | CF15R30/2700/E26 |  | 15 | 700 | 10000 | 2700 | Covered reflector |  | 2009-05-28
Ushio America Inc. | Ushio | CF15R30/4100/E26 |  | 15 | 700 | 10000 | 4100 | Covered reflector |  | 2010-11-16
Ushio America Inc. | Ushio | CF18CLT/2700/E26 |  | 18 | 1100 | 10000 | 2700 | Bare-spiral |  | 2009-06-04
Ushio America Inc. | Ushio | CF18CLT/4100/E26 |  | 18 | 1100 | 10000 | 4100 | Bare-spiral |  | 2009-09-22
Ushio America Inc. | Ushio | CF23CLT/2700/E26 |  | 23 | 1600 | 10000 | 2700 | Bare-spiral |  | 2009-06-04
Ushio America Inc. | Ushio | CF23CLT/4100/E26 |  | 23 | 1600 | 10000 | 4100 | Bare-spiral |  | 2009-06-04
Ushio America Inc. | Ushio | CF23PAR38/2700/E26 |  | 23 | 1100 | 10000 | 2700 | Covered reflector |  | 2009-09-22
Ushio America Inc. | Ushio | CF23PAR38/4100/E26 |  | 23 | 1100 | 10000 | 4100 | Covered reflector |  | 2010-09-24
Ushio America Inc. | Ushio | CF26CLT/2700/E26 |  | 26 | 1750 | 10000 | 2700 | Bare-spiral |  | 2010-09-30
Uspar Enterprises | Eco Saver | PL-13SP/WW | PL-13SP/WW/4P/BX | 13 | 900 | 10000 | 2700 | Bare-Mini-Spiral |  | 2009-04-02
Uspar Enterprises | Eco Saver | PL-15EG/WW |  | 15 | 820 | 10000 | 2700 | Covered globe |  | 2010-04-01
Uspar Enterprises | Eco Saver | PL-20ESP/CW | PL-20ESP/CW/4P/BX | 18 | 1200 | 10000 | 4100 | Bare-Mini-Spiral |  | 2009-04-02
Uspar Enterprises | Eco Saver | PL-20ESP/WW | PL-20ESP/WW/4P/BX | 18 | 1200 | 10000 | 2700 | Bare-Mini-Spiral |  | 2009-04-02
Uspar Enterprises | Eco Saver | PL-23PAR/BX/WW |  | 23 | 1300 | 8000 | 2700 | Covered reflector |  | 2010-03-25
Uspar Enterprises | Eco Saver | PL-23R40/BX/WW |  | 23 | 1300 | 8000 | 2700 | Covered reflector |  | 2010-03-25
Uspar Enterprises | Eco Saver | PL-23SP/CW | PL-23SP/CW; PL-23SP/CW/4P | 23 | 1600 | 10000 | 4100 | Bare-Mini-Spiral |  | 2009-04-02
Uspar Enterprises | Eco Saver | PL-7EB/WW |  | 7 | 450 | 10000 | 2700 | Covered A-line |  | 2010-03-25
Uspar Enterprises | Eco Saver | PL-9SP/CW |  | 9 | 500 | 10000 | 4100 | Bare-spiral |  | 2010-04-05
Uspar Enterprises | Liberty Lights | PL-15EB/WW |  | 15 | 800 | 10000 | 2700 | Covered A-line |  | 2010-03-25
Uspar Enterprises | Liberty Lights | PL-15R30DIM/WW | 15R30DIM/WW | 15 | 610 | 10000 | 2700 | Covered reflector | Dimmable | 2008-01-03
Uspar Enterprises | Liberty Lights | PL-23SP/WW | PL-23SP/WW/4P/BX | 23 | 1600 | 12000 | 2700 | Bare-Mini-Spiral |  | 2009-04-02
Uspar Enterprises | Liberty Lights | PL-403W/WW | 403W/WW | 15/26/40 | 2450 | 10000 | 2800 | Bare-spiral | Three-way | 2008-01-03
Uspar Enterprises | Liberty Lights | PL-9SP/WW |  | 9 | 500 | 10000 | 2700 | Bare-spiral |  | 2010-03-25
Valu Merchandisers/Best Choice | Best Choice | BPESL18TM/2/BC |  | 18 | 1170 | 8000 | 2700 | Bare-spiral |  | 2009-07-28
Valu Merchandisers/Best Choice | Best Choice | BPESL23TM/2/BC |  | 23 | 1600 | 8000 | 2600 | Bare-spiral |  | 2008-03-03
Valu Merchandisers/Best Choice | Best Choice | FLE13HT3/2/SW | 61749 | 13 | 825 | 8000 | 2700 | Bare-spiral |  | 2010-06-08
Valu Merchandisers/Best Choice | Best Choice | FLE20HT3/2/SW | 61750 | 20 | 1250 | 8000 | 2700 | Bare-spiral |  | 2010-06-08
Valu Merchandisers/Best Choice | Best Choice | FLE26HT3/2/SW | 61751 | 26 | 1750 | 8000 | 2700 | Bare-spiral |  | 2010-06-08
VChoice Inc. | VChoice | VC-AL-14-27-1 |  | 14 | 800 | 8000 | 2700 | Covered A-line |  | 2010-09-09
VChoice Inc. | VChoice | VC-R20-14-27-1 |  | 14 | 450 | 8000 | 2700 | Covered reflector |  | 2010-09-17
VChoice Inc. | VChoice | VC-R30-15-27-1 |  | 15 | 750 | 8000 | 2700 | Covered reflector |  | 2010-09-17
VChoice Inc. | VChoice | VC-R40-23-27-1 |  | 23 | 1200 | 8000 | 2700 | Covered reflector |  | 2010-09-17
VChoice Inc. | VChoice | VC-SP-09-27-1 |  | 9 | 500 | 10000 | 2700 | Bare-spiral |  | 2010-09-09
VChoice Inc. | VChoice | VC-SP-11/20/26-27-1 |  | 2026-11-20 | 1620 | 10000 | 2700 | Bare-spiral | Three-way | 2010-09-13
VChoice Inc. | VChoice | VC-SP-13-27-1 | VC-SP-13-27-4 | 13 | 900 | 12000 | 2700 | Bare-spiral |  | 2010-09-09
VChoice Inc. | VChoice | VC-SP-13-50-1 |  | 13 | 850 | 10000 | 5000 | Bare-spiral |  | 2010-09-09
VChoice Inc. | VChoice | VC-SP-14-27-1 | VC-SP-14-27-4 | 14 | 900 | 12000 | 2700 | Bare-spiral |  | 2010-09-09
VChoice Inc. | VChoice | VC-SP-14-50-1 |  | 14 | 850 | 10000 | 5000 | Bare-spiral |  | 2010-09-09
VChoice Inc. | VChoice | VC-SP-18-27-1 |  | 18 | 1200 | 12000 | 2700 | Bare-spiral |  | 2010-09-09
VChoice Inc. | VChoice | VC-SP-18-50-1 |  | 18 | 1200 | 10000 | 5000 | Bare-spiral |  | 2010-09-09
VChoice Inc. | VChoice | VC-SP-19-27-1 |  | 19 | 1200 | 12000 | 2700 | Bare-spiral |  | 2010-09-09
VChoice Inc. | VChoice | VC-SP-19-50-1 |  | 19 | 1200 | 10000 | 5000 | Bare-spiral |  | 2010-09-09
VChoice Inc. | VChoice | VC-SP-23-27-6 |  | 23 | 1600 | 10000 | 2700 | Bare-spiral |  | 2010-09-09
VChoice Inc. | VChoice | VC-SP-23-50-1 |  | 23 | 1600 | 10000 | 5000 | Bare-spiral |  | 2010-09-09
VChoice Inc. | VChoice | VC-SP-42-27-1 |  | 42 | 2600 | 10000 | 2700 | Bare-spiral |  | 2010-09-09
VIVA GREENLIGHTING CO LTD. | VIVA | 4SD SB23 |  | 23 | 1686 | 12000 | 2700 | Bare-spiral |  | 2009-07-24
VIVA GREENLIGHTING CO LTD. | VIVA | 4SD SBG16 |  | 16 | 860 | 10000 | 2700 | Covered globe |  | 2010-08-31
VIVA GREENLIGHTING CO LTD. | VIVA | A19S-9W |  | 9 | 450 | 8000 | 3000 | Covered A-line |  | 2006-06-19
VIVA GREENLIGHTING CO LTD. | VIVA | JR13 |  | 13 | 950 | 10000 | 2700 | Bare-Mini-Spiral |  | 2008-02-11
VIVA GREENLIGHTING CO LTD. | VIVA | JR19 |  | 19 | 1300 | 12000 | 2700 | Bare-spiral |  | 2008-07-14
VIVA GREENLIGHTING CO LTD. | VIVA | JR23 |  | 23 | 1650 | 10000 | 2700 | Bare-spiral |  | 2008-07-14
VIVA GREENLIGHTING CO LTD. | VIVA | JR32 |  | 32 | 1900 | 12000 | 3000 | Bare-spiral |  | 2008-07-14
VIVA GREENLIGHTING CO LTD. | VIVA | JR32-2700K |  | 32 | 2400 | 10000 | 2700 | Bare-spiral |  | 2010-09-07
VIVA GREENLIGHTING CO LTD. | VIVA | JR9 |  | 9 | 640 | 12000 | 2700 | Bare-spiral |  | 2008-07-14
VIVA GREENLIGHTING CO LTD. | VIVA | JRS13 |  | 13 | 950 | 10000 | 2700 | Bare-Mini-Spiral |  | 2008-02-11
VIVA GREENLIGHTING CO LTD. | VIVA | JRS23 |  | 23 | 1650 | 10000 | 2700 | Bare-spiral |  | 2009-04-24
VIVA GREENLIGHTING CO LTD. | VIVA | JRT32 |  | 32/21/12 | 2400 | 12000 | 2700 | Bare-spiral | Three-way | 2008-12-29
VIVA GREENLIGHTING CO LTD. | VIVA | JRT32-3500K |  | 1932-12-21 | 2280 | 10000 | 3500 | Bare-spiral | Three-way | 2010-08-31
VIVA GREENLIGHTING CO LTD. | VIVA | JRT32-6500K |  | 1932-12-21 | 2120 | 10000 | 6500 | Bare-spiral | Three-way | 2010-09-07
VIVA GREENLIGHTING CO LTD. | VIVA | MA14W |  | 14 | 800 | 10000 | 3000 | Covered A-line |  | 2004-01-20
VIVA GREENLIGHTING CO LTD. | VIVA | MA14W/830 |  | 14 | 800 | 12000 | 3000 | Covered A-line |  | 2005-08-17
VIVA GREENLIGHTING CO LTD. | VIVA | MG11-3500K |  | 11 | 450 | 8000 | 3500 | Covered globe |  | 2005-01-21
VIVA GREENLIGHTING CO LTD. | VIVA | MS23-3500K |  | 23 | 1600 | 10000 | 3500 | Bare-spiral |  | 2004-05-14
VIVA GREENLIGHTING CO LTD. | VIVA | PG15/830 |  | 15 | 780 | 10000 | 3000 | Covered globe |  | 2006-06-19
VIVA GREENLIGHTING CO LTD. | VIVA | R30S-15 |  | 15 | 813 | 10000 | 2700 | Covered reflector |  | 2009-03-10
VIVA GREENLIGHTING CO LTD. | VIVA | R30S-16 |  | 16 | 780 | 12000 | 3000 | Covered reflector |  | 2008-03-28
VIVA GREENLIGHTING CO LTD. | VIVA | SA11 |  | 11 | 600 | 10000 | 2700 | Covered A-line |  | 2007-10-02
VIVA GREENLIGHTING CO LTD. | VIVA | SA14 |  | 14 | 850 | 10000 | 2700 | Covered A-line |  | 2009-03-03
VIVA GREENLIGHTING CO LTD. | VIVA | SA15 |  | 15 | 850 | 10000 | 2700 | Covered A-line |  | 2009-02-25
VIVA GREENLIGHTING CO LTD. | VIVA | SA20 |  | 20 | 1200 | 10000 | 2700 | Covered A-line |  | 2009-02-25
VIVA GREENLIGHTING CO LTD. | VIVA | SA9 |  | 9 | 550 | 10000 | 3000 | Covered A-line |  | 2008-08-19
VIVA GREENLIGHTING CO LTD. | VIVA | SA9/827 |  | 9 | 510 | 10000 | 2700 | Covered A-line |  | 2009-05-08
VIVA GREENLIGHTING CO LTD. | VIVA | SB20 |  | 20 | 1180 | 10000 | 2700 | Covered-post |  | 2009-02-25
VIVA GREENLIGHTING CO LTD. | VIVA | SBA16D |  | 16 | 900 | 10000 | 3000 | Covered A-line | Dimmable | 2008-02-11
VIVA GREENLIGHTING CO LTD. | VIVA | SBR16D |  | 16 | 780 | 12000 | 3000 | Covered reflector |  | 2008-05-01
VIVA GREENLIGHTING CO LTD. | VIVA | SBS1350-3000K |  | 13 | 900 | 10000 | 3000 | Bare-Mini-Spiral |  | 2007-08-21
VIVA GREENLIGHTING CO LTD. | VIVA | SBS13D |  | 13 | 900 | 12000 | 3000 | Bare-spiral | Dimmable | 2008-03-28
VIVA GREENLIGHTING CO LTD. | VIVA | SBS18D |  | 18 | 1200 | 10000 | 2700 | Bare-spiral | Dimmable | 2008-02-11
VIVA GREENLIGHTING CO LTD. | VIVA | SG14 |  | 14 | 890 | 10000 | 3000 | Covered globe |  | 2008-08-19
VIVA GREENLIGHTING CO LTD. | VIVA | SG14/827 |  | 14 | 870 | 10000 | 2700 | Covered globe |  | 2009-03-06
VIVA GREENLIGHTING CO LTD. | VIVA | SG15 |  | 15 | 870 | 10000 | 2700 | Covered globe |  | 2009-02-25
VIVA GREENLIGHTING CO LTD. | VIVA | SG9 |  | 9 | 590 | 10000 | 3000 | Covered globe |  | 2008-08-19
VIVA GREENLIGHTING CO LTD. | VIVA | SG9/827 |  | 9 | 590 | 10000 | 2700 | Covered globe |  | 2009-05-08
VIVA GREENLIGHTING CO LTD. | VIVA | SP11/827 |  | 11 | 680 | 10000 | 2700 | Bare-Mini-Spiral |  | 2005-03-15
VIVA GREENLIGHTING CO LTD. | VIVA | SP13S |  | 13 | 900 | 10000 | 3000 | Bare-Mini-Spiral |  | 2005-01-26
VIVA GREENLIGHTING CO LTD. | VIVA | SP13S/827 |  | 13 | 892 | 10000 | 2700 | Bare-Mini-Spiral |  | 2009-08-07
VIVA GREENLIGHTING CO LTD. | VIVA | SP13S/835 |  | 13 | 900 | 10000 | 3500 | Bare-Mini-Spiral |  | 2007-10-02
VIVA GREENLIGHTING CO LTD. | VIVA | SP13S/835 |  | 13 | 900 | 8000 | 3500 | Bare-Mini-Spiral |  | 2007-01-26
VIVA GREENLIGHTING CO LTD. | VIVA | SP19S |  | 19 | 1200 | 10000 | 3000 | Bare-Mini-Spiral |  | 2005-03-07
VIVA GREENLIGHTING CO LTD. | VIVA | SP19S/830 |  | 19 | 1200 | 10000 | 3000 | Bare-spiral |  | 2006-06-19
VIVA GREENLIGHTING CO LTD. | VIVA | SP19S/835 |  | 19 | 1200 | 10000 | 3500 | Bare-Mini-Spiral |  | 2005-02-23
VIVA GREENLIGHTING CO LTD. | VIVA | SP23S |  | 23 | 1650 | 12000 | 2700 | Bare-Mini-Spiral |  | 2010-01-25
VIVA GREENLIGHTING CO LTD. | VIVA | SP23S/835 |  | 23 | 1600 | 10000 | 3500 | Bare-spiral |  | 2005-06-22
VIVA GREENLIGHTING CO LTD. | VIVA | SP9S |  | 9 | 540 | 10000 | 3000 | Bare-Mini-Spiral |  | 2007-02-07
Wakefern/Food Corp/ShopRite | ShopRite | 26469 (CF13EL/SPIRAL/827/SHOPRITE) |  | 13 | 800 | 10000 | 2700 | Bare-Mini-Spiral |  | 2009-03-11
Wakefern/Food Corp/ShopRite | ShopRite | 26470 (CF19EL/SPIRAL/827/SHOPRITE) |  | 19 | 1200 | 10000 | 2700 | Bare-Mini-Spiral |  | 2009-03-11
Wakefern/Food Corp/ShopRite | ShopRite | 26471 (CF23EL/SPIRAL/827/SHOPRITE) |  | 23 | 1600 | 10000 | 2700 | Bare-Mini-Spiral |  | 2009-03-11
Wal-Mart Stores, Inc. | Energy Value | 320 |  | 13 | 830 | 10000 | 2700 | Bare-Mini-Spiral |  | 2008-02-15
Wal-Mart Stores, Inc. | Great Value | 76202 |  | 13 | 830 | 10000 | 2700 | Bare-Mini-Spiral |  | 2008-01-08
Wal-Mart Stores, Inc. | Great Value | 76211 |  | 9 | 500 | 10000 | 4100 | Bare-Mini-Spiral |  | 2008-09-08
Wal-Mart Stores, Inc. | Great Value | 76211 |  | 9 | 500 | 10000 | 4100 | Bare-Mini-Spiral |  | 2008-09-08
Wal-Mart Stores, Inc. | Great Value | CACFL138 |  | 13 | 900 | 10000 | 2700 | Bare-Mini-Spiral |  | 2009-07-23
Wal-Mart Stores, Inc. | Great Value | CACFLA0941K | CACFLA09241K | 9 | 350 | 8000 | 4100 | Covered A-line |  | 2008-03-11
Wal-Mart Stores, Inc. | Great Value | CACFLA14241K |  | 14 | 700 | 6000 | 4100 | Covered A-line |  | 2008-03-11
Wal-Mart Stores, Inc. | Great Value | CACFLA1441K |  | 14 | 700 | 6000 | 4100 | Covered A-line |  | 2008-03-11
Wal-Mart Stores, Inc. | Great Value | FLE10HT3/2/SW/10K | 11186 | 10 | 520 | 10000 | 2700 | Bare-spiral |  | 2010-09-20
Wal-Mart Stores, Inc. | Great Value | FLE13HT3/2/SW | 09210, 11185 | 13 | 825 | 8000 | 2700 | Bare-spiral |  | 2010-09-20
Wal-Mart Stores, Inc. | Great Value | FLE13HT3/2/SW/10K | 11263 | 13 | 825 | 10000 | 2700 | Bare-spiral |  | 2010-09-20
Wal-Mart Stores, Inc. | Great Value | FLE20HT3/2/SW/10K | 11259 | 20 | 1200 | 10000 | 2700 | Bare-spiral |  | 2010-09-20
Wal-Mart Stores, Inc. | Great Value | FLE26HT3/2/SW/10K | 11255 | 26 | 1750 | 10000 | 2700 | Bare-spiral |  | 2010-09-20
Wegmans Food Markets, Inc | Wegmans | WGS0132 | WGS0134 | 13 | 900 | 10000 | 2700 | Bare-spiral |  | 2009-02-24
Wegmans Food Markets, Inc | Wegmans | WGS0232 | WGS0234 | 23 | 1600 | 10000 | 2700 | Bare-spiral |  | 2009-02-24
Western Family Foods, Inc. | Western Family | 12733-A-FEIT/BPESL30/100T/WF |  | 13/20/25 | 1600 | 8000 | 2700 | Bare-spiral | Three-way | 2008-06-17
Western Family Foods, Inc. | Western Family | 12734-A-FEIT/BPESL15R30TMM/WF |  | 15 | 630 | 8000 | 2700 | Covered reflector |  | 2008-06-17
Western Family Foods, Inc. | Western Family | 12734-B-FEIT | ESL15BR30T | 15 | 750 | 8000 | 2700 | Covered reflector |  | 2011-04-14
Western Family Foods, Inc. | Western Family | 12735-A-FEIT/BPESL13T/D/WF |  | 13 | 800 | 8000 | 6500 | Bare-Mini-Spiral |  | 2008-06-17
Western Family Foods, Inc. | Western Family | 12735-A-FEIT/BPESL13T/D/WF |  | 13 | 800 | 8000 | 6500 | Bare-Mini-Spiral |  | 2008-06-17
Western Family Foods, Inc. | Western Family | 12737-A-FEIT/ESL13T/4/WF |  | 13 | 800 | 8000 | 2700 | Bare-Mini-Spiral |  | 2008-06-17
Western Family Foods, Inc. | Western Family | 12738-A-FEIT/ESL23TM/4/WF |  | 23 | 1600 | 8000 | 2700 | Bare-Mini-Spiral |  | 2008-06-17
Western Family Foods, Inc. | Western Family | BPESL13T/WF |  | 13 | 800 | 8000 | 2700 | Bare-Mini-Spiral |  | 2004-03-12
Western Family Foods, Inc. | Western Family | BPESL23TM/D/WF |  | 23 | 1600 | 8000 | 6500 | Bare-spiral |  | 2007-10-02
Western Family Foods, Inc. | Western Family | BPESL23TM/WF |  | 23 | 1600 | 8000 | 2700 | Bare-spiral |  | 2004-03-12
Westinghouse Lighting Corporation | Service Guaranteed | 6013900 |  | 14 | 800 | 8000 | 2700 | Covered reflector |  | 2011-10-21
Westinghouse Lighting Corporation | Westinghouse | 36609 | 26/MINITWIST/27 | 26 | 1700 | 10000 | 2700 | Bare-Mini-Spiral |  | 2005-10-10
Westinghouse Lighting Corporation | Westinghouse | 36660 | 36660 | 14 | 830 | 10000 | 4100 | Bare-spiral |  | 2011-07-01
Westinghouse Lighting Corporation | Westinghouse | 36670 |  | 5 | 270 | 10000 | 2700 | Bare-Mini-Spiral |  | 2009-06-09
Westinghouse Lighting Corporation | Westinghouse | 36677 | 14MINITWIST/50 | 14 | 850 | 10000 | 5000 | Bare-Mini-Spiral |  | 2009-02-23
Westinghouse Lighting Corporation | Westinghouse | 36692 |  | 9 | 335 | 8000 | 5000 | Covered reflector |  | 2010-04-22
Westinghouse Lighting Corporation | Westinghouse | 36694 |  | 15 | 725 | 8000 | 4100 | Covered reflector |  | 2010-12-22
Westinghouse Lighting Corporation | Westinghouse | 36695 |  | 15 | 690 | 8000 | 5000 | Covered reflector |  | 2010-12-22
Westinghouse Lighting Corporation | Westinghouse | 36697 |  | 23 | 1165 | 8000 | 4100 | Covered reflector |  | 2010-04-22
Westinghouse Lighting Corporation | Westinghouse | 36698 |  | 23 | 1165 | 8000 | 5000 | Covered reflector |  | 2010-04-22
Westinghouse Lighting Corporation | Westinghouse | 36714 |  | 11 | 500 | 8000 | 3000 | Covered reflector |  | 2010-03-11
Westinghouse Lighting Corporation | Westinghouse | 36715 |  | 11 | 485 | 8000 | 4100 | Covered reflector |  | 2010-03-11
Westinghouse Lighting Corporation | Westinghouse | 36716 |  | 11 | 460 | 8000 | 5000 | Covered reflector |  | 2010-03-11
Westinghouse Lighting Corporation | Westinghouse | 37714 |  | 13 | 880 | 10000 | 5000 | Bare-spiral |  | 2011-02-16
Westinghouse Lighting Corporation | Westinghouse | 37715 |  | 18 | 1200 | 10000 | 5000 | Bare-spiral |  | 2011-02-16
Westinghouse Lighting Corporation | Westinghouse | 37716 |  | 23 | 1600 | 10000 | 5000 | Bare-spiral |  | 2011-02-16
Westinghouse Lighting Corporation | Westinghouse | 37724 |  | 15 | 690 | 8000 | 5000 | Covered reflector |  | 2010-03-11
Westinghouse Lighting Corporation | Westinghouse | 37725 |  | 23 | 1150 | 8000 | 5000 | Covered reflector |  | 2010-03-11
Westinghouse Lighting Corporation | Westinghouse | 37900 |  | 14 | 750 | 8000 | 2700 | Covered A-line |  | 2011-06-22
Westinghouse Lighting Corporation | Westinghouse | 37901 |  | 14 | 800 | 8000 | 2700 | Covered A-line |  | 2009-09-30
Westinghouse Lighting Corporation | Westinghouse | 37902 |  | 14 | 800 | 8000 | 3500 | Covered A-line |  | 2009-09-30
Westinghouse Lighting Corporation | Westinghouse | 37905 |  | 9 | 470 | 8000 | 2700 | Covered A-line |  | 2011-02-15
Westinghouse Lighting Corporation | Westinghouse | 37917 |  | 32 | 2100 | 10000 | 2700 | Bare-Mini-Spiral |  | 2009-09-10
Westinghouse Lighting Corporation | Westinghouse | 37918 |  | 42 | 2800 | 10000 | 2700 | Bare-spiral |  | 2009-07-23
Westinghouse Lighting Corporation | Westinghouse | 37934 |  | 9 | 500 | 10000 | 2700 | Bare-spiral |  | 2009-08-03
Westinghouse Lighting Corporation | Westinghouse | 37937 |  | 9 | 500 | 10000 | 2700 | Bare-spiral |  | 2009-08-03
Westinghouse Lighting Corporation | Westinghouse | 37940 |  | 13 | 800 | 10000 | 2700 | Bare-spiral |  | 2010-03-01
Westinghouse Lighting Corporation | Westinghouse | 37941 |  | 13 | 850 | 10000 | 3500 | Bare-spiral |  | 2010-09-23
Westinghouse Lighting Corporation | Westinghouse | 37942 |  | 13 | 850 | 10000 | 3500 | Bare-spiral |  | 2010-09-23
Westinghouse Lighting Corporation | Westinghouse | 37943 |  | 13 | 800 | 10000 | 6500 | Bare-spiral |  | 2010-02-18
Westinghouse Lighting Corporation | Westinghouse | 37944 |  | 13 | 800 | 10000 | 6500 | Bare-spiral |  | 2010-02-18
Westinghouse Lighting Corporation | Westinghouse | 37945 |  | 13 | 900 | 10000 | 2700 | Bare-spiral |  | 2009-08-03
Westinghouse Lighting Corporation | Westinghouse | 37946 |  | 13 | 900 | 10000 | 2700 | Bare-Mini-Spiral |  | 2009-07-17
Westinghouse Lighting Corporation | Westinghouse | 37947 |  | 13 | 900 | 10000 | 2700 | Bare-spiral |  | 2009-08-03
Westinghouse Lighting Corporation | Westinghouse | 37948 |  | 13 | 900 | 10000 | 2700 | Bare-spiral |  | 2009-08-03
Westinghouse Lighting Corporation | Westinghouse | 37949 |  | 18 | 1100 | 10000 | 2700 | Bare-Mini-Spiral |  | 2009-07-17
Westinghouse Lighting Corporation | Westinghouse | 37950 |  | 18 | 1100 | 10000 | 2700 | Bare-spiral |  | 2009-08-03
Westinghouse Lighting Corporation | Westinghouse | 37951 |  | 18 | 1200 | 10000 | 3500 | Bare-spiral |  | 2010-11-22
Westinghouse Lighting Corporation | Westinghouse | 37952 |  | 18 | 1200 | 10000 | 3500 | Bare-spiral |  | 2010-11-22
Westinghouse Lighting Corporation | Westinghouse | 37953 |  | 18 | 1260 | 10000 | 6500 | Bare-spiral |  | 2010-06-07
Westinghouse Lighting Corporation | Westinghouse | 37954 |  | 18 | 1260 | 10000 | 6500 | Bare-spiral |  | 2010-06-07
Westinghouse Lighting Corporation | Westinghouse | 37955 |  | 23 | 1600 | 10000 | 2700 | Bare-spiral |  | 2009-08-05
Westinghouse Lighting Corporation | Westinghouse | 37956 |  | 23 | 1600 | 10000 | 2700 | Bare-spiral |  | 2009-07-30
Westinghouse Lighting Corporation | Westinghouse | 37957 |  | 23 | 1600 | 10000 | 2700 | Bare-spiral |  | 2009-08-05
Westinghouse Lighting Corporation | Westinghouse | 37958 |  | 23 | 1600 | 10000 | 3500 | Bare-spiral |  | 2010-10-06
Westinghouse Lighting Corporation | Westinghouse | 37959 |  | 23 | 1600 | 10000 | 3500 | Bare-spiral |  | 2010-10-06
Westinghouse Lighting Corporation | Westinghouse | 37960 |  | 23 | 1600 | 10000 | 6500 | Bare-spiral |  | 2010-02-18
Westinghouse Lighting Corporation | Westinghouse | 37961 |  | 23 | 1600 | 10000 | 6500 | Bare-spiral |  | 2010-02-18
Westinghouse Lighting Corporation | Westinghouse | 37962 |  | 2028-12-19 | 1800 | 10000 | 2700 | Bare-spiral | Three-way | 2009-08-04
Westinghouse Lighting Corporation | Westinghouse | 37968 |  | 9 | 300 | 8000 | 2700 | Covered reflector |  | 2011-02-23
Westinghouse Lighting Corporation | Westinghouse | 37970 |  | 15 | 650 | 8000 | 2700 | Covered reflector |  | 2009-07-24
Westinghouse Lighting Corporation | Westinghouse | 37971 |  | 15 | 800 | 8000 | 2700 | Covered reflector |  | 2009-09-10
Westinghouse Lighting Corporation | Westinghouse | 37975 |  | 23 | 1300 | 8000 | 2700 | Covered reflector |  | 2011-02-16
Westinghouse Lighting Corporation | Westinghouse | 37976 |  | 23 | 1200 | 8000 | 2700 | Covered reflector |  | 2009-09-10
Westinghouse Lighting Corporation | Westinghouse | 37979 |  | 23 | 1200 | 8000 | 2700 | Covered reflector |  | 2009-09-10
Westinghouse Lighting Corporation | Westinghouse | 37985 |  | 15 | 700 | 8000 | 3000 | Covered reflector |  | 2010-02-18
Westinghouse Lighting Corporation | Westinghouse | 37986 |  | 23 | 1200 | 8000 | 3000 | Covered reflector |  | 2010-02-18
Westinghouse Lighting Corporation | Westinghouse | 37987 |  | 9 | 320 | 8000 | 3000 | Covered reflector |  | 2010-02-18
Westinghouse Lighting Corporation | Westinghouse | 37988 |  | 13 | 900 | 10000 | 2700 | Bare-spiral |  | 2011-02-16
Westinghouse Lighting Corporation | Westinghouse | 37989 |  | 23 | 1600 | 12000 | 2700 | Bare-spiral |  | 2011-02-16
Westinghouse Lighting Corporation | Westinghouse | 38001 |  | 15 | 820 | 10000 | 2700 | Covered globe |  | 2011-02-16
Westinghouse Lighting Corporation | Westinghouse | 38002 |  | 15 | 820 | 10000 | 2700 | Covered globe |  | 2009-09-10
Westinghouse Lighting Corporation | Westinghouse | 38003 |  | 15 | 800 | 8000 | 3500 | Covered globe |  | 2009-09-15
Westinghouse Lighting Corporation | Westinghouse | 38007 | 38008 | 9 | 450 | 8000 | 2700 | Covered globe |  | 2011-06-03
Xiamen Dekkon Technology Co., Ltd. | DEK | DS09W/10/11-T2SA | DS09W/10/11-T2SA | 9 | 550 | 8000 | 2700 | Bare-spiral |  | 2011-09-29
Xiamen Dekkon Technology Co., Ltd. | DEK | DS13/14/15-T2SA | DS13/14/15-T2SA | 13 | 800 | 8000 | 2700 | Bare-spiral |  | 2011-09-29
Xiamen Dekkon Technology Co., Ltd. | DEK | DS18/20-T2SB | DS18/20-T2SB | 18 | 1100 | 8000 | 2700 | Bare-spiral |  | 2011-09-29
Xiamen Dekkon Technology Co., Ltd. | DEK | T3-SP-13W | T3-SP-13W | 13 | 900 | 8000 | 2700 | Bare-spiral |  | 2011-09-29
Xiamen Dekkon Technology Co., Ltd. | DEK | T3-SP-20W | T3-SP-20W | 20 | 1300 | 8000 | 2700 | Bare-spiral |  | 2011-09-29
Xiamen Dekkon Technology Co., Ltd. | DEK | T3-SP-23W | T3-SP-23W | 23 | 1500 | 8000 | 2700 | Bare-spiral |  | 2011-09-29
Xiamen Dekkon Technology Co., Ltd. | DEK | T3-SP-9W | T3-SP-9W | 9 | 500 | 8000 | 2700 | Bare-spiral |  | 2011-09-29
Xiamen Hi-Light Lighting Co. Ltd. | Hi-Light | HLBAT3-2U11 |  | 11 | 660 | 8000 | 2700 | Bare-twin tube |  | 2006-03-17
Xiamen Hi-Light Lighting Co. Ltd. | Hi-Light | HLBAT4-3U24W |  | 24 | 1590 | 15000 | 2700 | Bare-quadruple tube |  | 2009-12-10
Xiamen Hi-Light Lighting Co. Ltd. | Hi-Light | HLBUB-15S |  | 15 | 750 | 6000 | 2700 | Covered bullet |  | 2006-02-07
Xiamen Hi-Light Lighting Co. Ltd. | Hi-Light | HLCA-7W(E12) |  | 7 | 280 | 10000 | 2700 | Covered-Candle |  | 2009-07-10
Xiamen Hi-Light Lighting Co. Ltd. | Hi-Light | HLCA-7W(E26) |  | 7 | 280 | 10000 | 2700 | Covered-Candle |  | 2009-07-10
Xiamen Hi-Light Lighting Co. Ltd. | Hi-Light | HLGLD-12W |  | 12 | 650 | 10000 | 2700 | Covered globe |  | 2009-12-11
Xiamen Hi-Light Lighting Co. Ltd. | Hi-Light | HLGLD-15W |  | 15 | 820 | 8000 | 2700 | Covered globe |  | 2008-07-14
Xiamen Hi-Light Lighting Co. Ltd. | Hi-Light | HLLEF-7W(E12) |  | 7 | 280 | 10000 | 2700 | Covered-Candle |  | 2009-08-05
Xiamen Hi-Light Lighting Co. Ltd. | Hi-Light | HLLEF-7W(E26) |  | 7 | 280 | 10000 | 2700 | Covered-Candle |  | 2009-07-10
Xiamen Hi-Light Lighting Co. Ltd. | Hi-Light | HLLEF-9W |  | 9 | 400 | 15000 | 2700 | Covered-Candle |  | 2010-06-07
Xiamen Hi-Light Lighting Co. Ltd. | Hi-Light | HLPAR-18P |  | 18 | 950 | 15000 | 2700 | Covered reflector |  | 2009-06-11
Xiamen Hi-Light Lighting Co. Ltd. | Hi-Light | HLPAR-23P |  | 23 | 1270 | 6000 | 2700 | Covered reflector |  | 2008-12-01
Xiamen Hi-Light Lighting Co. Ltd. | Hi-Light | HLPAR120-18B |  | 18 | 950 | 10000 | 2700 | Covered reflector |  | 2010-01-12
Xiamen Hi-Light Lighting Co. Ltd. | Hi-Light | HLPAR120-23C |  | 23 | 1300 | 15000 | 2700 | Covered reflector |  | 2009-07-10
Xiamen Hi-Light Lighting Co. Ltd. | Hi-Light | HLPAR30-15P |  | 15 | 700 | 10000 | 2700 | Covered reflector |  | 2010-06-07
Xiamen Hi-Light Lighting Co. Ltd. | Hi-Light | HLPEB-18S |  | 18 | 900 | 8000 | 2700 | Covered A-line |  | 2009-03-13
Xiamen Hi-Light Lighting Co. Ltd. | Hi-Light | HLPED-15W |  | 15 | 800 | 6000 | 2700 | Covered A-line |  | 2007-06-21
Xiamen Hi-Light Lighting Co. Ltd. | Hi-Light | HLPED-15W(MINI) |  | 15 | 800 | 12000 | 2700 | Covered A-line |  | 2010-01-28
Xiamen Hi-Light Lighting Co. Ltd. | Hi-Light | HLPED-15W(MINI)(3500K) |  | 15 | 800 | 12000 | 3500 | Covered A-line |  | 2010-01-28
Xiamen Hi-Light Lighting Co. Ltd. | Hi-Light | HLPED-15W(MINIMINI) |  | 15 | 800 | 10000 | 2700 | Covered A-line |  | 2010-02-03
Xiamen Hi-Light Lighting Co. Ltd. | Hi-Light | HLPED-18W |  | 18 | 1033 | 10000 | 2700 | Covered A-line |  | 2010-01-13
Xiamen Hi-Light Lighting Co. Ltd. | Hi-Light | HLPED-23A |  | 23 | 1334 | 10000 | 2700 | Covered A-line |  | 2010-01-11
Xiamen Hi-Light Lighting Co. Ltd. | Hi-Light | HLPEI-9W |  | 9 | 520 | 10000 | 2700 | Covered A-line |  | 2009-12-04
Xiamen Hi-Light Lighting Co. Ltd. | Hi-Light | HLRE20-11W(Dimmable) |  | 11 | 400 | 10000 | 2700 | Covered reflector | Dimmable | 2010-02-03
Xiamen Hi-Light Lighting Co. Ltd. | Hi-Light | HLRE30-15E |  | 15 | 750 | 12000 | 2700 | Covered reflector |  | 2009-01-13
Xiamen Hi-Light Lighting Co. Ltd. | Hi-Light | HLRE30-15N |  | 15 | 750 | 12000 | 2700 | Covered reflector |  | 2008-12-15
Xiamen Hi-Light Lighting Co. Ltd. | Hi-Light | HLRE30-15S |  | 15 | 700 | 12000 | 2700 | Covered reflector |  | 2009-01-14
Xiamen Hi-Light Lighting Co. Ltd. | Hi-Light | HLRE30-15W |  | 15 | 750 | 15000 | 2700 | Covered reflector |  | 2010-01-07
Xiamen Hi-Light Lighting Co. Ltd. | Hi-Light | HLRE30-15W(D) |  | 15 | 750 | 10000 | 2700 | Covered reflector |  | 2009-02-12
Xiamen Hi-Light Lighting Co. Ltd. | Hi-Light | HLRE40-23W(DIMMABLE) |  | 23 | 1300 | 10000 | 2700 | Covered reflector | Dimmable | 2010-01-28
Xiamen Hi-Light Lighting Co. Ltd. | Hi-Light | HLSC-9N |  | 9 | 550 | 10000 | 2700 | Bare-Mini-Spiral |  | 2008-12-31
Xiamen Hi-Light Lighting Co. Ltd. | Hi-Light | HLSCDT3-15T |  | 15 | 1050 | 8000 | 2700 | Bare-spiral | Dimmable | 2010-05-19
Xiamen Hi-Light Lighting Co. Ltd. | Hi-Light | HLSCDT3-23W |  | 23 | 1600 | 10000 | 2700 | Bare-spiral |  | 2010-01-28
Xiamen Hi-Light Lighting Co. Ltd. | Hi-Light | HLSCT2-11W(4100K) |  | 11 | 660 | 15000 | 4100 | Bare-Mini-Spiral |  | 2009-06-19
Xiamen Hi-Light Lighting Co. Ltd. | Hi-Light | HLSCT2-11W(6500K) |  | 11 | 605 | 10000 | 6500 | Bare-spiral |  | 2008-12-11
Xiamen Hi-Light Lighting Co. Ltd. | Hi-Light | HLSCT2-13W |  | 13 | 800 | 15000 | 2700 | Bare-spiral |  | 2006-12-14
Xiamen Hi-Light Lighting Co. Ltd. | Hi-Light | HLSCT2-13W(4100K) |  | 13 | 800 | 10000 | 4100 | Bare-Mini-Spiral |  | 2008-12-29
Xiamen Hi-Light Lighting Co. Ltd. | Hi-Light | HLSCT2-14W |  | 14 | 900 | 8000 | 2700 | Bare-spiral |  | 2007-01-17
Xiamen Hi-Light Lighting Co. Ltd. | Hi-Light | HLSCT2-18W |  | 18 | 1100 | 15000 | 2700 | Bare-spiral |  | 2009-01-06
Xiamen Hi-Light Lighting Co. Ltd. | Hi-Light | HLSCT2-23A |  | 23 | 1600 | 10000 | 2700 | Bare-spiral |  | 2010-01-12
Xiamen Hi-Light Lighting Co. Ltd. | Hi-Light | HLSCT2-23W |  | 23 | 1550 | 15000 | 2700 | Bare-Mini-Spiral |  | 2009-06-11
Xiamen Hi-Light Lighting Co. Ltd. | Hi-Light | HLSCT2-9 |  | 9 | 500 | 8000 | 2700 | Bare-Mini-Spiral |  | 2006-09-05
Xiamen Hi-Light Lighting Co. Ltd. | Hi-Light | HLSCT2-9B |  | 9 | 550 | 10000 | 2700 | Bare-spiral |  | 2010-05-19
Xiamen Hi-Light Lighting Co. Ltd. | Hi-Light | HLSCT2-9W |  | 9 | 530 | 10000 | 2700 | Bare-Mini-Spiral |  | 2008-12-31
Xiamen Hi-Light Lighting Co. Ltd. | Hi-Light | HLSCT2-9W(4100K) |  | 9 | 530 | 10000 | 4100 | Bare-Mini-Spiral |  | 2008-12-29
Xiamen Hi-Light Lighting Co. Ltd. | Hi-Light | HLSCT2-9W(6500K) |  | 9 | 510 | 12000 | 6500 | Bare-Mini-Spiral |  | 2009-02-13
Xiamen Hi-Light Lighting Co. Ltd. | Hi-Light | HLSCT3-11(mini) |  | 11 | 710 | 8000 | 2700 | Bare-Mini-Spiral |  | 2005-07-29
Xiamen Hi-Light Lighting Co. Ltd. | Hi-Light | HLSCT3-11W(3500K) |  | 11 | 750 | 12000 | 3500 | Bare-Mini-Spiral |  | 2009-09-16
Xiamen Hi-Light Lighting Co. Ltd. | Hi-Light | HLSCT3-11W(4100K) |  | 11 | 660 | 15000 | 4100 | Bare-Mini-Spiral |  | 2009-06-11
Xiamen Hi-Light Lighting Co. Ltd. | Hi-Light | HLSCT3-13B(6500K) |  | 13 | 900 | 10000 | 6500 | Bare-spiral |  | 2010-05-19
Xiamen Hi-Light Lighting Co. Ltd. | Hi-Light | HLSCT3-13T |  | 13 | 900 | 12000 | 2700 | Bare-spiral |  | 2008-11-14
Xiamen Hi-Light Lighting Co. Ltd. | Hi-Light | HLSCT3-13W |  | 13 | 900 | 12000 | 2700 | Bare-spiral |  | 2007-06-07
Xiamen Hi-Light Lighting Co. Ltd. | Hi-Light | HLSCT3-13W (4100K) |  | 13 | 840 | 8000 | 4100 | Bare-spiral |  | 2008-08-13
Xiamen Hi-Light Lighting Co. Ltd. | Hi-Light | HLSCT3-13W(3500K) |  | 13 | 900 | 15000 | 3500 | Bare-Mini-Spiral |  | 2009-09-15
Xiamen Hi-Light Lighting Co. Ltd. | Hi-Light | HLSCT3-13W(E12) |  | 13 | 900 | 10000 | 2700 | Bare-spiral |  | 2010-06-28
Xiamen Hi-Light Lighting Co. Ltd. | Hi-Light | HLSCT3-18W |  | 18 | 1295 | 15000 | 2700 | Bare-spiral |  | 2010-01-12
Xiamen Hi-Light Lighting Co. Ltd. | Hi-Light | HLSCT3-18W (4100K) |  | 18 | 1250 | 8000 | 4100 | Bare-spiral |  | 2008-03-05
Xiamen Hi-Light Lighting Co. Ltd. | Hi-Light | HLSCT3-18W (6500K) |  | 18 | 1150 | 8000 | 6500 | Bare-spiral |  | 2008-01-28
Xiamen Hi-Light Lighting Co. Ltd. | Hi-Light | HLSCT3-18W 3500K | HLSCT3-18W 3500K | 18 | 1250 | 10000 | 3500 | Bare-spiral |  | 2011-11-04
Xiamen Hi-Light Lighting Co. Ltd. | Hi-Light | HLSCT3-23S |  | 23 | 1600 | 12000 | 2700 | Bare-Mini-Spiral |  | 2008-12-17
Xiamen Hi-Light Lighting Co. Ltd. | Hi-Light | HLSCT3-23W (6500K) |  | 23 | 1500 | 10000 | 6500 | Bare-spiral |  | 2008-01-07
Xiamen Hi-Light Lighting Co. Ltd. | Hi-Light | HLSCT3-23W(3500K) |  | 23 | 1700 | 12000 | 3500 | Bare-Mini-Spiral |  | 2009-09-16
Xiamen Hi-Light Lighting Co. Ltd. | Hi-Light | HLSCT3-25W(4100K) |  | 25 | 1700 | 10000 | 4100 | Bare-spiral |  | 2010-06-01
Xiamen Hi-Light Lighting Co. Ltd. | Hi-Light | HLSCT3-25W(6500K) |  | 25 | 1700 | 10000 | 6500 | Bare-spiral |  | 2010-04-12
Xiamen Hi-Light Lighting Co. Ltd. | Hi-Light | HLSCT3-30W |  | 30 | 2000 | 12000 | 2700 | Bare-spiral |  | 2008-03-10
Xiamen Hi-Light Lighting Co. Ltd. | Hi-Light | HLSCT3-30W(6500K) |  | 30 | 1900 | 10000 | 6500 | Bare-spiral |  | 2010-05-03
Xiamen Hi-Light Lighting Co. Ltd. | Hi-Light | HLSCT3-7(mini) |  | 7 | 450 | 8000 | 2700 | Bare-Mini-Spiral |  | 2005-07-29
Xiamen Hi-Light Lighting Co. Ltd. | Hi-Light | HLSCT3-9W(3500K) |  | 9 | 700 | 10000 | 3500 | Bare-spiral |  | 2010-06-28
Xiamen Hi-Light Lighting Co. Ltd. | Hi-Light | HLSCT3-9W(6500K) |  | 9 | 550 | 12000 | 6500 | Bare-Mini-Spiral |  | 2009-06-11
Xiamen Hi-Light Lighting Co. Ltd. | Hi-Light | HLSCT4-25W |  | 25 | 1600 | 8000 | 2700 | Bare-spiral |  | 2008-08-22
Xiamen Hi-Light Lighting Co. Ltd. | Hi-Light |  |  | 20 | 1200 | 6000 | 2700 | Bare-spiral |  | 2006-03-17
Xiamen Longstar Lighting Company, Ltd. | Longstar | FE-G25A-9W |  | 9 | 470 | 8000 | 2700 | Covered globe |  | 2009-03-12
Xiamen Longstar Lighting Company, Ltd. | Longstar | FE-GU-14W |  | 14 | 800 | 8000 | 2700 | Covered A-line |  | 2009-03-12
Xiamen Longstar Lighting Company, Ltd. | Longstar | FE-GU-14W/27 |  | 14 | 800 | 8000 | 2700 | Covered A-line |  | 2011-01-19
Xiamen Longstar Lighting Company, Ltd. | Longstar | FE-GU-18W |  | 18 | 1100 | 8000 | 2700 | Covered A-line |  | 2011-01-12
Xiamen Longstar Lighting Company, Ltd. | Longstar | FE-GU-7W |  | 7 | 450 | 10000 | 2700 | Covered A-line | Three-way | 2008-02-05
Xiamen Longstar Lighting Company, Ltd. | Longstar | FE-GU-7W/27 |  | 7 | 380 | 8000 | 2700 | Covered A-line |  | 2011-01-26
Xiamen Longstar Lighting Company, Ltd. | Longstar | FE-GU-9W/50 |  | 9 | 450 | 8000 | 5000 | Covered A-line |  | 2011-01-20
Xiamen Longstar Lighting Company, Ltd. | Longstar | FE-IIS-13W | FE-IIS-13W/WV | 13 | 900 | 12000 | 2700 | Bare-Mini-Spiral |  | 2005-07-31
Xiamen Longstar Lighting Company, Ltd. | Longstar | FE-IIS-13W/50 |  | 13 | 900 | 10000 | 5000 | Bare-spiral |  | 2009-10-23
Xiamen Longstar Lighting Company, Ltd. | Longstar | FE-IIS-15W | FE-IIS-15W/WT | 15 | 950 | 12000 | 2700 | Bare-Mini-Spiral |  | 2005-07-31
Xiamen Longstar Lighting Company, Ltd. | Longstar | FE-IIS-18W |  | 18 | 1200 | 12000 | 2700 | Bare-Mini-Spiral |  | 2009-03-06
Xiamen Longstar Lighting Company, Ltd. | Longstar | FE-IIS-18W/50 |  | 18 | 1300 | 10000 | 5000 | Bare-spiral |  | 2009-10-23
Xiamen Longstar Lighting Company, Ltd. | Longstar | FE-IIS-23W | FE-IIS-23W/WT, FE-IIS-23W/WS, FE-IIS-23W/WV | 23 | 1650 | 12000 | 2700 | Bare-Mini-Spiral |  | 2005-07-31
Xiamen Longstar Lighting Company, Ltd. | Longstar | FE-IIS-23W/27 |  | 23 | 1600 | 15000 | 2700 | Bare-spiral |  | 2009-12-29
Xiamen Longstar Lighting Company, Ltd. | Longstar | FE-IIS-23W/50 |  | 23 | 1600 | 10000 | 5000 | Bare-spiral |  | 2009-10-23
Xiamen Longstar Lighting Company, Ltd. | Longstar | FE-IIS-26W/27 |  | 26 | 1600 | 12000 | 2700 | Bare-spiral |  | 2011-01-12
Xiamen Longstar Lighting Company, Ltd. | Longstar | FE-IIS-30W |  | 30 | 2100 | 10000 | 2700 | Bare-spiral |  | 2009-10-20
Xiamen Longstar Lighting Company, Ltd. | Longstar | FE-IIS-9W |  | 9 | 550 | 12000 | 2700 | Bare-Mini-Spiral |  | 2009-03-06
Xiamen Longstar Lighting Company, Ltd. | Longstar | FE-IISB-11W | FE-IISB-11W/WV, FE-IISB-11W/WS | 11 | 740 | 10000 | 2700 | Bare-Mini-Spiral |  | 2007-04-18
Xiamen Longstar Lighting Company, Ltd. | Longstar | FE-IISB-13W | FE-IISB-13W/WV | 13 | 950 | 15000 | 2700 | Bare-Mini-Spiral |  | 2008-11-04
Xiamen Longstar Lighting Company, Ltd. | Longstar | FE-IISB-13W/30 |  | 13 | 870 | 10000 | 3000 | Bare-spiral |  | 2009-10-23
Xiamen Longstar Lighting Company, Ltd. | Longstar | FE-IISB-14W/27 |  | 14 | 900 | 12000 | 2700 | Bare-spiral |  | 2010-01-06
Xiamen Longstar Lighting Company, Ltd. | Longstar | FE-IISB-14W/30 |  | 14 | 875 | 12000 | 3000 | Bare-Mini-Spiral |  | 2009-10-15
Xiamen Longstar Lighting Company, Ltd. | Longstar | FE-IISB-14W/35 |  | 14 | 885 | 12000 | 3500 | Bare-Mini-Spiral |  | 2009-10-15
Xiamen Longstar Lighting Company, Ltd. | Longstar | FE-IISB-14W/41 |  | 14 | 830 | 10000 | 4100 | Bare-Mini-Spiral |  | 2009-03-12
Xiamen Longstar Lighting Company, Ltd. | Longstar | FE-IISB-14W/50 |  | 14 | 850 | 10000 | 5000 | Bare-Mini-Spiral |  | 2008-06-18
Xiamen Longstar Lighting Company, Ltd. | Longstar | FE-IISB-14W/65 |  | 14 | 900 | 10000 | 6500 | Bare-spiral |  | 2011-01-19
Xiamen Longstar Lighting Company, Ltd. | Longstar | FE-IISB-18W/30 |  | 18 | 1200 | 10000 | 3000 | Bare-spiral |  | 2009-10-23
Xiamen Longstar Lighting Company, Ltd. | Longstar | FE-IISB-19W |  | 19 | 1250 | 15000 | 2700 | Bare-Mini-Spiral |  | 2007-10-05
Xiamen Longstar Lighting Company, Ltd. | Longstar | FE-IISB-19W/30 |  | 19 | 1200 | 10000 | 3000 | Bare-spiral |  | 2009-07-08
Xiamen Longstar Lighting Company, Ltd. | Longstar | FE-IISB-19W/30 |  | 19 | 1275 | 12000 | 3000 | Bare-spiral |  | 2009-10-15
Xiamen Longstar Lighting Company, Ltd. | Longstar | FE-IISB-19W/35 |  | 19 | 1200 | 10000 | 3500 | Bare-spiral |  | 2009-07-08
Xiamen Longstar Lighting Company, Ltd. | Longstar | FE-IISB-19W/41 |  | 19 | 1200 | 10000 | 4100 | Bare-spiral |  | 2009-07-08
Xiamen Longstar Lighting Company, Ltd. | Longstar | FE-IISB-19W/50 |  | 19 | 1200 | 10000 | 5000 | Bare-spiral |  | 2009-07-08
Xiamen Longstar Lighting Company, Ltd. | Longstar | FE-IISB-23W/27 |  | 23 | 1600 | 12000 | 2700 | Bare-spiral |  | 2010-01-04
Xiamen Longstar Lighting Company, Ltd. | Longstar | FE-IISB-23W/27K | FE-IISB-23W/27K | 23 | 1600 | 12000 | 2700 | Bare-Spiral |  | 2011-09-09
Xiamen Longstar Lighting Company, Ltd. | Longstar | FE-IISB-23W/30 |  | 23 | 1600 | 12000 | 3000 | Bare-spiral |  | 2009-10-15
Xiamen Longstar Lighting Company, Ltd. | Longstar | FE-IISB-23W/35 |  | 23 | 1600 | 10000 | 3500 | Bare-spiral |  | 2009-07-08
Xiamen Longstar Lighting Company, Ltd. | Longstar | FE-IISB-23W/41 |  | 23 | 1600 | 10000 | 4100 | Bare-spiral |  | 2009-07-08
Xiamen Longstar Lighting Company, Ltd. | Longstar | FE-IISB-23W/50 |  | 23 | 1600 | 10000 | 5000 | Bare-spiral |  | 2009-07-08
Xiamen Longstar Lighting Company, Ltd. | Longstar | FE-IISB-23W/65 |  | 23 | 1600 | 12000 | 6500 | Bare-spiral |  | 2011-01-19
Xiamen Longstar Lighting Company, Ltd. | Longstar | FE-IISB-26W |  | 26 | 1700 | 15000 | 2700 | Bare-Mini-Spiral |  | 2007-10-05
Xiamen Longstar Lighting Company, Ltd. | Longstar | FE-IISB-26W/41 |  | 26 | 1700 | 10000 | 4100 | Bare-spiral |  | 2009-07-08
Xiamen Longstar Lighting Company, Ltd. | Longstar | FE-IISB-9W | FE-IISB-9W/WV | 9 | 550 | 10000 | 2700 | Bare-Mini-Spiral |  | 2007-02-06
Xiamen Longstar Lighting Company, Ltd. | Longstar | FE-IISB-9W/30 |  | 9 | 470 | 12000 | 3000 | Bare-spiral |  | 2009-10-23
Xiamen Longstar Lighting Company, Ltd. | Longstar | FE-IISB-9W/3500K |  | 9 | 490 | 10000 | 3500 | Bare-Mini-Spiral |  | 2009-10-26
Xiamen Longstar Lighting Company, Ltd. | Longstar | FE-IISB-9W/41 |  | 9 | 470 | 10000 | 4100 | Bare-Mini-Spiral |  | 2009-03-12
Xiamen Longstar Lighting Company, Ltd. | Longstar | FE-IISB-9W/50 |  | 9 | 520 | 10000 | 5000 | Bare-Mini-Spiral |  | 2008-06-18
Xiamen Longstar Lighting Company, Ltd. | Longstar | FE-IISB-9W/65 |  | 9 | 500 | 12000 | 6500 | Bare-spiral |  | 2011-01-20
Xiamen Longstar Lighting Company, Ltd. | Longstar | FE-ISD-15W |  | 15 | 900 | 10000 | 2700 | Bare-spiral | Dimmable | 2009-06-09
Xiamen Longstar Lighting Company, Ltd. | Longstar | FE-ISD-20W |  | 20 | 1200 | 10000 | 2700 | Bare-spiral | Dimmable | 2009-06-09
Xiamen Longstar Lighting Company, Ltd. | Longstar | FE-ISD-23W |  | 23 | 1600 | 10000 | 2700 | Bare-spiral | Dimmable | 2009-06-09
Xiamen Longstar Lighting Company, Ltd. | Longstar | FE-ISL-42W/27 |  | 42 | 2650 | 12000 | 2700 | Bare-spiral |  | 2011-01-13
Xiamen Longstar Lighting Company, Ltd. | Longstar | FE-ISM-25W/50 |  | 25 | 1600 | 10000 | 5000 | Bare-spiral | Three-way | 2011-01-31
Xiamen Longstar Lighting Company, Ltd. | Longstar | FE-ISM-26W/27 |  | 2026-11-20 | 1700 | 10000 | 2700 | Bare-spiral | Three-way | 2009-10-20
Xiamen Longstar Lighting Company, Ltd. | Longstar | FE-ISM-26W/35 |  | 2026-11-20 | 1700 | 10000 | 3500 | Bare-spiral | Three-way | 2009-06-29
Xiamen Longstar Lighting Company, Ltd. | Longstar | FE-ISM-30W |  | 1930-12-23 | 2200 | 10000 | 2700 | Bare-spiral | Three-way | 2009-10-26
Xiamen Longstar Lighting Company, Ltd. | Longstar | FE-R20-14W |  | 14 | 470 | 10000 | 2700 | Covered reflector |  | 2008-09-25
Xiamen Longstar Lighting Company, Ltd. | Longstar | FE-R30-15W | FE-R30-15W/WE | 15 | 750 | 8000 | 2700 | Covered reflector |  | 2009-05-12
Xiamen Longstar Lighting Company, Ltd. | Longstar | FE-R30-15W/27 |  | 15 | 700 | 8000 | 2700 | Covered reflector |  | 2010-01-11
Xiamen Longstar Lighting Company, Ltd. | Longstar | FE-R30-15W/27K |  | 15 | 750 | 8000 | 2700 | Covered reflector |  | 2011-01-20
Xiamen Longstar Lighting Company, Ltd. | Longstar | FE-R30D-15W |  | 15 | 700 | 8000 | 2700 | Covered reflector | Dimmable | 2009-06-09
Xiamen Longstar Lighting Company, Ltd. | Longstar | FE-R38-20W |  | 20 | 960 | 8000 | 2700 | Covered reflector |  | 2010-01-11
Xiamen Longstar Lighting Company, Ltd. | Longstar | FE-R38-20W/27 |  | 20 | 900 | 8000 | 2700 | Covered reflector |  | 2009-04-20
Xiamen Longstar Lighting Company, Ltd. | Longstar | FE-R38-20W/41 |  | 20 | 900 | 8000 | 4100 | Covered reflector |  | 2009-06-08
Xiamen Longstar Lighting Company, Ltd. | Longstar | FE-R38-23W |  | 23 | 1250 | 8000 | 2700 | Covered reflector |  | 2009-10-20
Xiamen Longstar Lighting Company, Ltd. | Longstar | FE-R40-20W/41 |  | 20 | 900 | 8000 | 4100 | Covered reflector |  | 2009-06-08
Xiamen Longstar Lighting Company, Ltd. | Longstar | FE-R40-23W |  | 23 | 1250 | 8000 | 2700 | Covered reflector |  | 2009-10-20
Xiamen Longstar Lighting Company, Ltd. | Longstar | FE-R40D-20W |  | 20 | 950 | 8000 | 2700 | Covered reflector | Dimmable | 2009-06-09
Xiamen Longstar Lighting Company, Ltd. | Longstar | FE-US-13W | FE-US-13W/WV | 13 | 940 | 10000 | 2700 | Bare-Mini-Spiral |  | 2007-03-20
Xiamen Longstar Lighting Company, Ltd. | Longstar | FE-US-15WA |  | 15 | 900 | 10000 | 2700 | Bare-Mini-Spiral |  | 2007-03-20
Xiamen Longstar Lighting Company, Ltd. | Longstar | FE-US-20W | FE-US-20W/WV | 20 | 1200 | 10000 | 2700 | Bare-Mini-Spiral |  | 2007-08-31
Xiamen Topstar Lighting Co., Ltd. | Topstar | BLAQ09-T3 A 6500K |  | 9 | 520 | 10000 | 6500 | Bare-spiral |  | 2010-05-26
Xiamen Topstar Lighting Co., Ltd. | Topstar | BLCA3U15B |  | 15 | 850 | 8000 | 2700 | Bare-Triple Tube |  | 2010-03-12
Xiamen Topstar Lighting Co., Ltd. | Topstar | BLCA3U20B |  | 20 | 1240 | 8000 | 2700 | Bare-Triple Tube |  | 2010-06-11
Xiamen Topstar Lighting Co., Ltd. | Topstar | BLCA4U27 |  | 27 | 1705 | 8000 | 2700 | Bare-quadruple tube |  | 2010-05-26
Xiamen Topstar Lighting Co., Ltd. | Topstar | BLDA05-T3Q |  | 5 | 215 | 10000 | 2700 | Covered A-line |  | 2010-01-21
Xiamen Topstar Lighting Co., Ltd. | Topstar | BLDA09-T2Q |  | 9 | 450 | 10000 | 2700 | Covered globe |  | 2010-01-19
Xiamen Topstar Lighting Co., Ltd. | Topstar | BLDA10-T2Q |  | 11 | 505 | 10000 | 2700 | Covered A-line |  | 2010-01-26
Xiamen Topstar Lighting Co., Ltd. | Topstar | BLDA10-T2Q 6500K |  | 10 | 460 | 10000 | 6500 | Covered A-line |  | 2010-04-13
Xiamen Topstar Lighting Co., Ltd. | Topstar | BLDA10-T2Q 6500K E12 |  | 10 | 460 | 10000 | 6500 | Covered A-line |  | 2010-05-07
Xiamen Topstar Lighting Co., Ltd. | Topstar | BLDA10-T2Q E12 |  | 10 | 505 | 10000 | 2700 | Covered A-line |  | 2010-01-21
Xiamen Topstar Lighting Co., Ltd. | Topstar | BLDA11-T3Q |  | 11 | 450 | 10000 | 2700 | Covered A-line |  | 2010-03-19
Xiamen Topstar Lighting Co., Ltd. | Topstar | BLDA13-T2Q |  | 13 | 600 | 10000 | 2700 | Covered A-line |  | 2009-09-03
Xiamen Topstar Lighting Co., Ltd. | Topstar | BLDA15B-T3Q |  | 15 | 880 | 8000 | 2700 | Covered A-line |  | 2010-01-20
Xiamen Topstar Lighting Co., Ltd. | Topstar | BLDA15B1-T3Q |  | 15 | 810 | 10000 | 2700 | Covered A-line |  | 2010-03-04
Xiamen Topstar Lighting Co., Ltd. | Topstar | BLDA15C-T3Q |  | 15 | 825 | 10000 | 2700 | Covered A-line |  | 2006-10-18
Xiamen Topstar Lighting Co., Ltd. | Topstar | BLDA20-T3Q |  | 20 | 1100 | 10000 | 2700 | Covered A-line |  | 2006-10-16
Xiamen Topstar Lighting Co., Ltd. | Topstar | BLFA09-T3P |  | 9 | 400 | 8000 | 2700 | Covered-Candle |  | 2010-05-07
Xiamen Topstar Lighting Co., Ltd. | Topstar | BLFA09-T3P E12 |  | 9 | 400 | 8000 | 2700 | Covered-Candle |  | 2010-05-07
Xiamen Topstar Lighting Co., Ltd. | Topstar | BLFA2U05-E12 |  | 5 | 200 | 6000 | 2700 | Covered-Candle |  | 2010-01-19
Xiamen Topstar Lighting Co., Ltd. | Topstar | BLFA2U05-E26 |  | 5 | 200 | 6000 | 2700 | Covered-Candle |  | 2010-06-16
Xiamen Topstar Lighting Co., Ltd. | Topstar | BLFA2U05B |  | 5 | 200 | 8000 | 2700 | Covered-Candle |  | 2010-01-28
Xiamen Topstar Lighting Co., Ltd. | Topstar | BLFA2U05B E12 |  | 5 | 200 | 8000 | 2700 | Covered-Candle |  | 2010-04-09
Xiamen Topstar Lighting Co., Ltd. | Topstar | BLFA2U07-E12 |  | 7 | 370 | 6000 | 2700 | Covered-Candle |  | 2010-01-20
Xiamen Topstar Lighting Co., Ltd. | Topstar | BLFA2U07-E26 |  | 7 | 370 | 6000 | 2700 | Covered-Candle |  | 2003-08-26
Xiamen Topstar Lighting Co., Ltd. | Topstar | BLFA2U09-E12 |  | 9 | 430 | 6000 | 2700 | Covered-Candle |  | 2009-12-11
Xiamen Topstar Lighting Co., Ltd. | Topstar | BLFA2U09-E12 |  | 9 | 430 | 6000 | 2700 | Covered-Candle |  | 2009-12-11
Xiamen Topstar Lighting Co., Ltd. | Topstar | BLFA2U09-E26 |  | 9 | 430 | 6000 | 2700 | Covered-Candle |  | 2010-06-16
Xiamen Topstar Lighting Co., Ltd. | Topstar | BLFA2U09B |  | 9 | 430 | 10000 | 2700 | Covered-Candle |  | 2010-06-10
Xiamen Topstar Lighting Co., Ltd. | Topstar | BLFA2U09B E12 |  | 9 | 430 | 10000 | 2700 | Covered-Candle |  | 2010-06-10
Xiamen Topstar Lighting Co., Ltd. | Topstar | BLGA10-T2Q |  | 10 | 500 | 10000 | 2700 | Covered globe |  | 2009-09-03
Xiamen Topstar Lighting Co., Ltd. | Topstar | BLGA10-T2Q 6500K |  | 10 | 450 | 10000 | 6500 | Covered globe |  | 2010-01-15
Xiamen Topstar Lighting Co., Ltd. | Topstar | BLGA11-T3Q |  | 11 | 450 | 10000 | 2700 | Covered globe |  | 2010-03-04
Xiamen Topstar Lighting Co., Ltd. | Topstar | BLGA15B-T3Q |  | 15 | 740 | 10000 | 2700 | Covered globe |  | 2010-03-04
Xiamen Topstar Lighting Co., Ltd. | Topstar | BLGA15C-T3Q |  | 15 | 800 | 10000 | 2700 | Covered globe |  | 2006-10-17
Xiamen Topstar Lighting Co., Ltd. | Topstar | BLGA20-T3Q |  | 20 | 1050 | 6000 | 2700 | Covered globe |  | 2011-01-19
Xiamen Topstar Lighting Co., Ltd. | Topstar | BLHA10-T2Q |  | 11 | 500 | 10000 | 2700 | Covered bullet |  | 2006-10-17
Xiamen Topstar Lighting Co., Ltd. | Topstar | BLHA20-T3Q |  | 20 | 1050 | 6000 | 2700 | Covered bullet |  | 2010-06-16
Xiamen Topstar Lighting Co., Ltd. | Topstar | BLHA20B-T3Q |  | 20 | 1100 | 10000 | 2700 | Covered bullet |  | 2006-10-18
Xiamen Topstar Lighting Co., Ltd. | Topstar | BLHA26-T3Q |  | 26 | 1350 | 10000 | 2700 | Covered bullet |  | 2006-10-18
Xiamen Topstar Lighting Co., Ltd. | Topstar | BLHA3U11-POST |  | 11 | 500 | 6000 | 2700 | Covered-post |  | 2010-12-22
Xiamen Topstar Lighting Co., Ltd. | Topstar | BLJA3U11-R20 |  | 11 | 380 | 8000 | 2700 | Covered reflector |  | 2004-12-29
Xiamen Topstar Lighting Co., Ltd. | Topstar | BLQA08-T2 |  | 8 | 450 | 12000 | 2700 | Bare-spiral |  | 2011-01-19
Xiamen Topstar Lighting Co., Ltd. | Topstar | BLQA08-T2 4000K |  | 8 | 450 | 12000 | 4100 | Bare-spiral |  | 2011-01-14
Xiamen Topstar Lighting Co., Ltd. | Topstar | BLQA08-T2 6500K |  | 8 | 430 | 12000 | 6500 | Bare-spiral |  | 2011-01-18
Xiamen Topstar Lighting Co., Ltd. | Topstar | BLQA09-T3 |  | 10 | 550 | 8000 | 2700 | Bare-spiral |  | 2002-05-01
Xiamen Topstar Lighting Co., Ltd. | Topstar | BLQA09-T3 10K |  | 9 | 550 | 10000 | 2700 | Bare-spiral |  | 2009-08-18
Xiamen Topstar Lighting Co., Ltd. | Topstar | BLQA09-T3 3500K |  | 9 | 550 | 8000 | 3500 | Bare-spiral |  | 2009-10-27
Xiamen Topstar Lighting Co., Ltd. | Topstar | BLQA09-T3 4000K |  | 9 | 550 | 8000 | 4100 | Bare-spiral |  | 2009-08-14
Xiamen Topstar Lighting Co., Ltd. | Topstar | BLQA09-T3 4000K 10K |  | 9 | 550 | 10000 | 4100 | Bare-Mini-Spiral |  | 2009-10-22
Xiamen Topstar Lighting Co., Ltd. | Topstar | BLQA09-T3 6500K |  | 9 | 520 | 8000 | 6500 | Bare-Mini-Spiral |  | 2006-12-12
Xiamen Topstar Lighting Co., Ltd. | Topstar | BLQA09-T3 6500K 10K |  | 9 | 520 | 10000 | 6500 | Bare-Mini-Spiral |  | 2009-10-22
Xiamen Topstar Lighting Co., Ltd. | Topstar | BLQA09-T3 A |  | 9 | 550 | 10000 | 2700 | Bare-spiral |  | 2010-05-26
Xiamen Topstar Lighting Co., Ltd. | Topstar | BLQA09-T3 A 3500K |  | 9 | 550 | 10000 | 3500 | Bare-spiral |  | 2010-06-15
Xiamen Topstar Lighting Co., Ltd. | Topstar | BLQA09-T3 A 4000K |  | 9 | 550 | 10000 | 4100 | Bare-spiral |  | 2010-05-20
Xiamen Topstar Lighting Co., Ltd. | Topstar | BLQA09-T3-3500K |  | 9 | 550 | 8000 | 3500 | Bare-Mini-Spiral |  | 2008-10-02
Xiamen Topstar Lighting Co., Ltd. | Topstar | BLQA10-T2 |  | 10 | 580 | 12000 | 2700 | Bare-Mini-Spiral |  | 2009-09-04
Xiamen Topstar Lighting Co., Ltd. | Topstar | BLQA10-T2 4100K |  | 10 | 580 | 12000 | 4100 | Bare-spiral |  | 2009-09-04
Xiamen Topstar Lighting Co., Ltd. | Topstar | BLQA10-T2 6500K |  | 10 | 550 | 12000 | 6500 | Bare-Mini-Spiral |  | 2009-07-27
Xiamen Topstar Lighting Co., Ltd. | Topstar | BLQA10-T3 |  | 10 | 550 | 12000 | 2700 | Bare-spiral |  | 2010-10-01
Xiamen Topstar Lighting Co., Ltd. | Topstar | BLQA10-T3 4000K |  | 10 | 550 | 12000 | 4100 | Bare-spiral |  | 2010-10-12
Xiamen Topstar Lighting Co., Ltd. | Topstar | BLQA10-T3 6500K |  | 10 | 550 | 12000 | 6500 | Bare-spiral |  | 2010-10-01
Xiamen Topstar Lighting Co., Ltd. | Topstar | BLQA10B-T2 |  | 10 | 580 | 8000 | 2700 | Bare-Mini-Spiral |  | 2008-01-03
Xiamen Topstar Lighting Co., Ltd. | Topstar | BLQA10B-T2 4000K |  | 10 | 580 | 8000 | 4100 | Bare-Mini-Spiral |  | 2008-01-14
Xiamen Topstar Lighting Co., Ltd. | Topstar | BLQA10B-T2 6500K |  | 10 | 550 | 8000 | 6500 | Bare-Mini-Spiral |  | 2008-01-14
Xiamen Topstar Lighting Co., Ltd. | Topstar | BLQA10C-T3 |  | 10 | 500 | 12000 | 2700 | Bare-Mini-Spiral |  | 2010-03-17
Xiamen Topstar Lighting Co., Ltd. | Topstar | BLQA10D-T3 |  | 10 | 530 | 8000 | 2700 | Bare-Mini-Spiral |  | 2009-10-27
Xiamen Topstar Lighting Co., Ltd. | Topstar | BLQA10D-T3 4000K |  | 10 | 530 | 8000 | 4100 | Bare-spiral |  | 2009-09-09
Xiamen Topstar Lighting Co., Ltd. | Topstar | BLQA10D-T3 6500K |  | 10 | 500 | 8000 | 6500 | Bare-spiral |  | 2009-09-09
Xiamen Topstar Lighting Co., Ltd. | Topstar | BLQA10E-T3 |  | 10 | 530 | 12000 | 2700 | Bare-spiral |  | 2009-09-04
Xiamen Topstar Lighting Co., Ltd. | Topstar | BLQA10E-T3 4000K |  | 10 | 530 | 12000 | 4100 | Bare-Mini-Spiral |  | 2009-07-24
Xiamen Topstar Lighting Co., Ltd. | Topstar | BLQA10E-T3 6500K |  | 10 | 500 | 12000 | 6500 | Bare-spiral |  | 2009-09-02
Xiamen Topstar Lighting Co., Ltd. | Topstar | BLQA11-R20 |  | 11 | 380 | 10000 | 2700 | Covered reflector |  | 2010-04-16
Xiamen Topstar Lighting Co., Ltd. | Topstar | BLQA11B-R20 |  | 11 | 400 | 10000 | 2700 | Covered reflector |  | 2010-01-21
Xiamen Topstar Lighting Co., Ltd. | Topstar | BLQA11B-R20 6500K |  | 11 | 380 | 10000 | 6500 | Covered reflector |  | 2010-01-15
Xiamen Topstar Lighting Co., Ltd. | Topstar | BLQA12-T2P |  | 12 | 750 | 12000 | 2700 | Bare-spiral |  | 2011-01-13
Xiamen Topstar Lighting Co., Ltd. | Topstar | BLQA12-T2P 4000K |  | 12 | 700 | 12000 | 4100 | Bare-spiral |  | 2011-01-19
Xiamen Topstar Lighting Co., Ltd. | Topstar | BLQA12-T2P 6500K |  | 12 | 700 | 12000 | 6500 | Bare-spiral |  | 2011-01-19
Xiamen Topstar Lighting Co., Ltd. | Topstar | BLQA13-T2 |  | 13 | 870 | 12000 | 2700 | Bare-Mini-Spiral |  | 2006-10-17
Xiamen Topstar Lighting Co., Ltd. | Topstar | BLQA13-T2 4100K |  | 13 | 850 | 12000 | 4100 | Bare-Mini-Spiral |  | 2009-09-21
Xiamen Topstar Lighting Co., Ltd. | Topstar | BLQA13-T2 6500K |  | 13 | 825 | 12000 | 6500 | Bare-Mini-Spiral |  | 2009-07-24
Xiamen Topstar Lighting Co., Ltd. | Topstar | BLQA13-T3 |  | 13 | 825 | 8000 | 2700 | Bare-spiral |  | 2009-04-14
Xiamen Topstar Lighting Co., Ltd. | Topstar | BLQA13-T3 10K |  | 13 | 800 | 10000 | 2700 | Bare-spiral |  | 2009-08-18
Xiamen Topstar Lighting Co., Ltd. | Topstar | BLQA13-T3 3500K |  | 13 | 800 | 8000 | 3500 | Bare-spiral |  | 2009-10-23
Xiamen Topstar Lighting Co., Ltd. | Topstar | BLQA13-T3 4000K |  | 13 | 800 | 8000 | 4100 | Bare-spiral |  | 2009-09-03
Xiamen Topstar Lighting Co., Ltd. | Topstar | BLQA13-T3 4000K 10K |  | 13 | 800 | 10000 | 4100 | Bare-spiral |  | 2009-08-18
Xiamen Topstar Lighting Co., Ltd. | Topstar | BLQA13-T3 6500K |  | 13 | 750 | 8000 | 6500 | Bare-Mini-Spiral |  | 2006-08-18
Xiamen Topstar Lighting Co., Ltd. | Topstar | BLQA13-T3 6500K 10K |  | 13 | 760 | 10000 | 6500 | Bare-spiral |  | 2009-08-17
Xiamen Topstar Lighting Co., Ltd. | Topstar | BLQA13-T3 A |  | 13 | 825 | 10000 | 2700 | Bare-spiral |  | 2010-05-26
Xiamen Topstar Lighting Co., Ltd. | Topstar | BLQA13-T3 A 3500K |  | 13 | 800 | 10000 | 3500 | Bare-spiral |  | 2010-06-15
Xiamen Topstar Lighting Co., Ltd. | Topstar | BLQA13-T3 A 4000K |  | 13 | 800 | 10000 | 4100 | Bare-spiral |  | 2010-05-20
Xiamen Topstar Lighting Co., Ltd. | Topstar | BLQA13-T3 A 6500K |  | 13 | 760 | 10000 | 6500 | Bare-spiral |  | 2010-05-26
Xiamen Topstar Lighting Co., Ltd. | Topstar | BLQA13-T3-3500K |  | 13 | 800 | 8000 | 3500 | Bare-Mini-Spiral |  | 2008-10-02
Xiamen Topstar Lighting Co., Ltd. | Topstar | BLQA13B-T2 |  | 13 | 870 | 8000 | 2700 | Bare-Mini-Spiral |  | 2008-01-03
Xiamen Topstar Lighting Co., Ltd. | Topstar | BLQA13B-T2 2700K E12 |  | 13 | 820 | 8000 | 2700 | Bare-spiral |  | 2010-06-10
Xiamen Topstar Lighting Co., Ltd. | Topstar | BLQA13B-T2 4000K |  | 13 | 870 | 8000 | 4100 | Bare-Mini-Spiral |  | 2008-01-15
Xiamen Topstar Lighting Co., Ltd. | Topstar | BLQA13B-T2 6500K |  | 13 | 825 | 8000 | 6500 | Bare-Mini-Spiral |  | 2008-01-10
Xiamen Topstar Lighting Co., Ltd. | Topstar | BLQA13B-T2 E12 |  | 13 | 870 | 8000 | 2700 | Bare-Mini-Spiral |  | 2009-07-13
Xiamen Topstar Lighting Co., Ltd. | Topstar | BLQA13C-T3 |  | 13 | 800 | 12000 | 2700 | Bare-spiral |  | 2010-10-01
Xiamen Topstar Lighting Co., Ltd. | Topstar | BLQA13C-T3 4000K |  | 13 | 790 | 12000 | 4100 | Bare-spiral |  | 2010-10-12
Xiamen Topstar Lighting Co., Ltd. | Topstar | BLQA13C-T3 6500K |  | 13 | 760 | 12000 | 6500 | Bare-spiral |  | 2010-10-01
Xiamen Topstar Lighting Co., Ltd. | Topstar | BLQA13D-T3 |  | 13 | 900 | 8000 | 2700 | Bare-Mini-Spiral |  | 2009-10-27
Xiamen Topstar Lighting Co., Ltd. | Topstar | BLQA13D-T3 4000K |  | 13 | 900 | 8000 | 4100 | Bare-spiral |  | 2009-09-09
Xiamen Topstar Lighting Co., Ltd. | Topstar | BLQA13D-T3 5000K |  | 13 | 855 | 8000 | 5000 | Bare-spiral |  | 2009-09-03
Xiamen Topstar Lighting Co., Ltd. | Topstar | BLQA13D-T3 6500K |  | 13 | 855 | 8000 | 6500 | Bare-Mini-Spiral |  | 2008-01-15
Xiamen Topstar Lighting Co., Ltd. | Topstar | BLQA13E-T3 |  | 13 | 900 | 12000 | 2700 | Bare-Mini-Spiral |  | 2009-10-27
Xiamen Topstar Lighting Co., Ltd. | Topstar | BLQA13E-T3 4000K |  | 13 | 900 | 12000 | 4100 | Bare-spiral |  | 2009-09-09
Xiamen Topstar Lighting Co., Ltd. | Topstar | BLQA13E-T3 6500K |  | 13 | 855 | 12000 | 6500 | Bare-spiral |  | 2009-09-02
Xiamen Topstar Lighting Co., Ltd. | Topstar | BLQA14-POST |  | 14 | 750 | 10000 | 2700 | Covered-post |  | 2006-09-05
Xiamen Topstar Lighting Co., Ltd. | Topstar | BLQA14-T2P |  | 14 | 850 | 12000 | 2700 | Bare-spiral |  | 2011-01-14
Xiamen Topstar Lighting Co., Ltd. | Topstar | BLQA14-T2P 4000K |  | 14 | 850 | 12000 | 4100 | Bare-spiral |  | 2011-01-18
Xiamen Topstar Lighting Co., Ltd. | Topstar | BLQA14-T2P 6500K |  | 14 | 800 | 12000 | 6500 | Bare-spiral |  | 2011-01-14
Xiamen Topstar Lighting Co., Ltd. | Topstar | BLQA15-POST |  | 15 | 800 | 10000 | 2700 | Covered-post |  | 2009-09-03
Xiamen Topstar Lighting Co., Ltd. | Topstar | BLQA15-R30 |  | 15 | 720 | 8000 | 2700 | Covered reflector |  | 2004-01-29
Xiamen Topstar Lighting Co., Ltd. | Topstar | BLQA15-R30 3500K |  | 15 | 700 | 8000 | 3500 | Covered reflector |  | 2009-09-30
Xiamen Topstar Lighting Co., Ltd. | Topstar | BLQA15-R30 6500K |  | 15 | 650 | 8000 | 6500 | Covered reflector |  | 2009-09-30
Xiamen Topstar Lighting Co., Ltd. | Topstar | BLQA15-T2 |  | 15 | 945 | 12000 | 2700 | Bare-spiral |  | 2010-03-25
Xiamen Topstar Lighting Co., Ltd. | Topstar | BLQA15-T2 4100K |  | 15 | 950 | 12000 | 4100 | Bare-spiral |  | 2010-05-05
Xiamen Topstar Lighting Co., Ltd. | Topstar | BLQA15-T3 |  | 15 | 950 | 8000 | 2700 | Bare-spiral |  | 2009-04-15
Xiamen Topstar Lighting Co., Ltd. | Topstar | BLQA15-T3 10K |  | 15 | 950 | 10000 | 2700 | Bare-spiral |  | 2009-08-14
Xiamen Topstar Lighting Co., Ltd. | Topstar | BLQA15-T3 4000K |  | 15 | 950 | 8000 | 4100 | Bare-spiral |  | 2009-08-14
Xiamen Topstar Lighting Co., Ltd. | Topstar | BLQA15-T3 4000K 10K |  | 15 | 950 | 10000 | 4100 | Bare-spiral |  | 2009-08-14
Xiamen Topstar Lighting Co., Ltd. | Topstar | BLQA15-T3 6500K |  | 15 | 900 | 8000 | 6500 | Bare-Mini-Spiral |  | 2009-09-30
Xiamen Topstar Lighting Co., Ltd. | Topstar | BLQA15-T3 6500K 10K |  | 15 | 900 | 10000 | 6500 | Bare-spiral |  | 2009-09-30
Xiamen Topstar Lighting Co., Ltd. | Topstar | BLQA15-T3 A |  | 15 | 950 | 10000 | 2700 | Bare-spiral |  | 2010-05-26
Xiamen Topstar Lighting Co., Ltd. | Topstar | BLQA15-T3 A 4000K |  | 15 | 950 | 10000 | 4100 | Bare-spiral |  | 2010-05-20
Xiamen Topstar Lighting Co., Ltd. | Topstar | BLQA15-T3 A 6500K |  | 15 | 900 | 10000 | 6500 | Bare-spiral |  | 2010-05-24
Xiamen Topstar Lighting Co., Ltd. | Topstar | BLQA15B-R30 |  | 15 | 750 | 10000 | 2700 | Covered reflector |  | 2005-02-06
Xiamen Topstar Lighting Co., Ltd. | Topstar | BLQA15B-R30 6500K |  | 15 | 650 | 10000 | 6500 | Covered reflector |  | 2010-01-19
Xiamen Topstar Lighting Co., Ltd. | Topstar | BLQA15B-T2 |  | 15 | 950 | 8000 | 2700 | Bare-Mini-Spiral |  | 2008-01-07
Xiamen Topstar Lighting Co., Ltd. | Topstar | BLQA15B-T2 4000K |  | 15 | 950 | 8000 | 4100 | Bare-Mini-Spiral |  | 2008-01-15
Xiamen Topstar Lighting Co., Ltd. | Topstar | BLQA15B-T2 6500K |  | 15 | 900 | 8000 | 6500 | Bare-Mini-Spiral |  | 2008-01-15
Xiamen Topstar Lighting Co., Ltd. | Topstar | BLQA15C-T3 |  | 15 | 900 | 12000 | 2700 | Bare-spiral |  | 2010-03-17
Xiamen Topstar Lighting Co., Ltd. | Topstar | BLQA15C-T3 4000K |  | 15 | 1000 | 12000 | 4100 | Bare-spiral |  | 2009-09-09
Xiamen Topstar Lighting Co., Ltd. | Topstar | BLQA15C-T3 6500K |  | 15 | 950 | 12000 | 6500 | Bare-Mini-Spiral |  | 2009-09-23
Xiamen Topstar Lighting Co., Ltd. | Topstar | BLQA15C-T3 A |  | 15 | 900 | 15000 | 2700 | Bare-spiral |  | 2011-01-14
Xiamen Topstar Lighting Co., Ltd. | Topstar | BLQA15C1-T3 |  | 15 | 900 | 12000 | 2700 | Bare-spiral |  | 2010-10-01
Xiamen Topstar Lighting Co., Ltd. | Topstar | BLQA15C1-T3 4000K |  | 15 | 900 | 12000 | 4100 | Bare-spiral |  | 2010-10-12
Xiamen Topstar Lighting Co., Ltd. | Topstar | BLQA15C1-T3 6500K |  | 15 | 855 | 12000 | 6500 | Bare-spiral |  | 2010-10-05
Xiamen Topstar Lighting Co., Ltd. | Topstar | BLQA15D-T3 |  | 15 | 1000 | 8000 | 2700 | Bare-spiral |  | 2009-09-09
Xiamen Topstar Lighting Co., Ltd. | Topstar | BLQA15D-T3 4000K |  | 15 | 1000 | 8000 | 4100 | Bare-Mini-Spiral |  | 2009-07-27
Xiamen Topstar Lighting Co., Ltd. | Topstar | BLQA15D-T3 6500K |  | 15 | 950 | 8000 | 6500 | Bare-Mini-Spiral |  | 2009-07-28
Xiamen Topstar Lighting Co., Ltd. | Topstar | BLQA15E-T3 |  | 15 | 920 | 8000 | 2700 | Bare-spiral |  | 2010-01-28
Xiamen Topstar Lighting Co., Ltd. | Topstar | BLQA20-T2 |  | 20 | 1250 | 12000 | 2700 | Bare-spiral |  | 2009-09-02
Xiamen Topstar Lighting Co., Ltd. | Topstar | BLQA20-T2 4000K |  | 20 | 1250 | 12000 | 4100 | Bare-Mini-Spiral |  | 2009-10-27
Xiamen Topstar Lighting Co., Ltd. | Topstar | BLQA20-T2 6500K |  | 20 | 1190 | 12000 | 6500 | Bare-spiral |  | 2009-09-02
Xiamen Topstar Lighting Co., Ltd. | Topstar | BLQA20-T3 |  | 20 | 1300 | 8000 | 2700 | Bare-spiral |  | 2009-08-18
Xiamen Topstar Lighting Co., Ltd. | Topstar | BLQA20-T3 10K |  | 20 | 1300 | 10000 | 2700 | Bare-spiral |  | 2009-08-18
Xiamen Topstar Lighting Co., Ltd. | Topstar | BLQA20-T3 3500K |  | 20 | 1300 | 8000 | 3500 | Bare-spiral |  | 2009-10-23
Xiamen Topstar Lighting Co., Ltd. | Topstar | BLQA20-T3 4000K |  | 20 | 1300 | 8000 | 4100 | Bare-spiral |  | 2009-08-17
Xiamen Topstar Lighting Co., Ltd. | Topstar | BLQA20-T3 4000K 10K |  | 20 | 1300 | 10000 | 4100 | Bare-spiral |  | 2009-08-18
Xiamen Topstar Lighting Co., Ltd. | Topstar | BLQA20-T3 6500K |  | 20 | 1235 | 8000 | 6500 | Bare-spiral |  | 2009-08-17
Xiamen Topstar Lighting Co., Ltd. | Topstar | BLQA20-T3 6500K 10k |  | 20 | 1235 | 10000 | 6500 | Bare-spiral |  | 2009-08-18
Xiamen Topstar Lighting Co., Ltd. | Topstar | BLQA20-T3 A |  | 20 | 1300 | 10000 | 2700 | Bare-spiral |  | 2010-05-24
Xiamen Topstar Lighting Co., Ltd. | Topstar | BLQA20-T3 A 3500K |  | 20 | 1300 | 10000 | 3500 | Bare-spiral |  | 2010-06-15
Xiamen Topstar Lighting Co., Ltd. | Topstar | BLQA20-T3 A 4000K |  | 20 | 1300 | 10000 | 4100 | Bare-spiral |  | 2010-05-20
Xiamen Topstar Lighting Co., Ltd. | Topstar | BLQA20-T3 A 6500K |  | 20 | 1235 | 10000 | 6500 | Bare-spiral |  | 2010-05-24
Xiamen Topstar Lighting Co., Ltd. | Topstar | BLQA20-T3-3500K |  | 20 | 1300 | 8000 | 3500 | Bare-Mini-Spiral |  | 2008-10-02
Xiamen Topstar Lighting Co., Ltd. | Topstar | BLQA20B-T2 |  | 20 | 1250 | 8000 | 2700 | Bare-spiral |  | 2009-07-29
Xiamen Topstar Lighting Co., Ltd. | Topstar | BLQA20B-T2 6500K |  | 20 | 1190 | 8000 | 6500 | Bare-spiral |  | 2009-08-14
Xiamen Topstar Lighting Co., Ltd. | Topstar | BLQA20C-T3 |  | 20 | 1250 | 12000 | 2700 | Bare-spiral |  | 2010-03-03
Xiamen Topstar Lighting Co., Ltd. | Topstar | BLQA20C-T3 6500K |  | 20 | 1200 | 12000 | 6500 | Bare-spiral |  | 2010-03-03
Xiamen Topstar Lighting Co., Ltd. | Topstar | BLQA20C-T3 A |  | 20 | 1250 | 15000 | 2700 | Bare-spiral |  | 2011-01-14
Xiamen Topstar Lighting Co., Ltd. | Topstar | BLQA20C-T3/6500K |  | 20 | 1200 | 12000 | 2700 | Bare-Mini-Spiral |  | 2005-06-28
Xiamen Topstar Lighting Co., Ltd. | Topstar | BLQA20C1-T3 |  | 20 | 1200 | 12000 | 2700 | Bare-spiral |  | 2010-10-05
Xiamen Topstar Lighting Co., Ltd. | Topstar | BLQA20C1-T3 4000K |  | 20 | 1200 | 12000 | 4100 | Bare-spiral |  | 2010-10-12
Xiamen Topstar Lighting Co., Ltd. | Topstar | BLQA20C1-T3 6500K |  | 20 | 1200 | 12000 | 6500 | Bare-spiral |  | 2010-10-05
Xiamen Topstar Lighting Co., Ltd. | Topstar | BLQA20D-T3 |  | 20 | 1250 | 12000 | 2700 | Bare-spiral |  | 2009-07-17
Xiamen Topstar Lighting Co., Ltd. | Topstar | BLQA20D-T3 4100K |  | 20 | 1300 | 12000 | 4100 | Bare-spiral |  | 2009-09-04
Xiamen Topstar Lighting Co., Ltd. | Topstar | BLQA20D-T3 6500K |  | 20 | 1235 | 12000 | 6500 | Bare-spiral |  | 2009-09-22
Xiamen Topstar Lighting Co., Ltd. | Topstar | BLQA20E-T3 |  | 20 | 1300 | 8000 | 2700 | Bare-Mini-Spiral |  | 2009-03-11
Xiamen Topstar Lighting Co., Ltd. | Topstar | BLQA20E-T3 4000K |  | 20 | 1300 | 8000 | 4100 | Bare-spiral |  | 2009-09-09
Xiamen Topstar Lighting Co., Ltd. | Topstar | BLQA20E-T3 5000K |  | 20 | 1235 | 8000 | 5000 | Bare-Mini-Spiral |  | 2009-05-24
Xiamen Topstar Lighting Co., Ltd. | Topstar | BLQA20E-T3 6500K |  | 20 | 1235 | 8000 | 6500 | Bare-Mini-Spiral |  | 2008-01-15
Xiamen Topstar Lighting Co., Ltd. | Topstar | BLQA20F-T3 |  | 20 | 1260 | 8000 | 2700 | Bare-spiral |  | 2010-01-28
Xiamen Topstar Lighting Co., Ltd. | Topstar | BLQA23-PAR38 |  | 23 | 1185 | 10000 | 2700 | Covered reflector |  | 2010-05-07
Xiamen Topstar Lighting Co., Ltd. | Topstar | BLQA23C-T3 | BLQA23C-T3 | 23 | 1620 | 10000 | 2700 | Bare-spiral |  | 2011-10-03
Xiamen Topstar Lighting Co., Ltd. | Topstar | BLQA23C1-T3 |  | 23 | 1600 | 12000 | 2700 | Bare-spiral |  | 2010-03-03
Xiamen Topstar Lighting Co., Ltd. | Topstar | BLQA23D-T3 |  | 23 | 1650 | 12000 | 2700 | Bare-spiral |  | 2009-09-22
Xiamen Topstar Lighting Co., Ltd. | Topstar | BLQA23D-T3 4100K |  | 23 | 1640 | 12000 | 4100 | Bare-spiral |  | 2009-09-21
Xiamen Topstar Lighting Co., Ltd. | Topstar | BLQA23D-T3 4100K |  | 23 | 1640 | 12000 | 4100 | Bare-spiral |  | 2009-09-21
Xiamen Topstar Lighting Co., Ltd. | Topstar | BLQA23D-T3 4100K |  | 23 | 1640 | 12000 | 4100 | Bare-spiral |  | 2009-09-21
Xiamen Topstar Lighting Co., Ltd. | Topstar | BLQA26-PAR38 |  | 26 | 1300 | 8000 | 2700 | Covered reflector |  | 2010-02-04
Xiamen Topstar Lighting Co., Ltd. | Topstar | BLQA26-T2 |  | 26 | 1650 | 12000 | 2700 | Bare-spiral |  | 2009-09-23
Xiamen Topstar Lighting Co., Ltd. | Topstar | BLQA26-T2 6500K |  | 26 | 1625 | 12000 | 6500 | Bare-spiral |  | 2009-09-22
Xiamen Topstar Lighting Co., Ltd. | Topstar | BLQA26-T3 |  | 26 | 1750 | 8000 | 2700 | Bare-spiral |  | 2004-12-29
Xiamen Topstar Lighting Co., Ltd. | Topstar | BLQA26-T3 10K |  | 26 | 1750 | 10000 | 2700 | Bare-Mini-Spiral |  | 2009-07-01
Xiamen Topstar Lighting Co., Ltd. | Topstar | BLQA26-T3 3500K |  | 26 | 1750 | 8000 | 3500 | Bare-spiral |  | 2009-10-23
Xiamen Topstar Lighting Co., Ltd. | Topstar | BLQA26-T3 4000K |  | 26 | 1750 | 8000 | 4100 | Bare-spiral |  | 2009-08-17
Xiamen Topstar Lighting Co., Ltd. | Topstar | BLQA26-T3 4000K 10K |  | 26 | 1750 | 10000 | 4100 | Bare-spiral |  | 2009-09-21
Xiamen Topstar Lighting Co., Ltd. | Topstar | BLQA26-T3 6500K |  | 26 | 1650 | 8000 | 6500 | Bare-spiral |  | 2006-08-01
Xiamen Topstar Lighting Co., Ltd. | Topstar | BLQA26-T3 6500K 10K |  | 26 | 1650 | 10000 | 6500 | Bare-spiral |  | 2009-08-18
Xiamen Topstar Lighting Co., Ltd. | Topstar | BLQA26-T3 A |  | 26 | 1750 | 10000 | 2700 | Bare-spiral |  | 2010-05-24
Xiamen Topstar Lighting Co., Ltd. | Topstar | BLQA26-T3 A 3500K |  | 26 | 1750 | 10000 | 3500 | Bare-spiral |  | 2010-06-15
Xiamen Topstar Lighting Co., Ltd. | Topstar | BLQA26-T3 A 4000K |  | 26 | 1750 | 10000 | 4100 | Bare-spiral |  | 2010-05-20
Xiamen Topstar Lighting Co., Ltd. | Topstar | BLQA26-T3 A 6500K |  | 26 | 1610 | 10000 | 6500 | Bare-spiral |  | 2010-05-24
Xiamen Topstar Lighting Co., Ltd. | Topstar | BLQA26-T3-3500K |  | 26 | 1750 | 8000 | 3500 | Bare-Mini-Spiral |  | 2008-10-02
Xiamen Topstar Lighting Co., Ltd. | Topstar | BLQA26B-PAR38 |  | 26 | 1300 | 10000 | 2700 | Covered reflector |  | 2009-12-31
Xiamen Topstar Lighting Co., Ltd. | Topstar | BLQA26B-PAR38 3500K |  | 26 | 1250 | 10000 | 3500 | Covered reflector |  | 2010-06-11
Xiamen Topstar Lighting Co., Ltd. | Topstar | BLQA26B-PAR38 6500K |  | 26 | 1200 | 10000 | 6500 | Covered reflector |  | 2009-08-18
Xiamen Topstar Lighting Co., Ltd. | Topstar | BLQA26B-R40 |  | 26 | 1300 | 10000 | 2800 | Covered reflector |  | 2004-12-29
Xiamen Topstar Lighting Co., Ltd. | Topstar | BLQA26B-T2 |  | 26 | 1650 | 8000 | 2700 | Bare-spiral |  | 2009-07-29
Xiamen Topstar Lighting Co., Ltd. | Topstar | BLQA26B-T2 6500K |  | 26 | 1600 | 8000 | 6500 | Bare-spiral |  | 2009-08-18
Xiamen Topstar Lighting Co., Ltd. | Topstar | BLQA26C1-T3 |  | 26 | 1700 | 12000 | 2700 | Bare-spiral |  | 2010-03-17
Xiamen Topstar Lighting Co., Ltd. | Topstar | BLQA26C2-T3 |  | 26 | 1700 | 12000 | 2700 | Bare-spiral |  | 2010-10-21
Xiamen Topstar Lighting Co., Ltd. | Topstar | BLQA26C2-T3 4000K |  | 26 | 1690 | 12000 | 4100 | Bare-spiral |  | 2010-12-07
Xiamen Topstar Lighting Co., Ltd. | Topstar | BLQA26C2-T3 6500K |  | 26 | 1610 | 12000 | 6500 | Bare-spiral |  | 2010-12-07
Xiamen Topstar Lighting Co., Ltd. | Topstar | BLQA26D-T3 |  | 26 | 1750 | 12000 | 2700 | Bare-spiral |  | 2009-09-21
Xiamen Topstar Lighting Co., Ltd. | Topstar | BLQA26D-T3 4100K |  | 26 | 1750 | 12000 | 4100 | Bare-spiral |  | 2009-09-21
Xiamen Topstar Lighting Co., Ltd. | Topstar | BLQA26D-T3 6500K |  | 26 | 1660 | 12000 | 6500 | Bare-spiral |  | 2009-09-22
Xiamen Topstar Lighting Co., Ltd. | Topstar | BLQA26E-T3 |  | 26 | 1750 | 8000 | 2700 | Bare-Mini-Spiral |  | 2007-11-16
Xiamen Topstar Lighting Co., Ltd. | Topstar | BLQA26E-T3 4000K |  | 26 | 1750 | 8000 | 4100 | Bare-spiral |  | 2009-09-09
Xiamen Topstar Lighting Co., Ltd. | Topstar | BLQA26E-T3 5000K |  | 26 | 1660 | 8000 | 5000 | Bare-Mini-Spiral |  | 2009-02-26
Xiamen Topstar Lighting Co., Ltd. | Topstar | BLQA26E-T3 6500K |  | 26 | 1660 | 8000 | 6500 | Bare-Mini-Spiral |  | 2008-01-15
Xiamen Topstar Lighting Co., Ltd. | Topstar | BLQA26F-T3 |  | 26 | 1700 | 8000 | 2700 | Bare-spiral |  | 2010-03-12
Xiamen Topstar Lighting Co., Ltd. | Topstar | BLQA32 |  | 32 | 2100 | 8000 | 2700 | Bare-spiral |  | 2010-03-12
Xiamen Topstar Lighting Co., Ltd. | Topstar | BLQA32-T3 |  | 32 | 2250 | 12000 | 2700 | Bare-spiral |  | 2009-09-21
Xiamen Topstar Lighting Co., Ltd. | Topstar | BLQA32-T3 6500K |  | 32 | 2140 | 12000 | 6500 | Bare-spiral |  | 2009-09-02
Xiamen Topstar Lighting Co., Ltd. | Topstar | BLQA32C |  | 32 | 2200 | 12000 | 2700 | Bare-spiral |  | 2010-03-01
Xiamen Topstar Lighting Co., Ltd. | Topstar | BLQA42 |  | 42 | 2700 | 12000 | 2700 | Bare-spiral |  | 2010-03-04
Xiamen Topstar Lighting Co., Ltd. | Topstar | BLQA42 4000K |  | 42 | 2700 | 12000 | 4100 | Bare-spiral |  | 2009-09-02
Xiamen Topstar Lighting Co., Ltd. | Topstar | BLQA42 6500K |  | 42 | 2550 | 12000 | 6500 | Bare-spiral |  | 2010-05-07
Xiamen Topstar Lighting Co., Ltd. | Topstar | BLQA45-T5 |  | 45 | 3020 | 8000 | 2700 | Bare-spiral |  | 2010-06-15
Xiamen Topstar Lighting Co., Ltd. | Topstar | BLQA52-T5 |  | 52 | 3550 | 8000 | 2700 | Bare-spiral |  | 2010-07-16
Xiamen Topstar Lighting Co., Ltd. | Topstar | BLQA55-T5 |  | 55 | 3860 | 8000 | 2700 | Bare-spiral |  | 2010-05-05
Xiamen Topstar Lighting Co., Ltd. | Topstar | BLTA15-T3 |  | 15 | 900 | 12000 | 2700 | Bare-spiral | Dimmable | 2005-10-16
Xiamen Topstar Lighting Co., Ltd. | Topstar | BLTA15-T3 4000K |  | 15 | 900 | 10000 | 4100 | Bare-spiral | Dimmable | 2010-05-07
Xiamen Topstar Lighting Co., Ltd. | Topstar | BLTA15B-R30 |  | 15 | 720 | 8000 | 2700 | Covered reflector | Dimmable | 2004-09-24
Xiamen Topstar Lighting Co., Ltd. | Topstar | BLTA26-R40 |  | 26 | 1260 | 8000 | 2700 | Covered reflector |  | 2010-07-16
Xiamen Topstar Lighting Co., Ltd. | Topstar | BLTA26-T3 |  | 26 | 1700 | 12000 | 2700 | Bare-spiral | Dimmable | 2006-10-16
Xiamen Topstar Lighting Co., Ltd. | Topstar | BLTA26-T3 4000K |  | 26 | 1700 | 10000 | 4100 | Bare-spiral | Dimmable | 2010-05-07
Xiamen Topstar Lighting Co., Ltd. | Topstar | BLWA26-T3Q |  | 26 | 1750 | 10000 | 2700 | Bare-spiral | Three-way | 2009-08-14
Xiamen Topstar Lighting Co., Ltd. | Topstar | BLWA32 |  | 2029-12-23 | 2200 | 10000 | 2700 | Bare-spiral | Three-way | 2010-05-05
Xiamen Topstar Lighting Co., Ltd. | Topstar | BLWA32-T3Q |  | 16/25/32 | 2150 | 8000 | 2700 | Bare-spiral | Three-way | 2010-03-04
Xiamen Topstar Lighting Co., Ltd. | Topstar | BLWA32-T3Q 4000K |  | 16/25/32 | 2150 | 8000 | 4100 | Bare-spiral | Three-way | 2010-10-08
Xiamen Topstar Lighting Co., Ltd. | Topstar | BLWA32B-T3Q |  | 16/25/32 | 2165 | 10000 | 2700 | Bare-spiral | Three-way | 2010-08-03
Xiamen Topstar Lighting Co., Ltd. | Topstar | GLSA09-T2Q |  | 9 | 475 | 8000 | 2700 | Covered A-line |  | 2009-03-03
Xiamen Topstar Lighting Co., Ltd. | Topstar | GLSA20-T3Q |  | 20 | 1100 | 8000 | 2700 | Covered A-line |  | 2009-04-24
Xiamen Yankon Energetic Lighting Co., Ltd. | YANKON | FE117 10W 2700K |  | 10 | 500 | 10000 | 2700 | Covered globe |  | 2011-01-06
Xiamen Yankon Energetic Lighting Co., Ltd. | YANKON | FE117 15W |  | 15 | 800 | 10000 | 2700 | Covered globe |  | 2009-12-22
Xiamen Yankon Energetic Lighting Co., Ltd. | YANKON | FE151-S-27W 2700K |  | 27 | 2000 | 10000 | 2700 | Bare-spiral |  | 2009-10-14
Xiamen Yankon Energetic Lighting Co., Ltd. | YANKON | FE231 11S 2700K |  | 11 | 600 | 10000 | 2700 | Covered A-line |  | 2009-09-30
Xiamen Yankon Energetic Lighting Co., Ltd. | YANKON | FE242 3823 2700K |  | 23 | 1300 | 10000 | 2700 | Covered reflector |  | 2009-09-16
Xiamen Yankon Energetic Lighting Co., Ltd. | YANKON | FE242 3823 3000K |  | 23 | 1300 | 10000 | 3000 | Covered reflector |  | 2009-09-17
Xiamen Yankon Energetic Lighting Co., Ltd. | YANKON | FE275 13S 2700K |  | 13 | 800 | 10000 | 2700 | Covered A-line |  | 2009-09-30
Xiamen Yankon Energetic Lighting Co., Ltd. | YANKON | YK101 11W 2700K |  | 11 | 720 | 10000 | 2700 | Bare-spiral |  | 2010-12-07
Xiamen Yankon Energetic Lighting Co., Ltd. | YANKON | YK101 11W 3000K |  | 11 | 720 | 10000 | 3000 | Bare-spiral |  | 2010-12-10
Xiamen Yankon Energetic Lighting Co., Ltd. | YANKON | YK101 11W 3500K |  | 11 | 730 | 10000 | 3500 | Bare-spiral |  | 2010-11-23
Xiamen Yankon Energetic Lighting Co., Ltd. | YANKON | YK101 15W 2700K |  | 15 | 900 | 10000 | 2700 | Bare-spiral |  | 2010-12-21
Xiamen Yankon Energetic Lighting Co., Ltd. | YANKON | YK172 13W 2700K |  | 13 | 900 | 12000 | 2700 | Bare-spiral |  | 2010-10-22
Xiamen Yankon Energetic Lighting Co., Ltd. | YANKON | YK172 13W 3000K |  | 13 | 900 | 12000 | 3000 | Bare-spiral |  | 2010-10-22
Xiamen Yankon Energetic Lighting Co., Ltd. | YANKON | YK172 13W 3500K |  | 13 | 900 | 12000 | 3500 | Bare-spiral |  | 2010-10-22
Xiamen Yankon Energetic Lighting Co., Ltd. | YANKON | YK172 13W 6500K |  | 13 | 825 | 12000 | 6500 | Bare-spiral |  | 2010-10-22
Xiamen Yankon Energetic Lighting Co., Ltd. | YANKON | YK172 7W 2700K |  | 7 | 450 | 10000 | 2700 | Bare-spiral |  | 2010-12-21
Xiamen Yankon Energetic Lighting Co., Ltd. | YANKON | YK172 7W 3000K |  | 7 | 450 | 10000 | 3000 | Bare-spiral |  | 2010-12-10
Xiamen Yankon Energetic Lighting Co., Ltd. | YANKON | YK501 10W |  | 10 | 660 | 10000 | 2700 | Bare-spiral |  | 2009-12-31
Xiamen Yankon Energetic Lighting Co., Ltd. | YANKON | YK501 13W |  | 13 | 850 | 10000 | 2700 | Bare-spiral |  | 2009-12-31
Xiamen Yankon Energetic Lighting Co., Ltd. | YANKON | YK501A 10W |  | 10 | 660 | 15000 | 2700 | Bare-spiral |  | 2010-03-16
Xiamen Yankon Energetic Lighting Co., Ltd. | YANKON | YK501A 13W |  | 13 | 850 | 15000 | 2700 | Bare-spiral |  | 2010-04-01
Xiamen Yankon Energetic Lighting Co., Ltd. | YANKON | YK502 20W |  | 20 | 1300 | 15000 | 2700 | Bare-spiral |  | 2010-01-15
Xiamen Yankon Energetic Lighting Co., Ltd. | YANKON | YK502 23W |  | 23 | 1620 | 10000 | 2700 | Bare-spiral |  | 2010-01-15
Xiamen Yankon Energetic Lighting Co., Ltd. | YANKON | YK502A 20W |  | 20 | 1300 | 15000 | 2700 | Bare-spiral |  | 2010-05-07
Xiamen Yankon Energetic Lighting Co., Ltd. | YANKON | YK502A 23W |  | 23 | 1620 | 15000 | 2700 | Bare-spiral |  | 2010-05-07
Xiamen Yankon Energetic Lighting Co., Ltd. | YANKON | YK506 15W |  | 15 | 800 | 10000 | 2700 | Covered reflector |  | 2009-09-16
Xiamen Yankon Energetic Lighting Co., Ltd. | YANKON | YK507 23W |  | 23 | 1300 | 10000 | 2700 | Covered reflector |  | 2009-09-16
Xiamen Yankon Energetic Lighting Co., Ltd. | YANKON | YK508 32W-T |  | 13/23/32 | 2150 | 12000 | 2700 | Bare-spiral | Three-way | 2010-05-07
Xiamen Yankon Energetic Lighting Co., Ltd. | YANKON | YK509 13W-D |  | 13 | 900 | 12000 | 2700 | Bare-spiral | Dimmable | 2010-05-07
Xiamen Yankon Energetic Lighting Co., Ltd. | YANKON | YK509 23W-D |  | 23 | 1605 | 12000 | 2700 | Bare-spiral |  | 2010-04-01
Xiamen Yankon Energetic Lighting Co., Ltd. | YANKON | YK510 11W |  | 11 | 600 | 10000 | 2700 | Covered A-line |  | 2009-09-30
Xiamen Yankon Energetic Lighting Co., Ltd. | YANKON | YK510 13W |  | 13 | 800 | 10000 | 2700 | Covered A-line |  | 2009-09-30
Xiamen Yankon Energetic Lighting Co., Ltd. | YANKON | YK511 13W 2700K |  | 13 | 825 | 10000 | 2700 | Bare-spiral |  | 2010-09-20
Xiamen Yankon Energetic Lighting Co., Ltd. | YANKON | YK511 13W 5000K |  | 13 | 825 | 10000 | 5000 | Bare-spiral |  | 2010-12-13
Xiamen Yankon Energetic Lighting Co., Ltd. | YANKON | YK512 19W 2700K |  | 19 | 1250 | 10000 | 2700 | Bare-spiral |  | 2010-06-29
Xiamen Yankon Energetic Lighting Co., Ltd. | YANKON | YK512 19W 5000K |  | 19 | 1250 | 10000 | 5000 | Bare-spiral |  | 2010-11-23
Xiamen Yankon Energetic Lighting Co., Ltd. | YANKON | YK512 19W 6500K |  | 19 | 1210 | 10000 | 6500 | Bare-spiral |  | 2010-11-23
Xiamen Yankon Energetic Lighting Co., Ltd. | YANKON | YK512 23W 2700K |  | 23 | 1600 | 10000 | 2700 | Bare-spiral |  | 2010-06-29
Xiamen Yankon Energetic Lighting Co., Ltd. | YANKON | YK512 23W 4100K |  | 23 | 1600 | 10000 | 4100 | Bare-spiral |  | 2011-01-06
Xiamen Yankon Energetic Lighting Co., Ltd. | YANKON | YK512 23W 6500K |  | 23 | 1600 | 10000 | 6500 | Bare-spiral |  | 2010-11-23
Xiamen Yankon Energetic Lighting Co., Ltd. | YANKON | YK512 27W 2700K |  | 27 | 1800 | 10000 | 2700 | Bare-spiral |  | 2010-09-07
Xiamen Yankon Energetic Lighting Co., Ltd. | YANKON | YK515 23W |  | 23 | 1600 | 10000 | 2700 | Bare-spiral |  | 2010-11-23
Xiamen Yankon Energetic Lighting Co., Ltd. | YANKON | YK521 10W |  | 10 | 660 | 10000 | 2700 | Bare-spiral |  | 2010-09-01
Xiamen Yankon Energetic Lighting Co., Ltd. | YANKON | YK521 13W |  | 13 | 825 | 10000 | 2700 | Bare-spiral |  | 2010-09-02
Xiamen Yankon Energetic Lighting Co., Ltd. | YANKON | YK522 19W 2700K |  | 19 | 1250 | 10000 | 2700 | Bare-spiral |  | 2010-09-02
Xiamen Yankon Energetic Lighting Co., Ltd. | YANKON | YK522 23W 2700K |  | 23 | 1600 | 10000 | 2700 | Bare-spiral |  | 2010-09-07
Yangzhou Xilin Equipment of Light Source Producing Co., Ltd. | XiLin Lighting | EAS05-20 |  | 20 | 1148 | 10000 | 2700 | Bare-spiral |  | 2008-12-05
Yangzhou Xilin Equipment of Light Source Producing Co., Ltd. | XiLin Lighting | EAS06-23 |  | 23 | 1335 | 10000 | 2700 | Bare-spiral |  | 2008-12-05
Yangzhou Xilin Equipment of Light Source Producing Co., Ltd. | XiLin Lighting | ESS06-13 |  | 13 | 829 | 10000 | 2700 | Bare-spiral |  | 2008-12-05
Yangzhou Xilin Equipment of Light Source Producing Co., Ltd. | XiLin Lighting | ESS07-23 |  | 23 | 1496 | 10000 | 2700 | Bare-spiral |  | 2008-12-05
Yantai Haolibest Lighting Co., Ltd. | RED100 | A21 | A21 | 19.28 | 1200 | 10000 | 2700 | Covered A-line |  | 2011-10-24
Yantai Haolibest Lighting Co., Ltd. | RED100 | G30 | G30 | 19.99 | 1200 | 10000 | 2700 | Covered globe |  | 2011-10-24
Yantai Haolibest Lighting Co., Ltd. | RED100 | R40 | R40 | 23 | 1200 | 10000 | 2700 | Covered reflector |  | 2011-10-18
Yantai Haolibest Lighting Co., Ltd. | RED100 | Twist | Twist | 21.77 | 1600 | 10000 | 2700 | Bare-spiral |  | 2011-10-24
Zhe Jiang NVC Lamp Co., Ltd. | NVC | ESC-5W 2700K |  | 5 | 250 | 10000 | 2700 | Bare-spiral |  | 2010-10-26
Zhe Jiang NVC Lamp Co., Ltd. | NVC | ESC-5W-2700K |  | 5 | 250 | 10000 | 2700 | Bare-Mini-Spiral |  | 2009-02-04
Zhe Jiang NVC Lamp Co., Ltd. | NVC | ESC-9W 2700K |  | 9 | 550 | 10000 | 2700 | Bare-spiral |  | 2010-10-26
Zhe Jiang NVC Lamp Co., Ltd. | NVC | ESC-9W-2700K |  | 9 | 550 | 10000 | 2700 | Bare-Mini-Spiral |  | 2009-02-04
Zhe Jiang NVC Lamp Co., Ltd. | NVC | ESD-5W 2700K |  | 5 | 250 | 10000 | 2700 | Bare-spiral |  | 2010-10-26
Zhe Jiang NVC Lamp Co., Ltd. | NVC | ESD-5W-2700K |  | 5 | 250 | 10000 | 2700 | Bare-Mini-Spiral |  | 2009-02-04
Zhe Jiang NVC Lamp Co., Ltd. | NVC | ESD-9W 2700K |  | 9 | 550 | 10000 | 2700 | Bare-spiral |  | 2010-10-26
Zhe Jiang NVC Lamp Co., Ltd. | NVC | ESD-9W-2700K |  | 9 | 550 | 10000 | 2700 | Bare-Mini-Spiral |  | 2009-02-04
Zhe Jiang NVC Lamp Co., Ltd. | NVC | ESE-13W |  | 13 | 900 | 10000 | 2700 | Bare-spiral |  | 2010-11-19
Zhe Jiang NVC Lamp Co., Ltd. | NVC | ESE-23W |  | 23 | 1612 | 10000 | 2700 | Bare-spiral |  | 2010-11-22
Zhe Jiang NVC Lamp Co., Ltd. | NVC | ESH-13W 2700K |  | 13 | 900 | 10000 | 2700 | Bare-spiral |  | 2010-10-26
Zhe Jiang NVC Lamp Co., Ltd. | NVC | ESH-13W 4100K |  | 13 | 900 | 10000 | 4100 | Bare-spiral |  | 2010-10-26
Zhe Jiang NVC Lamp Co., Ltd. | NVC | ESH-13W 5000K |  | 13 | 900 | 10000 | 5000 | Bare-spiral |  | 2010-10-26
Zhe Jiang NVC Lamp Co., Ltd. | NVC | ESH-13W-2700K |  | 13 | 900 | 10000 | 2700 | Bare-Mini-Spiral |  | 2008-08-05
Zhe Jiang NVC Lamp Co., Ltd. | NVC | ESH-13W-4100K |  | 13 | 900 | 10000 | 4100 | Bare-Mini-Spiral |  | 2008-08-05
Zhe Jiang NVC Lamp Co., Ltd. | NVC | ESH-13W-5000K |  | 13 | 900 | 10000 | 5000 | Bare-Mini-Spiral |  | 2008-08-04
Zhe Jiang NVC Lamp Co., Ltd. | NVC | ESH-15W 2700K |  | 15 | 950 | 10000 | 2700 | Bare-spiral |  | 2010-11-01
Zhe Jiang NVC Lamp Co., Ltd. | NVC | ESH-15W 4100K |  | 15 | 950 | 10000 | 4100 | Bare-spiral |  | 2010-10-26
Zhe Jiang NVC Lamp Co., Ltd. | NVC | ESH-15W 5000K |  | 15 | 950 | 10000 | 5000 | Bare-spiral |  | 2010-11-01
Zhe Jiang NVC Lamp Co., Ltd. | NVC | ESH-15W-2700K |  | 15 | 950 | 10000 | 2700 | Bare-Mini-Spiral |  | 2009-01-15
Zhe Jiang NVC Lamp Co., Ltd. | NVC | ESH-15W-4100K |  | 15 | 950 | 10000 | 4100 | Bare-Mini-Spiral |  | 2009-01-15
Zhe Jiang NVC Lamp Co., Ltd. | NVC | ESH-15W-5000K |  | 15 | 950 | 10000 | 5000 | Bare-Mini-Spiral |  | 2009-01-15
Zhe Jiang NVC Lamp Co., Ltd. | NVC | ESH-20W 2700K |  | 20 | 1200 | 10000 | 2700 | Bare-spiral |  | 2010-10-25
Zhe Jiang NVC Lamp Co., Ltd. | NVC | ESH-20W 4100K |  | 20 | 1200 | 10000 | 4100 | Bare-spiral |  | 2010-10-25
Zhe Jiang NVC Lamp Co., Ltd. | NVC | ESH-20W 5000K |  | 20 | 1200 | 10000 | 5000 | Bare-spiral |  | 2010-10-25
Zhe Jiang NVC Lamp Co., Ltd. | NVC | ESH-20W-2700K |  | 20 | 1200 | 10000 | 2700 | Bare-Mini-Spiral |  | 2009-09-17
Zhe Jiang NVC Lamp Co., Ltd. | NVC | ESH-20W-4100K |  | 20 | 1200 | 10000 | 4100 | Bare-Mini-Spiral |  | 2009-02-04
Zhe Jiang NVC Lamp Co., Ltd. | NVC | ESH-20W-5000K |  | 20 | 1200 | 10000 | 5000 | Bare-Mini-Spiral |  | 2009-02-04
Zhe Jiang NVC Lamp Co., Ltd. | NVC | ESH-23W 2700K |  | 23 | 1600 | 10000 | 2700 | Bare-spiral |  | 2010-10-26
Zhe Jiang NVC Lamp Co., Ltd. | NVC | ESH-23W 4100K |  | 23 | 1600 | 10000 | 4100 | Bare-spiral |  | 2010-10-26
Zhe Jiang NVC Lamp Co., Ltd. | NVC | ESH-23W 5000K |  | 23 | 1600 | 10000 | 5000 | Bare-spiral |  | 2010-10-26
Zhe Jiang NVC Lamp Co., Ltd. | NVC | ESH-23W-2700K |  | 23 | 1600 | 10000 | 2700 | Bare-Mini-Spiral |  | 2008-07-31
Zhe Jiang NVC Lamp Co., Ltd. | NVC | ESH-23W-4100K |  | 23 | 1600 | 10000 | 4100 | Bare-Mini-Spiral |  | 2008-08-05
Zhe Jiang NVC Lamp Co., Ltd. | NVC | ESH-23W-5000K |  | 23 | 1600 | 10000 | 5000 | Bare-Mini-Spiral |  | 2008-08-05
Zhe Jiang NVC Lamp Co., Ltd. | NVC | ESH-9W 2700K |  | 9 | 592 | 10000 | 2700 | Bare-spiral |  | 2010-10-25
Zhe Jiang NVC Lamp Co., Ltd. | NVC | ESH-9W 4100K |  | 9 | 571 | 10000 | 4100 | Bare-spiral |  | 2010-10-25
Zhe Jiang NVC Lamp Co., Ltd. | NVC | ESH-9W 5000K |  | 9 | 556 | 10000 | 5000 | Bare-spiral |  | 2010-10-25
Zhe Jiang NVC Lamp Co., Ltd. | NVC | ESH-9W-2700K |  | 9 | 550 | 10000 | 2700 | Bare-Mini-Spiral |  | 2008-07-31
Zhe Jiang NVC Lamp Co., Ltd. | NVC | ESH-9W-4100K |  | 9 | 550 | 10000 | 4100 | Bare-Mini-Spiral |  | 2008-08-05
Zhe Jiang NVC Lamp Co., Ltd. | NVC | ESH-9W-5000K |  | 9 | 550 | 10000 | 5000 | Bare-Mini-Spiral |  | 2008-08-05
Zhe Jiang NVC Lamp Co., Ltd. | NVC | ESP-13W 2700K |  | 13 | 900 | 10000 | 2700 | Bare-spiral |  | 2010-11-01
Zhe Jiang NVC Lamp Co., Ltd. | NVC | ESP-13W 3500K |  | 13 | 902 | 10000 | 3500 | Bare-spiral |  | 2010-12-21
Zhe Jiang NVC Lamp Co., Ltd. | NVC | ESP-13W 4100K |  | 13 | 900 | 10000 | 4100 | Bare-spiral |  | 2010-11-02
Zhe Jiang NVC Lamp Co., Ltd. | NVC | ESP-13W 5000K |  | 13 | 900 | 10000 | 5000 | Bare-spiral |  | 2010-11-01
Zhe Jiang NVC Lamp Co., Ltd. | NVC | ESP-13W 6500K |  | 13 | 900 | 10000 | 6500 | Bare-spiral |  | 2010-12-20
Zhe Jiang NVC Lamp Co., Ltd. | NVC | ESP-13W-2700K |  | 13 | 900 | 10000 | 2700 | Bare-Mini-Spiral |  | 2008-03-21
Zhe Jiang NVC Lamp Co., Ltd. | NVC | ESP-13W-4100K |  | 13 | 800 | 10000 | 2700 | Bare-Mini-Spiral |  | 2008-03-21
Zhe Jiang NVC Lamp Co., Ltd. | NVC | ESP-13W-5000K |  | 13 | 800 | 10000 | 5000 | Bare-Mini-Spiral |  | 2008-03-31
Zhe Jiang NVC Lamp Co., Ltd. | NVC | ESP-15W 2700K |  | 15 | 950 | 10000 | 2700 | Bare-spiral |  | 2010-10-25
Zhe Jiang NVC Lamp Co., Ltd. | NVC | ESP-15W 2700K |  | 15 | 950 | 10000 | 2700 | Bare-spiral |  | 2010-10-25
Zhe Jiang NVC Lamp Co., Ltd. | NVC | ESP-15W 4100K |  | 15 | 950 | 10000 | 4100 | Bare-spiral |  | 2010-10-25
Zhe Jiang NVC Lamp Co., Ltd. | NVC | ESP-15W 5000K |  | 15 | 950 | 10000 | 5000 | Bare-spiral |  | 2010-10-25
Zhe Jiang NVC Lamp Co., Ltd. | NVC | ESP-15W-2700K |  | 15 | 950 | 10000 | 2700 | Bare-Mini-Spiral |  | 2008-08-04
Zhe Jiang NVC Lamp Co., Ltd. | NVC | ESP-15W-4100K |  | 15 | 950 | 10000 | 4100 | Bare-Mini-Spiral |  | 2008-08-04
Zhe Jiang NVC Lamp Co., Ltd. | NVC | ESP-15W-5000K |  | 15 | 950 | 10000 | 5000 | Bare-Mini-Spiral |  | 2008-08-04
Zhe Jiang NVC Lamp Co., Ltd. | NVC | ESP-18W 2700K |  | 18 | 1218 | 10000 | 2700 | Bare-spiral |  | 2010-10-22
Zhe Jiang NVC Lamp Co., Ltd. | NVC | ESP-18W 3500K |  | 18 | 1218 | 10000 | 3500 | Bare-spiral |  | 2010-12-20
Zhe Jiang NVC Lamp Co., Ltd. | NVC | ESP-18W 6500K |  | 18 | 1218 | 10000 | 6500 | Bare-spiral |  | 2010-12-20
Zhe Jiang NVC Lamp Co., Ltd. | NVC | ESP-20W 2700K |  | 20 | 1218 | 10000 | 2700 | Bare-spiral |  | 2010-11-01
Zhe Jiang NVC Lamp Co., Ltd. | NVC | ESP-20W 4100K |  | 20 | 1200 | 10000 | 4100 | Bare-spiral |  | 2010-11-01
Zhe Jiang NVC Lamp Co., Ltd. | NVC | ESP-20W 5000K |  | 20 | 1200 | 10000 | 5000 | Bare-spiral |  | 2010-11-02
Zhe Jiang NVC Lamp Co., Ltd. | NVC | ESP-20W-2700K |  | 20 | 1200 | 10000 | 2700 | Bare-Mini-Spiral |  | 2008-03-26
Zhe Jiang NVC Lamp Co., Ltd. | NVC | ESP-20W-4100K |  | 20 | 1200 | 10000 | 4100 | Bare-Mini-Spiral |  | 2008-03-31
Zhe Jiang NVC Lamp Co., Ltd. | NVC | ESP-20W-5000K |  | 20 | 1200 | 10000 | 5000 | Bare-Mini-Spiral |  | 2008-03-31
Zhe Jiang NVC Lamp Co., Ltd. | NVC | ESP-23W 2700K |  | 23 | 1600 | 10000 | 2700 | Bare-spiral |  | 2010-11-02
Zhe Jiang NVC Lamp Co., Ltd. | NVC | ESP-23W 3500K |  | 23 | 1600 | 10000 | 3500 | Bare-spiral |  | 2010-12-20
Zhe Jiang NVC Lamp Co., Ltd. | NVC | ESP-23W 4100K |  | 23 | 1600 | 10000 | 4100 | Bare-spiral |  | 2010-11-02
Zhe Jiang NVC Lamp Co., Ltd. | NVC | ESP-23W 5000K |  | 23 | 1600 | 10000 | 5000 | Bare-spiral |  | 2010-11-02
Zhe Jiang NVC Lamp Co., Ltd. | NVC | ESP-23W 6500K |  | 23 | 1550 | 10000 | 6500 | Bare-spiral |  | 2010-12-22
Zhe Jiang NVC Lamp Co., Ltd. | NVC | ESP-23W-2700K |  | 23 | 1600 | 10000 | 2700 | Bare-Mini-Spiral |  | 2008-03-31
Zhe Jiang NVC Lamp Co., Ltd. | NVC | ESP-23W-4100K |  | 23 | 1600 | 10000 | 4100 | Bare-Mini-Spiral |  | 2008-05-27
Zhe Jiang NVC Lamp Co., Ltd. | NVC | ESP-23W-5000K |  | 23 | 1600 | 10000 | 5000 | Bare-Mini-Spiral |  | 2008-05-27
Zhe Jiang NVC Lamp Co., Ltd. | NVC | ESP-26W 2700K |  | 26 | 1650 | 10000 | 2700 | Bare-spiral |  | 2010-11-09
Zhe Jiang NVC Lamp Co., Ltd. | NVC | ESP-26W 4100K |  | 26 | 1650 | 10000 | 4100 | Bare-spiral |  | 2010-11-09
Zhe Jiang NVC Lamp Co., Ltd. | NVC | ESP-26W 5000K |  | 26 | 1650 | 10000 | 5000 | Bare-spiral |  | 2010-11-10
Zhe Jiang NVC Lamp Co., Ltd. | NVC | ESP-26W-2700K |  | 26 | 1650 | 10000 | 2700 | Bare-Mini-Spiral |  | 2008-08-04
Zhe Jiang NVC Lamp Co., Ltd. | NVC | ESP-26W-4100K |  | 26 | 1650 | 10000 | 4100 | Bare-Mini-Spiral |  | 2008-08-04
Zhe Jiang NVC Lamp Co., Ltd. | NVC | ESP-26W-5000K |  | 26 | 1650 | 10000 | 5000 | Bare-Mini-Spiral |  | 2008-08-04
Zhe Jiang NVC Lamp Co., Ltd. | NVC | ESP-9W 2700K |  | 9 | 550 | 10000 | 2700 | Bare-spiral |  | 2010-11-01
Zhe Jiang NVC Lamp Co., Ltd. | NVC | ESP-9W 3500K |  | 9 | 567 | 10000 | 3500 | Bare-spiral |  | 2010-12-21
Zhe Jiang NVC Lamp Co., Ltd. | NVC | ESP-9W 4100K |  | 9 | 550 | 10000 | 4100 | Bare-spiral |  | 2010-11-01
Zhe Jiang NVC Lamp Co., Ltd. | NVC | ESP-9W 5000K |  | 9 | 550 | 10000 | 5000 | Bare-spiral |  | 2010-11-01
Zhe Jiang NVC Lamp Co., Ltd. | NVC | ESP-9W 6500K |  | 9 | 550 | 10000 | 6500 | Bare-spiral |  | 2010-12-20
Zhe Jiang NVC Lamp Co., Ltd. | NVC | ESP-9W-2700K |  | 9 | 550 | 10000 | 2700 | Bare-Mini-Spiral |  | 2008-03-13
Zhe Jiang NVC Lamp Co., Ltd. | NVC | ESP-9W-4100K |  | 9 | 550 | 10000 | 4100 | Bare-Mini-Spiral |  | 2008-03-13
Zhe Jiang NVC Lamp Co., Ltd. | NVC | ESP-9W-5000K |  | 9 | 550 | 10000 | 5000 | Bare-Mini-Spiral |  | 2008-02-25
Zhe Jiang NVC Lamp Co., Ltd. | NVC | ESS-13W 2700K |  | 13 | 900 | 10000 | 2700 | Bare-spiral |  | 2009-08-12
Zhe Jiang NVC Lamp Co., Ltd. | NVC | ESS-13W 3500K |  | 13 | 900 | 10000 | 3500 | Bare-spiral |  | 2009-08-12
Zhe Jiang NVC Lamp Co., Ltd. | NVC | ESS-13W 6500K |  | 13 | 810 | 10000 | 6500 | Bare-spiral |  | 2009-09-09
Zhe Jiang NVC Lamp Co., Ltd. | NVC | ESS-15W 2700K |  | 15 | 1000 | 10000 | 2700 | Bare-spiral |  | 2009-09-09
Zhe Jiang NVC Lamp Co., Ltd. | NVC | ESS-20W 2700K |  | 20 | 1300 | 10000 | 2700 | Bare-spiral |  | 2009-09-09
Zhe Jiang NVC Lamp Co., Ltd. | NVC | ESS-20W 3500K |  | 20 | 1300 | 10000 | 3500 | Bare-spiral |  | 2009-09-09
Zhe Jiang NVC Lamp Co., Ltd. | NVC | ESS-20W 4100K |  | 20 | 1200 | 10000 | 4100 | Bare-spiral |  | 2009-08-12
Zhe Jiang NVC Lamp Co., Ltd. | NVC | ESS-20W 5000K |  | 20 | 1200 | 10000 | 5000 | Bare-spiral |  | 2009-08-12
Zhe Jiang NVC Lamp Co., Ltd. | NVC | ESS-20W 6500K |  | 20 | 1200 | 10000 | 6500 | Bare-spiral |  | 2009-08-12
Zhe Jiang NVC Lamp Co., Ltd. | NVC | ESS-23W 2700K |  | 23 | 1700 | 10000 | 2700 | Bare-spiral |  | 2009-09-09
Zhe Jiang NVC Lamp Co., Ltd. | NVC | ESS-23W 3500K |  | 23 | 1600 | 10000 | 3500 | Bare-spiral |  | 2009-08-12
Zhe Jiang NVC Lamp Co., Ltd. | NVC | ESS-23W 6500K |  | 23 | 1520 | 10000 | 6500 | Bare-spiral |  | 2009-09-09
Zhe Jiang NVC Lamp Co., Ltd. | NVC | ESS-26W 2700K |  | 26 | 1700 | 10000 | 2700 | Bare-spiral |  | 2009-07-13
Zhe Jiang NVC Lamp Co., Ltd. | NVC | ESS-9W 2700K |  | 9 | 550 | 10000 | 2700 | Bare-spiral |  | 2009-07-13
Zhe Jiang NVC Lamp Co., Ltd. | NVC | ESS-9W 3500K |  | 9 | 550 | 10000 | 3500 | Bare-spiral |  | 2009-07-13
Zhe Jiang NVC Lamp Co., Ltd. | NVC | ESS-9W 6500K |  | 9 | 550 | 10000 | 6500 | Bare-spiral |  | 2009-07-13
Zhe Jiang NVC Lamp Co., Ltd. | NVC | ESX-13W 2700K |  | 13 | 900 | 10000 | 2700 | Bare-spiral |  | 2010-09-10
Zhe Jiang NVC Lamp Co., Ltd. | NVC | ESX-13W 3500K |  | 13 | 900 | 10000 | 3500 | Bare-spiral |  | 2010-07-20
Zhe Jiang NVC Lamp Co., Ltd. | NVC | ESX-13W 4100K |  | 13 | 900 | 10000 | 4100 | Bare-spiral |  | 2010-08-18
Zhe Jiang NVC Lamp Co., Ltd. | NVC | ESX-13W 5000K |  | 13 | 900 | 10000 | 5000 | Bare-spiral |  | 2011-01-12
Zhe Jiang NVC Lamp Co., Ltd. | NVC | ESX-15W 4100K |  | 15 | 950 | 10000 | 4100 | Bare-spiral |  | 2010-08-27
Zhe Jiang NVC Lamp Co., Ltd. | NVC | ESX-15W 5000K |  | 15 | 950 | 10000 | 5000 | Bare-spiral |  | 2010-08-27
Zhe Jiang NVC Lamp Co., Ltd. | NVC | ESX-18W 4100K |  | 18 | 1200 | 10000 | 4100 | Bare-spiral |  | 2010-08-26
Zhe Jiang NVC Lamp Co., Ltd. | NVC | ESX-18W 5000K |  | 18 | 1200 | 10000 | 5000 | Bare-spiral |  | 2010-08-27
Zhe Jiang NVC Lamp Co., Ltd. | NVC | ESX-20W 3500K |  | 20 | 1200 | 10000 | 3500 | Bare-spiral |  | 2010-07-21
Zhe Jiang NVC Lamp Co., Ltd. | NVC | ESX-20W 4100K |  | 20 | 1200 | 10000 | 4100 | Bare-spiral |  | 2010-08-18
Zhe Jiang NVC Lamp Co., Ltd. | NVC | ESX-20W 5000K |  | 20 | 1200 | 10000 | 5000 | Bare-spiral |  | 2010-08-26
Zhe Jiang NVC Lamp Co., Ltd. | NVC | ESX-23W 2700K |  | 23 | 1600 | 10000 | 2700 | Bare-spiral |  | 2010-08-25
Zhe Jiang NVC Lamp Co., Ltd. | NVC | ESX-23W 4100K |  | 23 | 1600 | 10000 | 4100 | Bare-spiral |  | 2010-08-26
Zhe Jiang NVC Lamp Co., Ltd. | NVC | ESX-9W 2700K |  | 9 | 578 | 10000 | 2700 | Bare-spiral |  | 2010-07-21
Zhe Jiang NVC Lamp Co., Ltd. | NVC | ESX-9W 4100K |  | 9 | 556 | 10000 | 4100 | Bare-spiral |  | 2010-08-26
Zhe Jiang NVC Lamp Co., Ltd. | NVC | ESX-9W 5000K |  | 9 | 567 | 10000 | 5000 | Bare-spiral |  | 2010-07-21
Zhe Jiang NVC Lamp Co., Ltd. | NVC | ESX-9W 6500K |  | 9 | 550 | 10000 | 6500 | Bare-spiral |  | 2010-07-20
Zhejiang Yankon Group Co., Ltd | Yankon | FE151-S-19 |  | 19 | 1300 | 10000 | 3000 | Bare-spiral |  | 2004-12-30
Zhejiang Yankon Group Co., Ltd | Yankon | FE151-S-19 3500K |  | 19 | 1300 | 8000 | 3500 | Bare-spiral |  | 2005-09-15
Zhejiang Yankon Group Co., Ltd | Yankon | FE151-S-23 |  | 23 | 1600 | 10000 | 3000 | Bare-spiral |  | 2004-12-21
Zhejiang Yankon Group Co., Ltd | Yankon | FE151-S-23 3500K |  | 23 | 1600 | 8000 | 3500 | Bare-spiral |  | 2005-09-15
Zhejiang Yankon Group Co., Ltd | Yankon | FE151-S-27 |  | 23 | 1900 | 10000 | 3000 | Bare-spiral |  | 2004-12-30
Zhejiang Yankon Group Co., Ltd | Yankon | FE151A 19S 5000K |  | 19 | 1150 | 12000 | 5000 | Bare-spiral |  | 2011-01-10
Zhejiang Yankon Group Co., Ltd | Yankon | FE151A 23S 6500K |  | 23 | 1450 | 12000 | 6500 | Bare-spiral |  | 2011-01-10
Zhejiang Yankon Group Co., Ltd | Yankon | FE153-13S | E153-13SW-VB10 | 13 | 900 | 10000 | 2700 | Bare-spiral |  | 2005-09-15
Zhejiang Yankon Group Co., Ltd | Yankon | FE153-13S 3500K |  | 13 | 900 | 8000 | 3500 | Bare-spiral |  | 2005-09-15
Zhejiang Yankon Group Co., Ltd | Yankon | FE162 40S |  | 40 | 2600 | 8000 | 2700 | Bare-spiral |  | 2006-06-12
Zhejiang Yankon Group Co., Ltd | Yankon | FE172 13S 3500K |  | 13 | 900 | 8000 | 3500 | Bare-Mini-Spiral |  | 2006-06-09
Zhejiang Yankon Group Co., Ltd | Yankon | FE172A 7S 2700K |  | 7 | 375 | 12000 | 2700 | Bare-spiral |  | 2011-01-11
Zhejiang Yankon Group Co., Ltd | Yankon | FE213 13S 6500K |  | 13 | 700 | 12000 | 6500 | Bare-spiral |  | 2011-01-10
Zhejiang Yankon Group Co., Ltd | Yankon | FE84-S 13W |  | 13 | 800 | 10000 | 2700 | Bare-spiral |  | 2001-09-28
Zhejiang Yankon Group Co., Ltd | Yankon Energetic | FE101B 11S 2700K |  | 11 | 800 | 12000 | 2700 | Bare-spiral |  | 2009-07-02
Zhejiang Yankon Group Co., Ltd | Yankon Energetic | FE101B 11S 3000K |  | 11 | 769 | 10000 | 3000 | Bare-spiral |  | 2009-07-15
Zhejiang Yankon Group Co., Ltd | Yankon Energetic | FE101B 11S 3500K |  | 11 | 700 | 10000 | 3500 | Bare-spiral |  | 2009-09-03
Zhejiang Yankon Group Co., Ltd | Yankon Energetic | FE101B 11S 4100K |  | 11 | 720 | 10000 | 4100 | Bare-spiral |  | 2009-08-24
Zhejiang Yankon Group Co., Ltd | Yankon Energetic | FE101B 11S 5000K |  | 11 | 720 | 10000 | 5000 | Bare-spiral |  | 2009-09-02
Zhejiang Yankon Group Co., Ltd | Yankon Energetic | FE101B 11S 6500K |  | 11 | 720 | 10000 | 6500 | Bare-spiral |  | 2009-08-24
Zhejiang Yankon Group Co., Ltd | Yankon Energetic | FE101B 15S 2700K |  | 15 | 900 | 10000 | 2700 | Bare-spiral |  | 2009-07-15
Zhejiang Yankon Group Co., Ltd | Yankon Energetic | FE127 19W 2700K |  | 19 | 1200 | 10000 | 2700 | Bare-spiral |  | 2009-09-02
Zhejiang Yankon Group Co., Ltd | Yankon Energetic | FE151A 19S |  | 19 | 1300 | 10000 | 3000 | Bare-spiral |  | 2007-12-17
Zhejiang Yankon Group Co., Ltd | Yankon Energetic | FE151A 19S 2700K |  | 19 | 1300 | 12000 | 2700 | Bare-spiral |  | 2009-07-02
Zhejiang Yankon Group Co., Ltd | Yankon Energetic | FE151A 19S 4100K |  | 19 | 1300 | 10000 | 4100 | Bare-spiral |  | 2009-08-24
Zhejiang Yankon Group Co., Ltd | Yankon Energetic | FE151A 19S 6500K |  | 19 | 1240 | 12000 | 6500 | Bare-spiral |  | 2009-07-15
Zhejiang Yankon Group Co., Ltd | Yankon Energetic | FE151A 23S 2700K |  | 23 | 1600 | 12000 | 2700 | Bare-spiral |  | 2009-07-02
Zhejiang Yankon Group Co., Ltd | Yankon Energetic | FE151A 23S 4100K |  | 23 | 1497 | 10000 | 4100 | Bare-spiral |  | 2009-09-03
Zhejiang Yankon Group Co., Ltd | Yankon Energetic | FE153B 13S 3000K |  | 13 | 850 | 10000 | 3000 | Bare-spiral |  | 2009-07-15
Zhejiang Yankon Group Co., Ltd | Yankon Energetic | FE153B 13S 6500K |  | 13 | 800 | 10000 | 6500 | Bare-spiral |  | 2009-07-15
Zhejiang Yankon Group Co., Ltd | Yankon Energetic | FE153B 7S 2700K |  | 7 | 450 | 10000 | 2700 | Bare-spiral |  | 2009-07-15
Zhejiang Yankon Group Co., Ltd | Yankon Energetic | FE153B 7S 3000K |  | 7 | 450 | 10000 | 3000 | Bare-spiral |  | 2009-07-15
Zhejiang Yankon Group Co., Ltd | Yankon Energetic | FE172A 13S 3000K |  | 13 | 900 | 12000 | 3000 | Bare-spiral |  | 2009-07-31
Zhejiang Yankon Group Co., Ltd | Yankon Energetic | FE172A 13s 4100k |  | 13 | 900 | 10000 | 4100 | Bare-spiral |  | 2009-08-20
Zhejiang Yankon Group Co., Ltd | Yankon Energetic | FE172A 13S 5000K |  | 13 | 818 | 10000 | 5000 | Bare-spiral |  | 2009-09-03
Zhejiang Yankon Group Co., Ltd | Yankon Energetic | FE172A 13S 6500K |  | 13 | 900 | 12000 | 6500 | Bare-spiral |  | 2009-07-31
Zhejiang Yankon Group Co., Ltd | Yankon Energetic | FE212 23S |  | 23 | 1600 | 8000 | 3000 | Bare-spiral |  | 2007-12-12
Zhejiang Yankon Group Co., Ltd | Yankon Energetic | FE213 13S |  | 13 | 800 | 12000 | 2700 | Bare-Mini-Spiral |  | 2008-06-25
Zhejiang Yankon Group Co., Ltd | Yankon Energetic | FE213 13W 3000K |  | 13 | 750 | 10000 | 3000 | Bare-spiral |  | 2009-09-03
Zhejiang Yankon Group Co., Ltd | Yankon Energetic | FE247 19W 2700K |  | 19 | 1180 | 10000 | 2700 | Bare-spiral |  | 2009-10-05
Zhejiang Yankon Group Co., Ltd | Yankon Energetic | FE247 19W 3000K |  | 19 | 1300 | 10000 | 3000 | Bare-spiral |  | 2009-08-24
Zhejiang Yankon Group Co., Ltd | Yankon Energetic | FE247 23S 2700K |  | 23 | 1600 | 10000 | 2700 | Bare-spiral |  | 2009-10-05
Zhongshan Okes Lighting Appliance Co., Ltd | OKES | NK4A-18W |  | 18 | 1190 | 10000 | 2700 | Bare-spiral |  | 2008-07-01
Zhongshan Okes Lighting Appliance Co., Ltd | OKES | NK4A-23W |  | 23 | 1380 | 10000 | 2700 | Bare-spiral |  | 2008-07-01
Zhongshan Okes Lighting Appliance Co., Ltd | OKES | NK4C-14W |  | 14 | 900 | 10000 | 4100 | Bare-Mini-Spiral |  | 2008-07-29
Zhongshan Okes Lighting Appliance Co., Ltd | OKES | NK4C-9W |  | 9 | 680 | 8000 | 4100 | Bare-Mini-Spiral |  | 2008-07-01