## 2025 Verified Savings Summary
2025 Verified Savings Summary
| Ex Ante Gross | Realization Rate | Verified Gross |  | Deemed / Used | Verified Net |  |  |  | Program Costs |  | Participation |  |  |  | Verified Net Weighted Average Measure Life | GHG Savings |  | Water Savings |  | kWh Savings |  | Incremental Costs Max(Sum of IMC or Incentives)
| Annual Savings | Annual Savings (Verified Gross / Ex Ante Gross) | Annual Savings | Lifetime Savings | Net-to-Gross Ratio | Annual Savings | Lifetime Savings | Cost per Annual Savings | Cost per Lifetime Savings | Non-Incentive Costs | Incentive Costs | # Units | Units Definition | Energy Savings | Demand Reductions | Years | Annual Verified Net CO2 Savings | Lifetime Verified Net CO2 Savings | Annual Verified Net Water Savings | Lifetime Verified Net Water Savings | Annual Verified Net Electric Savings | Lifetime Verified Net Electric Savings | Gross IMC | Net IMC
| Therms | % | Therms | Therms | % | Therms | Therms | $/Therms | $/Therms | $ | $ |  |  | kWh | kW |  | metric tons CO2 | metric tons CO2 | Gallons | Gallons | kWh | kWh | $ | $
(a) | (b) | (c=d/b) | (d) | (e) | (f=g/d) | (g) | (h) | (i=(k+l)/g) | (j=(k+l)/h) | (k) | (l) | (m) | (n) |  |  | (q=h/g)
C&I and PS Joint New Construction | 0 | NA | 0 | 0 | NA | 0 | 0 | NA | NA | 0 | 0 | 0 | Projects | 0 | 0 | NA | 0 | 0 | 0 | 0 | 0 | 0 | 0 | 0
C&I and PS Retro-Commissioning | 5990 | 102.7% | 6151.76 | 52905.1407 | 86% | 5290.51 | 45498.39 | 0.65669 | 0.076359 | 0 | 3474.2 | 1 | Projects | 0 | 0 | 8.6 | 27.9921 | 240.732 | 0 | 0 | 0 | 0 | 7354 | 6324.4357
C&I & PS Prescriptive | 836994.27 | 106.1% | 887904.4 | 4532529.51 | 93.49% | 830117.14 | 4252809.1 | 0.87585 | 0.17096 | 520811.836 | 206244.6 | 285818 | Measures | 14541.5452 | 0 | 5.1231 | 4392.1498 | 22501.6129 | 6011778.22 | 36070669.32 | 14541.5452 | 87249.2711 | 342023.26 | 314521.5918
C&I & PS Custom | 266728 | 103.4% | 275915 | 4138725 | 92.97% | 256531 | 3847965 | 1.6585 | 0.11057 | 0 | 425466.81 | 7 | Projects | 0 | 0 | 15 | 1357.3055 | 20359.5828 | 0 | 0 | 0 | 0 | 874672.4475 | 813238.106
C&I & PS Gas Optimization | 0 | NA | 0 | 0 | NA | 0 | 0 | NA | NA | 0 | 84100 | 0 | Projects | 0 | 0 | NA | 0 | 0 | 0 | 0 | 0 | 0 | 84100 | 84100
Small and Midsize Business | 347520 | 57.56% | 200047 | 1322138.06 | 94.27% | 188592 | 1246764.5 | 1.4908 | 0.2255 | 185572.63 | 95576.5 | 155907 | Measures | 3795.3789 | 0.288 | 6.6109 | 997.8403 | 6596.631 | 1510132 | 9230919 | 3795.3789 | 24485.2791 | 95576.5 | 95576.5
Commercial Food Service (CFS) | 8229 | 72.24% | 5945 | 73011 | 82.98% | 4933 | 60531 | 5.0817 | 0.41414 | 15773.04 | 9295 | 12 | Projects | 75.6612 | 0 | 12.2706 | 26.1005 | 320.2695 | 18903 | 283545 | 75.6612 | 1134.9181 | 33981 | 27264.9558
Community Joint Kits | 65983 | 100% | 65983 | 976618 | 100% | 65983 | 976618 | 1.2421 | 0.08392 | 13632.12 | 68326.15 | 22660 | Kits | 12495.8618 | 0 | 14.8011 | 349.1161 | 5167.2858 | 2494184 | 18084368 | 12495.8618 | 90602.6837 | 68326.15 | 68326.15
Elementary Education Kits (IQ EEE) | 22263.53 | 100% | 22263.51 | 205568.2 | 100% | 22263.51 | 205568.2 | 3.1271 | 0.33867 | 45595.47 | 24024.03 | 8073 | Kits | 11703.3315 | 0 | 9.2334 | 117.7962 | 1087.6613 | 2335994.31 | 17930861.36 | 11703.3315 | 89833.6153 | 29723.9349 | 29723.9349
Income Qualified Multi-Family - IHWAP, Retrofits, PTA | 32848.52 | 100.4% | 32982.1 | 913604.8 | 100% | 32982.1 | 913604.8 | 16.5083 | 0.59597 | 229705.647 | 314774.4 | 92307 | Measures | 0 | 0 | 27.7 | 174.5083 | 4833.883 | 0 | 0 | 0 | 0 | 314774.4 | 314774.4
Public Housing Energy Savings | 1116.93 | 100% | 1116.93 | 3350.79 | 100% | 1116.93 | 3350.79 | 22.1652 | 7.3884 | 22656.983 | 2100 | 6 | Projects | 0 | 0 | 3 | 5.9097 | 17.729 | 0 | 0 | 0 | 0 | 3433.6182 | 3433.6182
Income Qualified Single Family - IHWAP, Retrofits, HEA, SAP | 21053.27 | 99.9% | 21032.08 | 368083.4276 | 100% | 21032.08 | 368083.4276 | 21.9107 | 1.252 | 182112.3 | 278715.05 | 45939 | Measure | 1327.7209 | 0.288 | 17.501 | 111.2807 | 1947.5294 | 209181.82 | 2091818.09 | 1327.7209 | 16074.4092 | 278715.05 | 273454.5011
Elementary Education Kits (EEE) | 38331.96 | 100% | 38331.91 | 359331.37 | 108.3% | 41513.46 | 389155.96 | 2.0441 | 0.21806 | 40373.74 | 44484.03 | 13671 | Kits | 20137.6431 | 0 | 9.3742 | 219.6477 | 2059.0242 | 3711439.55 | 28488650.57 | 20137.6431 | 154574.5961 | 50335.1808 | 54512.9193
Home Energy Rebates - HVAC, Smart Thermostats, Weatherization | 235496.83 | 99.99% | 235482.34 | 4398404.0714 | 85.86% | 202187.48 | 3722946.7042 | 1.7244 | 0.093648 | 122997.05 | 225650.3 | 171396.38 | Measures | 27020.4723 | 0.576 | 18.4133 | 1069.774 | 19698.111 | 0 | 0 | 27020.4723 | 540409.4453 | 733935.3486 | 557751.0769
Multi-Family Energy Savings - DI, Prescriptive, Custom, PTA | 15789.17 | 100% | 15789.37 | 202736.84 | 95.67% | 15105.11 | 193463.0192 | 4.9504 | 0.38651 | 53239.28 | 21536.96 | 13576.92 | Projects | 722.9974 | 0 | 12.8078 | 79.9211 | 1023.6128 | 131838.86 | 1318388.54 | 722.9974 | 7229.9744 | 118623.3723 | 114114.7834
Home Energy Savings - Home Energy Assessment | 8480.63 | 100% | 8480.67 | 99245.7384 | 110% | 9325.85 | 108617.8004 | 3.3107 | 0.28426 | 22324.77 | 8550.44 | 1359 | Measure | 2972.2116 | 0 | 11.647 | 49.3431 | 574.6968 | 502557.39 | 5025573.99 | 2972.2116 | 29722.1158 | 8550.44 | 9111.3951
Epic Savers Kit (ESK) | 71799.49 | 98.82% | 70949.91 | 807743.91 | 103.1% | 73172.91 | 827437.89 | 3.2144 | 0.28426 | 65089.59 | 170115.39 | 3773 | Kits | 5780.871 | 0 | 11.308 | 387.1579 | 4377.9739 | 977462.72 | 9774627.21 | 5780.871 | 57808.71 | 170115.39 | 170115.39
Business | 1465461.27 | 93.89% | 1375963.16 | 10119308.7107 | 93.42% | 1285463.65 | 9453567.99 | 1.2029 | 0.16357 | 722157.506 | 824157.11 | 441745 |  | 18412.5853 | 0.288 | 7.3543 | 6801.3882 | 50018.8282 | 7540813.22 | 45585133.32 | 18412.5853 | 112869.4683 | 1437707.2075 | 1341025.5893
Income Qualified | 143265.25 | 100.1% | 143377.62 | 2467225.2176 | 100% | 143377.62 | 2467225.2176 | 8.2415 | 0.47894 | 493702.52 | 687939.63 | 168985 |  | 25526.9143 | 0.288 | 17.2079 | 758.611 | 13054.0886 | 5039360.13 | 38107047.45 | 25526.9143 | 196510.7082 | 694973.1531 | 689712.6042
Residential | 369898.08 | 99.77% | 369034.2 | 5867461.9298 | 92.49% | 341304.81 | 5241621.3738 | 2.2688 | 0.14773 | 304024.43 | 470337.12 | 203776.3 |  | 56634.1954 | 0.576 | 15.8995 | 1805.8437 | 27733.4187 | 5323298.52 | 44607240.31 | 56634.1954 | 789744.8417 | 1081559.7317 | 905605.5646
MDI - Market Development Initiative | [9 empty] | 190415.71
Portfolio Total | 1978624.6 | 95.44% | 1888374.98 | 18453995.8581 | 93.74% | 1770146.08 | 17162414.5814 | 2.0861 | 0.21516 | 1710300.166 | 1982433.86 | 814506.3 |  | 100573.695 | 1.152 | 9.7724 | 9365.8429 | 90806.3356 | 17903471.87 | 128299421.08 | 100573.695 | 1099125.0182 | 3214240.0924 | 2936343.7581
Portfolio Total without IQ | 1835359.35 | 95.08% | 1744997.36 | 15986770.6405 | 93.22% | 1626768.46 | 14695189.3638 | 1.5436 | 0.17088 | 1216597.646 | 1294494.23 | 645521.3 |  | 75046.7807 | 0.864 | 9.1615 | 8607.2319 | 77752.2469 | 12864111.74 | 90192373.63 | 75046.7807 | 902614.31 | 2519266.9393 | 2246631.1539

## 2025 Verified Savings-Offering
2025 Verified Savings Summary
| Ex Ante Gross | Realization Rate | Verified Gross |  | Deemed / Used | Verified Net |  |  |  | Program Costs |  | Participation |  |  |  | Verified Net Weighted Average Measure Life | GHG Savings |  | Water Savings |  | kWh Savings |  | Incremental Costs Max(Sum of IMC or Incentives)
| Annual Savings | Annual Savings (Verified Gross / Ex Ante Gross) | Annual Savings | Lifetime Savings | Net-to-Gross Ratio | Annual Savings | Lifetime Savings | Cost per Annual Savings | Cost per Lifetime Savings | Non-Incentive Costs | Incentive Costs | # Units | Units Definition | Energy Savings | Demand Reductions | Years | Annual Verified Net CO2 Savings | Lifetime Verified Net CO2 Savings | Annual Verified Net Water Savings | Lifetime Verified Net Water Savings | Annual Verified Net Electric Savings | Lifetime Verified Net Electric Savings | Gross IMC | Net IMC
| Therms | % | Therms | Therms | % | Therms | Therms | $/Therms | $/Therms | $ | $ |  |  | kWh | kW |  | metric tons CO2 | metric tons CO2 | Gallons | Gallons | kWh | kWh | $ | $
(a) | (b) | (c=d/b) | (d) | (e) | (f=g/d) | (g) | (h) | (i=(k+l)/g) | (j=(k+l)/h) | (k) | (l) | (m) | (n) |  |  | (q=h/g)
C&I - New Construction | 0 | N/A | 0 | 0 | N/A | 0 | 0 | N/A | N/A | 0 | 0 | 0 | Projects | 0 | 0 | N/A | 0 | 0 | 0 | 0 | 0 | 0 | 0 | 0
C&I - RCx | 5990 | 102.7% | 6151.76 | 52905.1407 | 86% | 5290.51 | 45498.39 | 0.65669 | 0.076359 | 0 | 3474.2 | 1 | Projects | 0 | 0 | 8.6 | 27.9921 | 240.732 | 0 | 0 | 0 | 0 | 7354 | 6324.4357
Public Sector - RCx | 0 | N/A | 0 | 0 | N/A | 0 | 0 | N/A | N/A | 0 | 0 | 0 | Projects | 0 | 0 | N/A | 0 | 0 | 0 | 0 | 0 | 0 | 0 | 0
C&I - Prescriptive | 685138.72 | 107.4% | 736098.54 | 4075447.66 | 93.57% | 688770.99 | 3822185.28 | 0.65359 | 0.11778 | 273379.762 | 176794.6 | 124639 | Measures | 14077.2746 | 0 | 5.5493 | 3644.2873 | 20223.1823 | 5831198.44 | 34987190.64 | 14077.2746 | 84463.6475 | 196004.1 | 179805.9812
Public Sector - Prescriptive | 151855.55 | 99.97% | 151805.86 | 457081.85 | 93.11% | 141346.15 | 430623.82 | 1.9589 | 0.64298 | 247432.074 | 29450 | 161179 | Measures | 464.2706 | 0 | 3.0466 | 747.8625 | 2278.4306 | 180579.78 | 1083478.68 | 464.2706 | 2785.6237 | 146019.16 | 134715.6106
C&I - Custom | 260371 | 103.3% | 268885 | 4033275 | 93% | 250064 | 3750960 | 1.4568 | 0.097119 | 0 | 364289.81 | 6 | Projects | 0 | 0 | 15 | 1323.0886 | 19846.3294 | 0 | 0 | 0 | 0 | 853826.1444 | 794061.2863
Public Sector - Custom | 6357 | 110.6% | 7030 | 105450 | 91.99% | 6467 | 97005 | 9.4599 | 0.63066 | 0 | 61177 | 1 | Projects | 0 | 0 | 15 | 34.2169 | 513.2535 | 0 | 0 | 0 | 0 | 61177 | 61177
C&I - Gas Optimization | 0 | N/A | 0 | 0 | N/A | 0 | 0 | N/A | N/A | 0 | 17700 | 0 | Projects | 0 | 0 | N/A | 0 | 0 | 0 | 0 | 0 | 0 | 17700 | 17700
Public Sector - Gas Optimization | 0 | N/A | 0 | 0 | N/A | 0 | 0 | N/A | N/A | 0 | 66400 | 0 | Projects | 0 | 0 | N/A | 0 | 0 | 0 | 0 | 0 | 0 | 66400 | 66400
Commercial Food Service (CFS) | 8229 | 72.24% | 5945 | 73011 | 82.98% | 4933 | 60531 | 5.0817 | 0.41414 | 15773.04 | 9295 | 12 | Projects | 75.6612 | 0 | 12.2706 | 26.1005 | 320.2695 | 18903 | 283545 | 75.6612 | 1134.9181 | 33981 | 27264.9558
Small and Midsize Business - Prescriptive | 347520 | 57.56% | 200047 | 1322138.06 | 94.27% | 188592 | 1246764.5 | 1.4908 | 0.2255 | 185572.63 | 95576.5 | 155907 | Measures | 3795.3789 | 0.288 | 6.6109 | 997.8403 | 6596.631 | 1510132 | 9230919 | 3795.3789 | 24485.2791 | 95576.5 | 95576.5
IHWAP | 1939.86 | 100% | 1939.87 | 40274.95 | 100% | 1939.87 | 40274.95 | 33.1271 | 1.5956 | 27772.13 | 36490.05 | 2275 | Projects | 104.6447 | 0.144 | 20.7617 | 10.2639 | 213.0948 | 2276.38 | 22763.71 | 104.6447 | 1978.8466 | 36490.05 | 34385.8304
Retrofits - Joint | 10609.41 | 99.96% | 10604.72 | 239768.4966 | 100% | 10604.72 | 239768.4966 | 31.1392 | 1.3773 | 102328.57 | 227894.02 | 42977 | Measures | 186.48 | 0.144 | 22.6096 | 56.1096 | 1268.6151 | 0 | 0 | 186.48 | 3729.6 | 227894.02 | 224737.6906
HEA - Joint | 7750.84 | 99.81% | 7735.93 | 79572.901 | 100% | 7735.93 | 79572.901 | 8.5759 | 0.83373 | 52011.6 | 14330.98 | 620 | Projects | 926.5156 | 0 | 10.2861 | 40.9308 | 421.0202 | 184933.25 | 1849332.54 | 926.5156 | 9265.1558 | 14330.98 | 14330.98
SAP | 597.11 | 99.73% | 595.51 | 6930.73 | 100% | 595.51 | 6930.73 | 0 | 0 | 0 | 0 | 60 | Projects | 110.0807 | 0 | 11.6383 | 3.1508 | 36.6705 | 21972.19 | 219721.84 | 110.0807 | 1100.8067 | 677 | 677
HEA - Gas Only | 156.05 | 100% | 156.05 | 1536.35 | 100% | 156.05 | 1536.35 | 0 | 0 | 0 | 0 | 7 | Projects | 0 | 0 | 9.8452 | 0.82566 | 8.1288 | 0 | 0 | 0 | 0 | 105 | 105
IQ Kits - Schools (Joint) | 22263.53 | 100% | 22263.51 | 205568.2 | 100% | 22263.51 | 205568.2 | 3.1271 | 0.33867 | 45595.47 | 24024.03 | 8073 | Kits | 11703.3315 | 0 | 9.2334 | 117.7962 | 1087.6613 | 2335994.31 | 17930861.36 | 11703.3315 | 89833.6153 | 29723.9349 | 29723.9349
IQ Kits - Community (Joint) | 65983 | 100% | 65983 | 976618 | 100% | 65983 | 976618 | 1.2421 | 0.08392 | 13632.12 | 68326.15 | 22660 | Kits | 12495.8618 | 0 | 14.8011 | 349.1161 | 5167.2858 | 2494184 | 18084368 | 12495.8618 | 90602.6837 | 68326.15 | 68326.15
Multi-Family Energy Savings - IQ (Joint) | 32848.52 | 100.4% | 32982.1 | 913604.8 | 100% | 32982.1 | 913604.8 | 16.5083 | 0.59597 | 229705.647 | 314774.4 | 92307 | Projects | 0 | 0 | 27.7 | 174.5083 | 4833.883 | 0 | 0 | 0 | 0 | 314774.4 | 314774.4
MF - Public Housing (Joint) | 1116.93 | 100% | 1116.93 | 3350.79 | 100% | 1116.93 | 3350.79 | 22.1652 | 7.3884 | 22656.983 | 2100 | 6 | Projects | 0 | 0 | 3 | 5.9097 | 17.729 | 0 | 0 | 0 | 0 | 3433.6182 | 3433.6182
Elementary Education Kits (Joint) | 38331.96 | 100% | 38331.91 | 359331.37 | 108.3% | 41513.46 | 389155.96 | 2.0441 | 0.21806 | 40373.74 | 44484.03 | 13671 | Kits | 20137.6431 | 0 | 9.3742 | 219.6477 | 2059.0242 | 3711439.55 | 28488650.57 | 20137.6431 | 154574.5961 | 50335.1808 | 54512.9193
Epic Savers Kit (ESK) | 71799.49 | 98.82% | 70949.91 | 807743.91 | 103.1% | 73172.91 | 827437.89 | 3.2144 | 0.28426 | 65089.59 | 170115.39 | 3773 | Projects | 5780.871 | 0 | 11.308 | 387.1579 | 4377.9739 | 977462.72 | 9774627.21 | 5780.871 | 57808.71 | 170115.39 | 170115.39
Home Energy Savings - Home Energy Assessment (Joint) | 8480.63 | 100% | 8480.67 | 99245.7384 | 110% | 9325.85 | 108617.8004 | 3.34 | 0.28677 | 22597.64 | 8550.44 | 1359 | Projects | 2972.2116 | 0 | 11.647 | 49.3431 | 574.6968 | 502557.39 | 5025573.99 | 2972.2116 | 29722.1158 | 8550.44 | 9111.3951
Smart Thermostat (Joint) | 31715.59 | 100% | 31715.59 | 348871.49 | 102.9% | 32630.58 | 358936.38 | 1.2374 | 0.11249 | 30577.57 | 9800 | 392 | Projects | 0 | 0 | 11 | 172.6484 | 1899.1324 | 0 | 0 | 0 | 0 | 30968 | 31861.4224
Home Energy Rebate (Gas-Only) | 203781.24 | 99.99% | 203766.75 | 4049532.5814 | 83.21% | 169556.9 | 3364010.3242 | 1.8165 | 0.091556 | 92146.61 | 215850.3 | 171004.38 | Measures | 27020.4723 | 0.576 | 19.84 | 897.1256 | 17798.9786 | 0 | 0 | 27020.4723 | 540409.4453 | 702967.3486 | 525889.6545
Multi-Family Energy Savings (Joint) | 830.24 | 100% | 830.34 | 8130.06 | 108.9% | 904.4 | 8863.7692 | 21.0001 | 2.1427 | 16252.33 | 2740.19 | 88 | Projects | 722.9974 | 0 | 9.8007 | 4.7852 | 46.8982 | 131838.86 | 1318388.54 | 722.9974 | 7229.9744 | 2740.19 | 2740.19
Multi-Family Prescriptive, Custom, PTA (Gas-Only) | 14958.93 | 100% | 14959.03 | 194606.78 | 94.93% | 14200.71 | 184599.25 | 3.9282 | 0.30219 | 36986.95 | 18796.77 | 13488.92 | Projects | 0 | 0 | 12.9993 | 75.136 | 976.7146 | 0 | 0 | 0 | 0 | 118215.3723 | 113670.1079
The values in these total IMC cells (X35: Y40) don’t agree with the Business,IQ and Residential IMCs on the 2025 Verified Savings Summary tab. Column X and Y are calculated from the maximum of Total IMC or Total Incentives. The totals don't align between the 2025 Verified Savings Summary tab and the 2025 Verified Savings-Offering tab. Whereas the first tab is aggregated at the program level, the second tab is aggregated at the program offering or component level, therefore the Max(Sum of IMC or Incentives) do not produce the same results. See example the rows 11 and 12 (C&I-Custom plus Public Sector - Custom) produce gross IMC of $915,003, compare to the program level results in the 2025 Verified Savings Summary tab (C&I & PS Custom produce $874,672).
Business | 1465461.27 | 93.89% | 1375963.16 | 10119308.7107 | 93.42% | 1285463.65 | 9453567.99 | 1.2029 | 0.16357 | 722157.506 | 824157.11 | 441745 |  | 18412.5853 | 0.288 | 7.3543 | 6801.3882 | 50018.8282 | 7540813.22 | 45585133.32 | 18412.5853 | 112869.4683 | 1478037.9044 | 1383025.7696
Income Qualified | 143265.25 | 100.1% | 143377.62 | 2467225.2176 | 100% | 143377.62 | 2467225.2176 | 8.2415 | 0.47894 | 493702.52 | 687939.63 | 168985 |  | 25526.9143 | 0.288 | 17.2079 | 758.611 | 13054.0886 | 5039360.13 | 38107047.45 | 25526.9143 | 196510.7082 | 695755.1531 | 690494.6042
Residential | 369898.08 | 99.77% | 369034.2 | 5867461.9298 | 92.49% | 341304.81 | 5241621.3738 | 2.2688 | 0.14773 | 304024.43 | 470337.12 | 203776.3 |  | 56634.1954 | 0.576 | 15.8995 | 1805.8437 | 27733.4187 | 5323298.52 | 44607240.31 | 56634.1954 | 789744.8417 | 1083891.9217 | 907901.0792
MDI - Market Development Initiative | [9 empty] | 190415.71
Portfolio Total | 1978624.6 | 95.44% | 1888374.98 | 18453995.8581 | 93.74% | 1770146.08 | 17162414.5814 | 2.0861 | 0.21516 | 1710300.166 | 1982433.86 | 814506.3 |  | 100573.695 | 1.152 | 9.7724 | 9365.8429 | 90806.3356 | 17903471.87 | 128299421.08 | 100573.695 | 1099125.0182 | 3257684.9792 | 2981421.453
Portfolio Total without IE | 1835359.35 | 95.08% | 1744997.36 | 15986770.6405 | 93.22% | 1626768.46 | 14695189.3638 | 1.5436 | 0.17088 | 1216597.646 | 1294494.23 | 645521.3 |  | 75046.7807 | 0.864 | 9.1615 | 8607.2319 | 77752.2469 | 12864111.74 | 90192373.63 | 75046.7807 | 902614.31 | 2561929.8261 | 2290926.8488

## High Impact Measures
NSG 2025 High Impact Measure Summary
Sector | Measure Name (Standardized) | Verified Annual Gross Therms | Verified Gross Lifetime Savings | Measure Life (Years) | Rank (Annual) | Share of Portfolio Gross | Cumulative Annual Gross
Business | Steam Trap Replacement or Repair | 843992 | 5063950 | 6 | 1 | 44.69% | 44.69%
Business | Custom | 276576 | 4148640 | 15 | 2 | 14.65% | 59.34%
Business | Process Boiler Tune-up | 182843 | 368045 | 2 | 3 | 9.683% | 69.02%
Residential | Gas High Efficiency Furnace | 164119 | 3282378 | 20 | 4 | 8.691% | 77.71%
Residential | Advanced Thermostats | 114039 | 1254430 | 11 | 5 | 6.039% | 83.75%
Residential | Air Sealing | 100113 | 1556725 | 16 | 6 | 5.302% | 89.05%
Residential | Ceiling/Attic Insulation | 40189 | 1199706 | 30 | 7 | 2.128% | 91.18%
Business | Space Heating Boiler Tune-up | 39651 | 118952 | 3 | 8 | 2.1% | 93.28%
Residential | Low Flow Showerheads | 22043 | 220431 | 10 | 9 | 1.167% | 94.45%
Residential | Low Flow Faucet Aerators | 15493 | 154932 | 10 | 10 | 0.8204% | 95.27%
Residential | Shower Timer | 13770 | 27540 | 2 | 11 | 0.7292% | 96%
Residential | Pipe Insulation | 7908 | 101843 | 13 | 12 | 0.4188% | 96.42%
Residential | Boiler Lockout/Reset Controls | 7318 | 117082 | 16 | 13 | 0.3875% | 96.81%
Business | RCx Project | 6152 | 52905 | 9 | 14 | 0.3258% | 97.13%
Residential | Duct Insulation and Sealing | 5189 | 103786 | 20 | 15 | 0.2748% | 97.41%
Business | Demand Controlled Ventilation | 5085 | 30510 | 6 | 16 | 0.2693% | 97.68%
Residential | Gas High Efficiency Boiler | 4576 | 109871 | 24 | 17 | 0.2423% | 97.92%
Residential | Space Heating Boiler Tune-up | 3698 | 11095 | 3 | 18 | 0.1958% | 98.11%
Residential | Programmable Thermostats | 3285 | 65702 | 20 | 19 | 0.174% | 98.29%
Business | Linkageless Controls | 3034 | 23845 | 8 | 20 | 0.1607% | 98.45%
Business | Tankless Water Heater | 2996 | 59920 | 20 | 21 | 0.1587% | 98.61%
Business | Kitchen Demand Ventilation Controls | 2826 | 56520 | 20 | 22 | 0.1497% | 98.76%
Business | ENERGY STAR Fryer | 2748 | 32976 | 12 | 23 | 0.1455% | 98.9%
Business | Dishwasher | 2700 | 54001 | 20 | 24 | 0.143% | 99.04%
Business | Combination Oven | 2683 | 32196 | 12 | 25 | 0.1421% | 99.19%
Residential | Tankless Water Heater | 2455 | 36825 | 15 | 26 | 0.13% | 99.32%
Residential | Shower Flow Reducer | 1521 | 11955 | 8 | 27 | 0.08055% | 99.4%
Residential | Wall Insulation | 1510 | 35256 | 23 | 28 | 0.07996% | 99.48%
Business | Programmable Thermostats | 1383 | 13833 | 10 | 29 | 0.07324% | 99.55%
Residential | Domestic Hot Water Pipe Insulation | 1217 | 15747 | 13 | 30 | 0.06445% | 99.62%
Business | Conveyer Broiler | 884 | 10608 | 12 | 31 | 0.04681% | 99.66%
Residential | Rim Joist Insulation | 822 | 23009 | 28 | 32 | 0.04353% | 99.71%
Residential | Air Handler Filter Replacement | 697 | 2091 | 3 | 33 | 0.03691% | 99.74%
Residential | Thermostatic Restrictor Shower Valve | 610 | 7320 | 12 | 34 | 0.0323% | 99.77%
Residential | Basement Sidewall Insulation | 585 | 7020 | 12 | 35 | 0.03098% | 99.81%
Business | Double Rack Oven | 547 | 15313 | 28 | 36 | 0.02897% | 99.83%
Residential | Boiler Tune-up | 513 | 5130 | 10 | 37 | 0.02717% | 99.86%
Business | Fryer | 510 | 1530 | 3 | 38 | 0.02701% | 99.89%
Business | Gas High Efficiency Furnace | 440 | 7040 | 16 | 39 | 0.0233% | 99.91%
Residential | Temperature Setback | 329 | 657 | 2 | 40 | 0.01742% | 99.93%
Residential | Water Heater Temperature Setback | 296 | 591 | 2 | 41 | 0.01567% | 99.95%
Business | Gas Water Heater | 266 | 3990 | 15 | 42 | 0.01409% | 99.96%
Residential | Gas Water Heater | 232 | 3360 | 15 | 43 | 0.01229% | 99.97%
Business | Convection Oven | 209 | 2508 | 12 | 44 | 0.01107% | 99.98%
Residential | Furnace Tune Up | 169 | 506 | 3 | 45 | 0.008949% | 99.99%
Business | Advanced Thermostats | 157 | 1727 | 11 | 46 | 0.008314% | 100%
|  | 1888378 | 18453997

## 2025 TRC
Total Resource Cost Test (TRC) Results for NSG, 2025 Programs, Societal Discount Rate, Plan 4 Avoided Costs
Program | Benefits |  | Costs |  |  | IL Total Resource Cost (TRC) Test
| Avoided Gas Savings | Other Benefits | Non-Incentive Costs | Incentive Costs | Incremental Costs (Net)* | IL TRC Benefits | IL TRC Costs | IL TRC Test Net Benefits | IL TRC Test
(a) | (b) | (c) | (d) | (e) | (f) | (g) = | (h) = | (i) = | (k) =
[6 empty] | (b+c) | (d+f) | (g-h) | (g/h)
C&I and PS Joint New Construction | 0 | 0 | 0 | 0 | 0 | 0 | 0 | 0 | NA
C&I and PS Retro-Commissioning | 18713.4012 | 47262.6724 | 0 | 3474.2 | 6324.4357 | 65976.0736 | 6324.4357 | 59651.6379 | 10.4319
C&I & PS Prescriptive | 1758468.3859 | 4752315.9976 | 520811.836 | 206244.6 | 314521.5918 | 6510784.3834 | 835333.4278 | 5675450.9556 | 7.7942
C&I & PS Custom | 1548898.8468 | 3873476.5011 | 0 | 425466.81 | 813238.106 | 5422375.348 | 813238.106 | 4609137.242 | 6.6676
C&I & PS Gas Optimization | 0 | 0 | 0 | 84100 | 84100 | 0 | 84100 | -84100 | NA
Small and Midsize Business | 514160.6196 | 1375074.6704 | 185572.63 | 95576.5 | 95576.5 | 1889235.2899 | 281149.13 | 1608086.1599 | 6.7197
Commercial Food Service (CFS) | 24605.7055 | 64407.7997 | 15773.04 | 9295 | 27264.9558 | 89013.5052 | 43037.9958 | 45975.5094 | 2.0683
Business & Public Sector Total | 3864846.9589 | 10112537.6412 | 722157.506 | 824157.11 | 1341025.5893 | 13977384.6001 | 2063183.0953 | 11914201.5048 | 6.7747
Community Joint Kits | 386561.7797 | 1105034.1094 | 13632.12 | 68326.15 | 68326.15 | 1491595.8891 | 81958.27 | 1409637.6191 | 18.1995
Elementary Education Kits (IQ EEE) | 82355.0383 | 367078.1502 | 45595.47 | 24024.03 | 29723.9349 | 449433.1885 | 75319.4049 | 374113.7836 | 5.967
Income Qualified Multi-Family - IHWAP, Retrofits, PTA | 349244.2671 | 819868.1367 | 229705.647 | 314774.4 | 314774.4 | 1169112.4038 | 544480.047 | 624632.3568 | 2.1472
Public Housing Energy Savings | 1369.1832 | 3324.3558 | 22656.983 | 2100 | 3433.6182 | 4693.5391 | 26090.6012 | -21397.0621 | 0.17989
Income Qualified Single Family - IHWAP, Retrofits, HEA, SAP | 144605.8033 | 367181.6067 | 182112.3 | 278715.05 | 273454.5011 | 511787.41 | 455566.8011 | 56220.6089 | 1.1234
Income Qualified Total | 964136.0717 | 2662486.3588 | 493702.52 | 687939.63 | 689712.6042 | 3626622.4305 | 1183415.1242 | 2443207.3064 | 3.0645
Elementary Education Kits (EEE) | 155681.1682 | 644598.3898 | 40373.74 | 44484.03 | 54512.9193 | 800279.558 | 94886.6593 | 705392.8987 | 8.4341
Home Energy Rebates - HVAC, Smart Thermostats, Weatherization | 1471735.6008 | 3616946.3215 | 122997.05 | 225650.3 | 557751.0769 | 5088681.9223 | 680748.1269 | 4407933.7954 | 7.4751
Multi-Family Energy Savings - DI, Prescriptive, Custom, PTA | 77810.3806 | 202380.2893 | 53239.28 | 21536.96 | 114114.7834 | 280190.67 | 167354.0634 | 112836.6066 | 1.6742
Home Energy Savings - Home Energy Assessment | 44026.9739 | 154741.6509 | 22324.77 | 8550.44 | 9111.3951 | 198768.6247 | 31436.1651 | 167332.4596 | 6.3229
Epic Savers Kit (ESK) | 337187.2526 | 920410.6 | 65089.59 | 170115.39 | 170115.39 | 1257597.8526 | 235204.98 | 1022392.8726 | 5.3468
Residential Total | 2086441.3761 | 5539077.2515 | 304024.43 | 470337.12 | 905605.5646 | 7625518.6276 | 1209629.9946 | 6415888.633 | 6.304
MDI - Market Development Initiative |  |  | 190415.71 |  |  | 0 | 190415.71 | -190415.71
EEPS Portfolio Total | 6915424.4068 | 18314101.2515 | 1710300.166 | 1982433.86 | 2936343.7581 | 25229525.6582 | 4646643.9241 | 20582881.7341 | 5.4296
EEPS Portfolio Total without IQ | 5951288.335 | 15651614.8927 | 1216597.646 | 1294494.23 | 2246631.1539 | 21602903.2277 | 3463228.7999 | 18139674.4278 | 6.2378
* Excess Incentives are the amount that incentives are greater than estimated incremental measure costs, and if present, should be added to non-incentive costs. Since IMCs are estimated using TRM, planning, and secondary research, the IMC estimates may not include all relevant and up-to-date installation and equipment costs for some programs. After reviewing data, we set IMC equal to incentives for Income Eligible and Direct Installation Programs if incentives were greater than the initial IMC estimate. Incentives are allocated to C&I and Public Sector programs by gross therms and some programs appear to have excess incentives, however overall IMCs are greater than overall incentives for C&I and PS programs prior to allocating.
[7 empty] | Utility | Portfolio | TRC (old) | TRC (new)
[7 empty] | NSG | Portfolio | 2.9067 | 2.9711
[8 empty] | Portfolio w/o IE | 2.6238 | 2.6811
[7 empty] | PGL | Portfolio | 3.1733 | 3.2418
[8 empty] | Portfolio w/o IE | 3.8144 | 3.8955
[7 empty] | Nicor | Portfolio | 3.0691 | 3.1393
[8 empty] | Portfolio w/o IE | 3.19 | 3.2631

## 2025 TRC wo NEI
Total Resource Cost Test (TRC) Results for NSG, 2025 Programs, Societal Discount Rate, Plan 4 Avoided Costs
Program | Benefits |  | Costs |  |  | IL Total Resource Cost (TRC) Test
| Avoided Gas Savings | Only Measure NEI Benefits | Non-Incentive Costs | Incentive Costs | Incremental Costs (Net)* | IL TRC Benefits | IL TRC Costs | IL TRC Test Net Benefits | IL TRC Test
(a) | (b) | (c) | (d) | (e) | (f) | (g) = | (h) = | (i) = | (k) =
[6 empty] | (b+c) | (d+f) | (g-h) | (g/h)
C&I and PS Joint New Construction | 0 | 0 | 0 | 0 | 0 | 0 | 0 | 0 | NA
C&I and PS Retro-Commissioning | 18713.4012 | 0 | 0 | 3474.2 | 6324.4357 | 18713.4012 | 6324.4357 | 12388.9655 | 2.9589
C&I & PS Prescriptive | 1758468.3859 | 328767.5431 | 520811.836 | 206244.6 | 314521.5918 | 2087235.929 | 835333.4278 | 1251902.5012 | 2.4987
C&I & PS Custom | 1548898.8468 | 0 | 0 | 425466.81 | 813238.106 | 1548898.8468 | 813238.106 | 735660.7408 | 1.9046
C&I & PS Gas Optimization | 0 | 0 | 0 | 84100 | 84100 | 0 | 84100 | -84100 | NA
Small and Midsize Business | 514160.6196 | 84288.8745 | 185572.63 | 95576.5 | 95576.5 | 598449.494 | 281149.13 | 317300.364 | 2.1286
Commercial Food Service (CFS) | 24605.7055 | 2565.2678 | 15773.04 | 9295 | 27264.9558 | 27170.9732 | 43037.9958 | -15867.0226 | 0.63133
Business & Public Sector Total | 3864846.9589 | 415621.6854 | 722157.506 | 824157.11 | 1341025.5893 | 4280468.6443 | 2063183.0953 | 2217285.549 | 2.0747
Community Joint Kits | 386561.7797 | 167310.6586 | 13632.12 | 68326.15 | 68326.15 | 553872.4384 | 81958.27 | 471914.1684 | 6.758
Elementary Education Kits (IQ EEE) | 82355.0383 | 165824.6878 | 45595.47 | 24024.03 | 29723.9349 | 248179.7261 | 75319.4049 | 172860.3212 | 3.295
Income Qualified Multi-Family - IHWAP, Retrofits, PTA | 349244.2671 | 0 | 229705.647 | 314774.4 | 314774.4 | 349244.2671 | 544480.047 | -195235.7799 | 0.64143
Public Housing Energy Savings | 1369.1832 | 0 | 22656.983 | 2100 | 3433.6182 | 1369.1832 | 26090.6012 | -24721.4179 | 0.052478
Income Qualified Single Family - IHWAP, Retrofits, HEA, SAP | 144605.8033 | 19887.1743 | 182112.3 | 278715.05 | 273454.5011 | 164492.9777 | 455566.8011 | -291073.8234 | 0.36107
Income Qualified Total | 964136.0717 | 353022.5208 | 493702.52 | 687939.63 | 689712.6042 | 1317158.5925 | 1183415.1242 | 133743.4683 | 1.113
Elementary Education Kits (EEE) | 155681.1682 | 264410.9155 | 40373.74 | 44484.03 | 54512.9193 | 420092.0837 | 94886.6593 | 325205.4244 | 4.4273
Home Energy Rebates - HVAC, Smart Thermostats, Weatherization | 1471735.6008 | 55296.2653 | 122997.05 | 225650.3 | 557751.0769 | 1527031.8661 | 680748.1269 | 846283.7392 | 2.2432
Multi-Family Energy Savings - DI, Prescriptive, Custom, PTA | 77810.3806 | 12222.854 | 53239.28 | 21536.96 | 114114.7834 | 90033.2347 | 167354.0634 | -77320.8287 | 0.53798
Home Energy Savings - Home Energy Assessment | 44026.9739 | 46763.8425 | 22324.77 | 8550.44 | 9111.3951 | 90790.8163 | 31436.1651 | 59354.6512 | 2.8881
Epic Savers Kit (ESK) | 337187.2526 | 90954.6021 | 65089.59 | 170115.39 | 170115.39 | 428141.8548 | 235204.98 | 192936.8748 | 1.8203
Residential Total | 2086441.3761 | 469648.4794 | 304024.43 | 470337.12 | 905605.5646 | 2556089.8555 | 1209629.9946 | 1346459.8609 | 2.1131
MDI - Market Development Initiative |  |  | 190415.71 |  |  | 0 | 190415.71 | -190415.71
EEPS Portfolio Total | 6915424.4068 | 1238292.6856 | 1710300.166 | 1982433.86 | 2936343.7581 | 8153717.0923 | 4646643.9241 | 3507073.1682 | 1.7548
EEPS Portfolio Total without IQ | 5951288.335 | 885270.1648 | 1216597.646 | 1294494.23 | 2246631.1539 | 6836558.4998 | 3463228.7999 | 3373329.6999 | 1.974
* Excess Incentives are the amount that incentives are greater than estimated incremental measure costs, and if present, should be added to non-incentive costs. Since IMCs are estimated using TRM, planning, and secondary research, the IMC estimates may not include all relevant and up-to-date installation and equipment costs for some programs. After reviewing data, we set IMC equal to incentives for Income Eligible and Direct Installation Programs if incentives were greater than the initial IMC estimate. Incentives are allocated to C&I and Public Sector programs by gross therms and some programs appear to have excess incentives, however overall IMCs are greater than overall incentives for C&I and PS programs prior to allocating.

## 2025 PACT
Program Administrator Cost Test (PACT) Results for NSG, 2025 Programs, WACC Discount Rate, Plan 4 Avoided Costs
Program | Benefits |  | Costs |  |  | Program Administrator Cost Test (PACT)
| Avoided Gas Savings | Only Measure NEI Benefits | Non-Incentive Costs | Incentive Costs | Incremental Costs (Net) | PACT Benefits | PACT Costs | PACT Test Net Benefits | PACT Test
(a) | (b) | (c) | (d) | (e) | (f) | (g) = | (h) = | (i) = | (k) =
[6 empty] | (b+c) | (d+e) | (g-h) | (g/h)
C&I and PS Joint New Construction | 0 | 0 | 0 | 0 | 0 | 0 | 0 | 0 | NA
C&I and PS Retro-Commissioning | 16082.6922 | 0 | 0 | 3474.2 | 6324.4357 | 16082.6922 | 3474.2 | 12608.4922 | 4.6292
C&I & PS Prescriptive | 1596303.2247 | 297533.5201 | 520811.836 | 206244.6 | 314521.5918 | 1893836.7447 | 727056.436 | 1166780.3087 | 2.6048
C&I & PS Custom | 1184893.7845 | 0 | 0 | 425466.81 | 813238.106 | 1184893.7845 | 425466.81 | 759426.9745 | 2.7849
C&I & PS Gas Optimization | 0 | 0 | 0 | 84100 | 84100 | 0 | 84100 | -84100 | NA
Small and Midsize Business | 451854.8921 | 75896.9421 | 185572.63 | 95576.5 | 95576.5 | 527751.8342 | 281149.13 | 246602.7042 | 1.8771
Commercial Food Service (CFS) | 19748.6395 | 1961.2008 | 15773.04 | 9295 | 27264.9558 | 21709.8402 | 25068.04 | -3358.1998 | 0.86604
Business & Public Sector Total | 3268883.233 | 375391.6629 | 722157.506 | 824157.11 | 1341025.5893 | 3644274.8959 | 1546314.616 | 2097960.2799 | 2.3567
Community Joint Kits | 278424.3527 | 142552.3973 | 13632.12 | 68326.15 | 68326.15 | 420976.75 | 81958.27 | 339018.48 | 5.1365
Elementary Education Kits (IQ EEE) | 63654.176 | 140830.2656 | 45595.47 | 24024.03 | 29723.9349 | 204484.4415 | 69619.5 | 134864.9415 | 2.9372
Income Qualified Multi-Family - IHWAP, Retrofits, PTA | 213212.4073 | 0 | 229705.647 | 314774.4 | 314774.4 | 213212.4073 | 544480.047 | -331267.6397 | 0.39159
Public Housing Energy Savings | 1313.4439 | 0 | 22656.983 | 2100 | 3433.6182 | 1313.4439 | 24756.983 | -23443.5391 | 0.053053
Income Qualified Single Family - IHWAP, Retrofits, HEA, SAP | 100839.3806 | 16601.0461 | 182112.3 | 278715.05 | 274605.0267 | 117440.4267 | 460827.35 | -343386.9233 | 0.25485
Income Qualified Total | 657443.7605 | 299983.709 | 493702.52 | 687939.63 | 690863.1298 | 957427.4695 | 1181642.15 | -224214.6805 | 0.81025
Elementary Education Kits (EEE) | 119522.1573 | 224564.6101 | 40373.74 | 44484.03 | 54512.9193 | 344086.7673 | 84857.77 | 259228.9973 | 4.0549
Home Energy Rebates - HVAC, Smart Thermostats, Weatherization | 1047411.4636 | 39457.4493 | 122997.05 | 225650.3 | 576482.6156 | 1086868.9128 | 348647.35 | 738221.5628 | 3.1174
Multi-Family Energy Savings - DI, Prescriptive, Custom, PTA | 59901.8801 | 10247.4676 | 53239.28 | 21536.96 | 114114.7834 | 70149.3477 | 74776.24 | -4626.8923 | 0.93812
Home Energy Savings - Home Energy Assessment | 35152.7429 | 39207.51 | 22324.77 | 8550.44 | 9111.3951 | 74360.2528 | 30875.21 | 43485.0428 | 2.4084
Epic Savers Kit (ESK) | 274436.8841 | 76257.7084 | 65089.59 | 170115.39 | 170115.39 | 350694.5925 | 235204.98 | 115489.6125 | 1.491
Residential Total | 1536425.1279 | 389734.7453 | 304024.43 | 470337.12 | 924337.1034 | 1926159.8732 | 774361.55 | 1151798.3232 | 2.4874
MDI - Market Development Initiative |  |  | 190415.71 |  |  | 0 | 190415.71 | -190415.71
EEPS Portfolio Total | 5462752.1214 | 1065110.1172 | 1710300.166 | 1982433.86 | 2956225.8225 | 6527862.2386 | 3692734.026 | 2835128.2126 | 1.7678
EEPS Portfolio Total without IQ | 4805308.3609 | 765126.4082 | 1216597.646 | 1294494.23 | 2265362.6927 | 5570434.7691 | 2511091.876 | 3059342.8931 | 2.2183
MDI - Market Development Initiative |  |  | 174304.87 |  |  | 0 | 174304.87 | -174304.87
EEPS Portfolio Total With IQ | 5462752.1214 | 1065110.1172 | 1694189.326 | 1982433.86 | 2956225.8225 | 6527862.2386 | 3676623.186 | 2851239.0526 | 1.7755
EEPS Portfolio Total Without IQ | 4805308.3609 | 765126.4082 | 1200486.806 | 1294494.23 | 2265362.6927 | 5570434.7691 | 2494981.036 | 3075453.7331 | 2.2327
Note on A43: [Threaded comment] Your version of Excel allows you to read this threaded comment; however, any edits to it will get removed if the file is opened in a newer version of Excel. Learn more: https://go.microsoft.com/fwlink/?linkid=870924 Comment: I think this should be MDI. Reply: updated

## 2025 PACT wo NEI
Program Administrator Cost Test (PACT) Results for NSG, 2025 Programs, WACC Discount Rate, Plan 4 Avoided Cost
Program | Benefits |  | Costs |  |  | Program Administrator Cost Test (PACT)
| Avoided Gas Savings | No Other Benefits | Non-Incentive Costs | Incentive Costs | Incremental Costs (Net) | PACT Benefits | PACT Costs | PACT Test Net Benefits | PACT Test
(a) | (b) | (c) | (d) | (e) | (f) | (g) = | (h) = | (i) = | (k) =
[6 empty] | (b) | (d+e) | (g-h) | (g/h)
C&I and PS Joint New Construction | 0 |  | 0 | 0 | 0 | 0 | 0 | 0 | NA
C&I and PS Retro-Commissioning | 16082.6922 |  | 0 | 3474.2 | 6324.4357 | 16082.6922 | 3474.2 | 12608.4922 | 4.6292
C&I & PS Prescriptive | 1596303.2247 |  | 520811.836 | 206244.6 | 314521.5918 | 1596303.2247 | 727056.436 | 869246.7887 | 2.1956
C&I & PS Custom | 1184893.7845 |  | 0 | 425466.81 | 813238.106 | 1184893.7845 | 425466.81 | 759426.9745 | 2.7849
C&I & PS Gas Optimization | 0 |  | 0 | 84100 | 84100 | 0 | 84100 | -84100 | NA
Small and Midsize Business | 451854.8921 |  | 185572.63 | 95576.5 | 95576.5 | 451854.8921 | 281149.13 | 170705.7621 | 1.6072
Commercial Food Service (CFS) | 19748.6395 |  | 15773.04 | 9295 | 27264.9558 | 19748.6395 | 25068.04 | -5319.4005 | 0.7878
Business & Public Sector Total | 3268883.233 | 0 | 722157.506 | 824157.11 | 1341025.5893 | 3268883.233 | 1546314.616 | 1722568.617 | 2.114
Community Joint Kits | 278424.3527 |  | 13632.12 | 68326.15 | 68326.15 | 278424.3527 | 81958.27 | 196466.0827 | 3.3971
Elementary Education Kits (IQ EEE) | 63654.176 |  | 45595.47 | 24024.03 | 29723.9349 | 63654.176 | 69619.5 | -5965.324 | 0.91432
Income Qualified Multi-Family - IHWAP, Retrofits, PTA | 213212.4073 |  | 229705.647 | 314774.4 | 314774.4 | 213212.4073 | 544480.047 | -331267.6397 | 0.39159
Public Housing Energy Savings | 1313.4439 |  | 22656.983 | 2100 | 3433.6182 | 1313.4439 | 24756.983 | -23443.5391 | 0.053053
Income Qualified Single Family - IHWAP, Retrofits, HEA, SAP | 100839.3806 |  | 182112.3 | 278715.05 | 274605.0267 | 100839.3806 | 460827.35 | -359987.9694 | 0.21882
Income Qualified Total | 657443.7605 | 0 | 493702.52 | 687939.63 | 690863.1298 | 657443.7605 | 1181642.15 | -524198.3895 | 0.55638
Elementary Education Kits (EEE) | 119522.1573 |  | 40373.74 | 44484.03 | 54512.9193 | 119522.1573 | 84857.77 | 34664.3873 | 1.4085
Home Energy Rebates - HVAC, Smart Thermostats, Weatherization | 1047411.4636 |  | 122997.05 | 225650.3 | 576482.6156 | 1047411.4636 | 348647.35 | 698764.1136 | 3.0042
Multi-Family Energy Savings - DI, Prescriptive, Custom, PTA | 59901.8801 |  | 53239.28 | 21536.96 | 114114.7834 | 59901.8801 | 74776.24 | -14874.3599 | 0.80108
Home Energy Savings - Home Energy Assessment | 35152.7429 |  | 22324.77 | 8550.44 | 9111.3951 | 35152.7429 | 30875.21 | 4277.5329 | 1.1385
Epic Savers Kit (ESK) | 274436.8841 |  | 65089.59 | 170115.39 | 170115.39 | 274436.8841 | 235204.98 | 39231.9041 | 1.1668
Residential Total | 1536425.1279 | 0 | 304024.43 | 470337.12 | 924337.1034 | 1536425.1279 | 774361.55 | 762063.5779 | 1.9841
MDI - Market Development Initiative |  |  | 190415.71 |  |  | 0 | 190415.71 | -190415.71
EEPS Portfolio Total | 5462752.1214 | 0 | 1710300.166 | 1982433.86 | 2956225.8225 | 5462752.1214 | 3692734.026 | 1770018.0954 | 1.4793
EEPS Portfolio Total without IQ | 4805308.3609 | 0 | 1216597.646 | 1294494.23 | 2265362.6927 | 4805308.3609 | 2511091.876 | 2294216.4849 | 1.9136

## TRC Other Benefits Details
ALL OTHER BENEFITS DETAILS
Program | NEBs (AQB) | Avoided Water Savings | Avoided Env. Adder Costs | Avoided Electric Savings | Other Benefits (NEBs, Water, Env., Elec) | Without NEI Benefits (excl. Env. & AQB)
C&I and PS Joint New Construction | 3047596.318 | 321342.1713 | 1375952.1364 | 7425.3718 | 4752315.9976 | 328767.5431
C&I and PS Retro-Commissioning | 2558850.784 | 0 | 1314625.7172 | 0 | 3873476.5011 | 0
C&I & PS Prescriptive | 0 | 0 | 0 | 0 | 0 | 0
C&I & PS Custom | 0 | 0 | 0 | 0 | 0 | 0
C&I & PS Gas Optimization | 32231.6688 | 0 | 15031.0036 | 0 | 47262.6724 | 0
Small and Midsize Business | 882715.7827 | 82189.3751 | 408070.0132 | 2099.4993 | 1375074.6704 | 84288.8745
Commercial Food Service (CFS) | 41416.8373 | 2480.0533 | 20425.6947 | 85.2145 | 64407.7997 | 2565.2678
Business & Public Sector Total | 6562811.3908 | 406011.5998 | 3134104.565 | 9610.0856 | 10112537.6412 | 415621.6854
Community Joint Kits | 600283.4212 | 160046.2856 | 337440.0296 | 7264.373 | 1105034.1094 | 167310.6586
Elementary Education Kits (IQ EEE) | 2264.9799 | 0 | 1059.3759 | 0 | 3324.3558 | 0
Income Qualified Multi-Family - IHWAP, Retrofits, PTA | 220186.2753 | 18483.624 | 127108.1571 | 1403.5504 | 367181.6067 | 19887.1743
Public Housing Energy Savings | 500397.3401 | 0 | 319470.7967 | 0 | 819868.1367 | 0
Income Qualified Single Family - IHWAP, Retrofits, HEA, SAP | 131399.6988 | 158637.7912 | 69853.7636 | 7186.8966 | 367078.1502 | 165824.6878
Income Qualified (IQ) Total | 1454531.7152 | 337167.7008 | 854932.1229 | 15854.82 | 2662486.3588 | 353022.5208
Elementary Education Kits (EEE) | 247734.8278 | 252044.5911 | 132452.6466 | 12366.3244 | 644598.3898 | 264410.9155
Home Energy Rebates - HVAC, Smart Thermostats, Weatherization | 124212.172 | 11649.4823 | 65945.2633 | 573.3717 | 202380.2893 | 12222.854
Multi-Family Energy Savings - DI, Prescriptive, Custom, PTA | 71320.7309 | 44406.7358 | 36657.0775 | 2357.1066 | 154741.6509 | 46763.8425
Home Energy Savings - Home Energy Assessment | 2273372.5034 | 0 | 1288277.5528 | 55296.2653 | 3616946.3215 | 55296.2653
Epic Savers Kit (ESK) | 551460.9164 | 86370.0936 | 277995.0814 | 4584.5086 | 920410.6 | 90954.6021
Residential Total | 3268101.1504 | 394470.9028 | 1801327.6217 | 75177.5766 | 5539077.2515 | 469648.4794
EEPS Portfolio Total | 11285444.2564 | 1137650.2034 | 5790364.3095 | 100642.4822 | 18314101.2515 | 1238292.6856
EEPS Portfolio Total without IQ | 9830912.5412 | 800482.5026 | 4935432.1866 | 84787.6622 | 15651614.8927 | 885270.1648
EEPS Portfolio Total With IQ | 11285444.2564 | 1137650.2034 | 5790364.3095 | 100642.4822 | 18314101.2515 | 1238292.6856
EEPS Portfolio Total Without IQ | 9830912.5412 | 800482.5026 | 4935432.1866 | 84787.6622 | 15651614.8927 | 885270.1648

## Measure Savings Details
|  | Utility | NSG
|  | Year | 2025
|  | Link to Tab | [13 empty] | Calculates Automatically
Sector | Program Category | Program Name | Program/Path | Offering | Measure Name | Unique Measure Name | Measure Name (Standardized) | Units | Quantity | Effective Useful Life | Annual Ex Ante Gross Savings (therms) | Annual Verified Gross Gas Savings | Annual Verified Net Savings | Lifetime Verified Gross Gas Savings | Lifetime Verified Net Savings | Gas NTG | Gas Realization Rate
Residential | Private | Epic Savers Kit (ESK) | Non-DAC | Epic Savers Kit (ESK) | Low Flow Aerator (Bathroom) | Epic Savers Kit (ESK)Low Flow Aerator (Bathroom) | Low Flow Faucet Aerators | Unit | 679 | 10 | 445 | 441.23 | 520.86 | 4412.3 | 5208.6 | 118% | 99.15%
Residential | Private | Epic Savers Kit (ESK) | Non-DAC | Epic Savers Kit (ESK) | Low Flow Showerheads | Epic Savers Kit (ESK)Low Flow Showerheads | Low Flow Showerheads | Unit | 477 | 10 | 4277.74 | 3542.04 | 4181.27 | 35420.4 | 41812.7 | 118% | 82.8%
Residential | Private | Epic Savers Kit (ESK) | Non-DAC | Epic Savers Kit (ESK) | Thermostatic Restrictor Shower Valve | Epic Savers Kit (ESK)Thermostatic Restrictor Shower Valve | Thermostatic Restrictor Shower Valve | Unit | 202 | 10 | 475.71 | 473.18 | 558.58 | 4731.8 | 5585.8 | 118% | 99.47%
Residential | Private | Epic Savers Kit (ESK) | Non-DAC | Epic Savers Kit (ESK) | Self-Adhesive Door Sweep | Epic Savers Kit (ESK)Self-Adhesive Door Sweep | Air Sealing | Unit | 679 | 20 | 3373 | 3372.4 | 2921.85 | 67448 | 58437 | 86.64% | 99.98%
Residential | Private | Epic Savers Kit (ESK) | Non-DAC | Epic Savers Kit (ESK) | Water Heater Temperature Setback | Epic Savers Kit (ESK)Water Heater Temperature Setback | Water Heater Temperature Setback | Unit | 679 | 2 | 172 | 170.94 | 148.1 | 341.88 | 296.2 | 86.64% | 99.38%
Residential | Private | Epic Savers Kit (ESK) | Non-DAC | Epic Savers Kit (ESK) | Smart Thermostat | Epic Savers Kit (ESK)Smart Thermostat | Advanced Thermostats | Unit | 645 | 11 | 55102.35 | 55099.13 | 56688.73 | 606090.43 | 623576.03 | 102.9% | 99.99%
Residential | Private | Epic Savers Kit (ESK) | DAC | Epic Savers Kit (ESK) | Low Flow Aerator (Bathroom) | Epic Savers Kit (ESK)Low Flow Aerator (Bathroom) | Low Flow Faucet Aerators | Unit | 83 | 10 | 54.37 | 53.94 | 63.67 | 539.4 | 636.7 | 118% | 99.21%
Residential | Private | Epic Savers Kit (ESK) | DAC | Epic Savers Kit (ESK) | Low Flow Showerheads | Epic Savers Kit (ESK)Low Flow Showerheads | Low Flow Showerheads | Unit | 66 | 10 | 591.89 | 490.09 | 578.54 | 4900.9 | 5785.4 | 118% | 82.8%
Residential | Private | Epic Savers Kit (ESK) | DAC | Epic Savers Kit (ESK) | Thermostatic Restrictor Shower Valve | Epic Savers Kit (ESK)Thermostatic Restrictor Shower Valve | Thermostatic Restrictor Shower Valve | Unit | 17 | 10 | 40.03 | 39.82 | 47.01 | 398.2 | 470.1 | 118.1% | 99.48%
Residential | Private | Epic Savers Kit (ESK) | DAC | Epic Savers Kit (ESK) | Self-Adhesive Door Sweep | Epic Savers Kit (ESK)Self-Adhesive Door Sweep | Air Sealing | Unit | 83 | 20 | 412 | 412.24 | 412.24 | 8244.8 | 8244.8 | 100% | 100.1%
Residential | Private | Epic Savers Kit (ESK) | DAC | Epic Savers Kit (ESK) | Water Heater Temperature Setback | Epic Savers Kit (ESK)Water Heater Temperature Setback | Water Heater Temperature Setback | Unit | 83 | 2 | 21 | 20.9 | 20.9 | 41.8 | 41.8 | 100% | 99.52%
Residential | Private | Epic Savers Kit (ESK) | DAC | Epic Savers Kit (ESK) | Smart Thermostat | Epic Savers Kit (ESK)Smart Thermostat | Advanced Thermostats | Unit | 80 | 11 | 6834.4 | 6834 | 7031.16 | 75174 | 77342.76 | 102.9% | 99.99%
Business | Private, Non-Disadvantaged Communities | C&I & PS Custom | Custom | C&I - Custom | Steam Chest Leak Replacement | C/I & PS CustomSteam Chest Leak Replacement | Custom | Project | 1 | 15 | 106193 | 106016 | 98595 | 1590240 | 1478925 | 93% | 99.83%
Business | Private, Non-Disadvantaged Communities | C&I & PS Custom | Custom | C&I - Custom | Waste Heat Recovery | C/I & PS CustomWaste Heat Recovery | Custom | Project | 2 | 15 | 73016 | 76835 | 71457 | 1152525 | 1071855 | 93% | 105.2%
Business | Private, Non-Disadvantaged Communities | C&I & PS Custom | Custom | C&I - Custom | Insulation | C/I & PS CustomInsulation | Custom | Project | 3 | 15 | 81162 | 86034 | 80012 | 1290510 | 1200180 | 93% | 106%
Business | Public, Non-Disadvantaged Communities | C&I & PS Custom | Custom | Public Sector - Custom | Insulation | C/I & PS CustomInsulation | Custom | Project | 1 | 15 | 6357 | 7030 | 6467 | 105450 | 97005 | 91.99% | 110.6%
Business | Private | C&I and PS Joint New Construction | Direct Install | C&I - New Construction | Low-Flow Kitchen Aerator | C&I and PS Joint New ConstructionLow-Flow Kitchen Aerator | Low Flow Faucet Aerators | Unit | 0 | 0 | 0 | 0 | 0 | 0 | 0 | 0% | 0%
Business | C&I | C&I & PS Prescriptive | Prescriptive | C&I - Prescriptive | Boiler Tune Up - Process | C/I & PS PrescriptiveBoiler Tune Up - Process | Process Boiler Tune-up | MBH | 61720 | 2 | 63123.24 | 63123.23 | 57442.14 | 126246.46 | 114884.28 | 91% | 100%
Business | C&I | C&I & PS Prescriptive | Prescriptive | C&I - Prescriptive | Boiler Tune Up - Space Heating | C/I & PS PrescriptiveBoiler Tune Up - Space Heating | Space Heating Boiler Tune-up | MBH | 62402 | 3 | 29550.22 | 29550.22 | 26890.7 | 88650.66 | 80672.1 | 91% | 100%
Business | C&I | C&I & PS Prescriptive | Prescriptive | C&I - Prescriptive | Steam Traps - HVAC Repair/Rep Low | C/I & PS PrescriptiveSteam Traps - HVAC Repair/Rep Low | Steam Trap Replacement or Repair | Each | 434 | 6 | 292609.91 | 290439.22 | 264299.69 | 1742635.32 | 1585798.14 | 91% | 99.26%
Business | C&I | C&I & PS Prescriptive | Prescriptive | C&I - Prescriptive | Steam Traps - HVAC Repair/Rep Low | C/I & PS PrescriptiveSteam Traps - HVAC Repair/Rep Low | Steam Trap Replacement or Repair | Each | 23 | 6 | 17981.89 | 17939.58 | 17939.58 | 107637.48 | 107637.48 | 100% | 99.76%
Business | C&I | C&I & PS Prescriptive | Prescriptive | C&I - Prescriptive | Steam Traps - Industrial Rep | C/I & PS PrescriptiveSteam Traps - Industrial Rep | Steam Trap Replacement or Repair | Each | 20 | 6 | 117353.97 | 142749 | 129901.59 | 856494 | 779409.54 | 91% | 121.6%
Business | C&I | C&I & PS Prescriptive | Prescriptive | C&I - Prescriptive | Steam Traps - Industrial Rep | C/I & PS PrescriptiveSteam Traps - Industrial Rep | Steam Trap Replacement or Repair | Each | 40 | 6 | 164519.49 | 192297.29 | 192297.29 | 1153783.74 | 1153783.74 | 100% | 116.9%
Business | Public | C&I & PS Prescriptive | Prescriptive | Public Sector - Prescriptive | Boiler Tune Up - Process | C/I & PS PrescriptiveBoiler Tune Up - Process | Process Boiler Tune-up | MBH | 114752 | 2 | 117360.93 | 117360.93 | 107972.06 | 234721.86 | 215944.12 | 92% | 100%
Business | Public | C&I & PS Prescriptive | Prescriptive | Public Sector - Prescriptive | Boiler Tune Up - Space Heating | C/I & PS PrescriptiveBoiler Tune Up - Space Heating | Space Heating Boiler Tune-up | MBH | 41400 | 3 | 10100.33 | 10100.33 | 9292.3 | 30300.99 | 27876.9 | 92% | 100%
Business | Public | C&I & PS Prescriptive | Prescriptive | Public Sector - Prescriptive | Linkageless Boiler Controls for Space Heating | C/I & PS PrescriptiveLinkageless Boiler Controls for Space Heating | Linkageless Controls | MBH | 5000 | 20 | 3285.1 | 3285.1 | 3022.29 | 65702 | 60445.8 | 92% | 100%
Business | Public | C&I & PS Prescriptive | Prescriptive | Public Sector - Prescriptive | Steam Traps - HVAC Repair/Rep Low | C/I & PS PrescriptiveSteam Traps - HVAC Repair/Rep Low | Steam Trap Replacement or Repair | Each | 27 | 6 | 21109.19 | 21059.5 | 21059.5 | 126357 | 126357 | 100% | 99.76%
Business | Private | C&I and PS Retro-Commissioning | Direct Install | C&I - RCx | RCx Project | C&I and PS Retro-CommissioningRCx Project | RCx Project | Project | 1 | 8.6 | 5990 | 6151.76 | 5290.51 | 52905.1407 | 45498.39 | 86% | 102.7%
Business | Public | C&I and PS Retro-Commissioning | Direct Install | Public Sector - RCx | RCx Project | C&I and PS Retro-CommissioningRCx Project | RCx Project | Project | 0 | 8.6 | 0 | 0 | 0 | 0 | 0 | 0% | 0%
Residential | Private | Community Joint Kits | Direct Install | IE Kits - Community (Joint) | Low-Flow Showerhead (1.5 GPM) | Community Joint KitsLow-Flow Showerhead (1.5 GPM) | Low Flow Faucet Aerators | Each | 1133 | 10 | 7019 | 7019 | 7019 | 70190 | 70190 | 100% | 100%
Residential | Private | Community Joint Kits | Direct Install | IE Kits - Community (Joint) | Kitchen Aerator (1.5 GPM) | Community Joint KitsKitchen Aerator (1.5 GPM) | Low Flow Faucet Aerators | Each | 1133 | 10 | 1017 | 1017 | 1017 | 10170 | 10170 | 100% | 100%
Residential | Private | Community Joint Kits | Direct Install | IE Kits - Community (Joint) | Bathroom Aerator (1.0 GPM) | Community Joint KitsBathroom Aerator (1.0 GPM) | Low Flow Faucet Aerators | Each | 1133 | 10 | 614 | 614 | 614 | 6140 | 6140 | 100% | 100%
Residential | Private | Community Joint Kits | Direct Install | IE Kits - Community (Joint) | Shower Timer | Community Joint KitsShower Timer | Shower Timer | Each | 1133 | 2 | 4741 | 4741 | 4741 | 9482 | 9482 | 100% | 100%
Residential | Private | Community Joint Kits | Direct Install | IE Kits - Community (Joint) | Temperature Setback Card | Community Joint KitsTemperature Setback Card | Water Heater Temperature Setback | Each | 1133 | 2 | 81 | 81 | 81 | 162 | 162 | 100% | 100%
Residential | Private | Community Joint Kits | Direct Install | IE Kits - Community (Joint) | Switch Gasket | Community Joint KitsSwitch Gasket | Air Sealing | Each | 4532 | 20 | 689 | 689 | 689 | 13780 | 13780 | 100% | 100%
Residential | Private | Community Joint Kits | Direct Install | IE Kits - Community (Joint) | Outlet Gasket | Community Joint KitsOutlet Gasket | Air Sealing | Each | 4532 | 20 | 689 | 689 | 689 | 13780 | 13780 | 100% | 100%
Residential | Private | Community Joint Kits | Direct Install | IE Kits - Community (Joint) | V-Seal Weatherstripping Roll (17') | Community Joint KitsV-Seal Weatherstripping Roll (17') | Air Sealing | Ln Ft | 1133 | 20 | 5963 | 5963 | 5963 | 119260 | 119260 | 100% | 100%
Residential | Private | Community Joint Kits | Direct Install | IE Kits - Community (Joint) | Closed-Cell Foam Weatherstripping Roll (17') | Community Joint KitsClosed-Cell Foam Weatherstripping Roll (17') | Air Sealing | Ln Ft | 2266 | 20 | 11926 | 11926 | 11926 | 238520 | 238520 | 100% | 100%
Residential | Public | Community Joint Kits | Direct Install | IE Kits - Community (Joint) | Window Insultation Kit (5-pack) | Community Joint KitsWindow Insultation Kit (5-pack) | Air Sealing | Sq Ft | 1133 | 1 | 8934 | 8934 | 8934 | 8934 | 8934 | 100% | 100%
Residential | Public | Community Joint Kits | Direct Install | IE Kits - Community (Joint) | Rope Caulk (30') | Community Joint KitsRope Caulk (30') | Air Sealing | Ln Ft | 2266 | 20 | 19134 | 19134 | 19134 | 382680 | 382680 | 100% | 100%
Residential | Public | Community Joint Kits | Direct Install | IE Kits - Community (Joint) | Self-Adhesive Door Sweep | Community Joint KitsSelf-Adhesive Door Sweep | Air Sealing | Each | 1133 | 20 | 5176 | 5176 | 5176 | 103520 | 103520 | 100% | 100%
Residential | _ | Elementary Education Kits (IQ EEE) | Direct Install | IE Kits - Schools (Joint) | Low-Flow Showerhead (1.5 GPM) IE | IE Elementary Education Kits (EEE)Low-Flow Showerhead (1.5 GPM) IE | Low Flow Showerheads | Each | 897 | 10 | 6174.96 | 6174.95 | 6174.95 | 61749.5 | 61749.5 | 100% | 100%
Residential | _ | Elementary Education Kits (IQ EEE) | Direct Install | IE Kits - Schools (Joint) | Kitchen Aerator (1.5 GPM) IE | IE Elementary Education Kits (EEE)Kitchen Aerator (1.5 GPM) IE | Low Flow Faucet Aerators | Each | 897 | 10 | 821.65 | 821.65 | 821.65 | 8216.5 | 8216.5 | 100% | 100%
Residential | _ | Elementary Education Kits (IQ EEE) | Direct Install | IE Kits - Schools (Joint) | Bathroom Aerator (1.0 GPM) IE | IE Elementary Education Kits (EEE)Bathroom Aerator (1.0 GPM) IE | Low Flow Faucet Aerators | Each | 1794 | 10 | 992.08 | 992.08 | 992.08 | 9920.8 | 9920.8 | 100% | 100%
Residential | _ | Elementary Education Kits (IQ EEE) | Direct Install | IE Kits - Schools (Joint) | Shower Timer IE | IE Elementary Education Kits (EEE)Shower Timer IE | Shower Timer | Each | 897 | 2 | 3487.54 | 3487.54 | 3487.54 | 6975.08 | 6975.08 | 100% | 100%
Residential | _ | Elementary Education Kits (IQ EEE) | Direct Install | IE Kits - Schools (Joint) | Temperature Setback Card IE | IE Elementary Education Kits (EEE)Temperature Setback Card IE | Temperature Setback | Each | 897 | 2 | 121.96 | 121.96 | 121.96 | 243.92 | 243.92 | 100% | 100%
Residential | _ | Elementary Education Kits (IQ EEE) | Direct Install | IE Kits - Schools (Joint) | Self-Adhesive Door Sweep IE | IE Elementary Education Kits (EEE)Self-Adhesive Door Sweep IE | Air Sealing | Each | 897 | 20 | 2658.71 | 2658.71 | 2658.71 | 53174.2 | 53174.2 | 100% | 100%
Residential | _ | Elementary Education Kits (IQ EEE) | Direct Install | IE Kits - Schools (Joint) | Window Insultation Kit (5-pack) IE | IE Elementary Education Kits (EEE)Window Insultation Kit (5-pack) IE | Air Sealing | Each | 897 | 1 | 4991.81 | 4991.8 | 4991.8 | 4991.8 | 4991.8 | 100% | 100%
Residential | _ | Elementary Education Kits (IQ EEE) | Direct Install | IE Kits - Schools (Joint) | Closed-Cell Foam Weatherstripping Roll (17') IE | IE Elementary Education Kits (EEE)Closed-Cell Foam Weatherstripping Roll (17') IE | Air Sealing | Ln Ft | 897 | 20 | 3014.82 | 3014.82 | 3014.82 | 60296.4 | 60296.4 | 100% | 100%
Residential | Non-Disadvantaged Communities | Elementary Education Kits (EEE) | Market Rate | Elementary Education Kits (Joint) | Low-Flow Showerhead (1.5 GPM) MR | Elementary Education Kits (EEE)Low-Flow Showerhead (1.5 GPM) MR | Low Flow Showerheads | Each | 1456 | 10 | 9404.32 | 9404.3 | 10184.86 | 94043 | 101848.6 | 108.3% | 100%
Residential | Non-Disadvantaged Communities | Elementary Education Kits (EEE) | Market Rate | Elementary Education Kits (Joint) | Kitchen Aerator (1.5 GPM) MR | Elementary Education Kits (EEE)Kitchen Aerator (1.5 GPM) MR | Low Flow Faucet Aerators | Each | 1456 | 10 | 1250.71 | 1250.7 | 1354.51 | 12507 | 13545.1 | 108.3% | 100%
Residential | Non-Disadvantaged Communities | Elementary Education Kits (EEE) | Market Rate | Elementary Education Kits (Joint) | Bathroom Aerator (1.0 GPM) MR | Elementary Education Kits (EEE)Bathroom Aerator (1.0 GPM) MR | Low Flow Faucet Aerators | Each | 2912 | 10 | 1511.33 | 1511.33 | 1636.77 | 15113.3 | 16367.7 | 108.3% | 100%
Residential | Non-Disadvantaged Communities | Elementary Education Kits (EEE) | Market Rate | Elementary Education Kits (Joint) | Shower Timer MR | Elementary Education Kits (EEE)Shower Timer MR | Shower Timer | Each | 1456 | 2 | 5311.49 | 5311.49 | 5752.34 | 10622.98 | 11504.68 | 108.3% | 100%
Residential | Non-Disadvantaged Communities | Elementary Education Kits (EEE) | Market Rate | Elementary Education Kits (Joint) | Temperature Setback Card MR | Elementary Education Kits (EEE)Temperature Setback Card MR | Temperature Setback | Each | 1456 | 2 | 197.97 | 197.97 | 214.4 | 395.94 | 428.8 | 108.3% | 100%
Residential | Non-Disadvantaged Communities | Elementary Education Kits (EEE) | Market Rate | Elementary Education Kits (Joint) | Self-Adhesive Door Sweep MR | Elementary Education Kits (EEE)Self-Adhesive Door Sweep MR | Air Sealing | Each | 1456 | 20 | 4752.39 | 4752.38 | 5146.83 | 95047.6 | 102936.6 | 108.3% | 100%
Residential | Non-Disadvantaged Communities | Elementary Education Kits (EEE) | Market Rate | Elementary Education Kits (Joint) | Window Insultation Kit (5-pack) MR | Elementary Education Kits (EEE)Window Insultation Kit (5-pack) MR | Air Sealing | Each | 1456 | 1 | 8925.29 | 8925.28 | 9666.08 | 8925.28 | 9666.08 | 108.3% | 100%
Residential | Non-Disadvantaged Communities | Elementary Education Kits (EEE) | Market Rate | Elementary Education Kits (Joint) | Closed-Cell Foam Weatherstripping Roll (17') MR | Elementary Education Kits (EEE)Closed-Cell Foam Weatherstripping Roll (17') MR | Air Sealing | Ln Ft | 1456 | 20 | 5388.66 | 5388.66 | 5835.91 | 107773.2 | 116718.2 | 108.3% | 100%
Residential | Disadvantaged Communities | Elementary Education Kits (EEE) | Market Rate | Elementary Education Kits (Joint) | Low-Flow Showerhead (1.5 GPM) MR DAC | Elementary Education Kits (EEE)Low-Flow Showerhead (1.5 GPM) MR DAC | Low Flow Showerheads | Each | 63 | 10 | 406.92 | 406.92 | 440.69 | 4069.2 | 4406.9 | 108.3% | 100%
Residential | Disadvantaged Communities | Elementary Education Kits (EEE) | Market Rate | Elementary Education Kits (Joint) | Kitchen Aerator (1.5 GPM) MR DAC | Elementary Education Kits (EEE)Kitchen Aerator (1.5 GPM) MR DAC | Low Flow Faucet Aerators | Each | 63 | 10 | 54.12 | 54.12 | 58.61 | 541.2 | 586.1 | 108.3% | 100%
Residential | Disadvantaged Communities | Elementary Education Kits (EEE) | Market Rate | Elementary Education Kits (Joint) | Bathroom Aerator (1.0 GPM) MR DAC | Elementary Education Kits (EEE)Bathroom Aerator (1.0 GPM) MR DAC | Low Flow Faucet Aerators | Each | 126 | 10 | 65.39 | 65.39 | 70.82 | 653.9 | 708.2 | 108.3% | 100%
Residential | Disadvantaged Communities | Elementary Education Kits (EEE) | Market Rate | Elementary Education Kits (Joint) | Shower Timer MR DAC | Elementary Education Kits (EEE)Shower Timer MR DAC | Shower Timer | Each | 63 | 2 | 229.82 | 229.82 | 248.9 | 459.64 | 497.8 | 108.3% | 100%
Residential | Disadvantaged Communities | Elementary Education Kits (EEE) | Market Rate | Elementary Education Kits (Joint) | Temperature Setback Card MR DAC | Elementary Education Kits (EEE)Temperature Setback Card MR DAC | Temperature Setback | Each | 63 | 2 | 8.57 | 8.57 | 9.28 | 17.14 | 18.56 | 108.3% | 100%
Residential | Disadvantaged Communities | Elementary Education Kits (EEE) | Market Rate | Elementary Education Kits (Joint) | Self-Adhesive Door Sweep MR DAC | Elementary Education Kits (EEE)Self-Adhesive Door Sweep MR DAC | Air Sealing | Each | 63 | 20 | 205.63 | 205.63 | 222.7 | 4112.6 | 4454 | 108.3% | 100%
Residential | Disadvantaged Communities | Elementary Education Kits (EEE) | Market Rate | Elementary Education Kits (Joint) | Window Insultation Kit (5-pack) MR DAC | Elementary Education Kits (EEE)Window Insultation Kit (5-pack) MR DAC | Air Sealing | Each | 63 | 1 | 386.19 | 386.19 | 418.24 | 386.19 | 418.24 | 108.3% | 100%
Residential | Disadvantaged Communities | Elementary Education Kits (EEE) | Market Rate | Elementary Education Kits (Joint) | Closed-Cell Foam Weatherstripping Roll (17') MR DAC | Elementary Education Kits (EEE)Closed-Cell Foam Weatherstripping Roll (17') MR DAC | Air Sealing | Ln Ft | 63 | 20 | 233.16 | 233.16 | 252.52 | 4663.2 | 5050.4 | 108.3% | 100%
Residential | _ | Home Energy Jumpstart | Direct Install | Home Energy Savings - Home Energy Assessment (Joint) | Advanced Thermostat (DI) - Manual | Home Energy JumpstartAdvanced Thermostat (DI) - Manual | Advanced Thermostats | Unit | 9 | 11 | 1120.93 | 1120.94 | 1141.14 | 12330.34 | 12552.54 | 101.8% | 100%
Residential | _ | Home Energy Jumpstart | Direct Install | Home Energy Savings - Home Energy Assessment (Joint) | Advanced Thermostat (DI) - Manual | Home Energy JumpstartAdvanced Thermostat (DI) - Manual | Advanced Thermostats | Unit | 1 | 11 | 102.51 | 102.51 | 104.36 | 1127.61 | 1147.96 | 101.8% | 100%
Residential | _ | Home Energy Jumpstart | Direct Install | Home Energy Savings - Home Energy Assessment (Joint) | Advanced Thermostat (DI) - Programmable | Home Energy JumpstartAdvanced Thermostat (DI) - Programmable | Advanced Thermostats | Unit | 2 | 11 | 142.71 | 142.71 | 145.28 | 1569.81 | 1598.08 | 101.8% | 100%
Residential | _ | Home Energy Jumpstart | Direct Install | Home Energy Savings - Home Energy Assessment (Joint) | Boiler Pipe Insulation | Home Energy JumpstartBoiler Pipe Insulation | Pipe Insulation | Unit | 12 | 11 | 5.49 | 5.49 | 5.88 | 60.39 | 64.68 | 107.1% | 100%
Residential | _ | Home Energy Jumpstart | Direct Install | Home Energy Savings - Home Energy Assessment (Joint) | Boiler Pipe Insulation | Home Energy JumpstartBoiler Pipe Insulation | Pipe Insulation | Unit | 12 | 11 | 5.49 | 5.49 | 5.88 | 60.39 | 64.68 | 107.1% | 100%
Residential | _ | Home Energy Jumpstart | Direct Install | Home Energy Savings - Home Energy Assessment (Joint) | DHW Pipe Insulation | Home Energy JumpstartDHW Pipe Insulation | Domestic Hot Water Pipe Insulation | Linear Feet | 399 | 12 | 804.36 | 804.38 | 862.44 | 9652.56 | 10349.28 | 107.2% | 100%
Residential | _ | Home Energy Jumpstart | Direct Install | Home Energy Savings - Home Energy Assessment (Joint) | DHW Pipe Insulation | Home Energy JumpstartDHW Pipe Insulation | Domestic Hot Water Pipe Insulation | Linear Feet | 15 | 12 | 30.24 | 30.24 | 32.42 | 362.88 | 389.04 | 107.2% | 100%
Residential | _ | Home Energy Jumpstart | Virtual Home Assessment | Home Energy Savings - Home Energy Assessment (Joint) | Advanced Thermostat (Non-DI) - Manual | Home Energy JumpstartAdvanced Thermostat (Non-DI) - Manual | Advanced Thermostats | Unit | 1 | 11 | 102.51 | 102.51 | 104.36 | 1127.61 | 1147.96 | 101.8% | 100%
Residential | _ | Home Energy Jumpstart | Virtual Home Assessment | Home Energy Savings - Home Energy Assessment (Joint) | Advanced Thermostat (Non-DI) - Programmable | Home Energy JumpstartAdvanced Thermostat (Non-DI) - Programmable | Advanced Thermostats | Unit | 10 | 11 | 782.58 | 782.58 | 796.69 | 8608.38 | 8763.59 | 101.8% | 100%
Residential | _ | Home Energy Jumpstart | Virtual Home Assessment | Home Energy Savings - Home Energy Assessment (Joint) | Air Sealing - Door Sweep (VA) | Home Energy JumpstartAir Sealing - Door Sweep (VA) | Air Sealing | Unit | 232 | 20 | 1152.28 | 1152.28 | 1235.44 | 23045.6 | 24708.8 | 107.2% | 100%
Residential | _ | Home Energy Jumpstart | Virtual Home Assessment | Home Energy Savings - Home Energy Assessment (Joint) | Air Sealing - Door Sweep (VA) | Home Energy JumpstartAir Sealing - Door Sweep (VA) | Air Sealing | Unit | 17 | 20 | 84.43 | 84.43 | 90.53 | 1688.6 | 1810.6 | 107.2% | 100%
Residential | _ | Home Energy Jumpstart | Virtual Home Assessment | Home Energy Savings - Home Energy Assessment (Joint) | Bathroom Aerator SF (VA) | Home Energy JumpstartBathroom Aerator SF (VA) | Low Flow Faucet Aerators | Unit | 264 | 10 | 221.92 | 221.92 | 261.97 | 2219.2 | 2619.7 | 118% | 100%
Residential | _ | Home Energy Jumpstart | Virtual Home Assessment | Home Energy Savings - Home Energy Assessment (Joint) | Bathroom Aerator SF (VA) | Home Energy JumpstartBathroom Aerator SF (VA) | Low Flow Faucet Aerators | Unit | 19 | 10 | 15.97 | 15.97 | 18.85 | 159.7 | 188.5 | 118% | 100%
Residential | _ | Home Energy Jumpstart | Virtual Home Assessment | Home Energy Savings - Home Energy Assessment (Joint) | Handheld Showerhead (VA) SF | Home Energy JumpstartHandheld Showerhead (VA) SF | Low Flow Showerheads | Unit | 53 | 10 | 488.75 | 488.75 | 576.96 | 4887.5 | 5769.6 | 118% | 100%
Residential | _ | Home Energy Jumpstart | Virtual Home Assessment | Home Energy Savings - Home Energy Assessment (Joint) | Handheld Showerhead (VA) SF | Home Energy JumpstartHandheld Showerhead (VA) SF | Low Flow Showerheads | Unit | 3 | 10 | 27.67 | 27.67 | 32.66 | 276.7 | 326.6 | 118% | 100%
Residential | _ | Home Energy Jumpstart | Virtual Home Assessment | Home Energy Savings - Home Energy Assessment (Joint) | Kitchen Aerator SF (VA) | Home Energy JumpstartKitchen Aerator SF (VA) | Low Flow Faucet Aerators | Unit | 81 | 10 | 625.46 | 625.46 | 738.34 | 6254.6 | 7383.4 | 118% | 100%
Residential | _ | Home Energy Jumpstart | Virtual Home Assessment | Home Energy Savings - Home Energy Assessment (Joint) | Kitchen Aerator SF (VA) | Home Energy JumpstartKitchen Aerator SF (VA) | Low Flow Faucet Aerators | Unit | 7 | 10 | 54.05 | 54.05 | 63.81 | 540.5 | 638.1 | 118.1% | 100%
Residential | _ | Home Energy Jumpstart | Virtual Home Assessment | Home Energy Savings - Home Energy Assessment (Joint) | Programmable Thermostat (Non-DI) | Home Energy JumpstartProgrammable Thermostat (Non-DI) | Programmable Thermostats | Unit | 16 | 16 | 592.05 | 592.06 | 634.78 | 4653.5916 | 4989.3708 | 107.2% | 100%
Residential | _ | Home Energy Jumpstart | Virtual Home Assessment | Home Energy Savings - Home Energy Assessment (Joint) | Programmable Thermostat (Non-DI) | Home Energy JumpstartProgrammable Thermostat (Non-DI) | Programmable Thermostats | Unit | 6 | 16 | 276.88 | 276.88 | 296.86 | 2176.2768 | 2333.3196 | 107.2% | 100%
Residential | _ | Home Energy Jumpstart | Virtual Home Assessment | Home Energy Savings - Home Energy Assessment (Joint) | Shower Flow Reducer (VA) SF | Home Energy JumpstartShower Flow Reducer (VA) SF | Shower Flow Reducer | Unit | 140 | 10 | 1291.04 | 1291.04 | 1524.04 | 12910.4 | 15240.4 | 118% | 100%
Residential | _ | Home Energy Jumpstart | Virtual Home Assessment | Home Energy Savings - Home Energy Assessment (Joint) | Shower Flow Reducer (VA) SF | Home Energy JumpstartShower Flow Reducer (VA) SF | Shower Flow Reducer | Unit | 10 | 10 | 92.22 | 92.22 | 108.86 | 922.2 | 1088.6 | 118% | 100%
Residential | _ | Home Energy Jumpstart | Virtual Home Assessment | Home Energy Savings - Home Energy Assessment (Joint) | Showerhead (VA) SF | Home Energy JumpstartShowerhead (VA) SF | Low Flow Showerheads | Unit | 46 | 10 | 424.2 | 424.2 | 500.76 | 4242 | 5007.6 | 118% | 100%
Residential | _ | Home Energy Jumpstart | Virtual Home Assessment | Home Energy Savings - Home Energy Assessment (Joint) | Showerhead (VA) SF | Home Energy JumpstartShowerhead (VA) SF | Low Flow Showerheads | Unit | 4 | 10 | 36.89 | 36.89 | 43.54 | 368.9 | 435.4 | 118% | 100%
Residential | _ | Home Energy Rebates - HVAC, Smart Thermostats, Weatherization | ComEd Marketplace | Smart Thermostat (Joint) | Smart Thermostat | Home Energy Rebates - HVAC, Smart Thermostats, WeatherizationSmart Thermostat | Advanced Thermostats | Each | 366 | 11 | 29497.4 | 29497.4 | 30348.4 | 324471.4 | 333832.4 | 102.9% | 100%
Residential | _ | Home Energy Rebates - HVAC, Smart Thermostats, Weatherization | ComEd Marketplace | Smart Thermostat (Joint) | Smart Thermostat | Home Energy Rebates - HVAC, Smart Thermostats, WeatherizationSmart Thermostat | Advanced Thermostats | Each | 26 | 11 | 2218.19 | 2218.19 | 2282.18 | 24400.09 | 25103.98 | 102.9% | 100%
Residential | _ | Home Energy Rebates - HVAC, Smart Thermostats, Weatherization | HVAC | Home Energy Rebate (Gas-Only) | Boiler - DHW Two-In-One >=95% AFUE | Home Energy Rebates - HVAC, Smart Thermostats, WeatherizationBoiler - DHW Two-In-One >=95% AFUE | Gas High Efficiency Boiler | Each | 4 | 21.5 | 1049.8 | 1049.81 | 841.34 | 22570.915 | 18088.81 | 80.14% | 100%
Residential | _ | Home Energy Rebates - HVAC, Smart Thermostats, Weatherization | HVAC | Home Energy Rebate (Gas-Only) | Boiler - DHW Two-In-One >=95% AFUE | Home Energy Rebates - HVAC, Smart Thermostats, WeatherizationBoiler - DHW Two-In-One >=95% AFUE | Gas High Efficiency Boiler | Each | 1 | 21.5 | 262.45 | 247.1 | 247.1 | 5312.65 | 5312.65 | 100% | 94.15%
Residential | _ | Home Energy Rebates - HVAC, Smart Thermostats, Weatherization | HVAC | Home Energy Rebate (Gas-Only) | Boiler - HW <300MBtu, 90 to 94.9% AFUE | Home Energy Rebates - HVAC, Smart Thermostats, WeatherizationBoiler - HW <300MBtu, 90 to 94.9% AFUE | Gas High Efficiency Boiler | Each | 3 | 25 | 510.78 | 510.78 | 409.35 | 12769.5 | 10233.75 | 80.14% | 100%
Residential | _ | Home Energy Rebates - HVAC, Smart Thermostats, Weatherization | HVAC | Home Energy Rebate (Gas-Only) | Boiler - HW <300MBtu, >=95% AFUE | Home Energy Rebates - HVAC, Smart Thermostats, WeatherizationBoiler - HW <300MBtu, >=95% AFUE | Gas High Efficiency Boiler | Each | 9 | 25 | 2483.59 | 2483.59 | 1990.4 | 62089.75 | 49760 | 80.14% | 100%
Residential | _ | Home Energy Rebates - HVAC, Smart Thermostats, Weatherization | HVAC | Home Energy Rebate (Gas-Only) | Boiler - Steam <=300MBH, >=82.5% AFUE | Home Energy Rebates - HVAC, Smart Thermostats, WeatherizationBoiler - Steam <=300MBH, >=82.5% AFUE | Gas High Efficiency Boiler | Each | 3 | 25 | 55.08 | 55.07 | 44.13 | 1376.75 | 1103.25 | 80.13% | 99.98%
Residential | _ | Home Energy Rebates - HVAC, Smart Thermostats, Weatherization | HVAC | Home Energy Rebate (Gas-Only) | Furnace >95% <97% Afue | Home Energy Rebates - HVAC, Smart Thermostats, WeatherizationFurnace >95% <97% Afue | Gas High Efficiency Furnace | Each | 261 | 20 | 54729.16 | 54729.8 | 43861.55 | 1094596 | 877231 | 80.14% | 100%
Residential | _ | Home Energy Rebates - HVAC, Smart Thermostats, Weatherization | HVAC | Home Energy Rebate (Gas-Only) | Furnace >95% <97% Afue | Home Energy Rebates - HVAC, Smart Thermostats, WeatherizationFurnace >95% <97% Afue | Gas High Efficiency Furnace | Each | 14 | 20 | 2935.66 | 2935.7 | 2935.7 | 58714 | 58714 | 100% | 100%
Residential | _ | Home Energy Rebates - HVAC, Smart Thermostats, Weatherization | HVAC | Home Energy Rebate (Gas-Only) | Furnace >= 97% Afue | Home Energy Rebates - HVAC, Smart Thermostats, WeatherizationFurnace >= 97% Afue | Gas High Efficiency Furnace | Each | 436 | 20 | 103811.6 | 103811.31 | 83196.46 | 2076226.2 | 1663929.2 | 80.14% | 100%
Residential | _ | Home Energy Rebates - HVAC, Smart Thermostats, Weatherization | HVAC | Home Energy Rebate (Gas-Only) | Furnace >= 97% Afue | Home Energy Rebates - HVAC, Smart Thermostats, WeatherizationFurnace >= 97% Afue | Gas High Efficiency Furnace | Each | 7 | 20 | 1666.7 | 1666.7 | 1666.7 | 33334 | 33334 | 100% | 100%
Residential | _ | Home Energy Rebates - HVAC, Smart Thermostats, Weatherization | HVAC | Home Energy Rebate (Gas-Only) | Indirect Water Heater, >=88% Afue | Home Energy Rebates - HVAC, Smart Thermostats, WeatherizationIndirect Water Heater, >=88% Afue | Gas Water Heater | Each | 1 | 14.5 | 66.7 | 66.7 | 53.45 | 967.1562 | 775.03 | 80.13% | 100%
Residential | _ | Home Energy Rebates - HVAC, Smart Thermostats, Weatherization | HVAC | Home Energy Rebate (Gas-Only) | Programmable Thermostat-Baseline Manual | Home Energy Rebates - HVAC, Smart Thermostats, WeatherizationProgrammable Thermostat-Baseline Manual | Programmable Thermostats | Each | 6 | 16 | 224.55 | 224.57 | 179.97 | 1765.1202 | 1414.5642 | 80.14% | 100%
Residential | _ | Home Energy Rebates - HVAC, Smart Thermostats, Weatherization | HVAC | Home Energy Rebate (Gas-Only) | Smart Thermostat | Home Energy Rebates - HVAC, Smart Thermostats, WeatherizationSmart Thermostat | Advanced Thermostats | Each | 172 | 11 | 13588.27 | 13588.86 | 13097.89 | 149477.46 | 144076.79 | 96.39% | 100%
Residential | _ | Home Energy Rebates - HVAC, Smart Thermostats, Weatherization | HVAC | Home Energy Rebate (Gas-Only) | Smart Thermostat | Home Energy Rebates - HVAC, Smart Thermostats, WeatherizationSmart Thermostat | Advanced Thermostats | Each | 4 | 11 | 316.56 | 316.58 | 316.58 | 3482.38 | 3482.38 | 100% | 100%
Residential | _ | Home Energy Rebates - HVAC, Smart Thermostats, Weatherization | HVAC | Home Energy Rebate (Gas-Only) | Tankless Water Heater>=0.95 UEF | Home Energy Rebates - HVAC, Smart Thermostats, WeatherizationTankless Water Heater>=0.95 UEF | Tankless Water Heater | Each | 35 | 20 | 2624.78 | 2624.63 | 2103.43 | 52492.6 | 42068.6 | 80.14% | 99.99%
Residential | _ | Home Energy Rebates - HVAC, Smart Thermostats, Weatherization | HVAC | Home Energy Rebate (Gas-Only) | Tankless Water Heater>=0.95 UEF | Home Energy Rebates - HVAC, Smart Thermostats, WeatherizationTankless Water Heater>=0.95 UEF | Tankless Water Heater | Each | 1 | 20 | 75.43 | 75.43 | 75.43 | 1508.6 | 1508.6 | 100% | 100%
Residential | _ | Home Energy Rebates - HVAC, Smart Thermostats, Weatherization | Weatherization | Home Energy Rebate (Gas-Only) | Air Sealing with Attic Insulation | Home Energy Rebates - HVAC, Smart Thermostats, WeatherizationAir Sealing with Attic Insulation | Air Sealing | CFM | 32067 | 20 | 1995.05 | 1995.04 | 1901.36 | 39900.8 | 38027.2 | 95.3% | 100%
Residential | _ | Home Energy Rebates - HVAC, Smart Thermostats, Weatherization | Weatherization | Home Energy Rebate (Gas-Only) | Air Sealing | Home Energy Rebates - HVAC, Smart Thermostats, WeatherizationAir Sealing | Air Sealing | CFM | 55784 | 20 | 4566.6 | 4566.57 | 4352.12 | 91331.4 | 87042.4 | 95.3% | 100%
Residential | _ | Home Energy Rebates - HVAC, Smart Thermostats, Weatherization | Weatherization | Home Energy Rebate (Gas-Only) | Air Sealing | Home Energy Rebates - HVAC, Smart Thermostats, WeatherizationAir Sealing | Air Sealing | CFM | 3245 | 20 | 265.64 | 265.64 | 265.64 | 5312.8 | 5312.8 | 100% | 100%
Residential | _ | Home Energy Rebates - HVAC, Smart Thermostats, Weatherization | Weatherization | Home Energy Rebate (Gas-Only) | Attic Insulation | Home Energy Rebates - HVAC, Smart Thermostats, WeatherizationAttic Insulation | Ceiling/Attic Insulation | SQFT | 71290 | 30 | 8044.46 | 8044.49 | 7753.84 | 241334.7 | 232615.2 | 96.39% | 100%
Residential | _ | Home Energy Rebates - HVAC, Smart Thermostats, Weatherization | Weatherization | Home Energy Rebate (Gas-Only) | Attic Insulation | Home Energy Rebates - HVAC, Smart Thermostats, WeatherizationAttic Insulation | Ceiling/Attic Insulation | SQFT | 3030 | 30 | 424.17 | 424.17 | 424.17 | 12725.1 | 12725.1 | 100% | 100%
Residential | _ | Home Energy Rebates - HVAC, Smart Thermostats, Weatherization | Weatherization | Home Energy Rebate (Gas-Only) | Duct Sealing | Home Energy Rebates - HVAC, Smart Thermostats, WeatherizationDuct Sealing | Duct Insulation and Sealing | CFM | 3692.38 | 20 | 4028.17 | 4028.16 | 3795.37 | 80563.2 | 75907.4 | 94.22% | 100%
Residential | _ | Home Energy Rebates - HVAC, Smart Thermostats, Weatherization | Weatherization | Home Energy Rebate (Gas-Only) | Foundation Insulation | Home Energy Rebates - HVAC, Smart Thermostats, WeatherizationFoundation Insulation | Wall Insulation | SQFT | 789 | 30 | 49.41 | 49.42 | 39.61 | 1482.6 | 1188.3 | 80.15% | 100%
Residential | _ | Home Energy Rebates - HVAC, Smart Thermostats, Weatherization | Weatherization | Home Energy Rebate (Gas-Only) | Wall Insulation | Home Energy Rebates - HVAC, Smart Thermostats, WeatherizationWall Insulation | Wall Insulation | SQFT | 150 | 30 | 6.63 | 6.63 | 5.31 | 198.9 | 159.3 | 80.09% | 100%
Residential | Private | Multi-Family - IHWAP, Retrofits, PTA, Public Housing | Income Eligible | Multi-Family Energy Savings - IE (Joint) | Attic Insulation | Multi-Family - IHWAP, Retrofits, PTA, Public HousingAttic Insulation | Ceiling/Attic Insulation | Square feet | 84134 | 30 | 28743.47 | 28743.47 | 28743.47 | 862304.1 | 862304.1 | 100% | 100%
Residential | Private | Multi-Family - IHWAP, Retrofits, PTA, Public Housing | Income Eligible | Multi-Family Energy Savings - IE (Joint) | Pipe Insulation | Multi-Family - IHWAP, Retrofits, PTA, Public HousingPipe Insulation | Pipe Insulation | Linear feet | 613 | 10 | 3347.33 | 3347.19 | 3347.19 | 33471.9 | 33471.9 | 100% | 100%
Residential | Private | Multi-Family - IHWAP, Retrofits, PTA, Public Housing | Income Eligible | Multi-Family Energy Savings - IE (Joint) | Wall Insulation | Multi-Family - IHWAP, Retrofits, PTA, Public HousingWall Insulation | Wall Insulation | Square feet | 7560 | 20 | 757.72 | 891.44 | 891.44 | 17828.8 | 17828.8 | 100% | 117.6%
Residential | Non-DAC | Multi-Family - DI, Prescriptive, Custom, PTA | Joint | Multi-Family Energy Savings (Joint) | Faucet Aerator (IU) | Multi-Family - DI, Prescriptive, Custom, PTAFaucet Aerator (IU) | Low Flow Faucet Aerators | Unit | 57 | 10 | 390.8 | 390.8 | 428 | 3908 | 4280 | 109.5% | 100%
Residential | Non-DAC | Multi-Family - DI, Prescriptive, Custom, PTA | Joint | Multi-Family Energy Savings (Joint) | Low Flow Showerheads (IU) | Multi-Family - DI, Prescriptive, Custom, PTALow Flow Showerheads (IU) | Low Flow Showerheads | Unit | 29 | 10 | 358.44 | 358.54 | 392.18 | 3585.4 | 3921.8 | 109.4% | 100%
Residential | Non-DAC | Multi-Family - DI, Prescriptive, Custom, PTA | Joint | Multi-Family Energy Savings (Joint) | Programmable Thermostats | Multi-Family - DI, Prescriptive, Custom, PTAProgrammable Thermostats | Programmable Thermostats | Unit | 2 | 16 | 81 | 81 | 84.22 | 636.66 | 661.9692 | 104% | 100%
Residential | Non-DAC | Multi-Family - DI, Prescriptive, Custom, PTA | PTA | Multi-Family Prescriptive, Custom, PTA (Gas-Only) | Pipe Insulation | Multi-Family - DI, Prescriptive, Custom, PTAPipe Insulation | Pipe Insulation | Linear feet | 1240 | 15 | 3966.03 | 3966.02 | 3779.77 | 59490.3 | 56696.55 | 95.3% | 100%
Residential | Non-DAC | Multi-Family - DI, Prescriptive, Custom, PTA | Prescriptive | Multi-Family Prescriptive, Custom, PTA (Gas-Only) | Boiler Reset Conrols | Multi-Family - DI, Prescriptive, Custom, PTABoiler Reset Conrols | Boiler Lockout/Reset Controls | MBH Input | 5506.96 | 16 | 7317.65 | 7317.65 | 6894.76 | 117082.4 | 110316.16 | 94.22% | 100%
Residential | Non-DAC | Multi-Family - DI, Prescriptive, Custom, PTA | Prescriptive | Multi-Family Prescriptive, Custom, PTA (Gas-Only) | Boiler Tune Up | Multi-Family - DI, Prescriptive, Custom, PTABoiler Tune Up | Space Heating Boiler Tune-up | MBH Input | 5506.96 | 3 | 2581.38 | 2581.38 | 2432.2 | 7744.14 | 7296.6 | 94.22% | 100%
Residential | DAC | Multi-Family - DI, Prescriptive, Custom, PTA | PTA | Multi-Family Prescriptive, Custom, PTA (Gas-Only) | Boiler Tune Up - DAC | Multi-Family - DI, Prescriptive, Custom, PTABoiler Tune Up - DAC | Boiler Tune-up | MBH Input | 1028 | 3 | 481.88 | 481.87 | 481.87 | 1445.61 | 1445.61 | 100% | 100%
Residential | DAC | Multi-Family - DI, Prescriptive, Custom, PTA | PTA | Multi-Family Prescriptive, Custom, PTA (Gas-Only) | DHW Boiler Tune-up - DAC | Multi-Family - DI, Prescriptive, Custom, PTADHW Boiler Tune-up - DAC | Boiler Tune-up | Living Units | 10 | 3 | 28 | 28.11 | 28.11 | 84.33 | 84.33 | 100% | 100.4%
Residential | DAC | Multi-Family - DI, Prescriptive, Custom, PTA | PTA | Multi-Family Prescriptive, Custom, PTA (Gas-Only) | Pipe Insulation - DAC | Multi-Family - DI, Prescriptive, Custom, PTAPipe Insulation - DAC | Pipe Insulation | Linear feet | 197 | 15 | 583.99 | 584 | 584 | 8760 | 8760 | 100% | 100%
Residential | Public | Public Housing Energy Savings | Public Housing | MF - Public Housing (Joint) | Boiler Tune Up | Public Housing Energy SavingsBoiler Tune Up | Space Heating Boiler Tune-up | Unit | 6 | 3 | 1116.93 | 1116.93 | 1116.93 | 3350.79 | 3350.79 | 100% | 100%
Residential | Private | Single Family - IHWAP, Retrofits, HEA | HEA - Joint | HEA - Joint | Advanced Thermostats | Single Family - IHWAP, Retrofits, HEAAdvanced Thermostats | Advanced Thermostats | Unit | 48 | 11 | 3456.2 | 3456.2 | 3456.2 | 38018.2 | 38018.2 | 100% | 100%
Residential | Private | Single Family - IHWAP, Retrofits, HEA | HEA - Joint | HEA - Joint | Air Handler Filter Cleaning/Replacement | Single Family - IHWAP, Retrofits, HEAAir Handler Filter Cleaning/Replacement | Air Handler Filter Replacement | Unit | 83 | 3 | 658.22 | 658.22 | 658.22 | 1974.66 | 1974.66 | 100% | 100%
Residential | Private | Single Family - IHWAP, Retrofits, HEA | HEA - Joint | HEA - Joint | Air Sealing - Method 2 | Single Family - IHWAP, Retrofits, HEAAir Sealing - Method 2 | Air Sealing | Unit | 80 | 20 | 584.32 | 584.32 | 584.32 | 11686.4 | 11686.4 | 100% | 100%
Residential | Private | Single Family - IHWAP, Retrofits, HEA | HEA - Joint | HEA - Joint | Domestic Hot Water Pipe Insulation | Single Family - IHWAP, Retrofits, HEADomestic Hot Water Pipe Insulation | Domestic Hot Water Pipe Insulation | LN FT | 162 | 15 | 308.04 | 308.04 | 308.04 | 4620.6 | 4620.6 | 100% | 100%
Residential | Private | Single Family - IHWAP, Retrofits, HEA | HEA - Joint | HEA - Joint | Low Flow Faucet Aerators | Single Family - IHWAP, Retrofits, HEALow Flow Faucet Aerators | Low Flow Faucet Aerators | Unit | 79 | 10 | 284.83 | 284.63 | 284.63 | 2846.3 | 2846.3 | 100% | 99.93%
Residential | Private | Single Family - IHWAP, Retrofits, HEA | HEA - Joint | HEA - Joint | Low Flow Showerheads | Single Family - IHWAP, Retrofits, HEALow Flow Showerheads | Low Flow Showerheads | Unit | 58 | 10 | 640.74 | 626.02 | 626.02 | 6260.2 | 6260.2 | 100% | 97.7%
Residential | Private | Single Family - IHWAP, Retrofits, HEA | HEA - Joint | HEA - Joint | Programmable Thermostats | Single Family - IHWAP, Retrofits, HEAProgrammable Thermostats | Programmable Thermostats | Unit | 24 | 16 | 1796.84 | 1796.85 | 1796.85 | 14123.241 | 14123.241 | 100% | 100%
Residential | Private | Single Family - IHWAP, Retrofits, HEA | HEA - Joint | HEA - Joint | Water Heater Temperature Setback | Single Family - IHWAP, Retrofits, HEAWater Heater Temperature Setback | Water Heater Temperature Setback | Unit | 86 | 2 | 21.65 | 21.65 | 21.65 | 43.3 | 43.3 | 100% | 100%
Residential | Private | Single Family - IHWAP, Retrofits, HEA | IHWAP | IHWAP | Advanced Thermostats | Single Family - IHWAP, Retrofits, HEAAdvanced Thermostats | Advanced Thermostats | Unit | 2 | 11 | 189.82 | 189.82 | 189.82 | 2088.02 | 2088.02 | 100% | 100%
Residential | Private | Single Family - IHWAP, Retrofits, HEA | IHWAP | IHWAP | Air Sealing - Method 1 | Single Family - IHWAP, Retrofits, HEAAir Sealing - Method 1 | Air Sealing | Unit | 3 | 20 | 666.64 | 666.64 | 666.64 | 12666.16 | 12666.16 | 100% | 100%
Residential | Private | Single Family - IHWAP, Retrofits, HEA | IHWAP | IHWAP | Basement Sidewall Insulation | Single Family - IHWAP, Retrofits, HEABasement Sidewall Insulation | Basement Sidewall Insulation | SQ FT | 120 | 30 | 112.85 | 112.85 | 112.85 | 3159.8 | 3159.8 | 100% | 100%
Residential | Private | Single Family - IHWAP, Retrofits, HEA | IHWAP | IHWAP | Ceiling/Attic Insulation | Single Family - IHWAP, Retrofits, HEACeiling/Attic Insulation | Ceiling/Attic Insulation | SQ FT | 344 | 30 | 47.59 | 47.59 | 47.59 | 1332.52 | 1332.52 | 100% | 100%
Residential | Private | Single Family - IHWAP, Retrofits, HEA | IHWAP | IHWAP | Domestic Hot Water Pipe Insulation | Single Family - IHWAP, Retrofits, HEADomestic Hot Water Pipe Insulation | Domestic Hot Water Pipe Insulation | LN FT | 24 | 15 | 49.89 | 49.89 | 49.89 | 748.35 | 748.35 | 100% | 100%
Residential | Private | Single Family - IHWAP, Retrofits, HEA | IHWAP | IHWAP | Gas High Efficiency Boiler | Single Family - IHWAP, Retrofits, HEAGas High Efficiency Boiler | Gas High Efficiency Boiler | Unit | 1 | 25 | 230.06 | 230.06 | 230.06 | 5751.5 | 5751.5 | 100% | 100%
Residential | Private | Single Family - IHWAP, Retrofits, HEA | IHWAP | IHWAP | Gas High Efficiency Furnace | Single Family - IHWAP, Retrofits, HEAGas High Efficiency Furnace | Gas High Efficiency Furnace | Unit | 2 | 20 | 314.7 | 314.7 | 314.7 | 6294 | 6294 | 100% | 100%
Residential | Private | Single Family - IHWAP, Retrofits, HEA | IHWAP | IHWAP | Gas Water Heater | Single Family - IHWAP, Retrofits, HEAGas Water Heater | Gas Water Heater | Unit | 2 | 14.5 | 56.99 | 56.99 | 56.99 | 826.36 | 826.36 | 100% | 100%
Residential | Private | Single Family - IHWAP, Retrofits, HEA | IHWAP | IHWAP | Low Flow Faucet Aerators | Single Family - IHWAP, Retrofits, HEALow Flow Faucet Aerators | Low Flow Faucet Aerators | Unit | 2 | 10 | 8.11 | 8.11 | 8.11 | 81.1 | 81.1 | 100% | 100%
Residential | Private | Single Family - IHWAP, Retrofits, HEA | IHWAP | IHWAP | Low Flow Showerheads | Single Family - IHWAP, Retrofits, HEALow Flow Showerheads | Low Flow Showerheads | Unit | 1 | 10 | 2.39 | 2.39 | 2.39 | 23.9 | 23.9 | 100% | 100%
Residential | Private | Single Family - IHWAP, Retrofits, HEA | IHWAP | IHWAP | Rim/Band Joist Insulation | Single Family - IHWAP, Retrofits, HEARim/Band Joist Insulation | Rim Joist Insulation | Unit | 94 | 30 | 15.82 | 15.82 | 15.82 | 442.96 | 442.96 | 100% | 100%
Residential | Private | Single Family - IHWAP, Retrofits, HEA | IHWAP | IHWAP | Wall Insulation | Single Family - IHWAP, Retrofits, HEAWall Insulation | Wall Insulation | SQ FT | 1680 | 30 | 245 | 245.01 | 245.01 | 6860.28 | 6860.28 | 100% | 100%
Residential | Private | Single Family - IHWAP, Retrofits, HEA | Retrofits | Retrofits - Joint | Advanced Thermostats | Single Family - IHWAP, Retrofits, HEAAdvanced Thermostats | Advanced Thermostats | Unit | 1 | 11 | 71.36 | 71.36 | 71.36 | 784.96 | 784.96 | 100% | 100%
Residential | Private | Single Family - IHWAP, Retrofits, HEA | Retrofits | Retrofits - Joint | Air Sealing - Method 1 | Single Family - IHWAP, Retrofits, HEAAir Sealing - Method 1 | Air Sealing | Unit | 27 | 20 | 3355.71 | 3355.66 | 3355.66 | 63757.54 | 63757.54 | 100% | 100%
Residential | Private | Single Family - IHWAP, Retrofits, HEA | Retrofits | Retrofits - Joint | Air Sealing - Method 2 | Single Family - IHWAP, Retrofits, HEAAir Sealing - Method 2 | Air Sealing | Unit | 1277 | 20 | 530.63 | 530.63 | 530.63 | 10612.6 | 10612.6 | 100% | 100%
Residential | Private | Single Family - IHWAP, Retrofits, HEA | Retrofits | Retrofits - Joint | Basement Sidewall Insulation | Single Family - IHWAP, Retrofits, HEABasement Sidewall Insulation | Basement Sidewall Insulation | SQ FT | 2824 | 30 | 434.06 | 434.05 | 434.05 | 12153.4 | 12153.4 | 100% | 100%
Residential | Private | Single Family - IHWAP, Retrofits, HEA | Retrofits | Retrofits - Joint | Ceiling/Attic Insulation | Single Family - IHWAP, Retrofits, HEACeiling/Attic Insulation | Ceiling/Attic Insulation | SQ FT | 31683 | 30 | 2928.97 | 2928.93 | 2928.93 | 82010.04 | 82010.04 | 100% | 100%
Residential | Private | Single Family - IHWAP, Retrofits, HEA | Retrofits | Retrofits - Joint | Duct Insulation And Sealing | Single Family - IHWAP, Retrofits, HEADuct Insulation And Sealing | Duct Insulation and Sealing | Unit | 9 | 20 | 1158.81 | 1161.15 | 1161.15 | 23223 | 23223 | 100% | 100.2%
Residential | Private | Single Family - IHWAP, Retrofits, HEA | Retrofits | Retrofits - Joint | Gas High Efficiency Furnace | Single Family - IHWAP, Retrofits, HEAGas High Efficiency Furnace | Gas High Efficiency Furnace | Unit | 4 | 20 | 660.68 | 660.68 | 660.68 | 13213.6 | 13213.6 | 100% | 100%
Residential | Private | Single Family - IHWAP, Retrofits, HEA | Retrofits | Retrofits - Joint | Gas Water Heater | Single Family - IHWAP, Retrofits, HEAGas Water Heater | Gas Water Heater | Unit | 3 | 14.5 | 108.17 | 108 | 108 | 1566 | 1566 | 100% | 99.84%
Residential | Private | Single Family - IHWAP, Retrofits, HEA | Retrofits | Retrofits - Joint | Programmable Thermostats | Single Family - IHWAP, Retrofits, HEAProgrammable Thermostats | Programmable Thermostats | Unit | 1 | 16 | 62.31 | 62.31 | 62.31 | 489.7566 | 489.7566 | 100% | 100%
Residential | Private | Single Family - IHWAP, Retrofits, HEA | Retrofits | Retrofits - Joint | Residential Furnace Tune Up | Single Family - IHWAP, Retrofits, HEAResidential Furnace Tune Up | Furnace Tune Up | Unit | 3 | 3 | 175.42 | 168.68 | 168.68 | 506.04 | 506.04 | 100% | 96.16%
Residential | Private | Single Family - IHWAP, Retrofits, HEA | Retrofits | Retrofits - Joint | Rim/Band Joist Insulation | Single Family - IHWAP, Retrofits, HEARim/Band Joist Insulation | Rim Joist Insulation | Unit | 4352 | 30 | 805.94 | 805.92 | 805.92 | 22565.76 | 22565.76 | 100% | 100%
Residential | Private | Single Family - IHWAP, Retrofits, HEA | Retrofits | Retrofits - Joint | Wall Insulation | Single Family - IHWAP, Retrofits, HEAWall Insulation | Wall Insulation | SQ FT | 2793 | 30 | 317.35 | 317.35 | 317.35 | 8885.8 | 8885.8 | 100% | 100%
Residential | Private | Single Family - IHWAP, Retrofits, HEA | SAP | SAP | Advanced Thermostats | Single Family - IHWAP, Retrofits, HEAAdvanced Thermostats | Advanced Thermostats | Unit | 6 | 11 | 414.92 | 413.76 | 413.76 | 4551.36 | 4551.36 | 100% | 99.72%
Residential | Private | Single Family - IHWAP, Retrofits, HEA | SAP | SAP | Air Sealing - Method 2 | Single Family - IHWAP, Retrofits, HEAAir Sealing - Method 2 | Air Sealing | Unit | 9 | 20 | 44.7 | 44.7 | 44.7 | 894 | 894 | 100% | 100%
Residential | Private | Single Family - IHWAP, Retrofits, HEA | SAP | SAP | Domestic Hot Water Pipe Insulation | Single Family - IHWAP, Retrofits, HEADomestic Hot Water Pipe Insulation | Domestic Hot Water Pipe Insulation | LN FT | 12 | 15 | 24.19 | 24.19 | 24.19 | 362.85 | 362.85 | 100% | 100%
Residential | Private | Single Family - IHWAP, Retrofits, HEA | SAP | SAP | Low Flow Faucet Aerators | Single Family - IHWAP, Retrofits, HEALow Flow Faucet Aerators | Low Flow Faucet Aerators | Unit | 16 | 10 | 51.98 | 51.79 | 51.79 | 517.9 | 517.9 | 100% | 99.63%
Residential | Private | Single Family - IHWAP, Retrofits, HEA | SAP | SAP | Low Flow Showerheads | Single Family - IHWAP, Retrofits, HEALow Flow Showerheads | Low Flow Showerheads | Unit | 14 | 10 | 60.52 | 60.31 | 60.31 | 603.1 | 603.1 | 100% | 99.65%
Residential | Private | Single Family - IHWAP, Retrofits, HEA | SAP | SAP | Water Heater Temperature Setback | Single Family - IHWAP, Retrofits, HEAWater Heater Temperature Setback | Water Heater Temperature Setback | Unit | 3 | 2 | 0.8 | 0.76 | 0.76 | 1.52 | 1.52 | 100% | 95%
Residential | Private | Single Family - IHWAP, Retrofits, HEA | HEA - Gas Only | HEA - Gas Only | Advanced Thermostats | Single Family - IHWAP, Retrofits, HEAAdvanced Thermostats | Advanced Thermostats | Unit | 1 | 11 | 102.51 | 102.51 | 102.51 | 1127.61 | 1127.61 | 100% | 100%
Residential | Private | Single Family - IHWAP, Retrofits, HEA | HEA - Gas Only | HEA - Gas Only | Air Handler Filter Cleaning/Replacement | Single Family - IHWAP, Retrofits, HEAAir Handler Filter Cleaning/Replacement | Air Handler Filter Replacement | Unit | 3 | 3 | 38.68 | 38.68 | 38.68 | 116.04 | 116.04 | 100% | 100%
Residential | Private | Single Family - IHWAP, Retrofits, HEA | HEA - Gas Only | HEA - Gas Only | Air Sealing - Method 2 | Single Family - IHWAP, Retrofits, HEAAir Sealing - Method 2 | Air Sealing | Unit | 2 | 20 | 14.61 | 14.61 | 14.61 | 292.2 | 292.2 | 100% | 100%
Residential | Private | Single Family - IHWAP, Retrofits, HEA | HEA - Gas Only | HEA - Gas Only | Water Heater Temperature Setback | Single Family - IHWAP, Retrofits, HEAWater Heater Temperature Setback | Water Heater Temperature Setback | Unit | 1 | 2 | 0.25 | 0.25 | 0.25 | 0.5 | 0.5 | 100% | 100%
Business | Private | Small and Midsize Business | Partner Trade Ally(PTA) | Small and Midsize Business - Prescriptive | Steam Traps - Dry Cleaner Rep. - Audit | Small and Midsize BusinessSteam Traps - Dry Cleaner Rep. - Audit | Steam Trap Replacement or Repair | Each | 214 | 6 | 251499 | 138683 | 128979 | 832098 | 773874 | 93% | 55.14%
Business | Private | Small and Midsize Business | Prescriptive | Small and Midsize Business - Prescriptive | Boiler Tune Up - Process | Small and Midsize BusinessBoiler Tune Up - Process | Process Boiler Tune-up | MBH | 2307 | 3 | 2359 | 2359 | 2194 | 7077 | 6582 | 93.01% | 100%
Business | Private | Small and Midsize Business | Prescriptive | Small and Midsize Business - Prescriptive | DCV - Kitchen | Small and Midsize BusinessDCV - Kitchen | Kitchen Demand Ventilation Controls | HP | 10 | 20 | 2133 | 2133 | 1983 | 42660 | 39660 | 92.97% | 100%
Business | Private | Small and Midsize Business | Prescriptive | Small and Midsize Business - Prescriptive | Demand Controlled Ventilation (Gas Heating) | Small and Midsize BusinessDemand Controlled Ventilation (Gas Heating) | Demand Controlled Ventilation | SQ FT | 145300 | 6 | 5085 | 5085 | 4729 | 30510 | 28374 | 93% | 100%
Business | Private | Small and Midsize Business | Prescriptive | Small and Midsize Business - Prescriptive | Energy Star Convection Oven | Small and Midsize BusinessEnergy Star Convection Oven | Convection Oven | Each | 1 | 12 | 209 | 209 | 194 | 2508 | 2328 | 92.82% | 100%
Business | Private | Small and Midsize Business | Prescriptive | Small and Midsize Business - Prescriptive | Energy Star Dishwasher | Small and Midsize BusinessEnergy Star Dishwasher | Dishwasher | Each | 2 | 15 | 1222 | 1222 | 1136 | 18330 | 17040 | 92.96% | 100%
Business | Private | Small and Midsize Business | Prescriptive | Small and Midsize Business - Prescriptive | Energy Star Double Rack Oven | Small and Midsize BusinessEnergy Star Double Rack Oven | Double Rack Oven | Double Oven | 1 | 12 | 585 | 585 | 544 | 7020 | 6528 | 92.99% | 100%
Business | Private | Small and Midsize Business | Prescriptive | Small and Midsize Business - Prescriptive | Energy Star Fryer | Small and Midsize BusinessEnergy Star Fryer | ENERGY STAR Fryer | Each | 2 | 12 | 1025 | 1025 | 953 | 12300 | 11436 | 92.98% | 100%
Business | Private | Small and Midsize Business | Prescriptive | Small and Midsize Business - Prescriptive | Furnace > 95% AFUE (COM) | Small and Midsize BusinessFurnace > 95% AFUE (COM) | Gas High Efficiency Furnace | Each | 1 | 16 | 235 | 235 | 219 | 3760 | 3504 | 93.19% | 100%
Business | Private | Small and Midsize Business | Prescriptive | Small and Midsize Business - Prescriptive | Large Gas Water Heater | Small and Midsize BusinessLarge Gas Water Heater | Gas Water Heater | MBH | 399 | 15 | 266 | 266 | 247 | 3990 | 3705 | 92.86% | 100%
Business | Private | Small and Midsize Business | Prescriptive | Small and Midsize Business - Prescriptive | Makeup Air Unit | Small and Midsize BusinessMakeup Air Unit | Custom | CFM | 3800 | 15 | 661 | 661 | 614 | 9915 | 9210 | 92.89% | 100%
Business | Private | Small and Midsize Business | Prescriptive | Small and Midsize Business - Prescriptive | Programmable Thermostat | Small and Midsize BusinessProgrammable Thermostat | Programmable Thermostats | Each | 12 | 16 | 1521 | 1521 | 1475 | 11955.06 | 11593.5 | 96.98% | 100%
Business | Private | Small and Midsize Business | Prescriptive | Small and Midsize Business - Prescriptive | Smart Thermostat | Small and Midsize BusinessSmart Thermostat | Advanced Thermostats | Each | 1 | 11 | 157 | 157 | 152 | 1727 | 1672 | 96.82% | 100%
Business | Private | Small and Midsize Business | Prescriptive | Small and Midsize Business - Prescriptive | Steam Traps - Dry Cleaner Rep. - Audit | Small and Midsize BusinessSteam Traps - Dry Cleaner Rep. - Audit | Steam Trap Replacement or Repair | Each | 12 | 6 | 14348 | 7776 | 7231 | 46656 | 43386 | 92.99% | 54.2%
Business | Private | Small and Midsize Business | Prescriptive | Small and Midsize Business - Prescriptive | Tankless Water Heater 0.90 UEF | Small and Midsize BusinessTankless Water Heater 0.90 UEF | Tankless Water Heater | MBH | 3390 | 20 | 2819 | 2682 | 2494 | 53640 | 49880 | 92.99% | 95.14%
Business | Private | Commercial Food Service (CFS) | Commercial Food Service (CFS) | Commercial Food Service (CFS) | Combination Oven >30 Pans | Commercial Food Service (CFS)Combination Oven >30 Pans | Combination Oven | Each | 2 | 12 | 1328 | 626 | 501 | 7512 | 6012 | 80.03% | 47.14%
Business | Private | Commercial Food Service (CFS) | Commercial Food Service (CFS) | Commercial Food Service (CFS) | Combination Oven Gas - <15 Pans | Commercial Food Service (CFS)Combination Oven Gas - <15 Pans | Combination Oven | Each | 4 | 12 | 2143 | 2122 | 1698 | 25464 | 20376 | 80.02% | 99.02%
Business | Private | Commercial Food Service (CFS) | Commercial Food Service (CFS) | Commercial Food Service (CFS) | Dishwasher High Temp - Under Counter - Gas Bldg - Elec Boost | Commercial Food Service (CFS)Dishwasher High Temp - Under Counter - Gas Bldg - Elec Boost | Dishwasher | Each | 3 | 15 | 562 | 557 | 445 | 8355 | 6675 | 79.89% | 99.11%
Business | Private | Commercial Food Service (CFS) | Commercial Food Service (CFS) | Commercial Food Service (CFS) | Fryer Large Vat Open Deep-Vat Fryer | Commercial Food Service (CFS)Fryer Large Vat Open Deep-Vat Fryer | Fryer | Each | 1 | 12 | 1106 | 610 | 488 | 7320 | 5856 | 80% | 55.15%
Business | Private | Commercial Food Service (CFS) | Commercial Food Service (CFS) | Commercial Food Service (CFS) | Fryer Standard Open Deep-Vat Fryer (French Fryer) | Commercial Food Service (CFS)Fryer Standard Open Deep-Vat Fryer (French Fryer) | ENERGY STAR Fryer | Each | 1 | 12 | 2228 | 1146 | 917 | 13752 | 11004 | 80.02% | 51.44%
Business | Private-DAC | Small and Midsize Business | Partner Trade Ally(PTA)-DAC | Small and Midsize Business - Prescriptive | Steam Traps - Dry Cleaner Rep. - Audit | Small and Midsize BusinessSteam Traps - Dry Cleaner Rep. - Audit | Steam Trap Replacement or Repair | Each | 51 | 6 | 60979 | 33048 | 33048 | 198288 | 198288 | 100% | 54.2%
Business | Private-DAC | Small and Midsize Business | Prescriptive-DAC | Small and Midsize Business - Prescriptive | DCV - Kitchen | Small and Midsize BusinessDCV - Kitchen | Kitchen Demand Ventilation Controls | HP | 3 | 20 | 693 | 693 | 693 | 13860 | 13860 | 100% | 100%
Business | Private-DAC | Small and Midsize Business | Prescriptive-DAC | Small and Midsize Business - Prescriptive | Energy Star Dishwasher | Small and Midsize BusinessEnergy Star Dishwasher | Dishwasher | Each | 1 | 15 | 676 | 676 | 676 | 10140 | 10140 | 100% | 100%
Business | Private-DAC | Small and Midsize Business | Prescriptive-DAC | Small and Midsize Business - Prescriptive | Energy Star Fryer | Small and Midsize BusinessEnergy Star Fryer | ENERGY STAR Fryer | Each | 1 | 12 | 512 | 512 | 512 | 6144 | 6144 | 100% | 100%
Business | Private-DAC | Small and Midsize Business | Prescriptive-DAC | Small and Midsize Business - Prescriptive | Furnace > 95% AFUE (COM) | Small and Midsize BusinessFurnace > 95% AFUE (COM) | Gas High Efficiency Furnace | Each | 1 | 16 | 205 | 205 | 205 | 3280 | 3280 | 100% | 100%
Business | Private-DAC | Small and Midsize Business | Prescriptive-DAC | Small and Midsize Business - Prescriptive | Tankless Water Heater 0.90 UEF | Small and Midsize BusinessTankless Water Heater 0.90 UEF | Tankless Water Heater | MBH | 398 | 20 | 331 | 314 | 314 | 6280 | 6280 | 100% | 94.86%
Business | Private-DAC | Commercial Food Service (CFS) | Commercial Food Service (CFS)-DAC | Commercial Food Service (CFS) | Automatic Conveyer Broiler Commercial > 26" Conveyor Width | Commercial Food Service (CFS)Automatic Conveyer Broiler Commercial > 26" Conveyor Width | Conveyer Broiler | Each | 1 | 12 | 862 | 884 | 884 | 10608 | 10608 | 100% | 102.6%