## Avoided Cost Data (hidden)
| Confidential |  | 2022-2025 plan | [5 empty] | 2023-08-29
Actual / Forecast | Year | Annual Avoided Cost Forecast w/ GHG & AQB - $ / Therm | Heating Season Avoided Costs w/ GHG & AQB - $ / Therm | GhG / Carbon Adder | Annual Avoided Cost w/Out Carbon | Heating Sesaon Avoided Cost w/out Carbon | Additional Quantifiable Benefit Adder | Annual Avoiced Cost w/Out Carbon and w/Out Additional Quantifiable Benefit Adder | Heating Sesaon Avoided Cost w/out Carbon and w/Out Additional Quantifiable Benefit Adder | Avoided Water consumption cost - $/1000 gallons
Actual | 2020 | 0.84558 | 0.86439 | 0.25259 | 0.59299 | 0.6118 | 0.16186 | 0.43114 | 0.44994
Actual | 2021 | 0.94883 | 0.95054 | 0.25942 | 0.6894 | 0.69112 | 0.16509 | 0.52431 | 0.52602
Actual | 2022 | 0.98301 | 0.86474 | 0.26613 | 0.71688 | 0.59861 | 0.1684 | 0.54848 | 0.43022 | 6.407
Forecast | 2023 | 0.97936 | 1.0106 | 0.25942 | 0.71993 | 0.75114 | 0.17573 | 0.5442 | 0.5754 | 6.6654
Forecast | 2024 | 1.0326 | 1.0617 | 0.26613 | 0.76648 | 0.79554 | 0.17922 | 0.58726 | 0.61631 | 6.9342
Forecast | 2025 | 1.0733 | 1.0822 | 0.27993 | 0.7934 | 0.80231 | 0.18278 | 0.61061 | 0.61953 | 7.2139
Forecast | 2026 | 1.1234 | 1.1317 | 0.29373 | 0.82966 | 0.83796 | 0.18644 | 0.64322 | 0.65152 | 7.5049
Forecast | 2027 | 1.169 | 1.1808 | 0.30753 | 0.86149 | 0.87331 | 0.19001 | 0.67149 | 0.6833 | 7.8075
Forecast | 2028 | 1.2311 | 1.2404 | 0.32133 | 0.9098 | 0.91902 | 0.20296 | 0.70683 | 0.71606 | 8.1225
Forecast | 2029 | 1.2737 | 1.2938 | 0.33513 | 0.93855 | 0.95868 | 0.20702 | 0.73153 | 0.75166 | 8.4501
Forecast | 2030 | 1.309 | 1.3297 | 0.34894 | 0.96006 | 0.98072 | 0.21113 | 0.74893 | 0.76959 | 8.7909
Forecast | 2031 | 1.3448 | 1.366 | 0.36274 | 0.98209 | 1.0033 | 0.21538 | 0.76671 | 0.78792 | 9.1454
Forecast | 2032 | 1.3788 | 1.4001 | 0.37654 | 1.0022 | 1.0235 | 0.21971 | 0.78251 | 0.80382 | 9.5143
Forecast | 2033 | 1.4142 | 1.4355 | 0.39034 | 1.0238 | 1.0452 | 0.22418 | 0.79965 | 0.821 | 9.898
Forecast | 2034 | 1.4464 | 1.473 | 0.40414 | 1.0422 | 1.0688 | 0.22858 | 0.81364 | 0.84025 | 10.2972
Forecast | 2035 | 1.488 | 1.5126 | 0.41794 | 1.0701 | 1.0947 | 0.23309 | 0.83698 | 0.86159 | 10.7126
Forecast | 2036 | 1.5357 | 1.5645 | 0.43175 | 1.104 | 1.1328 | 0.23777 | 0.86622 | 0.895 | 11.1446
Forecast | 2037 | 1.5788 | 1.6085 | 0.44555 | 1.1332 | 1.163 | 0.24253 | 0.8907 | 0.92044 | 11.5941
Forecast | 2038 | 1.622 | 1.6528 | 0.45935 | 1.1627 | 1.1934 | 0.24742 | 0.91528 | 0.94599 | 12.0617
Forecast | 2039 | 1.666 | 1.6977 | 0.47315 | 1.1928 | 1.2246 | 0.25236 | 0.94048 | 0.97219 | 12.5482
Forecast | 2040 | 1.7318 | 1.7635 | 0.48695 | 1.2448 | 1.2765 | 0.25736 | 0.98745 | 1.0192 | 13.0543
Forecast | 2041 | 1.7777 | 1.8094 | 0.50075 | 1.2769 | 1.3086 | 0.26255 | 1.0144 | 1.0461 | 13.5809
Forecast | 2042 | 1.8252 | 1.8569 | 0.51455 | 1.3107 | 1.3424 | 0.26868 | 1.042 | 1.0737 | 14.1286
Forecast | 2043 | 1.9026 | 1.9343 | 0.52836 | 1.3743 | 1.406 | 0.27407 | 1.1002 | 1.1319 | 14.6985
Forecast | 2044 | 1.974 | 2.0057 | 0.54216 | 1.4319 | 1.4636 | 0.27921 | 1.1527 | 1.1844 | 15.2913
Forecast | 2045 | 2.0476 | 2.0793 | 0.55596 | 1.4916 | 1.5233 | 0.2848 | 1.2068 | 1.2385 | 15.908
Forecast | 2046 | 2.0991 | 2.1308 | 0.56976 | 1.5294 | 1.5611 | 0.29049 | 1.2389 | 1.2706 | 16.5496
Forecast | 2047 | 2.1678 | 2.1995 | 0.58356 | 1.5842 | 1.6159 | 0.2963 | 1.2879 | 1.3196 | 17.2171
Forecast | 2048 | 2.2215 | 2.2532 | 0.59736 | 1.6241 | 1.6559 | 0.30223 | 1.3219 | 1.3536 | 17.9115
Forecast | 2049 | 2.293 | 2.3247 | 0.61117 | 1.6819 | 1.7136 | 0.30827 | 1.3736 | 1.4053 | 18.634
Forecast | 2050 | 2.3576 | 2.3893 | 0.62497 | 1.7327 | 1.7644 | 0.31444 | 1.4182 | 1.4499 | 19.3855
Forecast | 2051 | 2.4246 | 2.4563 | 0.63877 | 1.7858 | 1.8175 | 0.32073 | 1.4651 | 1.4968 | 20.1674
Forecast | 2052 | 2.4934 | 2.5251 | 0.65257 | 1.8408 | 1.8725 | 0.32714 | 1.5136 | 1.5454 | 20.9808
Forecast | 2053 | 2.564 | 2.5957 | 0.66637 | 1.8976 | 1.9293 | 0.33368 | 1.5639 | 1.5956 | 21.827
Forecast | 2054 | 2.6365 | 2.6682 | 0.68017 | 1.9563 | 1.988 | 0.34036 | 1.616 | 1.6477 | 22.7074
Note:
2020-2054 - Avoided cost from the 2022-2025 Filed plan
Actual is s derived from the actual NYMEX settled price
Forecast is derived from Wood Mackinzie Monthly Gas Commodity Price Forecast (March 2023), Information Sourced from Nicor Gas Dec 2022.

## 2023 Nicor Ex Ante and IMC (hidden)
CalendarYear | Program Acronym | SubProgramType | Project Type | MeasureGroupName | PropertySector | Total Weighted Average Measure Life | Count of Project | Sum of Quantity | Sum of GrossAnnualThermSavings | Sum of NetAnnualThermsMeasure | Sum of IncentiveCost | Sum of ActualProgramDollarCost | Sum of IncrementalCost | Tracked Incremental Cost/Qty
[11 empty] | 0 | 0 | 0
2022 | Affordable Housing New Construction | New Construction |  | Variable Cost Accrual Adjustment
2022 | Affordable Housing New Construction | New Construction | New Construction | Small to Mid Commercial New Construction | Private
2022 | Business Custom Rebates, Plus Nicor Gas only RCx | Custom |  | Variable Cost Accrual Adjustment
2022 | Business Custom Rebates, Plus Nicor Gas only RCx | Assessment | Assessment | Facility Assessments-Custom | Private
2022 | Business Custom Rebates, Plus Nicor Gas only RCx | Assessment | Assessment | Facility Assessments-Custom | Public
2022 | Business Custom Rebates, Plus Nicor Gas only RCx | Assessment | Assessment | Opportunity Assessments-Custom | Private
2022 | Business Custom Rebates, Plus Nicor Gas only RCx | Assessment | Assessment | Opportunity Assessments-Custom | Public
2022 | Business Custom Rebates, Plus Nicor Gas only RCx | Assessment | Assessment | Public Sector Assessment | Public
2022 | Business Custom Rebates, Plus Nicor Gas only RCx | Assessment | Assessment | RCx Study - Concurrent | Public
2022 | Business Custom Rebates, Plus Nicor Gas only RCx | Assessment | Assessment | RCx Study - Stand Alone | Private
2022 | Business Custom Rebates, Plus Nicor Gas only RCx | Assessment | Assessment | RCx Study - Stand Alone | Public
2022 | Business Custom Rebates, Plus Nicor Gas only RCx | Custom | Custom | Custom > 7,500 therms | Private
2022 | Business Custom Rebates, Plus Nicor Gas only RCx | Custom | Custom | Custom > 7,500 therms | Public
2022 | Business Custom Rebates, Plus Nicor Gas only RCx | Custom | Custom | Custom 2,500-7,500 therms | Private
2022 | Business Custom Rebates, Plus Nicor Gas only RCx | Custom | Custom | Custom 2,500-7,500 therms | Public
2022 | Business Energy Efficiency Rebates | Prescriptive |  | Variable Cost Accrual Adjustment
2022 | Business Energy Efficiency Rebates | Business Optimization Program |  | Variable Cost Accrual Adjustment
2022 | Business Energy Efficiency Rebates | Midstream CFS |  | Variable Cost Accrual Adjustment
2022 | Business Energy Efficiency Rebates | Assessment | Assessment | Mid Business Assessment | Private
2022 | Business Energy Efficiency Rebates | Assessment | Assessment | Mid Business Assessment | Public
2022 | Business Energy Efficiency Rebates | Assessment Direct Install | Assessment Direct Install | Commercial Weather Stripping | Private
2022 | Business Energy Efficiency Rebates | Assessment Direct Install | Assessment Direct Install | Commercial Weather Stripping | Public
2022 | Business Energy Efficiency Rebates | Assessment Direct Install | Assessment Direct Install | Faucet Aerator - Bath Laminar - DI | Private
2022 | Business Energy Efficiency Rebates | Assessment Direct Install | Assessment Direct Install | Faucet Aerator - Bath Laminar - DI | Public
2022 | Business Energy Efficiency Rebates | Assessment Direct Install | Assessment Direct Install | Faucet Aerators - Bath - DI | Private
2022 | Business Energy Efficiency Rebates | Assessment Direct Install | Assessment Direct Install | Faucet Aerators - Bath - DI | Public
2022 | Business Energy Efficiency Rebates | Assessment Direct Install | Assessment Direct Install | Faucet Aerators - Kitchen - DI | Private
2022 | Business Energy Efficiency Rebates | Assessment Direct Install | Assessment Direct Install | Faucet Aerators - Kitchen - DI | Public
2022 | Business Energy Efficiency Rebates | Assessment Direct Install | Assessment Direct Install | Low Flow Shower Heads - DI | Private
2022 | Business Energy Efficiency Rebates | Assessment Direct Install | Assessment Direct Install | Low Flow Shower Heads - DI | Public
2022 | Business Energy Efficiency Rebates | Assessment Direct Install | Assessment Direct Install | Mid Business - Drop In | Private
2022 | Business Energy Efficiency Rebates | Assessment Direct Install | Assessment Direct Install | Mid Business - Drop In | Public
2022 | Business Energy Efficiency Rebates | Assessment Direct Install | Assessment Direct Install | Mid Business Assessment | Private
2022 | Business Energy Efficiency Rebates | Assessment Direct Install | Assessment Direct Install | Mid Business Assessment | Public
2022 | Business Energy Efficiency Rebates | Assessment Direct Install | Assessment Direct Install | Spray Valve (Small Restaurants)-DI | Private
2022 | Business Energy Efficiency Rebates | Assessment Direct Install | Assessment Direct Install | Spray Valve (Small Restaurants)-DI | Public
2022 | Business Energy Efficiency Rebates | BOC | BOC | Building Operator Certification | Private
2022 | Business Energy Efficiency Rebates | Business Optimization Program | Business Optimization Program | Bonus Incentives - BEER | Public
2022 | Business Energy Efficiency Rebates | Business Optimization Program | Business Optimization Program | Steam Trap, Commercial | Public
2022 | Business Energy Efficiency Rebates | Business Optimization Program | Business Optimization Program | Steam Trap, Dry Cleaner | Private
2022 | Business Energy Efficiency Rebates | Business Optimization Program | Business Optimization Program | Steam Trap, Indust HP 75-125 psig | Private
2022 | Business Energy Efficiency Rebates | Business Optimization Program | Business Optimization Program | Steam Trap, Indust MP 15-30 psig | Private
2022 | Business Energy Efficiency Rebates | Direct Install | Direct Install | Faucet Aerators - Bath - DI | Public
2022 | Business Energy Efficiency Rebates | Direct Install | Direct Install | Faucet Aerators - Kitchen - DI | Public
2022 | Business Energy Efficiency Rebates | Direct Install | Direct Install | Low Flow Shower Heads - DI | Public
2022 | Business Energy Efficiency Rebates | Direct Install | Direct Install | Mid Business - Drop In | Public
2022 | Business Energy Efficiency Rebates | Direct Install | Direct Install | Spray Valve (Small Restaurants)-DI | Public
2022 | Business Energy Efficiency Rebates | Midstream CFS | Midstream CFS | Bonus Incentives - BEER | Private
2022 | Business Energy Efficiency Rebates | Midstream CFS | Midstream CFS | Combination Oven | Private
2022 | Business Energy Efficiency Rebates | Midstream CFS | Midstream CFS | Commercial Steamer, E >38% | Private
2022 | Business Energy Efficiency Rebates | Midstream CFS | Midstream CFS | Convection Oven, E >46% | Private
2022 | Business Energy Efficiency Rebates | Midstream CFS | Midstream CFS | Dishwasher | Private
2022 | Business Energy Efficiency Rebates | Midstream CFS | Midstream CFS | Dishwasher | Public
2022 | Business Energy Efficiency Rebates | Midstream CFS | Midstream CFS | Double Rack Oven | Private
2022 | Business Energy Efficiency Rebates | Midstream CFS | Midstream CFS | Fryer - E >50% | Private
2022 | Business Energy Efficiency Rebates | Midstream CFS | Midstream CFS | Fryer - Large Vat | Private
2022 | Business Energy Efficiency Rebates | Midstream CFS | Midstream CFS | Griddle | Private
2022 | Business Energy Efficiency Rebates | Midstream CFS | Midstream CFS | Infrared Salamander Broiler | Private
2022 | Business Energy Efficiency Rebates | Midstream CFS | Midstream CFS | Kitchen Demand Ventilation Controls | Private
2022 | Business Energy Efficiency Rebates | Midstream CFS | Midstream CFS | Large Conveyor Oven, >=25 in | Private
2022 | Business Energy Efficiency Rebates | Business Optimization Program | Business Optimization Program | Boiler Tune Up, Process | Private
2022 | Business Energy Efficiency Rebates | Prescriptive | Prescriptive | Boiler Tune Up, Process | Private
2022 | Business Energy Efficiency Rebates | Prescriptive | Prescriptive | Boiler Tune Up, Process | Public
2022 | Business Energy Efficiency Rebates | Business Optimization Program | Business Optimization Program | Boiler Tune Up, Space Heating | Public
2022 | Business Energy Efficiency Rebates | Prescriptive | Prescriptive | Bonus Incentives - BEER | Private
2022 | Business Energy Efficiency Rebates | Prescriptive | Prescriptive | Bonus Incentives - BEER | Public
2022 | Business Energy Efficiency Rebates | Prescriptive | Prescriptive | Combination Oven | Private
2022 | Business Energy Efficiency Rebates | Prescriptive | Prescriptive | Compressed Air Heat Recovery | Private
2022 | Business Energy Efficiency Rebates | Prescriptive | Prescriptive | Condensing Boilers, >90% | Private
2022 | Business Energy Efficiency Rebates | Prescriptive | Prescriptive | Condensing Boilers, >90% | Public
2022 | Business Energy Efficiency Rebates | Prescriptive | Prescriptive | Convection Oven, E >46% | Public
2022 | Business Energy Efficiency Rebates | Prescriptive | Prescriptive | Direct-Fired Space Heater | Private
2022 | Business Energy Efficiency Rebates | Prescriptive | Prescriptive | Fryer - E >50% | Private
2022 | Business Energy Efficiency Rebates | Prescriptive | Prescriptive | Fryer - Large Vat | Private
2022 | Business Energy Efficiency Rebates | Prescriptive | Prescriptive | Furnace, >95% AFUE | Private
2022 | Business Energy Efficiency Rebates | Prescriptive | Prescriptive | Furnace, >95% AFUE | Public
2022 | Business Energy Efficiency Rebates | Prescriptive | Prescriptive | Infrared Heaters | Private
2022 | Business Energy Efficiency Rebates | Prescriptive | Prescriptive | Outdoor Pool Covers | Private
2022 | Business Energy Efficiency Rebates | Prescriptive | Prescriptive | Pipe Insulation, Indoor Hot Water DHW | Private
2022 | Business Energy Efficiency Rebates | Prescriptive | Prescriptive | Pipe Insulation, Indoor HW Space Heat | Private
2022 | Business Energy Efficiency Rebates | Prescriptive | Prescriptive | Pipe Insulation, Indoor LPS Space Heat | Private
2022 | Business Energy Efficiency Rebates | Prescriptive | Prescriptive | Small Commercial Thermostat | Private
2022 | Business Energy Efficiency Rebates | Prescriptive | Prescriptive | Steam Trap, Commercial | Private
2022 | Business Energy Efficiency Rebates | Prescriptive | Prescriptive | Steam Trap, Commercial | Public
2022 | Business Energy Efficiency Rebates | Prescriptive | Prescriptive | Steam Trap, Dry Cleaner | Private
2022 | Business Energy Efficiency Rebates | Prescriptive | Prescriptive | Steam Trap, Indust HP 125-175 psig | Private
2022 | Business Energy Efficiency Rebates | Prescriptive | Prescriptive | Steam Trap, Indust HP 175-250 psig | Private
2022 | Business Energy Efficiency Rebates | Prescriptive | Prescriptive | Steam Trap, Indust HP 250 psig | Private
2022 | Business Energy Efficiency Rebates | Prescriptive | Prescriptive | Steam Trap, Indust HP 75-125 psig | Private
2022 | Business Energy Efficiency Rebates | Prescriptive | Prescriptive | Steam Trap, Indust MP 15-30 psig | Private
2022 | Business Energy Efficiency Rebates | Prescriptive | Prescriptive | Steam Trap, Indust MP 30-75 psig | Private
2022 | Business Energy Efficiency Rebates | Prescriptive | Prescriptive | Storage Water Heater, >88% TE | Public
2022 | Business Energy Efficiency Rebates | Prescriptive | Prescriptive | Boiler Tune Up, Space Heating | Private
2022 | Business Energy Efficiency Rebates | Prescriptive | Prescriptive | Boiler Tune Up, Space Heating | Public
2022 | Coordinated Non-Residential New Construction |  |  | Variable Cost Accrual Adjustment
2022 | Coordinated Non-Residential New Construction | Private Sector | Private Sector | Bonus Incentives - BNC | Private
2022 | Coordinated Non-Residential New Construction | Private Sector | Private Sector | Large Commercial New Construction | Private
2022 | Coordinated Non-Residential New Construction | Public Sector | Public Sector | Bonus Incentives - BNC | Public
| Coordinated Non-Residential New Construction | Public Sector | Public Sector | Large Commercial New Construction | Public
2022 | Coordinated Retro Commissioning | RCx-Nexant |  | Variable Cost Accrual Adjustment
2022 | Coordinated Retro Commissioning | RCx-Nexant | RCx-Nexant | RCx Assessments | Private
2022 | Coordinated Retro Commissioning | RCx-Nexant | RCx-Nexant | RCx Project | Private
2022 | Elementary Energy Education | Elementary Energy Education |  | Variable Cost Accrual Adjustment
2022 | Energy Saving Kits | Energy Savings Kit |  | Variable Cost Accrual Adjustment
2022 | Energy Saving Kits | Energy Savings Kit | Energy Savings Kit | Kit 1 | Private
2022 | Energy Saving Kits | Energy Savings Kit | Energy Savings Kit | Kit 1 MF | Private
2022 | Energy Saving Kits | Energy Savings Kit | Energy Savings Kit | Kit 2 | Private
2022 | Energy Saving Kits | Energy Savings Kit | Energy Savings Kit | Kit 2 MF | Private
2022 | Energy Saving Kits | Energy Savings Kit | Energy Savings Kit | Kit 3 | Private
2022 | Energy Saving Kits | Energy Savings Kit | Energy Savings Kit | Kit 3 MF | Private
2022 | Energy Saving Kits | Energy Savings Kit | Energy Savings Kit | Kit 4 | Private
2022 | Energy Saving Kits | Energy Savings Kit | Energy Savings Kit | Kit 4 MF | Private
2022 | Home Energy Efficiency Rebate |  |  | Variable Cost Accrual Adjustment
2022 | Home Energy Efficiency Rebate | Prescriptive | Prescriptive | Advanced Thermostat - Manual Baseline | Private
2022 | Home Energy Efficiency Rebate | Prescriptive | Prescriptive | Advanced Thermostat - Programmable Baseline | Private
2022 | Home Energy Efficiency Rebate | Prescriptive | Prescriptive | Advanced Thermostat - Unknown Baseline | Private
2022 | Home Energy Efficiency Rebate | Prescriptive | Prescriptive | Boilers, >95% AFUE <300 MBH | Private
2022 | Home Energy Efficiency Rebate | Prescriptive | Prescriptive | Bonus Incentives - HEER | Private
2022 | Home Energy Efficiency Rebate | Prescriptive | Prescriptive | Combination Boilers, >95% AFUE <300 MBH | Private
2022 | Home Energy Efficiency Rebate | Prescriptive | Prescriptive | Furnace, >95% AFUE | Private
2022 | Home Energy Efficiency Rebate | Prescriptive | Prescriptive | Furnace, >97% AFUE | Private
2022 | Home Energy Efficiency Rebate | Prescriptive | Prescriptive | Tankless Water Heater | Private
2022 | Home Energy Reports | Behavioral Program |  | Variable Cost Accrual Adjustment
2022 | Home Energy Reports | Behavioral Program | Behavioral Program | Home Reports | Private
2022 | Home Energy Savings | Assessment |  | Variable Cost Accrual Adjustment
2022 | Home Energy Savings | Prescriptive |  | Variable Cost Accrual Adjustment
2022 | Home Energy Savings | Assessment | Assessment | Advanced Thermostat (DI) - Blended | Private
2022 | Home Energy Savings | Assessment | Assessment | Advanced Thermostat (DI) - Manual | Private
2022 | Home Energy Savings | Assessment | Assessment | Advanced Thermostat (DI) - Programmable | Private
2022 | Home Energy Savings | Assessment | Assessment | Assessment (HES) | Private
2022 | Home Energy Savings | Assessment | Assessment | Assessment (HES) - joint | Private
2022 | Home Energy Savings | Assessment | Assessment | Bathroom Aerator SF (DI) | Private
2022 | Home Energy Savings | Assessment | Assessment | Boiler Pipe Insulation | Private
2022 | Home Energy Savings | Assessment | Assessment | DHW Pipe Insulation | Private
2022 | Home Energy Savings | Assessment | Assessment | Handheld Showerhead (DI) SF | Private
2022 | Home Energy Savings | Assessment | Assessment | HEA Kit | Private
2022 | Home Energy Savings | Assessment | Assessment | Kitchen Aerator SF (DI) | Private
2022 | Home Energy Savings | Assessment | Assessment | Programmable Thermostat (DI) | Private
2022 | Home Energy Savings | Assessment | Assessment | Showerhead (DI) SF | Private
2022 | Home Energy Savings | Assessment | Assessment | Thermostat Education (DI) | Private
2022 | Home Energy Savings | Prescriptive | Prescriptive | Air Sealing | Private
2022 | Home Energy Savings | Prescriptive | Prescriptive | Air Sealing Without Attic Insulation | Private
2022 | Home Energy Savings | Prescriptive | Prescriptive | Attic Insulation | Private
2022 | Home Energy Savings | Prescriptive | Prescriptive | Basement/Sidewall Insulation | Private
2022 | Home Energy Savings | Prescriptive | Prescriptive | Duct Sealing | Private
2022 | Home Energy Savings | Prescriptive | Prescriptive | Wall Insulation SF | Private
2022 | Home Energy Savings | Smart Thermostat Initiative | Smart Thermostat Initiative | Advanced Thermostat (DI) - Blended | Private
2022 | Home Energy Savings | Smart Thermostat Initiative | Smart Thermostat Initiative | Advanced Thermostat (DI) - Manual | Private
2022 | Home Energy Savings | Smart Thermostat Initiative | Smart Thermostat Initiative | Advanced Thermostat (DI) - Programmable | Private
2022 | Home Energy Savings | Virtual Home Assessment | Virtual Home Assessment | Advanced Thermostat (DI) - Blended | Private
2022 | Home Energy Savings | Virtual Home Assessment | Virtual Home Assessment | Advanced Thermostat (DI) - Manual | Private
2022 | Home Energy Savings | Virtual Home Assessment | Virtual Home Assessment | Advanced Thermostat (DI) - Programmable | Private
2022 | Home Energy Savings | Virtual Home Assessment | Virtual Home Assessment | Assessment (HES) | Private
2022 | Home Energy Savings | Virtual Home Assessment | Virtual Home Assessment | Assessment (HES) - joint | Private
2022 | Home Energy Savings | Virtual Home Assessment | Virtual Home Assessment | Bathroom Aerator SF (DI) | Private
2022 | Home Energy Savings | Virtual Home Assessment | Virtual Home Assessment | Boiler Pipe Insulation | Private
2022 | Home Energy Savings | Virtual Home Assessment | Virtual Home Assessment | DHW Pipe Insulation | Private
2022 | Home Energy Savings | Virtual Home Assessment | Virtual Home Assessment | Handheld Showerhead (DI) SF | Private
2022 | Home Energy Savings | Virtual Home Assessment | Virtual Home Assessment | HEA Kit | Private
| Home Energy Savings | Virtual Home Assessment | Virtual Home Assessment | Kitchen Aerator SF (DI) | Private
2022 | Home Energy Savings | Virtual Home Assessment | Virtual Home Assessment | Product Fulfillment Fee (Delivering) | Private
2022 | Home Energy Savings | Virtual Home Assessment | Virtual Home Assessment | Programmable Thermostat (DI) | Private
2022 | Home Energy Savings | Virtual Home Assessment | Virtual Home Assessment | Showerhead (DI) SF | Private
2022 | Multi-Family | CPOP | CPOP | Boiler Tune Up - MF,IE | Private
2022 | Multi-Family | Prescriptive | Prescriptive | Boiler Tune Up, Space Heating | Private
2022 | Multi-Family | ASI | ASI | Air Sealing - Sealing Tape - DI | Private
2022 | Multi-Family | ASI | ASI | Attic Insulation | Private
2022 | Multi-Family | CPOP |  | Variable Cost Accrual Adjustment
2022 | Multi-Family | CPOP | CPOP | Boiler Reset Controls - MF,IE | Private
2022 | Multi-Family | CPOP | CPOP | DHW Storage Tank Insulation | Private
2022 | Multi-Family | CPOP | CPOP | On-Demand DHW Controller | Private
2022 | Multi-Family | CPOP | CPOP | Pipe Insulation, DHW Large >2" | Private
2022 | Multi-Family | CPOP | CPOP | Pipe Insulation, DHW Medium 1.26-2" | Private
2022 | Multi-Family | CPOP | CPOP | Pipe Insulation, DHW Small <=1.25" | Private
2022 | Multi-Family | CPOP | CPOP | Pipe Insulation, HW Large >4" | Private
2022 | Multi-Family | CPOP | CPOP | Pipe Insulation, HW Medium 2.1" to 4" | Private
2022 | Multi-Family | CPOP | CPOP | Pipe Insulation, HW Small | Private
2022 | Multi-Family | CPOP | CPOP | Pipe Insulation, Steam Large 5.1" to 8" | Private
2022 | Multi-Family | CPOP | CPOP | Pipe Insulation, Steam Med 2.1" to 5" | Private
2022 | Multi-Family | CPOP | CPOP | Pipe Insulation, Steam Small 1" to 2" | Private
2022 | Multi-Family | CPOP | CPOP | Pipe Insulation, X-Large >8" | Private
2022 | Multi-Family | CPOP | CPOP | Steam Boiler Averaging Controls | Private
2022 | Multi-Family | CPOP | CPOP | Steam Trap - MF,IE | Private
2022 | Multi-Family | CPOP | CPOP | Steam Traps - Test/Audit - MF,IE | Private
2022 | Multi-Family | Direct Install |  | Variable Cost Accrual Adjustment
2022 | Multi-Family | Direct Install | Direct Install | Handheld Showerhead (DI) MF-IU | Private
2022 | Multi-Family | Direct Install | Direct Install | Low Flow Aerator - Bath (DI) MF-CA | Private
2022 | Multi-Family | Direct Install | Direct Install | Low Flow Aerator - Bath (DI) MF-IU | Private
2022 | Multi-Family | Direct Install | Direct Install | Low Flow Aerator - Kitchen (DI) MF-CA | Private
2022 | Multi-Family | Direct Install | Direct Install | Low Flow Aerator - Kitchen (DI) MF-IU | Private
2022 | Multi-Family | Direct Install | Direct Install | Pipe Insulation, DHW Large >2" | Private
2022 | Multi-Family | Direct Install | Direct Install | Pipe Insulation, DHW Medium 1.26-2" | Private
| Multi-Family | Direct Install | Direct Install | Pipe Insulation, DHW Small <=1.25" | Private
2022 | Multi-Family | Direct Install | Direct Install | Pipe Insulation, HW Small | Private
2022 | Multi-Family | Direct Install | Direct Install | Programmable Thermostat (DI) MF-IU | Private
2022 | Multi-Family | Direct Install | Direct Install | Shower Timer, MF | Private
2022 | Multi-Family | Direct Install | Direct Install | Showerhead (DI) MF-CA | Private
2022 | Multi-Family | Direct Install | Direct Install | Showerhead (DI) MF-IU | Private
2022 | Multi-Family | Direct Install | Direct Install | Unit Assessment MF | Private
2022 | Multi-Family | Prescriptive |  | Variable Cost Accrual Adjustment
2022 | Multi-Family | Prescriptive | Prescriptive | Boiler Reset Controls | Private
2022 | Multi-Family | Prescriptive | Prescriptive | Condensing Boilers, >90% | Private
2022 | Multi-Family | Prescriptive | Prescriptive | Furnace, >95% AFUE - MF IU | Private
2022 | Multi-Family | Prescriptive | Prescriptive | Hydronic Boilers, >85% | Private
2022 | Multi-Family | Prescriptive | Prescriptive | Outdoor Pool Covers | Private
2022 | Multi-Family | Prescriptive | Prescriptive | Pipe Insulation, Indoor Hot Water DHW | Private
2022 | Multi-Family | Prescriptive | Prescriptive | Pipe Insulation, Indoor HW Space Heat | Private
2022 | Multi-Family - IHWAP, Contractors Channel, BNP, Kits | ESK | ESK | Kit 2 MF | Private
2022 | Multi-Family - IHWAP, Contractors Channel, BNP, Kits | IHWAP MF |  | Variable Cost Accrual Adjustment
2022 | Multi-Family - IHWAP, Contractors Channel, BNP, Kits | IHWAP MF | IHWAP MF | Air Sealing - Door Sweep - DI | Private
2022 | Multi-Family - IHWAP, Contractors Channel, BNP, Kits | IHWAP MF | IHWAP MF | Attic Insulation | Private
2022 | Multi-Family - IHWAP, Contractors Channel, BNP, Kits | IHWAP MF | IHWAP MF | Health & Safety Services | Private
2022 | Multi-Family - IHWAP, Contractors Channel, BNP, Kits | IHWAP MF | IHWAP MF | IE Custom Project | Private
2022 | Multi-Family - IHWAP, Contractors Channel, BNP, Kits | Retrofits MF |  | Variable Cost Accrual Adjustment
2022 | Multi-Family - IHWAP, Contractors Channel, BNP, Kits | Retrofits MF | Retrofits MF | AC Cover and Gap Sealer (DI) - MF IU | Private
2022 | Multi-Family - IHWAP, Contractors Channel, BNP, Kits | Retrofits MF | Retrofits MF | Advanced Thermostat (DI) - Manual | Private
2022 | Multi-Family - IHWAP, Contractors Channel, BNP, Kits | Retrofits MF | Retrofits MF | Air Sealing | Private
2022 | Multi-Family - IHWAP, Contractors Channel, BNP, Kits | Retrofits MF | Retrofits MF | Air Sealing - Door Sweep - DI | Private
2022 | Multi-Family - IHWAP, Contractors Channel, BNP, Kits | Retrofits MF | Retrofits MF | Air Sealing - Weatherstripping - DI | Private
2022 | Multi-Family - IHWAP, Contractors Channel, BNP, Kits | Retrofits MF | Retrofits MF | Attic Insulation | Private
2022 | Multi-Family - IHWAP, Contractors Channel, BNP, Kits | Retrofits MF | Retrofits MF | Boiler Reset Controls - MF,IE | Private
2022 | Multi-Family - IHWAP, Contractors Channel, BNP, Kits | Retrofits MF | Retrofits MF | Boiler Tune Up - MF,IE | Private
| Multi-Family - IHWAP, Contractors Channel, BNP, Kits | Retrofits MF | Retrofits MF | DHW Storage Tank Insulation | Private
2022 | Multi-Family - IHWAP, Contractors Channel, BNP, Kits | Retrofits MF | Retrofits MF | Floor Insulation Above Crawlspace | Private
2022 | Multi-Family - IHWAP, Contractors Channel, BNP, Kits | Retrofits MF | Retrofits MF | Furnace, >95% AFUE - MF IU | Private
2022 | Multi-Family - IHWAP, Contractors Channel, BNP, Kits | Retrofits MF | Retrofits MF | Handheld Showerhead (DI) MF-IU | Private
2022 | Multi-Family - IHWAP, Contractors Channel, BNP, Kits | Retrofits MF | Retrofits MF | Health & Safety Services | Private
2022 | Multi-Family - IHWAP, Contractors Channel, BNP, Kits | Retrofits MF | Retrofits MF | Hydronic Boilers, >85% | Private
2022 | Multi-Family - IHWAP, Contractors Channel, BNP, Kits | Retrofits MF | Retrofits MF | Low Flow Aerator - Bath (DI) MF-CA | Private
2022 | Multi-Family - IHWAP, Contractors Channel, BNP, Kits | Retrofits MF | Retrofits MF | Low Flow Aerator - Bath (DI) MF-IU | Private
2022 | Multi-Family - IHWAP, Contractors Channel, BNP, Kits | Retrofits MF | Retrofits MF | Low Flow Aerator - Kitchen (DI) MF-CA | Private
2022 | Multi-Family - IHWAP, Contractors Channel, BNP, Kits | Retrofits MF | Retrofits MF | Low Flow Aerator - Kitchen (DI) MF-IU | Private
2022 | Multi-Family - IHWAP, Contractors Channel, BNP, Kits | Retrofits MF | Retrofits MF | On-Demand DHW Controller | Private
2022 | Multi-Family - IHWAP, Contractors Channel, BNP, Kits | Retrofits MF | Retrofits MF | Pipe Insulation, DHW Large >2" | Private
2022 | Multi-Family - IHWAP, Contractors Channel, BNP, Kits | Retrofits MF | Retrofits MF | Pipe Insulation, DHW Medium 1.26-2" | Private
2022 | Multi-Family - IHWAP, Contractors Channel, BNP, Kits | Retrofits MF | Retrofits MF | Pipe Insulation, DHW Small <=1.25" | Private
2022 | Multi-Family - IHWAP, Contractors Channel, BNP, Kits | Retrofits MF | Retrofits MF | Pipe Insulation, HW Medium 2.1" to 4" | Private
2022 | Multi-Family - IHWAP, Contractors Channel, BNP, Kits | Retrofits MF | Retrofits MF | Pipe Insulation, HW Small | Private
2022 | Multi-Family - IHWAP, Contractors Channel, BNP, Kits | Retrofits MF | Retrofits MF | Pipe Insulation, Steam Large 5.1" to 8" | Private
2022 | Multi-Family - IHWAP, Contractors Channel, BNP, Kits | Retrofits MF | Retrofits MF | Pipe Insulation, Steam Large Fitting | Private
2022 | Multi-Family - IHWAP, Contractors Channel, BNP, Kits | Retrofits MF | Retrofits MF | Pipe Insulation, Steam Med 2.1" to 5" | Private
2022 | Multi-Family - IHWAP, Contractors Channel, BNP, Kits | Retrofits MF | Retrofits MF | Pipe Insulation, Steam Med Fitting | Private
2022 | Multi-Family - IHWAP, Contractors Channel, BNP, Kits | Retrofits MF | Retrofits MF | Pipe Insulation, Steam Small 1" to 2" | Private
2022 | Multi-Family - IHWAP, Contractors Channel, BNP, Kits | Retrofits MF | Retrofits MF | Programmable Thermostat (DI) MF-IU | Private
2022 | Multi-Family - IHWAP, Contractors Channel, BNP, Kits | Retrofits MF | Retrofits MF | Re-Program Thermostat (DI) MF-IU | Private
2022 | Multi-Family - IHWAP, Contractors Channel, BNP, Kits | Retrofits MF | Retrofits MF | Shower Timer, MF | Private
2022 | Multi-Family - IHWAP, Contractors Channel, BNP, Kits | Retrofits MF | Retrofits MF | Showerhead (DI) MF-IU | Private
2022 | Multi-Family - IHWAP, Contractors Channel, BNP, Kits | Retrofits MF | Retrofits MF | Steam Boilers, >85% | Private
2022 | Multi-Family - IHWAP, Contractors Channel, BNP, Kits | Retrofits MF | Retrofits MF | Steam Trap - MF,IE | Private
2022 | Multi-Family - IHWAP, Contractors Channel, BNP, Kits | Retrofits MF | Retrofits MF | Steam Traps - Test/Audit - MF,IE | Private
2022 | Multi-Family - IHWAP, Contractors Channel, BNP, Kits | Retrofits MF | Retrofits MF | Storage Water Heater, >0.67 EF | Private
2022 | Multi-Family - IHWAP, Contractors Channel, BNP, Kits | Retrofits MF | Retrofits MF | Unit Assessment MF | Private
2022 | Public Housing Energy Savings | Public Housing |  | Variable Cost Accrual Adjustment
2022 | Public Housing Energy Savings | Public Housing | Public Housing | AC Cover and Gap Sealer (DI) - MF IU | Private
2022 | Public Housing Energy Savings | Public Housing | Public Housing | Air Sealing | Private
2022 | Public Housing Energy Savings | Public Housing | Public Housing | Attic Insulation | Private
2022 | Public Housing Energy Savings | Public Housing | Public Housing | Furnace, >95% AFUE - MF IU | Private
2022 | Public Housing Energy Savings | Public Housing | Public Housing | Hydronic Boilers, >85% | Private
2022 | Public Housing Energy Savings | Public Housing | Public Housing | Storage Water Heater, >0.67 EF | Private
2022 | Public Housing Energy Savings | Public Housing | Public Housing | Storage Water Heater, >88% TE | Private
2022 | Public Housing Energy Savings | Public Housing | Public Housing | Wall Insulation SF | Private
2022 | Residential New Construction |  |  | Variable Cost Accrual Adjustment
2022 | Residential New Construction |  |  | Advanced Thermostat - Programmable Baseline | Private
2022 | Residential New Construction |  |  | Air Sealing | Private
2022 | Residential New Construction |  |  | Duct Sealing | Private
2022 | Residential New Construction |  |  | Furnace, >92% AFUE - RNC | Private
2022 | Residential New Construction |  |  | Furnace, >95% AFUE - RNC | Private
2022 | Residential New Construction |  |  | On Demand Water Heater - RNC | Private
2022 | Residential New Construction |  |  | Storage Water Heater - RNC | Private
2022 | Single Family - IHWAP, Contractors Channel, BNP, Kits | Ameren Nicor SF | Ameren Nicor SF | Advanced Thermostat (DI) - Manual | Private
2022 | Single Family - IHWAP, Contractors Channel, BNP, Kits | Ameren Nicor SF | Ameren Nicor SF | Advanced Thermostat (DI) - Programmable | Private
2022 | Single Family - IHWAP, Contractors Channel, BNP, Kits | Ameren Nicor SF | Ameren Nicor SF | Air Sealing | Private
2022 | Single Family - IHWAP, Contractors Channel, BNP, Kits | Ameren Nicor SF | Ameren Nicor SF | Assessment | Private
2022 | Single Family - IHWAP, Contractors Channel, BNP, Kits | Ameren Nicor SF | Ameren Nicor SF | Attic Insulation | Private
2022 | Single Family - IHWAP, Contractors Channel, BNP, Kits | Ameren Nicor SF | Ameren Nicor SF | Bathroom Aerator SF (DI) | Private
2022 | Single Family - IHWAP, Contractors Channel, BNP, Kits | Ameren Nicor SF | Ameren Nicor SF | Boilers, >95% AFUE <300 MBH | Private
2022 | Single Family - IHWAP, Contractors Channel, BNP, Kits | Ameren Nicor SF | Ameren Nicor SF | deep assessment | Private
2022 | Single Family - IHWAP, Contractors Channel, BNP, Kits | Ameren Nicor SF | Ameren Nicor SF | DHW Pipe Insulation | Private
2022 | Single Family - IHWAP, Contractors Channel, BNP, Kits | Ameren Nicor SF | Ameren Nicor SF | Furnace Tune Up | Private
2022 | Single Family - IHWAP, Contractors Channel, BNP, Kits | Ameren Nicor SF | Ameren Nicor SF | Furnace, >95% AFUE | Private
2022 | Single Family - IHWAP, Contractors Channel, BNP, Kits | Ameren Nicor SF | Ameren Nicor SF | Handheld Showerhead (DI) SF | Private
2022 | Single Family - IHWAP, Contractors Channel, BNP, Kits | Ameren Nicor SF | Ameren Nicor SF | Health & Safety Services | Private
2022 | Single Family - IHWAP, Contractors Channel, BNP, Kits | Ameren Nicor SF | Ameren Nicor SF | Kitchen Aerator SF (DI) | Private
2022 | Single Family - IHWAP, Contractors Channel, BNP, Kits | Ameren Nicor SF | Ameren Nicor SF | Rim/Band Joist Insulation | Private
2022 | Single Family - IHWAP, Contractors Channel, BNP, Kits | Ameren Nicor SF | Ameren Nicor SF | Showerhead (DI) SF | Private
2022 | Single Family - IHWAP, Contractors Channel, BNP, Kits | Ameren Nicor SF | Ameren Nicor SF | Storage Water Heater, >0.67 EF | Private
2022 | Single Family - IHWAP, Contractors Channel, BNP, Kits | Ameren Nicor SF | Ameren Nicor SF | Wall Insulation SF | Private
2022 | Single Family - IHWAP, Contractors Channel, BNP, Kits | Ameren Nicor SF Kit | Ameren Nicor SF Kit | Kit BN | Private
2022 | Single Family - IHWAP, Contractors Channel, BNP, Kits | Ameren Nicor SF Kit | Ameren Nicor SF Kit | Kit Tax-Ameren | Private
2022 | Single Family - IHWAP, Contractors Channel, BNP, Kits | ESK |  | Variable Cost Accrual Adjustment
2022 | Single Family - IHWAP, Contractors Channel, BNP, Kits | ESK | ESK | Kit 2 | Private
2022 | Single Family - IHWAP, Contractors Channel, BNP, Kits | ESK | ESK | Kit 4 | Private
2022 | Single Family - IHWAP, Contractors Channel, BNP, Kits | ESK | ESK | Kit 5 | Private
2022 | Single Family - IHWAP, Contractors Channel, BNP, Kits | IHWAP SF |  | Variable Cost Accrual Adjustment
2022 | Single Family - IHWAP, Contractors Channel, BNP, Kits | IHWAP SF | IHWAP SF | Advanced Thermostat (DI) - Manual | Private
2022 | Single Family - IHWAP, Contractors Channel, BNP, Kits | IHWAP SF | IHWAP SF | Advanced Thermostat (DI) - Programmable | Private
2022 | Single Family - IHWAP, Contractors Channel, BNP, Kits | IHWAP SF | IHWAP SF | Air Sealing | Private
2022 | Single Family - IHWAP, Contractors Channel, BNP, Kits | IHWAP SF | IHWAP SF | Attic Insulation | Private
2022 | Single Family - IHWAP, Contractors Channel, BNP, Kits | IHWAP SF | IHWAP SF | Basement/Sidewall Insulation | Private
2022 | Single Family - IHWAP, Contractors Channel, BNP, Kits | IHWAP SF | IHWAP SF | Bathroom Aerator SF (DI) | Private
2022 | Single Family - IHWAP, Contractors Channel, BNP, Kits | IHWAP SF | IHWAP SF | Boilers, >95% AFUE <300 MBH | Private
2022 | Single Family - IHWAP, Contractors Channel, BNP, Kits | IHWAP SF | IHWAP SF | DHW Pipe Insulation | Private
2022 | Single Family - IHWAP, Contractors Channel, BNP, Kits | IHWAP SF | IHWAP SF | Duct Sealing | Private
2022 | Single Family - IHWAP, Contractors Channel, BNP, Kits | IHWAP SF | IHWAP SF | Floor Insulation Above Crawlspace | Private
2022 | Single Family - IHWAP, Contractors Channel, BNP, Kits | IHWAP SF | IHWAP SF | Furnace Tune Up | Private
2022 | Single Family - IHWAP, Contractors Channel, BNP, Kits | IHWAP SF | IHWAP SF | Furnace, >95% AFUE | Private
2022 | Single Family - IHWAP, Contractors Channel, BNP, Kits | IHWAP SF | IHWAP SF | Handheld Showerhead (DI) SF | Private
2022 | Single Family - IHWAP, Contractors Channel, BNP, Kits | IHWAP SF | IHWAP SF | Health & Safety Services | Private
2022 | Single Family - IHWAP, Contractors Channel, BNP, Kits | IHWAP SF | IHWAP SF | Kitchen Aerator SF (DI) | Private
2022 | Single Family - IHWAP, Contractors Channel, BNP, Kits | IHWAP SF | IHWAP SF | Programmable Thermostat (DI) | Private
2022 | Single Family - IHWAP, Contractors Channel, BNP, Kits | IHWAP SF | IHWAP SF | Rim/Band Joist Insulation | Private
2022 | Single Family - IHWAP, Contractors Channel, BNP, Kits | IHWAP SF | IHWAP SF | Showerhead (DI) SF | Private
2022 | Single Family - IHWAP, Contractors Channel, BNP, Kits | IHWAP SF | IHWAP SF | Storage Water Heater, >0.67 EF | Private
2022 | Single Family - IHWAP, Contractors Channel, BNP, Kits | IHWAP SF | IHWAP SF | Wall Insulation SF | Private
2022 | Single Family - IHWAP, Contractors Channel, BNP, Kits | Retrofits SF |  | Variable Cost Accrual Adjustment
2022 | Single Family - IHWAP, Contractors Channel, BNP, Kits | Retrofits SF | Retrofits SF | Advanced Thermostat (DI) - Manual | Private
2022 | Single Family - IHWAP, Contractors Channel, BNP, Kits | Retrofits SF | Retrofits SF | Advanced Thermostat (DI) - Programmable | Private
2022 | Single Family - IHWAP, Contractors Channel, BNP, Kits | Retrofits SF | Retrofits SF | Air Sealing | Private
2022 | Single Family - IHWAP, Contractors Channel, BNP, Kits | Retrofits SF | Retrofits SF | Assessment | Private
2022 | Single Family - IHWAP, Contractors Channel, BNP, Kits | Retrofits SF | Retrofits SF | Assessment (HES) | Private
2022 | Single Family - IHWAP, Contractors Channel, BNP, Kits | Retrofits SF | Retrofits SF | Attic Insulation | Private
2022 | Single Family - IHWAP, Contractors Channel, BNP, Kits | Retrofits SF | Retrofits SF | Basement/Sidewall Insulation | Private
2022 | Single Family - IHWAP, Contractors Channel, BNP, Kits | Retrofits SF | Retrofits SF | Bathroom Aerator SF (DI) | Private
2022 | Single Family - IHWAP, Contractors Channel, BNP, Kits | Retrofits SF | Retrofits SF | Boiler Pipe Insulation | Private
| Single Family - IHWAP, Contractors Channel, BNP, Kits | Retrofits SF | Retrofits SF | Boilers, >95% AFUE <300 MBH | Private
| Single Family - IHWAP, Contractors Channel, BNP, Kits | Retrofits SF | Retrofits SF | DHW Pipe Insulation | Private
| Single Family - IHWAP, Contractors Channel, BNP, Kits | Retrofits SF | Retrofits SF | Duct Sealing | Private
| Single Family - IHWAP, Contractors Channel, BNP, Kits | Retrofits SF | Retrofits SF | Floor Insulation Above Crawlspace | Private
| Single Family - IHWAP, Contractors Channel, BNP, Kits | Retrofits SF | Retrofits SF | Furnace, >95% AFUE | Private
| Single Family - IHWAP, Contractors Channel, BNP, Kits | Retrofits SF | Retrofits SF | Handheld Showerhead (DI) SF | Private
| Single Family - IHWAP, Contractors Channel, BNP, Kits | Retrofits SF | Retrofits SF | HEA Kit | Private
| Single Family - IHWAP, Contractors Channel, BNP, Kits | Retrofits SF | Retrofits SF | Health & Safety Services | Private
2022 | Single Family - IHWAP, Contractors Channel, BNP, Kits | Retrofits SF | Retrofits SF | Kitchen Aerator SF (DI) | Private
2022 | Single Family - IHWAP, Contractors Channel, BNP, Kits | Retrofits SF | Retrofits SF | Programmable Thermostat (DI) | Private
2022 | Single Family - IHWAP, Contractors Channel, BNP, Kits | Retrofits SF | Retrofits SF | Rim/Band Joist Insulation | Private
2022 | Single Family - IHWAP, Contractors Channel, BNP, Kits | Retrofits SF | Retrofits SF | Showerhead (DI) SF | Private
2022 | Single Family - IHWAP, Contractors Channel, BNP, Kits | Retrofits SF | Retrofits SF | Storage Water Heater, >0.67 EF | Private
2022 | Single Family - IHWAP, Contractors Channel, BNP, Kits | Retrofits SF | Retrofits SF | Thermostat Education (DI) | Private
2022 | Single Family - IHWAP, Contractors Channel, BNP, Kits | Retrofits SF | Retrofits SF | Wall Insulation SF | Private
2022 | Single Family - IHWAP, Contractors Channel, BNP, Kits | Retrofits SF | Retrofits SF | Furnace Tune Up | Private
2022 | Small Business Program |  |  | Variable Cost Accrual Adjustment
2022 | Small Business Program | Assessment | Assessment | Commercial Weather Stripping | Private
2022 | Small Business Program | Assessment | Assessment | Mid Business Assessment | Private
2022 | Small Business Program | Assessment | Assessment | Mid Business Assessment | Public
2022 | Small Business Program | Assessment Direct Install | Assessment Direct Install | Commercial Weather Stripping | Private
2022 | Small Business Program | Assessment Direct Install | Assessment Direct Install | Commercial Weather Stripping | Public
2022 | Small Business Program | Assessment Direct Install | Assessment Direct Install | DHW WH Pipe Wrap - DI | Private
2022 | Small Business Program | Assessment Direct Install | Assessment Direct Install | Faucet Aerators - Bath - DI | Private
2022 | Small Business Program | Assessment Direct Install | Assessment Direct Install | Faucet Aerators - Bath - DI | Public
2022 | Small Business Program | Assessment Direct Install | Assessment Direct Install | Faucet Aerators - Kitchen - DI | Private
2022 | Small Business Program | Assessment Direct Install | Assessment Direct Install | Low Flow Shower Heads - DI | Private
2022 | Small Business Program | Assessment Direct Install | Assessment Direct Install | Low Flow Shower Heads - DI | Public
2022 | Small Business Program | Assessment Direct Install | Assessment Direct Install | Mid Business Assessment | Private
2022 | Small Business Program | Assessment Direct Install | Assessment Direct Install | Mid Business Assessment | Public
2022 | Small Business Program | Assessment Direct Install | Assessment Direct Install | Spray Valve (Med Sized Restaurants)-DI | Private
2022 | Small Business Program | Assessment Direct Install | Assessment Direct Install | Spray Valve (Small Restaurants)-DI | Private
2022 | Small Business Program | Assessment Direct Install | Assessment Direct Install | Spray Valve (Small Restaurants)-DI | Public
2022 | Small Business Program | Custom | Custom | Custom > 7,500 therms | Private
2022 | Small Business Program | Custom | Custom | Custom > 7,500 therms | Public
2022 | Small Business Program | Custom | Custom | Custom 2,500-7,500 therms | Private
2022 | Small Business Program | Custom | Custom | Custom 2,500-7,500 therms | Public
2022 | Small Business Program | Prescriptive | Prescriptive | Condensing Boilers, >90% | Private
2022 | Small Business Program | Prescriptive | Prescriptive | Furnace, >92% AFUE | Private
2022 | Small Business Program | Prescriptive | Prescriptive | Furnace, >95% AFUE | Private
2022 | Small Business Program | Prescriptive | Prescriptive | Infrared Heaters | Private
2022 | Small Business Program | Prescriptive | Prescriptive | Pipe Insulation, Indoor Hot Water DHW | Private
2022 | Small Business Program | Prescriptive | Prescriptive | Pipe Insulation, Indoor HW Space Heat | Private
2022 | Small Business Program | Prescriptive | Prescriptive | Small Commercial Thermostat | Private
2022 | Small Business Program | Prescriptive | Prescriptive | Steam Trap, Commercial | Private
2022 | Small Business Program | Prescriptive | Prescriptive | Steam Trap, Dry Cleaner | Private
2022 | Small Business Program | Prescriptive | Prescriptive | Storage Water Heater, >88% TE | Private
2022 | Strategic Energy Management |  |  | Variable Cost Accrual Adjustment
2022 | Strategic Energy Management | SEM | SEM | SEM Alumni | Private
2022 | Strategic Energy Management | SEM | SEM | SEM Alumni | Public
2022 |  |  |  | RCx Project | Private
Note on N95: [Threaded comment] Your version of Excel allows you to read this threaded comment; however, any edits to it will get removed if the file is opened in a newer version of Excel. Learn more: https://go.microsoft.com/fwlink/?linkid=870924 Comment: Updated with recent data from Nicor Gas
Note on N102: [Threaded comment] Your version of Excel allows you to read this threaded comment; however, any edits to it will get removed if the file is opened in a newer version of Excel. Learn more: https://go.microsoft.com/fwlink/?linkid=870924 Comment: 13,846 real IMC value. Using 75k as a place holder until Charles hears back from Nicor
Note on E104: [Threaded comment] Your version of Excel allows you to read this threaded comment; however, any edits to it will get removed if the file is opened in a newer version of Excel. Learn more: https://go.microsoft.com/fwlink/?linkid=870924 Comment: IMC for two projects in tracking data that provided IMC
Note on E377: [Threaded comment] Your version of Excel allows you to read this threaded comment; however, any edits to it will get removed if the file is opened in a newer version of Excel. Learn more: https://go.microsoft.com/fwlink/?linkid=870924 Comment: Two additional IMC that we need from Nicor

## Water_Costs 2020-58 (hidden)
Avoided Cost of Water
Date Prepared: 10/12/21
Annual Water Rate Avoided Costs | [6 empty] | Annual Escalation (2) | Yearly Ratio | 2020 | 2021 | 2022 | 2023 | 2024 | 2025 | 2026 | 2027 | 2028 | 2029 | 2030 | 2031 | 2032 | 2033 | 2034 | 2035 | 2036 | 2037 | 2038 | 2039 | 2040 | 2041 | 2042 | 2043 | 2044 | 2045 | 2046 | 2047 | 2048 | 2049 | 2050 | 2051 | 2052 | 2053 | 2054 | 2055 | 2056 | 2057 | 2058
Water consumption cost - $/1000 gallons (1) | [6 empty] | 4.01% | 104% | 6.34 | 6.6 | 6.86 | 7.14 | 7.42 | 7.72 | 8.03 | 8.35 | 8.69 | 9.04 | 9.4 | 9.78 | 10.17 | 10.58 | 11 | 11.44 | 11.9 | 12.38 | 12.87 | 13.39 | 13.93 | 14.48 | 15.07 | 15.67 | 16.3 | 16.95 | 17.63 | 18.34 | 19.07 | 19.84 | 20.63 | 21.46 | 22.32 | 23.22 | 24.15 | 25.12 | 26.12 | 27.17 | 28.26
1) Average water rate of 22 most populous municipalities in Nicor service area, weighted by population (see Table 1)
6.34 | SUMPRODUCT(Rates,Population)/SUM(Population)
2) U.S. Department of Labor Bureau of Labor Statistics, Consumer Price Index- All Urban Consumers, U.S. City Average Water and Sewer and Trash Collection Services*
4.01% | (Rate Dec 2020/Rate Jan 2010)^(1/time elapsed); Where 1997=100 | [6 empty] | (http://data.bls.gov/timeseries/CUSR0000SEHG)
*Excludes substantial rate increases for Illinois-American Water customers through 2015
TABLE 1
| City | Avg Residential Rate (Assumes <20,000 gal per month) |  | Plan Rates | 2020 Census | 2020 Rates |  |  | 2021: Source
| Aurora | 5.27 |  | 4.95 | 180542 | 5.35 |  |  | 2021: https://www.aurora-il.org/1019/Rate-Adjustment
| Rockford | 2.07 |  | 2.54 | 148655 | 2.77 |  |  | 2021: https://www.census.gov/quickfacts/fact/table/rockfordcityillinois,US/PST045218
| Naperville | 3.55 |  | 3.63 | 149540 | 5.68
| Elgin | 4.51 |  | 3.52 | 114797 | 4.23
| Cicero | 4.53 |  | 4.53 | 85268 | 6.76 |  |  | 2021: Need to Call water department not listed on web site
| Champaign | 4.53 |  | 4.53 | 88302 | 5.85 |  |  | 2021: https://dnnh3qht4.blob.core.windows.net/portals/5/Documents/Rates/January%202017%20Rate%20pdfs/IL-pdf-Champaign%202017%20January%201.pdf?sr=b&si=DNNFileManagerPolicy&sig=5VHKNLU4cCMgAhPOLIKPo%2FoNyBjKpWJg6z3%2FM%2FZqHR0%3D
| Bloomington | 5.36 |  | 4.01 | 78680 | 4.01
| Arlington Heights | 4.42 |  | 5.52 | 77676 | 8.04 |  |  | 2021: https://www.vah.com/common/pages/DisplayFile.aspx?itemId=9611916
| Evanston | 1.66 |  | 7.78 | 78110 | 10.33
| Schaumburg | 6.36 |  | 8.81 | 78723 | 10.8 |  |  | 2021: http://www.villageofschaumburg.com/depts/engg_pw/watersew/rates.htm
| Palatine | 3.15 |  | 3.85 | 67908 | 4.55
| Skokie | 4.34 |  | 3.93 | 67824 | 6.64 |  |  | 2021: http://www.skokie.org/FinanceWaterBilling.cfm; 2026: price is $45.92 per 1000 cubic feet. 1000 cubic feet equals 7480.52 gallons; 2033: 6.1386
| Des Plaines | 5.44 |  | 5.05 | 60675 | 5.27
| Orland Park | 4.06 |  | 5.66 | 58703 | 6.96
| Tinley Park | 4.19 |  | 6.1 | 55971 | 6.39
| Wheaton | 4.61 |  | 5.05 | 53970 | 5.05
| Normal | 5.73 |  | 6.19 | 52736 | 6.7
| Hoffman Estates | 5.8 |  | 9.72 | 52530 | 10.94 |  |  | 2021: http://www.hoffmanestates.org/government/finance/water-billing
| Oak Park | 4.53 |  | 10.76 | 54583 | 9.81 |  |  | 2021: http://www.oak-park.us/your-government/budget-purchasing/water-sewer-rate-faq
| Downers Grove | 5.52 |  | 5.23 | 50247 | 8.13
| Glenview | 5.94 |  | 6.47 | 48705 | 7.01
| Lombard | 5.16 |  | 7.64 | 44476 | 8.04 |  |  | 2021: http://villageoflombard.org/378/Water-and-Sewer-Rates
tiered rate based on less than 2 HCF and more than 2 HCF
[6 empty] | 2020 |  |  | 2021: http://www.cityofjoliet.info/home/showdocument?id=11266
per 1000 gal
| City | Avg Residential Rate (Assumes <20,000 gal per month) | 2020 Population (US Census Bureau)
| Aurora | 5.35 | 180542
| Rockford | 2.77 | 148655
| Naperville | 5.68 | 149540
| Elgin | 4.23 | 114797
| Cicero | 6.76 | 85268
| Champaign | 5.85 | 88302
| Bloomington | 4.01 | 78680
| Arlington Heights | 8.04 | 77676
| Evanston | 10.33 | 78110
| Schaumburg | 10.8 | 78723
| Palatine | 4.55 | 67908
| Skokie | 6.64 | 67824
| Des Plaines | 5.27 | 60675
| Orland Park | 6.96 | 58703
| Tinley Park | 6.39 | 55971
| Wheaton | 5.05 | 53970
| Normal | 6.7 | 52736
| Hoffman Estates | 10.94 | 52530
| Oak Park | 9.81 | 54583
| Downers Grove | 8.13 | 50247
| Glenview | 7.01 | 48705
| Lombard | 8.04 | 44476

## BEER NTG (hidden)
Savings Category | Ex Ante Gross Savings (Therms) | Verified Gross RR* | Verified Gross Savings (Therms) | NTG† | Verified Net Savings (Therms) | Measure Name (Reported) | Ex Ante Gross Savings (Therms) | Verified Gross Savings (Therms) | Verified Net Therms | NTG | Program Category | Program Path | Savings Category | Ex Ante Gross Savings (Therms) | Verified Gross RR* | Verified Gross Savings (Therms) | NTG† | Verified Net Savings (Therms) | Private Sector | [7 empty] | Public Sector
Faucet Aerator - Bath | 5809.451 | 100% | 5809.4556 | 0.86 | 4996.1319 | Faucet Aerator - Bath | 5468.3 | 5468.3 |  |  | Program Total, Non-Disadvantaged Communities | Assessment Direct Install | Faucet Aerator - Bath | 5809.451 | 100% | 5809.4556 | 0.86 | 4996.1319 | Program Category | Program Path | Savings Category | Ex Ante Gross Savings (Therms) | Verified Gross RR* | Verified Gross Savings (Therms) | NTG† | Verified Net Savings (Therms) | Savings Category | Program Path | Savings Category | Ex Ante Gross Savings (Therms) | Verified Gross RR* | Verified Gross Savings (Therms) | NTG† | Verified Net Savings (Therms)
Faucet Aerator - Kitchen | 111.5022 | 100% | 111.5026 | 0.86 | 95.8922 | Faucet Aerator - Kitchen | 107.43 | 107.43 |  |  |  |  | Faucet Aerator - Kitchen | 111.5022 | 100% | 111.5026 | 0.86 | 95.8922 | Private, Non-Disadvantaged Communities | Assessment Direct Install | Faucet Aerator - Bath | 5468.3006 | 100% | 5468.3045 | 0.86 | 4702.7419 | Public, Non-Disadvantaged Communities | Assessment Direct Install | Faucet Aerator - Bath | 341.1504 | 100% | 341.1512 | 0.86 | 293.39
Pre-Rinse Spray Valves | 5935.3744 | 100% | 5935.3749 | 0.86 | 5104.4224 | Pre-Rinse Spray Valves | 5697.96 | 5697.96 |  |  |  |  | Pre-Rinse Spray Valves | 5935.3744 | 100% | 5935.3749 | 0.86 | 5104.4224 |  |  | Faucet Aerator - Kitchen | 107.4272 | 100% | 107.4275 | 0.86 | 92.3877 |  |  | Faucet Aerator - Kitchen | 4.075 | 100% | 4.0751 | 0.86 | 3.5046
Showerheads | 1965.6 | 100.2% | 1968.7835 | 0.86 | 1693.1538 | Showerheads | 1922.4 | 1925.51 |  |  |  |  | Showerheads | 1965.6 | 100.2% | 1968.7835 | 0.86 | 1693.1538 |  |  | Pre-Rinse Spray Valves | 5697.9595 | 100% | 5697.9599 | 0.86 | 4900.2455 |  |  | Pre-Rinse Spray Valves | 237.4149 | 100% | 237.415 | 0.86 | 204.1769
Boiler Tune Up, Process | 52557.2858 | 100% | 52557.2864 | 0.92 | 48352.7035 | Boiler Tune Up, Process | 52557.29 | 52557.29 |  |  |  | Business Optimization Program | Boiler Tune Up, Process | 52557.2858 | 100% | 52557.2864 | 0.92 | 48352.7035 |  |  | Showerheads | 1922.4 | 100.2% | 1925.5135 | 0.86 | 1655.9416 |  |  | Showerheads | 43.2 | 100.2% | 43.27 | 0.86 | 37.2122
Pipe Insulation | 4101.0852 | 12.17% | 499.1181 | 0.92 | 459.1887 | Pipe Insulation | 4101.09 | 499.12 |  |  |  |  | Pipe Insulation | 4101.0852 | 12.17% | 499.1181 | 0.92 | 459.1887 |  | Business Optimization Program | Boiler Tune Up, Process | 52557.2858 | 100% | 52557.2864 | 0.92 | 48352.7035 |  | Business Optimization Program | Steam Trap, Commercial | 2406.9001 | 105.9% | 2547.7192 | 0.92 | 2343.9017
Steam Trap, Commercial | 2406.9001 | 105.9% | 2547.7192 | 0.92 | 2343.9017 | Steam Trap, Dry Cleaner | 294375.69 | 297518.29 |  |  |  |  | Steam Trap, Commercial | 2406.9001 | 105.9% | 2547.7192 | 0.92 | 2343.9017 |  |  | Pipe Insulation | 4101.0852 | 12.17% | 499.1181 | 0.92 | 459.1887 |  | Midstream CFS | Convection Oven | 631.308 | 94.22% | 594.7925 | 0.8 | 475.834
Steam Trap, Dry Cleaner | 294375.6882 | 101.1% | 297518.2918 | 0.92 | 273716.8285 | Steam Trap, Industrial High Pressure* | 686062.69 | 691804.69 |  |  |  |  | Steam Trap, Dry Cleaner | 294375.6882 | 101.1% | 297518.2918 | 0.92 | 273716.8285 |  |  | Steam Trap, Dry Cleaner | 294375.6882 | 101.1% | 297518.2918 | 0.92 | 273716.8285 |  |  | Fryer | 2976.051 | 59.89% | 1782.504 | 0.8 | 1426.0032
Steam Trap, Industrial High Pressure | 686062.6892 | 100.8% | 691804.6882 | 0.92 | 636460.3132 | Steam Trap, Industrial Medium Pressure* | 250374.44 | 255655.42 |  |  |  |  | Steam Trap, Industrial High Pressure | 686062.6892 | 100.8% | 691804.6882 | 0.92 | 636460.3132 |  |  | Steam Trap, Industrial High Pressure | 686062.6892 | 100.8% | 691804.6882 | 0.92 | 636460.3132 |  | Prescriptive | Boiler Tune Up, Space Heating | 176121.4524 | 100.1% | 176354.5788 | 0.86 | 151664.9377
Steam Trap, Industrial Medium Pressure | 250374.4426 | 102.1% | 255655.4197 | 0.92 | 235202.9861 | Automatic Conveyor Broiler | 61525.64 | 61525.64 |  |  |  |  | Steam Trap, Industrial Medium Pressure | 250374.4426 | 102.1% | 255655.4197 | 0.92 | 235202.9861 |  |  | Steam Trap, Industrial Medium Pressure | 250374.4426 | 102.1% | 255655.4197 | 0.92 | 235202.9861 |  |  | High Efficiency Boiler | 115804.9893 | 102.2% | 118359.9778 | 0.86 | 101789.5809
Automatic Conveyor Broiler | 61525.6443 | 100% | 61525.6403 | 0.8 | 49220.5123 | Convection Oven | 3742.36 | 2921.89 |  |  |  | Midstream CFS | Automatic Conveyor Broiler | 61525.6443 | 100% | 61525.6403 | 0.8 | 49220.5123 |  | Midstream CFS | Automatic Conveyor Broiler | 61525.6443 | 100% | 61525.6403 | 0.8 | 49220.5123 |  |  | High Efficiency Furnace | 2123.6645 | 104.7% | 2223.2775 | 0.86 | 1912.0187
Convection Oven | 4373.6642 | 80.41% | 3516.6787 | 0.8 | 2813.343 | Dishwasher* | 88.45 | 72.67 |  |  |  |  | Convection Oven | 4373.6642 | 80.41% | 3516.6787 | 0.8 | 2813.343 |  |  | Convection Oven | 3742.3562 | 78.08% | 2921.8863 | 0.8 | 2337.509 |  |  | Small Commercial Thermostat | 261.6842 | 89.41% | 233.9765 | 0.92 | 215.2584
Dishwasher | 88.448 | 82.17% | 72.6738 | 0.8 | 58.139 | Fryer | 35587.1 | 27232.61 |  |  |  |  | Dishwasher | 88.448 | 82.17% | 72.6738 | 0.8 | 58.139 |  |  | Dishwasher | 88.448 | 82.17% | 72.6738 | 0.8 | 58.139 |  |  | Steam Trap, Commercial | 4011.5 | 105.9% | 4246.1987 | 0.86 | 3651.7309
Fryer | 38563.1485 | 75.24% | 29015.1133 | 0.8 | 23212.0907 | Griddle | 4112.07 | 4119.19 |  |  |  |  | Fryer | 38563.1485 | 75.24% | 29015.1133 | 0.8 | 23212.0907 |  |  | Fryer | 35587.0975 | 76.52% | 27232.6093 | 0.8 | 21786.0875 |  |  | Water Heater | 242.6614 | 100% | 242.6614 | 0.86 | 208.6888
Griddle | 4112.0727 | 100.2% | 4119.1896 | 0.8 | 3295.3517 | Kitchen Demand Ventilation Controls | 5853.38 | 2128.5 |  |  |  |  | Griddle | 4112.0727 | 100.2% | 4119.1896 | 0.8 | 3295.3517 |  |  | Griddle | 4112.0727 | 100.2% | 4119.1896 | 0.8 | 3295.3517 | Public, Disadvantaged Communities | Assessment Direct Install | Faucet Aerator - Bath | 20.2986 | 100% | 20.2986 | 1 | 20.2986
Kitchen Demand Ventilation Controls | 5853.375 | 36.36% | 2128.5 | 0.8 | 1702.8 | Boiler Chemical Descaling | 18910.12 | 18910.12 |  |  |  |  | Kitchen Demand Ventilation Controls | 5853.375 | 36.36% | 2128.5 | 0.8 | 1702.8 |  |  | Kitchen Demand Ventilation Controls | 5853.375 | 36.36% | 2128.5 | 0.8 | 1702.8 |  | Business Optimization Program | Boiler Tune Up, Process | 1429.0819 | 100% | 1429.082 | 1 | 1429.082
Boiler Chemical Descaling | 18910.125 | 100% | 18910.125 | 0.86 | 16262.7075 | Boiler Tune Up, Process | 23151.32 | 23151.32 |  |  |  | Prescriptive | Boiler Chemical Descaling | 18910.125 | 100% | 18910.125 | 0.86 | 16262.7075 |  | Prescriptive | Boiler Chemical Descaling | 18910.125 | 100% | 18910.125 | 0.86 | 16262.7075 |  |  | Boiler Tune Up, Space Heating | 1351.86 | 100% | 1351.8601 | 1 | 1351.8601
Boiler Tune Up, Process | 23151.3233 | 100% | 23151.3234 | 0.86 | 19910.1381 | Boiler Tune Up, Space Heating | 107894.17 | 107753.53 |  |  |  |  | Boiler Tune Up, Process | 23151.3233 | 100% | 23151.3234 | 0.86 | 19910.1381 |  |  | Boiler Tune Up, Process | 23151.3233 | 100% | 23151.3234 | 0.86 | 19910.1381 |  | Prescriptive | Boiler Tune Up, Process | 888.6179 | 100% | 888.6179 | 1 | 888.6179
Boiler Tune Up, Space Heating | 284015.6252 | 100% | 284108.1135 | 0.86 | 244332.9776 | Combination Oven | 1513.92 | 1732.86 |  |  |  |  | Boiler Tune Up, Space Heating | 284015.6252 | 100% | 284108.1135 | 0.86 | 244332.9776 |  |  | Boiler Tune Up, Space Heating | 107894.1728 | 99.87% | 107753.5347 | 0.86 | 92668.0399 |  |  | Boiler Tune Up, Space Heating | 6580.8174 | 100% | 6580.8174 | 1 | 6580.8174
Combination Oven | 1513.92 | 114.5% | 1732.8617 | 0.86 | 1490.2611 | Compressed Air Heat Recovery | 1570.52 | 1570.52 |  |  |  |  | Combination Oven | 1513.92 | 114.5% | 1732.8617 | 0.86 | 1490.2611 |  |  | Combination Oven | 1513.92 | 114.5% | 1732.8617 | 0.86 | 1490.2611 |  |  | Steam Trap, Commercial | 23985.3657 | 105.9% | 25388.6641 | 1 | 25388.6641
Compressed Air Heat Recovery | 1570.5195 | 100% | 1570.5195 | 0.86 | 1350.6468 | Fryer | 13226.43 | 14300.04 |  |  |  |  | Compressed Air Heat Recovery | 1570.5195 | 100% | 1570.5195 | 0.86 | 1350.6468 |  |  | Compressed Air Heat Recovery | 1570.5195 | 100% | 1570.5195 | 0.86 | 1350.6468 |  |  | Steam Trap, Industrial High Pressure | 30830.9232 | 100.7% | 31032.3027 | 1 | 31032.3027
Fryer | 13226.4314 | 108.1% | 14300.0358 | 0.86 | 12298.0308 | High Efficiency Boiler | 56449.44 | 49308.14 |  |  |  |  | Fryer | 13226.4314 | 108.1% | 14300.0358 | 0.86 | 12298.0308 |  |  | Fryer | 13226.4314 | 108.1% | 14300.0358 | 0.86 | 12298.0308 |  |  | Steam Trap, Industrial Medium Pressure | 4916.5302 | 103.3% | 5077.6679 | 1 | 5077.6679
High Efficiency Boiler | 172254.4267 | 97.34% | 167668.1152 | 0.86 | 144194.5791 | High Efficiency Furnace | 16151.78 | 16746.34 |  |  |  |  | High Efficiency Boiler | 172254.4267 | 97.34% | 167668.1152 | 0.86 | 144194.5791 |  |  | High Efficiency Boiler | 56449.4374 | 87.35% | 49308.1374 | 0.86 | 42404.9981 |  | Total |  | 375209.5461 | 101% | 378980.9082 |  | 335995.5485
High Efficiency Furnace | 16151.7794 | 103.7% | 16746.3408 | 0.86 | 14401.8531 | Infrared Charbroiler | 2120.04 | 2120.04 |  |  |  |  | High Efficiency Furnace | 16151.7794 | 103.7% | 16746.3408 | 0.86 | 14401.8531 |  |  | High Efficiency Furnace | 16151.7794 | 103.7% | 16746.3408 | 0.86 | 14401.8531
High Efficiency Furnace | 2123.6645 | 104.7% | 2223.2775 | 0.86 | 1912.0187 | Infrared Heaters | 596.59 | 596.59 |  |  |  |  | High Efficiency Furnace | 2123.6645 | 104.7% | 2223.2775 | 0.86 | 1912.0187 |  |  | Infrared Charbroiler | 2120.04 | 100% | 2120.04 | 0.86 | 1823.2344
Infrared Charbroiler | 2120.04 | 100% | 2120.04 | 0.86 | 1823.2344 | Pasta Cooker | 1380 | 1380 |  |  |  |  | Infrared Charbroiler | 2120.04 | 100% | 2120.04 | 0.86 | 1823.2344 |  |  | Infrared Heaters | 596.594 | 100% | 596.5941 | 0.86 | 513.0709
Infrared Heaters | 596.594 | 100% | 596.5941 | 0.86 | 513.0709 | Pipe Insulation | 4290.04 | 798.58 |  |  |  |  | Infrared Heaters | 596.594 | 100% | 596.5941 | 0.86 | 513.0709 |  |  | Pasta Cooker | 1380 | 100% | 1380 | 0.86 | 1186.8
Pasta Cooker | 1380 | 100% | 1380 | 0.86 | 1186.8 | Small Commercial Thermostat | 807.66 | 646.13 |  |  |  |  | Pasta Cooker | 1380 | 100% | 1380 | 0.86 | 1186.8 |  |  | Pipe Insulation | 4290.041 | 18.61% | 798.5754 | 0.86 | 686.7748
Pipe Insulation | 4290.041 | 18.61% | 798.5754 | 0.86 | 686.7748 | Steam Trap, Commercial | 18637.5 | 19727.91 |  |  |  |  | Pipe Insulation | 4290.041 | 18.61% | 798.5754 | 0.86 | 686.7748 |  |  | Small Commercial Thermostat | 807.6568 | 80% | 646.1253 | 0.92 | 594.4353
Small Commercial Thermostat | 1069.341 | 82.3% | 880.1018 | 0.92 | 809.6937 | Steam Trap, Dry Cleaner | 47556.99 | 48064.69 |  |  |  |  | Small Commercial Thermostat | 1069.341 | 82.3% | 880.1018 | 0.92 | 809.6937 |  |  | Steam Trap, Commercial | 18637.4955 | 105.9% | 19727.9089 | 0.86 | 16966.0017
Steam Trap, Commercial | 22648.9955 | 105.9% | 23974.1076 | 0.86 | 20617.7326 | Steam Trap, Industrial High Pressure | 78759.18 | 79436.45 |  |  |  |  | Steam Trap, Commercial | 22648.9955 | 105.9% | 23974.1076 | 0.86 | 20617.7326 |  |  | Steam Trap, Dry Cleaner | 47556.9921 | 101.1% | 48064.6863 | 0.86 | 41335.6302
Steam Trap, Dry Cleaner | 47556.9921 | 101.1% | 48064.6863 | 0.86 | 41335.6302 | Steam Trap, Industrial Medium Pressure | 199297.82 | 202720.48 |  |  |  |  | Steam Trap, Dry Cleaner | 47556.9921 | 101.1% | 48064.6863 | 0.86 | 41335.6302 |  |  | Steam Trap, Industrial High Pressure | 78759.1783 | 100.9% | 79436.4509 | 0.86 | 68315.3477
Steam Trap, Industrial High Pressure | 78759.1783 | 100.9% | 79436.4509 | 0.86 | 68315.3477 | Water Heater | 380.98 | 1496.88 |  |  |  |  | Steam Trap, Industrial High Pressure | 78759.1783 | 100.9% | 79436.4509 | 0.86 | 68315.3477 |  |  | Steam Trap, Industrial Medium Pressure | 199297.8177 | 101.7% | 202720.4826 | 0.86 | 174339.6151
Steam Trap, Industrial Medium Pressure | 199297.8177 | 101.7% | 202720.4826 | 0.86 | 174339.6151 | Faucet Aerator - Bath | 441.08 | 441.08 |  |  |  |  | Steam Trap, Industrial Medium Pressure | 199297.8177 | 101.7% | 202720.4826 | 0.86 | 174339.6151 |  |  | Water Heater | 380.9814 | 392.9% | 1496.879 | 0.86 | 1287.3159
Water Heater | 623.6428 | 278.9% | 1739.5404 | 0.86 | 1496.0047 | Pre-Rinse Spray Valves | 1187.07 | 1187.07 |  |  |  |  | Water Heater | 623.6428 | 278.9% | 1739.5404 | 0.86 | 1496.0047 | Private, Disadvantaged Communities | Assessment Direct Install | Faucet Aerator - Bath | 441.0771 | 100% | 441.0776 | 1 | 441.0776
Faucet Aerator - Bath | 461.3757 | 100% | 461.3761 | 1 | 461.3761 | Boiler Tune Up, Process | 23704.7 | 23704.7 |  |  | Program Total, Disadvantaged Communities | Assessment Direct Install | Faucet Aerator - Bath | 461.3757 | 100% | 461.3761 | 1 | 461.3761 |  |  | Pre-Rinse Spray Valves | 1187.0747 | 100% | 1187.075 | 1 | 1187.075
Pre-Rinse Spray Valves | 1187.0747 | 100% | 1187.075 | 1 | 1187.075 | Steam Trap, Dry Cleaner | 62834.52 | 63505.31 |  |  |  |  | Pre-Rinse Spray Valves | 1187.0747 | 100% | 1187.075 | 1 | 1187.075 |  | Business Optimization Program | Boiler Tune Up, Process | 23704.7013 | 100% | 23704.7014 | 1 | 23704.7014
Boiler Tune Up, Process | 25133.7832 | 100% | 25133.7834 | 1 | 25133.7834 | Steam Trap, Industrial High Pressure* | 318812.3 | 321471.32 |  |  |  | Business Optimization Program | Boiler Tune Up, Process | 25133.7832 | 100% | 25133.7834 | 1 | 25133.7834 |  |  | Steam Trap, Dry Cleaner | 62834.5187 | 101.1% | 63505.3078 | 1 | 63505.3078
Boiler Tune Up, Space Heating | 1351.86 | 100% | 1351.8601 | 1 | 1351.8601 | Steam Trap, Industrial Medium Pressure | 171463.63 | 174629.87 |  |  |  |  | Boiler Tune Up, Space Heating | 1351.86 | 100% | 1351.8601 | 1 | 1351.8601 |  |  | Steam Trap, Industrial High Pressure | 318812.298 | 100.8% | 321471.3223 | 1 | 321471.3223
Steam Trap, Dry Cleaner | 62834.5187 | 101.1% | 63505.3078 | 1 | 63505.3078 | Combination Oven | 566 | 565.53 |  |  |  |  | Steam Trap, Dry Cleaner | 62834.5187 | 101.1% | 63505.3078 | 1 | 63505.3078 |  |  | Steam Trap, Industrial Medium Pressure | 171463.632 | 101.8% | 174629.8706 | 1 | 174629.8706
Steam Trap, Industrial High Pressure | 318812.298 | 100.8% | 321471.3223 | 1 | 321471.3223 | Convection Oven | 836.52 | 675.89 |  |  |  |  | Steam Trap, Industrial High Pressure | 318812.298 | 100.8% | 321471.3223 | 1 | 321471.3223 |  | Midstream CFS | Combination Oven | 565.996 | 99.92% | 565.5346 | 1 | 565.5346
Steam Trap, Industrial Medium Pressure | 171463.632 | 101.8% | 174629.8706 | 1 | 174629.8706 | Dishwasher* | 454.95 | 454.64 |  |  |  |  | Steam Trap, Industrial Medium Pressure | 171463.632 | 101.8% | 174629.8706 | 1 | 174629.8706 |  |  | Convection Oven | 836.5246 | 80.8% | 675.8873 | 1 | 675.8873
Combination Oven | 565.996 | 99.92% | 565.5346 | 1 | 565.5346 | Fryer | 7300.87 | 7360.98 |  |  |  | Midstream CFS | Combination Oven | 565.996 | 99.92% | 565.5346 | 1 | 565.5346 |  |  | Dishwasher | 454.948 | 99.93% | 454.6367 | 1 | 454.6367
Convection Oven | 836.5246 | 80.8% | 675.8873 | 1 | 675.8873 | Infrared Salamander Broiler | 240.24 | 240.24 |  |  |  |  | Convection Oven | 836.5246 | 80.8% | 675.8873 | 1 | 675.8873 |  |  | Fryer | 7300.87 | 100.8% | 7360.9778 | 1 | 7360.9778
Dishwasher | 454.948 | 99.93% | 454.6367 | 1 | 454.6367 | Kitchen Demand Ventilation Controls | 4644 | 3096 |  |  |  |  | Dishwasher | 454.948 | 99.93% | 454.6367 | 1 | 454.6367 |  |  | Infrared Salamander Broiler | 240.24 | 100% | 240.24 | 1 | 240.24
Fryer | 7300.87 | 100.8% | 7360.9778 | 1 | 7360.9778 | Boiler Tune Up, Space Heating | 2317.36 | 2317.36 |  |  |  |  | Fryer | 7300.87 | 100.8% | 7360.9778 | 1 | 7360.9778 |  |  | Kitchen Demand Ventilation Controls | 4644 | 66.67% | 3096 | 1 | 3096
Infrared Salamander Broiler | 240.24 | 100% | 240.24 | 1 | 240.24 | High Efficiency Furnace | 2637.66 | 2757.56 |  |  |  |  | Infrared Salamander Broiler | 240.24 | 100% | 240.24 | 1 | 240.24 |  | Prescriptive | Boiler Tune Up, Space Heating | 2317.3577 | 100% | 2317.3578 | 1 | 2317.3578
Kitchen Demand Ventilation Controls | 4644 | 66.67% | 3096 | 1 | 3096 | Steam Trap, Dry Cleaner | 11210.53 | 11330.21 |  |  |  |  | Kitchen Demand Ventilation Controls | 4644 | 66.67% | 3096 | 1 | 3096 |  |  | High Efficiency Furnace | 2637.6611 | 104.5% | 2757.5568 | 1 | 2757.5568
Boiler Tune Up, Process | 888.6179 | 100% | 888.6179 | 1 | 888.6179 | Steam Trap, Industrial Medium Pressure | 9601.54 | 9766.43 |  |  |  | Prescriptive | Boiler Tune Up, Process | 888.6179 | 100% | 888.6179 | 1 | 888.6179 |  |  | Steam Trap, Dry Cleaner | 11210.5348 | 101.1% | 11330.2127 | 1 | 11330.2127
Boiler Tune Up, Space Heating | 8898.1751 | 100% | 8898.1752 | 1 | 8898.1752 | Faucet Aerator - Bath | 341.15 | 341.15 |  |  |  |  | Boiler Tune Up, Space Heating | 8898.1751 | 100% | 8898.1752 | 1 | 8898.1752 |  |  | Steam Trap, Industrial Medium Pressure | 9601.536 | 101.7% | 9766.4292 | 1 | 9766.4292
High Efficiency Furnace | 2637.6611 | 104.5% | 2757.5568 | 1 | 2757.5568 | Faucet Aerator - Kitchen | 4.08 | 4.08 |  |  |  |  | High Efficiency Furnace | 2637.6611 | 104.5% | 2757.5568 | 1 | 2757.5568 |  | Total |  | 2622523.7476 | 100% | 2623199.3176 |  | 2415282.8253
Steam Trap, Commercial | 23985.3657 | 105.9% | 25388.6641 | 1 | 25388.6641 | Pre-Rinse Spray Valves | 237.41 | 237.41 |  |  |  |  | Steam Trap, Commercial | 23985.3657 | 105.9% | 25388.6641 | 1 | 25388.6641
Steam Trap, Dry Cleaner | 11210.5348 | 101.1% | 11330.2127 | 1 | 11330.2127 | Showerheads | 43.2 | 43.27 |  |  |  |  | Steam Trap, Dry Cleaner | 11210.5348 | 101.1% | 11330.2127 | 1 | 11330.2127
Steam Trap, Industrial High Pressure | 30830.9232 | 100.7% | 31032.3027 | 1 | 31032.3027 | Steam Trap, Commercial | 2406.9 | 2547.72 |  |  |  |  | Steam Trap, Industrial High Pressure | 30830.9232 | 100.7% | 31032.3027 | 1 | 31032.3027
Steam Trap, Industrial Medium Pressure | 14518.0662 | 102.2% | 14844.0971 | 1 | 14844.0971 | Convection Oven | 631.31 | 594.79 |  |  |  |  | Steam Trap, Industrial Medium Pressure | 14518.0662 | 102.2% | 14844.0971 | 1 | 14844.0971
| 2997733.2937 | 100.1% | 3002180.2259 |  | 2751278.3738 | Fryer | 2976.05 | 1782.5
[6 empty] | Boiler Tune Up, Space Heating | 176121.45 | 176354.58
[6 empty] | High Efficiency Boiler | 115804.99 | 118359.98
[6 empty] | High Efficiency Furnace | 2123.66 | 2223.28
[6 empty] | Small Commercial Thermostat | 261.68 | 233.98
[6 empty] | Steam Trap, Commercial | 4011.5 | 4246.2
[6 empty] | Water Heater | 242.66 | 242.66
[6 empty] | Faucet Aerator - Bath | 20.3 | 20.3
[6 empty] | Boiler Tune Up, Process | 1429.08 | 1429.08
[6 empty] | Boiler Tune Up, Space Heating | 1351.86 | 1351.86
[6 empty] | Boiler Tune Up, Process | 888.62 | 888.62
[6 empty] | Boiler Tune Up, Space Heating | 6580.82 | 6580.82
[6 empty] | Steam Trap, Commercial | 23985.37 | 25388.66
[6 empty] | Steam Trap, Industrial High Pressure | 30830.92 | 31032.3
[6 empty] | Steam Trap, Industrial Medium Pressure | 4916.53 | 5077.67

## 2025 Verified Savings Summary
Nicor Gas 2025 Verified Savings Summary
| Ex Ante Gross | Realization Rate | Verified Gross |  | Deemed / Used | Verified Net |  |  |  | Program Costs |  |  | Participation |  | Verified Net Weighted Average Measure Life | GHG Savings |  | Water Savings |  | kWh Savings |  | Incremental Costs
| Annual Savings | Annual Savings (Verified Gross / Ex Ante Gross) | Annual Savings | Lifetime Savings | Net-to-Gross Ratio | Annual Savings | Lifetime Savings | Cost per Annual Savings | Cost per Lifetime Savings | Non-Incentive | Incentive | Total Spend | # Units | Units Definition | Years | Annual Verified Net CO2 Savings | Lifetime Verified Net CO2 Savings | Annual Verified Net Water Savings | Lifetime Verified Net Water Savings | Annual Verified Net Electric Savings | Lifetime Verified Net Electric Savings | Gross IMC | Net IMC
| Therms | % | Therms | Therms | % | Therms | Therms | $/Therms | $/Therms | $ | $ | $ |  |  |  | metric tons CO2 | metric tons CO2 | Gallons | Gallons | kWh | kWh | $ | $
(a) | (b) | (c=d/b) | (d) | (e) | (f=g/d) | (g) | (h) | (i=(k+l)/g) | (j=(k+l)/h) | (k) | (l) |  | (m) | (n) | (o=e/d)
Business Custom Rebates, Plus Nicor Gas only RCx | 2025427 | 96.15% | 1947352.7521 | 39062186.0191 | 84% | 1635776.3117 | 32812236.256 | 2.2939 | 0.11436 | 1807076 | 1945199 | 3752275 | 65 | Projects | 20.0591 | 8654.8925 | 173609.542 | 0 | 0 | 0 | 0 | 9057226.3335 | 7608070.1201
Business Energy Efficiency Rebates | 3528292.1967 | 104.6% | 3690410.8902 | 24635562.059 | 90% | 3321274.4703 | 22094033.1644 | 1.0083 | 0.15157 | 2193508 | 1155272 | 3348780 | 4285.5 | Varies | 6.6523 | 17572.8632 | 116899.5295 | 22382065.1248 | 147667266.2979 | 69434.5306 | 483615.3104 | 1511506.8992 | 1355843.2223
Coordinated Non-Residential New Construction | 216102 | 95.21% | 205760.8726 | 4238673.9759 | 43% | 88477.1752 | 1822629.8096 | 5.5726 | 0.27052 | 203263 | 289787 | 493050 | 25 | Projects | 20.6 | 468.1327 | 9643.5343 | 2293436.494 | 47244791.7767 | 0 | 0 | 289787 | 289787
Coordinated Retro Commissioning | 56980 | 97.72% | 55682.1582 | 478866.5607 | 86% | 47886.6561 | 411825.2422 | 5.004 | 0.58186 | 139976 | 99648 | 239624 | 10 | Projects | 8.6 | 253.3683 | 2178.9674 | 0 | 0 | 0 | 0 | 281652.8051 | 242221.4124
Small Business Program | 1113555.96 | 101.7% | 1132128.7103 | 6713520.7429 | 96.34% | 1090719.3229 | 6471398.9212 | 1.3567 | 0.22866 | 937289 | 542461 | 1479750 | 1814 | Varies | 5.9331 | 5770.9959 | 34240.1717 | 9011236.7983 | 55306615.509 | 33301.1726 | 249593.609 | 671385.4216 | 647836.7183
Strategic Energy Management | 889313.0992 | 99.84% | 887909.8096 | 6215368.6674 | 100% | 887909.8096 | 6215368.6674 | 0.91344 | 0.13049 | 242197 | 568856 | 811053 | 21 | Projects | 7 | 4697.9308 | 32885.5156 | 0 | 0 | 0 | 0 | 568856 | 568856
Affordable Housing New Construction (AHNC) | 28740.905 | 100.5% | 28898.0677 | 459233.2137 | 100% | 28898.0677 | 459233.2137 | 13.5382 | 0.85192 | 279944 | 111285 | 391229 | 26 | Varies | 15.8915 | 152.8997 | 2429.8029 | 3649685.4973 | 37455617.8701 | 0 | 0 | 111285 | 111285
Income Qualified Elementary Education Kits (IQ EEE) | 88878.52 | 100.2% | 89057.1827 | 715381.7842 | 100% | 89057.1827 | 715381.7842 | 1.767 | 0.21997 | 63594.9496 | 93765.0709 | 157360.0205 | 41046 | Varies | 8.0328 | 471.2016 | 3785.085 | 370686.75 | 3706867.5 | 1857.1382 | 18571.3819 | 171161.3982 | 171161.3982
Income Qualified Energy-Savings Kits (IQ ESK) | 609107.453 | 104% | 639965.5952 | 8950067.9485 | 100% | 639965.5952 | 8950067.9485 | 1.5818 | 0.11311 | 315999 | 696302 | 1012301 | 1240813 | Varies | 13.9852 | 3386.058 | 47354.8095 | 33211217.1545 | 269040911.0553 | 357068.649 | 5299751.8825 | 857915.3771 | 857915.3771
Income Qualified Multi-Family | 842075.497 | 100.1% | 842858.2626 | 15276556.0393 | 100% | 842858.2626 | 15276556.0393 | 6.6861 | 0.36889 | 1938345 | 3697064 | 5635409 | 1360483 | Varies | 18.1247 | 4459.5631 | 80828.258 | 7921517.8361 | 63562183.4049 | 38382.8269 | 253501.3962 | 4955230.2387 | 4955230.2387
Public Housing Energy Savings | 41027.1619 | 100% | 41027.1428 | 723980.5611 | 100% | 41027.1428 | 723980.5611 | 20.0192 | 1.1345 | 438847 | 382484 | 821331 | 153555 | Varies | 17.6464 | 217.0746 | 3830.5811 | 0 | 0 | 1847.856 | 9239.28 | 442531.1982 | 442531.1982
Income Qualified Single Family | 411010 | 99% | 406885 | 7651137.5 | 100% | 406885 | 7651137.5 | 17.0267 | 0.90547 | 2424219 | 4503681 | 6927900 | 870010 | Varies | 18.8042 | 2152.8285 | 40482.1685 | 16636.43 | 166364.3 | 42.7723 | 427.7226 | 4503681 | 3550771.7485
Elementary Education Kits (EEE) | 160466.115 | 99.92% | 160345.0706 | 1464522.5483 | 104.8% | 168041.634 | 1534819.6306 | 1.767 | 0.19346 | 119997.0504 | 176924.9291 | 296921.9795 | 56916 | Each | 9.1336 | 889.1083 | 8120.7307 | 2183752.935 | 19537709.31 | 11030.4036 | 99240.6476 | 324978.353 | 340577.3139
Energy-Savings Kits (ESK) | 489067.29 | 100% | 489067.29 | 7099439.2672 | 102.6% | 501826.696 | 7103449.5635 | 1.5015 | 0.10608 | 288656 | 464849 | 753505 | 1141769 | Each | 14.1552 | 2655.165 | 37584.3516 | 31911163.4316 | 283183764.3484 | 638248.7978 | 10714435.3573 | 642660.3275 | 650538.0581
Home Energy Efficiency Rebates (HEER) | 1969572.7853 | NA | 1976184.454 | 37366000.5961 | 90.95% | 1797423.658 | 33789331.036 | 1.5443 | 0.08215 | 1194499 | 1581296 | 2775795 | 11954 | Each | 18.7988 | 9510.1686 | 178779.3505 | 31689.4707 | 190136.824 | 993233.7557 | 14123071.1586 | 14587986.34 | 10886633.3819
Home Energy Reports | 0 | N/A | 308125.577 | 2156879.0388 | 100% | 308125.577 | 2156879.0388 | 3.0829 | 0.44041 | 266282 | 683632 | 949914 | 74065 | Participant | 7 | 1630.2924 | 11412.047 | 0 | 0 | 0 | 0 | 683632 | 683632
Home Energy Savings/HEA | 494899.6957 | 100.3% | 496541.2626 | 10414162.3321 | 123.5% | 613317.6402 | 12547215.9904 | 4.2075 | 0.20567 | 1238641 | 1341921 | 2580562 | 1306508 | Varies | 20.4579 | 3245.0636 | 66387.3198 | 6076394.3834 | 60763943.8343 | 735525.9762 | 15707750.8076 | 4255680.5868 | 4337702.1547
Multi-Family Program | 473717.1801 | 99.96% | 473540.065 | 7713569.6941 | 102.7% | 486404.6957 | 7922736.8412 | 4.8573 | 0.29821 | 1104059 | 1258572 | 2362631 | 314314 | Varies | 16.2884 | 2573.5672 | 41919.2006 | 210998.1474 | 1383916.0922 | 551.7913 | 3613.9386 | 3439466.0604 | 3532509.6192
Residential New Construction (Smart Neighborhood Builder) | 657964 | 99% | 651371 | 11379914 | 85.86% | 559278 | 9685771 | 1.7232 | 0.099499 | 348854 | 614875 | 963729 | 8243 | Varies | 17.3183 | 2959.1399 | 51247.4144 | 0 | 0 | 632236.0868 | 9423318.2125 | 2967517 | 2502533.485
Business | 7829670.2559 | 101.1% | 7919245.193 | 81344178.0251 | 89.3% | 7072043.7459 | 69827492.061 | 1.4316 | 0.14499 | 5523309 | 4601223 | 10124532 | 6220.5 |  | 10.2717 | 37418.1835 | 369457.2605 | 33686738.4171 | 250218673.5836 | 102735.7032 | 733208.9194 | 12380414.4594 | 10712614.4731
Income Eligible | 2020839.5369 | 101.4% | 2048691.251 | 33776357.0467 | 100% | 2048691.251 | 33776357.0467 | 7.2952 | 0.44248 | 5460948.9496 | 9484581.0709 | 14945530.0205 | 3665933 |  | 16.4868 | 10839.6254 | 178710.7051 | 45169743.668 | 373931944.1303 | 399199.2424 | 5581491.6632 | 11041804.2123 | 10088894.9607
Residential | 4245687.0661 | 107.3% | 4555174.7192 | 77594487.4767 | 97.35% | 4434417.9009 | 74740203.1005 | 2.4091 | 0.14294 | 4560988.0504 | 6122069.9291 | 10683057.9795 | 2913769 |  | 17.0344 | 23462.5051 | 395450.4146 | 40413998.3681 | 365059470.4089 | 3010826.8113 | 50071430.1222 | 26901920.6677 | 22934126.0129
Market Transformation | [9 empty] | 3173576 | 0 | 3173576
Other Portfolio Costs | [9 empty] | 8307330 |  | 8307330
Portfolio Total | 14096196.8589 | 103% | 14523111.1633 | 192715022.5485 | 93.34% | 13555152.8978 | 178344052.2083 | 3.4846 | 0.26485 | 27026152 | 20207874 | 47234026 | 6585922.5 | Varies | 13.2695 | 71720.314 | 943618.3802 | 119270480.4532 | 989210088.1228 | 3512761.7569 | 56386130.7048 | 50324139.3393 | 43735635.4467
11506461.6467

## 2025 High Impact Measures
Nicor Gas 2022 High Impact Measure Summary
Sector | Measure Name (Standardized) | Verified Annual Gross Therms | Verified Gross Lifetime Savings | Measure Life (Years) | Rank | Share of Portfolio Annual Gross | Cumulative Annual Gross | Sector | Measure Name (Standardized) | Verified Annual Gross Therms | Verified Gross Lifetime Savings | Rank | Share of Portfolio Annual Gross | Cumulative Annual Gross
Business | Custom | 2847583.4417 | 45462367.8865 | 15.9652 | 1 | 21.79% | 21.79% | Residential | Low Flow Showerheads | 294258.6208 | 2832069.0011 | 11 | 2.026% | 2.026%
Business | Steam Trap Replacement or Repair | 3101623.6134 | 18609741.6804 | 6 | 2 | 23.73% | 45.51% | Residential | Low Flow Faucet Aerators | 154866.5168 | 1548665.168 | 16 | 1.066% | 3.092%
Residential | Gas High Efficiency Furnace | 1962614.1026 | 39252282.0521 | 20 | 3 | 15.01% | 60.53% | Residential | Shower Timer | 115195.0779 | 230390.1558 | 19 | 0.7932% | 3.886%
Residential | Advanced Thermostats | 470309.859 | 5172808.7649 | 10.9987 | 4 | 3.598% | 64.13% | Residential | Temperature Setback Card | 1956.3681 | 3912.7361 | 59 | 0.01347% | 3.899%
Residential | Air Sealing | 1537551.6403 | 27166343.1553 | 17.6686 | 5 | 11.76% | 75.89% | Residential | Air Sealing | 1537551.6403 | 27166343.1553 | 4 | 10.59% | 14.49%
Residential | Behavioral Savings | 308125.577 | 2156879.0388 | 7 | 6 | 2.357% | 78.25% | Residential | Pipe Insulation | 313625.0089 | 4657379.6723 | 9 | 2.159% | 16.65%
Residential | Ceiling/Attic Insulation | 336889.0896 | 10106672.6875 | 30 | 7 | 2.577% | 80.82% | Residential | Custom | 28898.0677 | 459233.2137 | 31 | 0.199% | 16.84%
Residential | Custom | 28898.0677 | 459233.2137 | 15.8915 | 8 | 0.2211% | 81.05% | Business | Custom | 2847583.4417 | 45462367.8865 | 2 | 19.61% | 36.45%
Business | Space Heating Boiler Tune-up | 131632.969 | 394898.9069 | 3 | 9 | 1.007% | 82.05% | Business | Building Operator Certification | 23281.313 | 302657.069 | 35 | 0.1603% | 36.61%
Residential | Low Flow Showerheads | 294258.6208 | 2832069.0011 | 9.6244 | 10 | 2.251% | 84.3% | Business | Process Boiler Tune-up | 156689.6553 | 313379.3105 | 15 | 1.079% | 37.69%
Residential | Space Heating Boiler Tune-up | 54952.0388 | 164856.1165 | 3 | 11 | 0.4204% | 84.72% | Business | Steam Trap Replacement or Repair | 3101623.6134 | 18609741.6804 | 1 | 21.36% | 59.05%
Business | Gas High Efficiency Boiler | 170134.2157 | 4253355.3929 | 25 | 12 | 1.302% | 86.03% | Business | Low Flow Faucet Aerators | 15617.0072 | 156170.0724 | 39 | 0.1075% | 59.15%
Residential | Duct Sealing | 327882.4387 | 6516287.1984 | 19.8739 | 13 | 2.508% | 88.53% | Business | High Efficiency Pre-Rinse Spray Valve | 10511.9446 | 52559.7232 | 44 | 0.07238% | 59.23%
Residential | DHW Controller | 94175.4 | 1412631 | 15 | 14 | 0.7205% | 89.25% | Business | Low Flow Showerheads | 3314.0356 | 33140.3564 | 55 | 0.02282% | 59.25%
Residential | Shower Timer | 115195.0779 | 230390.1558 | 2 | 15 | 0.8813% | 90.14% | Business | Garage Door Hinge | 13254.32 | 265086.4 | 41 | 0.09126% | 59.34%
Business | Process Boiler Tune-up | 156689.6553 | 313379.3105 | 2 | 16 | 1.199% | 91.34% | Business | Automatic Conveyor Broiler | 862.7547 | 10353.0565 | 68 | 0.005941% | 59.35%
Residential | Boiler Lockout/Reset Controls | 8396.784 | 134348.544 | 16 | 17 | 0.06424% | 91.4% | Business | Combination Oven | 14611.7149 | 175340.5792 | 40 | 0.1006% | 59.45%
Residential | Gas High Efficiency Boiler | 33123.2794 | 826639.4134 | 24.9564 | 18 | 0.2534% | 91.65% | Business | Convection Oven | 1031.0269 | 12372.3233 | 66 | 0.007099% | 59.46%
Residential | Programmable Thermostats | 93867.4722 | 1106787.7047 | 11.791 | 19 | 0.7181% | 92.37% | Business | Dishwasher | 1250.9056 | 12509.0564 | 64 | 0.008613% | 59.46%
Residential | Steam Trap Replacement or Repair | 79707.9453 | 478247.6718 | 6 | 20 | 0.6098% | 92.98% | Business | ENERGY STAR Fryer | 46967.1822 | 563606.1864 | 27 | 0.3234% | 59.79%
Residential | Low Flow Faucet Aerators | 154866.5168 | 1548665.168 | 10 | 21 | 1.185% | 94.17% | Business | Griddle | 30167.2867 | 362007.4408 | 30 | 0.2077% | 59.99%
Residential | Duct Insulation and Sealing | 133002 | 2660040 | 20 | 22 | 1.018% | 95.18% | Business | Kitchen Demand Ventilation Controls | 4407.2532 | 88145.0636 | 53 | 0.03035% | 60.03%
Residential | On Demand Water Heater | 61268 | 796484 | 13 | 23 | 0.4687% | 95.65% | Business | Space Heating Boiler Tune-up | 131632.969 | 394898.9069 | 18 | 0.9064% | 60.93%
Residential | AC Cover and Gap Sealer | 1852.8 | 9264 | 5 | 24 | 0.01417% | 95.67% | Business | Pool Covers | 2434.1 | 14604.6 | 56 | 0.01676% | 60.95%
Business | ENERGY STAR Fryer | 46967.1822 | 563606.1864 | 12 | 25 | 0.3593% | 96.03% | Business | Compressed Air Heat Recovery | 80630.7329 | 1209460.9932 | 22 | 0.5552% | 61.5%
Residential | Wall Insulation | 24432.2532 | 732967.5967 | 30 | 26 | 0.1869% | 96.21% | Business | Grain Dryer Tune-Up | 758818.9 | 758818.9 | 5 | 5.225% | 66.73%
Residential | Residential Furnace Tune-Up | 7891.4377 | 23674.313 | 3 | 27 | 0.06037% | 96.27% | Business | Gas High Efficiency Boiler | 170134.2157 | 4253355.3929 | 14 | 1.171% | 67.9%
Residential | Gas Water Heater | 17252.6669 | 231400.8382 | 13.4125 | 28 | 0.132% | 96.4% | Business | Gas High Efficiency Furnace | 17823.1963 | 289860.4213 | 36 | 0.1227% | 68.02%
Residential | Tankless Water Heater | 32702.7561 | 634269.0177 | 19.395 | 29 | 0.2502% | 96.65% | Business | Infrared Heaters (all sizes), Low Intensity | 11692.2353 | 175383.5294 | 43 | 0.08051% | 68.1%
Residential | Basement Sidewall Insulation | 24389.4292 | 731682.8754 | 30 | 30 | 0.1866% | 96.84% | Business | Pipe Insulation | 185270.8756 | 2778923.3102 | 13 | 1.276% | 69.38%
Business | Gas High Efficiency Furnace | 17823.1963 | 289860.4213 | 16.2631 | 31 | 0.1364% | 96.98% | Business | Double Rack Oven | 5892.2098 | 70706.5181 | 52 | 0.04057% | 69.42%
Business | High Efficiency Pre-Rinse Spray Valve | 10511.9446 | 52559.7232 | 5 | 32 | 0.08042% | 97.06% | Business | Small Commercial Programmable Thermostats | 2309.697 | 25406.6668 | 57 | 0.0159% | 69.44%
Residential | Boiler Averaging Controls | 6131.3283 | 122626.5667 | 20 | 33 | 0.04691% | 97.1% | Business | Gas Water Heater | 1861.4987 | 27922.4809 | 60 | 0.01282% | 69.45%
Residential | Domestic Hot Water Pipe Insulation | 0 | 0 | #DIV/0! | 34 | 0% | 97.1% | Business | Tankless Water Heater | 2235.1966 | 44703.9311 | 58 | 0.01539% | 69.46%
Residential | Combination Boiler | 15695.6431 | 337456.3257 | 21.5 | 35 | 0.1201% | 97.22% | Business | Weather Stripping | 1486.08 | 14860.8 | 62 | 0.01023% | 69.47%
Business | Low Flow Faucet Aerators | 15617.0072 | 156170.0724 | 10 | 36 | 0.1195% | 97.34% | Business | Commercial Steam Cooker | 3530.3386 | 42364.0633 | 54 | 0.02431% | 69.5%
Residential | Reprogrammable Thermostats | 1176.4376 | 2352.8752 | 2 | 37 | 0.009% | 97.35% | Business | Boiler Chemical Descaling | 708.4616 | 4250.7696 | 71 | 0.004878% | 69.5%
Residential | Water Heater Temperature Setback | 1257.7911 | 2515.5821 | 2 | 38 | 0.009623% | 97.36% | Business | Non-Res New Construction | 205760.8726 | 4238673.9759 | 12 | 1.417% | 70.92%
Residential | DHW Tank Insulation | 0 | 0 | #DIV/0! | 39 | 0% | 97.36% | Business | Retro Commissioning | 55682.1582 | 478866.5607 | 25 | 0.3834% | 71.3%
Business | Kitchen Demand Ventilation Controls | 4407.2532 | 88145.0636 | 20 | 40 | 0.03372% | 97.4% | Residential | Water Heater Temperature Setback | 1257.7911 | 2515.5821 | 63 | 0.008661% | 71.31%
Business | Convection Oven | 1031.0269 | 12372.3233 | 12 | 41 | 0.007888% | 97.4% | Residential | Advanced Thermostats | 470309.859 | 5172808.7649 | 6 | 3.238% | 74.55%
Business | Griddle | 30167.2867 | 362007.4408 | 12 | 42 | 0.2308% | 97.64% | Residential | High Efficiency Boiler | 23290.4377 | 582260.9416 | 34 | 0.1604% | 74.71%
Business | Pipe Insulation | 185270.8756 | 2778923.3102 | 14.9992 | 43 | 1.417% | 99.05% | Residential | Combination Boiler | 15695.6431 | 337456.3257 | 38 | 0.1081% | 74.82%
Residential | Floor Insulation | 753 | 22590 | 30 | 44 | 0.005761% | 99.06% | Residential | Gas High Efficiency Furnace | 1962614.1026 | 39252282.0521 | 3 | 13.51% | 88.33%
Business | Combination Oven | 14611.7149 | 175340.5792 | 12 | 45 | 0.1118% | 99.17% | Residential | Pool Covers | 7553.79 | 45322.74 | 49 | 0.05201% | 88.38%
Business | Infrared Heaters (all sizes), Low Intensity | 11692.2353 | 175383.5294 | 15 | 46 | 0.08945% | 99.26% | Residential | Tankless Water Heater | 32702.7561 | 634269.0177 | 29 | 0.2252% | 88.61%
Business | Low Flow Showerheads | 3314.0356 | 33140.3564 | 10 | 47 | 0.02535% | 99.29% | Residential | Ceiling/Attic Insulation | 336889.0896 | 10106672.6875 | 7 | 2.32% | 90.93%
Business | Gas Water Heater | 1861.4987 | 27922.4809 | 15 | 48 | 0.01424% | 99.3% | Residential | Basement Sidewall Insulation | 24389.4292 | 731682.8754 | 33 | 0.1679% | 91.1%
Business | Compressed Air Heat Recovery | 80630.7329 | 1209460.9932 | 15 | 49 | 0.6169% | 99.92% | Residential | Duct Sealing | 327882.4387 | 6516287.1984 | 8 | 2.258% | 93.35%
Business | Small Commercial Programmable Thermostats | 2309.697 | 25406.6668 | 11 | 50 | 0.01767% | 99.93% | Residential | Wall Insulation | 24432.2532 | 732967.5967 | 32 | 0.1682% | 93.52%
Business | Dishwasher | 1250.9056 | 12509.0564 | 10 | 51 | 0.00957% | 99.94% | Residential | Programmable Thermostats | 93867.4722 | 1106787.7047 | 21 | 0.6463% | 94.17%
Business | Infrared Salamander Broiler | 0 | 0 | #DIV/0! | 52 | 0% | 99.94% | Residential | Behavioral Savings | 308125.577 | 2156879.0388 | 10 | 2.122% | 96.29%
Business | Commercial Weather Stripping | 0 | 0 | #DIV/0! | 53 | 0% | 99.94% | Residential | AC Tune-up | 837.109 | 2511.327 | 69 | 0.005764% | 96.3%
Business | Domestic Hot Water Pipe Insulation | 0 | 0 | #DIV/0! | 54 | 0% | 99.94% | Residential | Boiler Lockout/Reset Controls | 8396.784 | 134348.544 | 46 | 0.05782% | 96.35%
Business | High Efficiency Boiler | 0 | 0 | #DIV/0! | 55 | 0% | 99.94% | Residential | Space Heating Boiler Tune-up | 54952.0388 | 164856.1165 | 26 | 0.3784% | 96.73%
Residential | Pipe Insulation | 0 | 0 | #DIV/0! | 56 | 0% | 99.94% | Residential | Gas High Efficiency Boiler | 33123.2794 | 826639.4134 | 28 | 0.2281% | 96.96%
Business | High Efficiency Boiler | 0 | 0 | #DIV/0! | 57 | 0% | 99.94% | Residential | Heat Pump | 7237.6953 | 144753.9057 | 50 | 0.04984% | 97.01%
Business | Direct-Fired Space Heater | 0 | 0 | #DIV/0! | 58 | 0% | 99.94% | Residential | DHW Controller | 94175.4 | 1412631 | 20 | 0.6485% | 97.66%
Business | Double Rack Oven | 5892.2098 | 70706.5181 | 12 | 59 | 0.04508% | 99.99% | Residential | AC Cover and Gap Sealer | 1852.8 | 9264 | 61 | 0.01276% | 97.67%
Business | High Efficiency Furnace | 0 | 0 | #DIV/0! | 60 | 0% | 99.99% | Residential | Residential Furnace Tune-Up | 7891.4377 | 23674.313 | 47 | 0.05434% | 97.73%
Business | Outdoor Pool Covers | 0 | 0 | #DIV/0! | 61 | 0% | 99.99% | Residential | Reprogrammable Thermostats | 1176.4376 | 2352.8752 | 65 | 0.0081% | 97.73%
Residential | Outdoor Pool Covers | 0 | 0 | #DIV/0! | 62 | 0% | 99.99% | Residential | Boiler Averaging Controls | 6131.3283 | 122626.5667 | 51 | 0.04222% | 97.78%
Business | Pipe Insulation | 0 | 0 | #DIV/0! | 63 | 0% | 99.99% | Residential | Steam Trap Replacement or Repair | 79707.9453 | 478247.6718 | 23 | 0.5488% | 98.33%
Business | Commercial Steamer | 0 | 0 | #DIV/0! | 64 | 0% | 99.99% | Residential | Boiler Tune Up | 1012.108 | 3036.3241 | 67 | 0.006969% | 98.33%
Residential | Storage Water Heater | 0 | 0 | #DIV/0! | 65 | 0% | 99.99% | Residential | Gas Water Heater | 17252.6669 | 231400.8382 | 37 | 0.1188% | 98.45%
Business | Conveyor Oven | 0 | 0 | #DIV/0! | 66 | 0% | 99.99% | Residential | Assessment | 0 | 0 | 72 | 0% | 98.45%
Business | Storage Water Heater | 0 | 0 | #DIV/0! | 67 | 0% | 99.99% | Residential | Duct Insulation and Sealing | 133002 | 2660040 | 17 | 0.9158% | 99.37%
Business | Weather Stripping | 1486.08 | 14860.8 | 10 | 68 | 0.01137% | 100% | Residential | On Demand Water Heater | 61268 | 796484 | 24 | 0.4219% | 99.79%
[8 empty] | Residential | Air Handler Filter Cleaning | 12077 | 36231 | 42 | 0.08316% | 99.87%
[8 empty] | Residential | Floor Insulation | 753 | 22590 | 70 | 0.005185% | 99.88%
[8 empty] | Residential | Furnace Tune Up | 7657 | 22971 | 48 | 0.05272% | 99.93%
Portfolio |  | 13071128.2309 | 180954583.5755 | 13.8438 |  |  |  | Business | Ozone Laundry | 10168 | 101680 | 45 | 0.07001% | 100%
|  | 14523111.1633 | 192715022.5485 | 13.2695
[10 empty] | 14523111.1633 | 192715022.5485

## 2025 TRC
TRC Results for Nicor Gas, 2025 Programs (Societal Discount Rate, Plan 4 Avoided Costs)
Program | Benefits |  | Costs |  |  | IL Total Resource Cost (TRC) Test
| Avoided Gas Savings | All Other Benefits | Non-Incentive Costs | Incentive Costs | Incremental Costs (Net) | IL TRC Benefits | IL TRC Costs | IL TRC Test Net Benefits | IL TRC Test
(a) | (b) | (c) | (d) | (e) | (f) | (g) = | (h) = | (i) = | (j) =
[6 empty] | (b+c) | (d+f) | (g-h) | (g/h)
Business Custom Rebates, Plus Nicor Gas only RCx | 19587024.812 | 30899479.4189 | 1807076 | 1945199 | 7608070.1201 | 50486504.2309 | 9415146.1201 | 41071358.1108 | 5.3623
Business Energy Efficiency Rebates | 14401243.993 | 23006294.0446 | 2193508 | 1155272 | 1355843.2223 | 37407538.0375 | 3549351.2223 | 33858186.8153 | 10.5393
Coordinated Non-Residential New Construction | 1081279.8789 | 2195400.3631 | 203263 | 289787 | 289787 | 3276680.242 | 493050 | 2783630.242 | 6.6457
Coordinated Retro Commissioning | 278023.4007 | 412995.6167 | 139976 | 99648 | 242221.4124 | 691019.0174 | 382197.4124 | 308821.605 | 1.808
Small Business Program | 4411262.1756 | 6999534.4513 | 937289 | 542461 | 647836.7183 | 11410796.6269 | 1585125.7183 | 9825670.9085 | 7.1987
Strategic Energy Management | 4243522.2397 | 6258034.6777 | 242197 | 568856 | 568856 | 10501556.9174 | 811053 | 9690503.9174 | 12.9481
Affordable Housing New Construction (AHNC) | 282564.9828 | 763232.9717 | 279944 | 111285 | 111285 | 1045797.9545 | 391229 | 654568.9545 | 2.6731
Income Qualified Elementary Education Kits (IQ EEE) | 454553.5529 | 708229.2182 | 63594.9496 | 93765.0709 | 171161.3982 | 1162782.7712 | 234756.3478 | 928026.4234 | 4.9531
Income Qualified Energy-Savings Kits (IQ ESK) | 5474971.7396 | 11069521.0906 | 315999 | 696302 | 857915.3771 | 16544492.8302 | 1173914.3771 | 15370578.4531 | 14.0934
Income Qualified Multi-Family | 9001439.5003 | 14433730.8472 | 1938345 | 3697064 | 4955230.2387 | 23435170.3475 | 6893575.2387 | 16541595.1088 | 3.3996
Public Housing Energy Savings | 422808.6809 | 654059.4487 | 438847 | 382484 | 442531.1982 | 1076868.1295 | 881378.1982 | 195489.9313 | 1.2218
Income Qualified Single Family | 4223640.7303 | 6493405.9487 | 2424219 | 4503681 | 3550771.7485 | 10717046.6791 | 5974990.7485 | 4742055.9306 | 1.7937
Elementary Education Kits (EEE) | 963961.6377 | 1620023.6933 | 119997.0504 | 176924.9291 | 340577.3139 | 2583985.331 | 460574.3643 | 2123410.9666 | 5.6104
Energy-Savings Kits (ESK) | 4365537.2254 | 9901126.7933 | 288656 | 464849 | 650538.0581 | 14266664.0187 | 939194.0581 | 13327469.9605 | 15.1903
Home Energy Efficiency Rebates (HEER) | 20342597.0896 | 35927086.6588 | 1194499 | 1581296 | 10886633.3819 | 56269683.7484 | 12081132.3819 | 44188551.3665 | 4.6576
Home Energy Reports | 1472601.9741 | 2104097.0525 | 266282 | 683632 | 683632 | 3576699.0266 | 949914 | 2626785.0266 | 3.7653
Home Energy Savings/HEA | 7261646.4801 | 14060873.6023 | 1238641 | 1341921 | 4337702.1547 | 21322520.0824 | 5576343.1547 | 15746176.9277 | 3.8237
Multi-Family Program | 4808658.0466 | 7314310.3585 | 1104059 | 1258572 | 3532509.6192 | 12122968.4051 | 4636568.6192 | 7486399.7859 | 2.6146
Residential New Construction (Smart Neighborhood Builder) | 5909371.5377 | 10681333.3798 | 348854 | 614875 | 2502533.485 | 16590704.9175 | 2851387.485 | 13739317.4325 | 5.8185
Market Transformation | 0 | 0 | 3173576 | 0 | 0 | 0 | 3173576 | -3173576 | 0
Business and Public Sector Total | 44002356.4999 | 69771738.5723 | 5523309 | 4601223 | 10712614.4731 | 113774095.0721 | 16235923.4731 | 97538171.599 | 7.0076
Income Qualified Total | 19859979.1869 | 34122179.525 | 5460948.9496 | 9484581.0709 | 10088894.9607 | 53982158.7119 | 15549843.9103 | 38432314.8016 | 3.4716
Residential Sector Total | 45124373.9912 | 81608851.5384 | 4560988.0504 | 6122069.9291 | 22934126.0129 | 126733225.5296 | 27495114.0633 | 99238111.4663 | 4.6093
Market Transformation Total | 0 | 0 | 3173576 | 0 | 0 | 0 | 3173576 | -3173576 | NA
Other Portfolio Costs |  |  | 8307330 | 0 | 0 |  | 8307330 | -8307330
Portfolio Total | 108986709.678 | 185502769.6357 | 27026152 | 20207874 | 43735635.4467 | 294489479.3136 | 70761787.4467 | 223727691.8669 | 4.1617
Portfolio Total, without Income Qualified (IQ) | 89126730.4911 | 151380590.1107 | 21565203.0504 | 10723292.9291 | 33646740.486 | 240507320.6017 | 55211943.5364 | 185295377.0653 | 4.3561
Water Bill Savings NPV |  | 8836576.8503

## 2025 TRC wo NEI
TRC Results for Nicor Gas, 2025 Programs (Societal Discount Rate, Plan 4 Avoided Costs)
Program | Benefits |  | Costs |  |  | IL Total Resource Cost (TRC) Test
| Avoided Gas Savings | Only Measure NEI Benefits | Non-Incentive Costs | Incentive Costs | Incremental Costs (Net) | IL TRC Benefits | IL TRC Costs | IL TRC Test Net Benefits | IL TRC Test
(a) | (b) | (c) | (d) | (e) | (f) | (g) = | (h) = | (i) = | (j) =
[6 empty] | (b+c) | (d+f) | (g-h) | (g/h)
Business Custom Rebates, Plus Nicor Gas only RCx | 19587024.812 | 0 | 1807076 | 1945199 | 7608070.1201 | 19587024.812 | 9415146.1201 | 10171878.6919 | 2.0804
Business Energy Efficiency Rebates | 14401243.993 | 1320496.9899 | 2193508 | 1155272 | 1355843.2223 | 15721740.9829 | 3549351.2223 | 12172389.7606 | 4.4295
Coordinated Non-Residential New Construction | 1081279.8789 | 484870.535 | 203263 | 289787 | 289787 | 1566150.4139 | 493050 | 1073100.4139 | 3.1765
Coordinated Retro Commissioning | 278023.4007 | 0 | 139976 | 99648 | 242221.4124 | 278023.4007 | 382197.4124 | -104174.0117 | 0.72743
Small Business Program | 4411262.1756 | 499791.3389 | 937289 | 542461 | 647836.7183 | 4911053.5144 | 1585125.7183 | 3325927.7961 | 3.0982
Strategic Energy Management | 4243522.2397 | 0 | 242197 | 568856 | 568856 | 4243522.2397 | 811053 | 3432469.2397 | 5.2321
Affordable Housing New Construction (AHNC) | 282564.9828 | 338701.5599 | 279944 | 111285 | 111285 | 621266.5428 | 391229 | 230037.5428 | 1.588
Income Qualified Elementary Education Kits (IQ EEE) | 454553.5529 | 34648.4814 | 63594.9496 | 93765.0709 | 171161.3982 | 489202.0344 | 234756.3478 | 254445.6866 | 2.0839
Income Qualified Energy-Savings Kits (IQ ESK) | 5474971.7396 | 2787983.6806 | 315999 | 696302 | 857915.3771 | 8262955.4202 | 1173914.3771 | 7089041.0431 | 7.0388
Income Qualified Multi-Family | 9001439.5003 | 586277.2551 | 1938345 | 3697064 | 4955230.2387 | 9587716.7554 | 6893575.2387 | 2694141.5167 | 1.3908
Public Housing Energy Savings | 422808.6809 | 798.8755 | 438847 | 382484 | 442531.1982 | 423607.5564 | 881378.1982 | -457770.6418 | 0.48062
Income Qualified Single Family | 4223640.7303 | 1522.8487 | 2424219 | 4503681 | 3550771.7485 | 4225163.5791 | 5974990.7485 | -1749827.1694 | 0.70714
Elementary Education Kits (EEE) | 963961.6377 | 182344.3928 | 119997.0504 | 176924.9291 | 340577.3139 | 1146306.0305 | 460574.3643 | 685731.6662 | 2.4889
Energy-Savings Kits (ESK) | 4365537.2254 | 3312526.9058 | 288656 | 464849 | 650538.0581 | 7678064.1312 | 939194.0581 | 6738870.073 | 8.1752
Home Energy Efficiency Rebates (HEER) | 20342597.0896 | 4895083.8801 | 1194499 | 1581296 | 10886633.3819 | 25237680.9697 | 12081132.3819 | 13156548.5878 | 2.089
Home Energy Reports | 1472601.9741 | 0 | 266282 | 683632 | 683632 | 1472601.9741 | 949914 | 522687.9741 | 1.5502
Home Energy Savings/HEA | 7261646.4801 | 2845260.2856 | 1238641 | 1341921 | 4337702.1547 | 10106906.7657 | 5576343.1547 | 4530563.611 | 1.8125
Multi-Family Program | 4808658.0466 | 12312.5493 | 1104059 | 1258572 | 3532509.6192 | 4820970.5959 | 4636568.6192 | 184401.9767 | 1.0398
Residential New Construction (Smart Neighborhood Builder) | 5909371.5377 | 1725422.5862 | 348854 | 614875 | 2502533.485 | 7634794.1238 | 2851387.485 | 4783406.6388 | 2.6776
Market Transformation | 0 | 0 | 3173576 | 0 | 0 | 0 | 3173576 | -3173576 | 0
Business and Public Sector Total | 44002356.4999 | 2305158.8638 | 5523309 | 4601223 | 10712614.4731 | 46307515.3636 | 16235923.4731 | 30071591.8905 | 2.8522
Income Qualified Total | 19859979.1869 | 3749932.7013 | 5460948.9496 | 9484581.0709 | 10088894.9607 | 23609911.8882 | 15549843.9103 | 8060067.9779 | 1.5183
Residential Sector Total | 45124373.9912 | 12972950.5997 | 4560988.0504 | 6122069.9291 | 22934126.0129 | 58097324.5909 | 27495114.0633 | 30602210.5276 | 2.113
Market Transformation Total | 0 | 0 | 3173576 | 0 | 0 | 0 | 3173576 | -3173576 | 0
Other Portfolio Costs |  |  | 0 | 0 | 8307330 | 0 | 8307330 | -8307330
Portfolio Total | 108986709.678 | 19028042.1648 | 18718822 | 20207874 | 52042965.4467 | 128014751.8427 | 70761787.4467 | 57252964.396 | 1.8091
Portfolio Total, without Income Qualified (IQ) | 89126730.4911 | 15278109.4635 | 13257873.0504 | 10723292.9291 | 41954070.486 | 104404839.9545 | 55211943.5364 | 49192896.4181 | 1.891
Water Bill Savings NPV |  | 8836576.8503

## 2025 PACT
Program Administrator Cost Test (PACT) Results for Nicor Gas, 2025 Programs (WACC Discount Rate, Plan 4 Avoided Costs)
Program | Benefits |  | Costs |  |  | Program Administrator Cost Test (PACT)
| Avoided Gas Savings | Only Measure NEI Benefits | Non-Incentive Costs | Incentive Costs | Incremental Costs (Net) | PACT Benefits | PACT Costs | PACT Test Net Benefits | PACT Test
(a) | (b) | (c) | (d) | (e) | (f) | (g) = | (h) = | (i) = | (k) =
[6 empty] | (b+c) | (d+e) | (g-h) | (g/h)
Business Custom Rebates, Plus Nicor Gas only RCx | 13756703.1806 | 0 | 1807076 | 1945199 | 7608070.1201 | 13756703.1806 | 3752275 | 10004428.1806 | 3.6662
Business Energy Efficiency Rebates | 12030966.3127 | 1160434.2476 | 2193508 | 1155272 | 1355843.2223 | 13191400.5602 | 3348780 | 9842620.5602 | 3.9392
Coordinated Non-Residential New Construction | 753377.746 | 314352.561 | 203263 | 289787 | 289787 | 1067730.307 | 493050 | 574680.307 | 2.1656
Coordinated Retro Commissioning | 237163.3053 | 0 | 139976 | 99648 | 242221.4124 | 237163.3053 | 239624 | -2460.6947 | 0.98973
Small Business Program | 3929407.7809 | 445210.2755 | 937289 | 542461 | 647836.7183 | 4374618.0564 | 1479750 | 2894868.0564 | 2.9563
Strategic Energy Management | 3736069.0568 | 0 | 242197 | 568856 | 568856 | 3736069.0568 | 811053 | 2925016.0568 | 4.6064
Affordable Housing New Construction (AHNC) | 210758.1897 | 275935.8851 | 279944 | 111285 | 111285 | 486694.0748 | 391229 | 95465.0748 | 1.244
Income Qualified Elementary Education Kits (IQ EEE) | 359154.5027 | 28518.3061 | 63594.9496 | 93765.0709 | 171161.3982 | 387672.8088 | 157360.0205 | 230312.7883 | 2.4636
Income Qualified Energy-Savings Kits (IQ ESK) | 4020861.0392 | 2280411.8912 | 315999 | 696302 | 857915.3771 | 6301272.9303 | 1012301 | 5288971.9303 | 6.2247
Income Qualified Multi-Family | 6326997.5697 | 489460.0535 | 1938345 | 3697064 | 4955230.2387 | 6816457.6233 | 5635409 | 1181048.6233 | 1.2096
Public Housing Energy Savings | 293376.4341 | 734.7222 | 438847 | 382484 | 442531.1982 | 294111.1562 | 821331 | -527219.8438 | 0.35809
Income Qualified Single Family | 2982102.2251 | 1252.9259 | 2424219 | 4503681 | 3761636.885 | 2983355.151 | 6927900 | -3944544.849 | 0.43063
Elementary Education Kits (EEE) | 744104.3717 | 150858.9357 | 119997.0504 | 176924.9291 | 340577.3139 | 894963.3073 | 296921.9795 | 598041.3279 | 3.0141
Energy-Savings Kits (ESK) | 3227325.5754 | 2660532.9305 | 288656 | 464849 | 650538.0581 | 5887858.5059 | 753505 | 5134353.5059 | 7.814
Home Energy Efficiency Rebates (HEER) | 14491977.4311 | 3527244.8792 | 1194499 | 1581296 | 11389597.4913 | 18019222.3103 | 2775795 | 15243427.3103 | 6.4916
Home Energy Reports | 1296503.7904 | 0 | 266282 | 683632 | 683632 | 1296503.7904 | 949914 | 346589.7904 | 1.3649
Home Energy Savings/HEA | 5023448.6668 | 2030594.6912 | 1238641 | 1341921 | 4337702.1547 | 7054043.3579 | 2580562 | 4473481.3579 | 2.7335
Multi-Family Program | 3491369.1935 | 10802.2731 | 1104059 | 1258572 | 3532509.6192 | 3502171.4666 | 2362631 | 1139540.4666 | 1.4823
Residential New Construction (Smart Neighborhood Builder) | 4295923.4279 | 1272620.7915 | 348854 | 614875 | 2502533.485 | 5568544.2194 | 963729 | 4604815.2194 | 5.7781
Market Transformation | 0 | 0 | 3173576 | 0 | 0 | 0 | 3173576 | -3173576
Business and Public Sector Total | 34443687.3822 | 1919997.0841 | 5523309 | 4601223 | 10712614.4731 | 36363684.4663 | 10124532 | 26239152.4663 | 3.5916
Income Qualified Total | 14193249.9604 | 3076313.7839 | 5460948.9496 | 9484581.0709 | 10299760.0973 | 17269563.7443 | 14945530.0205 | 2324033.7238 | 1.1555
Residential Sector Total | 32570652.4568 | 9652654.5011 | 4560988.0504 | 6122069.9291 | 23437090.1223 | 42223306.9579 | 10683057.9795 | 31540248.9784 | 3.9524
Market Transformation Total | 0 | 0 | 3173576 | 0 | 0 | 0 | 3173576 | -3173576 | 0
Other Portfolio Costs |  |  | 8307330 |  |  |  | 8307330 | -8307330
Portfolio Total | 81207589.7994 | 14648965.3692 | 27026152 | 20207874 | 44449464.6927 | 95856555.1685 | 47234026 | 48622529.1685 | 2.0294
Portfolio Total, without Income Qualified (IQ) | 67014339.8389 | 11572651.5852 | 21565203.0504 | 10723292.9291 | 34149704.5954 | 78586991.4242 | 32288495.9795 | 46298495.4447 | 2.4339

## 2025 PACT wo NEI
Program Administrator Cost Test (PACT) Results for Nicor Gas, 2025 Programs (WACC Discount Rate, Plan 4 Avoided Costs)
Program | Benefits |  | Costs |  |  | Program Administrator Cost Test (PACT)
| Avoided Gas Savings | Other Benefits | Non-Incentive Costs | Incentive Costs | Incremental Costs (Net) | PACT Benefits | PACT Costs | PACT Test Net Benefits | PACT Test
(a) | (b) | (c) | (d) | (e) | (f) | (g) = | (h) = | (i) = | (k) =
[6 empty] | (b) | (d+e) | (g-h) | (g/h)
Business Custom Rebates, Plus Nicor Gas only RCx | 13756703.1806 |  | 1807076 | 1945199 | 7608070.1201 | 13756703.1806 | 3752275 | 10004428.1806 | 3.6662
Business Energy Efficiency Rebates | 12030966.3127 |  | 2193508 | 1155272 | 1355843.2223 | 12030966.3127 | 3348780 | 8682186.3127 | 3.5926
Coordinated Non-Residential New Construction | 753377.746 |  | 203263 | 289787 | 289787 | 753377.746 | 493050 | 260327.746 | 1.528
Coordinated Retro Commissioning | 237163.3053 |  | 139976 | 99648 | 242221.4124 | 237163.3053 | 239624 | -2460.6947 | 0.98973
Small Business Program | 3929407.7809 |  | 937289 | 542461 | 647836.7183 | 3929407.7809 | 1479750 | 2449657.7809 | 2.6555
Strategic Energy Management | 3736069.0568 |  | 242197 | 568856 | 568856 | 3736069.0568 | 811053 | 2925016.0568 | 4.6064
Affordable Housing New Construction (AHNC) | 210758.1897 |  | 279944 | 111285 | 111285 | 210758.1897 | 391229 | -180470.8103 | 0.53871
Income Qualified Elementary Education Kits (IQ EEE) | 359154.5027 |  | 63594.9496 | 93765.0709 | 171161.3982 | 359154.5027 | 157360.0205 | 201794.4822 | 2.2824
Income Qualified Energy-Savings Kits (IQ ESK) | 4020861.0392 |  | 315999 | 696302 | 857915.3771 | 4020861.0392 | 1012301 | 3008560.0392 | 3.972
Income Qualified Multi-Family | 6326997.5697 |  | 1938345 | 3697064 | 4955230.2387 | 6326997.5697 | 5635409 | 691588.5697 | 1.1227
Public Housing Energy Savings | 293376.4341 |  | 438847 | 382484 | 442531.1982 | 293376.4341 | 821331 | -527954.5659 | 0.3572
Income Qualified Single Family | 2982102.2251 |  | 2424219 | 4503681 | 3761636.885 | 2982102.2251 | 6927900 | -3945797.7749 | 0.43045
Elementary Education Kits (EEE) | 744104.3717 |  | 119997.0504 | 176924.9291 | 340577.3139 | 744104.3717 | 296921.9795 | 447182.3922 | 2.5061
Energy-Savings Kits (ESK) | 3227325.5754 |  | 288656 | 464849 | 650538.0581 | 3227325.5754 | 753505 | 2473820.5754 | 4.2831
Home Energy Efficiency Rebates (HEER) | 14491977.4311 |  | 1194499 | 1581296 | 11389597.4913 | 14491977.4311 | 2775795 | 11716182.4311 | 5.2208
Home Energy Reports | 1296503.7904 |  | 266282 | 683632 | 683632 | 1296503.7904 | 949914 | 346589.7904 | 1.3649
Home Energy Savings/HEA | 5023448.6668 |  | 1238641 | 1341921 | 4337702.1547 | 5023448.6668 | 2580562 | 2442886.6668 | 1.9466
Multi-Family Program | 3491369.1935 |  | 1104059 | 1258572 | 3532509.6192 | 3491369.1935 | 2362631 | 1128738.1935 | 1.4777
Residential New Construction (Smart Neighborhood Builder) | 4295923.4279 |  | 348854 | 614875 | 2502533.485 | 4295923.4279 | 963729 | 3332194.4279 | 4.4576
Market Transformation | 0 |  | 3173576 | 0 | 0 | 0 | 3173576 | -3173576 | 0
Business and Public Sector Total | 34443687.3822 | 0 | 5523309 | 4601223 | 10712614.4731 | 34443687.3822 | 10124532 | 24319155.3822 | 3.402
Income Qualified Total | 14193249.9604 | 0 | 5460948.9496 | 9484581.0709 | 10299760.0973 | 14193249.9604 | 14945530.0205 | -752280.0601 | 0.94967
Residential Sector Total | 32570652.4568 | 0 | 4560988.0504 | 6122069.9291 | 23437090.1223 | 32570652.4568 | 10683057.9795 | 21887594.4773 | 3.0488
Market Transformation Total | 0 | 0 | 3173576 | 0 | 0 | 0 | 3173576 | -3173576 | 0
Other Portfolio Costs |  |  | 8307330 |  |  |  | 8307330 | -8307330
Portfolio Total | 81207589.7994 | 0 | 27026152 | 20207874 | 44449464.6927 | 81207589.7994 | 47234026 | 33973563.7994 | 1.7193
Portfolio Total, without Income Qualified (IQ) | 67014339.8389 | 0 | 21565203.0504 | 10723292.9291 | 34149704.5954 | 67014339.8389 | 32288495.9795 | 34725843.8595 | 2.0755

## Other Benefits Details
OTHER BENEFITS DETAILS
Program | NEBs (AQB) | Avoided Water Savings | Avoided Env. Adder Costs | Avoided Electric Savings | All Other Benefits w/ NEI (NEBs, Water, GHG, Elec) | Only Measure NEI Benefits (Water, Elec)
Business Custom Rebates, Plus Nicor Gas only RCx | 19587024.812 | 0 | 11312454.6068 | 0 | 30899479.4189 | 0
Business Energy Efficiency Rebates | 14401243.993 | 1280361.1532 | 7284553.0617 | 40135.8367 | 23006294.0446 | 1320496.9899
Coordinated Non-Residential New Construction | 1081279.8789 | 484870.535 | 629249.9492 | 0 | 2195400.3631 | 484870.535
Coordinated Retro Commissioning | 278023.4007 | 0 | 134972.216 | 0 | 412995.6167 | 0
Small Business Program | 4411262.1756 | 475975.9984 | 2088480.9369 | 23815.3405 | 6999534.4513 | 499791.3389
Strategic Energy Management | 4243522.2397 | 0 | 2014512.4381 | 0 | 6258034.6777 | 0
Affordable Housing New Construction (AHNC) | 269689.9988 | 338701.5599 | 154841.4129 | 0 | 763232.9717 | 338701.5599
Income Qualified Elementary Education Kits (IQ EEE) | 433758.3603 | 33175.8154 | 239822.3765 | 1472.666 | 708229.2182 | 34648.4814
Income Qualified Energy-Savings Kits (IQ ESK) | 5225348.0842 | 2396632.8513 | 3056189.3257 | 391350.8293 | 11069521.0906 | 2787983.6806
Income Qualified Multi-Family | 8593622.3239 | 565406.9077 | 5253831.2682 | 20870.3473 | 14433730.8472 | 586277.2551
Public Housing Energy Savings | 403617.4487 | 0 | 249643.1244 | 798.8755 | 654059.4487 | 798.8755
Income Qualified Single Family | 4032260.4455 | 1488.9314 | 2459622.6545 | 33.9174 | 6493405.9487 | 1522.8487
Elementary Education Kits (EEE) | 919920.1719 | 174449.3634 | 517759.1286 | 7895.0294 | 1620023.6933 | 182344.3928
Energy-Savings Kits (ESK) | 4166493.4048 | 2528044.5394 | 2422106.4827 | 784482.3663 | 9901126.7933 | 3312526.9058
Home Energy Efficiency Rebates (HEER) | 19416315.4362 | 1632.0907 | 11615687.3425 | 4893451.7894 | 35927086.6588 | 4895083.8801
Home Energy Reports | 1405013.8792 | 0 | 699083.1733 | 0 | 2104097.0525 | 0
Home Energy Savings/HEA | 6932529.5804 | 543826.663 | 4283083.7362 | 2301433.6226 | 14060873.6023 | 2845260.2856
Multi-Family Program | 4589887.5359 | 12010.4415 | 2712110.2734 | 302.1078 | 7314310.3585 | 12312.5493
Residential New Construction (Smart Neighborhood Builder) | 5640200.104 | 0 | 3315710.6897 | 1725422.5862 | 10681333.3798 | 1725422.5862
Market Transformation | 0 | 0 | 0 | 0 | 0 | 0
Business and Public Sector Total | 44002356.4999 | 2241207.6866 | 23464223.2087 | 63951.1772 | 69771738.5723 | 2305158.8638
Income Qualified Total | 18958296.6614 | 3335406.0657 | 11413950.1622 | 414526.6356 | 34122179.525 | 3749932.7013
Residential Sector Total | 43070360.1123 | 3259963.098 | 25565540.8264 | 9712987.5017 | 81608851.5384 | 12972950.5997
Market Transformation Total | 0 | 0 | 0 | 0 | 0 | 0
Portfolio Total | 106031013.2736 | 8836576.8503 | 60443714.1973 | 10191465.3145 | 185502769.6357 | 19028042.1648
Portfolio Total, without Income Qualified (IQ) | 87072716.6122 | 5501170.7846 | 49029764.035 | 9776938.6789 | 151380590.1107 | 15278109.4635
Program | Verified Net Savings (therms) | TRC Test (w/ NEI) | TRC Test (w/o NEI) | PACT Test (w/ NEI) | PACT Test (w/o NEI)
Business Custom Rebates, Plus Nicor Gas only RCx | 1635776.3117 | 5.3623 | 2.0804 | 3.6662 | 3.6662
Business Energy Efficiency Rebates | 3321274.4703 | 10.5393 | 4.4295 | 3.9392 | 3.5926
Coordinated Non-Residential New Construction | 88477.1752 | 6.6457 | 3.1765 | 2.1656 | 1.528
Coordinated Retro Commissioning | 47886.6561 | 1.808 | 0.72743 | 0.98973 | 0.98973
Small Business Program | 1090719.3229 | 7.1987 | 3.0982 | 2.9563 | 2.6555
Strategic Energy Management | 887909.8096 | 12.9481 | 5.2321 | 4.6064 | 4.6064
Affordable Housing New Construction (AHNC) | 28898.0677 | 2.6731 | 1.588 | 1.244 | 0.53871
Elementary Education Kits (EEE IE) | 89057.1827 | 4.9531 | 2.0839 | 2.4636 | 2.2824
Energy-Savings Kits (ESK IE) | 639965.5952 | 14.0934 | 7.0388 | 6.2247 | 3.972
Multi-Family - IHWAP, Contractors Channel, BNP, Kits | 842858.2626 | 3.3996 | 1.3908 | 1.2096 | 1.1227
Public Housing Energy Savings | 41027.1428 | 1.2218 | 0.48062 | 0.35809 | 0.3572
Single Family - IHWAP, Contractors Channel, BNP, Kits | 406885 | 1.7937 | 0.70714 | 0.43063 | 0.43045
Elementary Education Kits (EEE) | 168041.634 | 5.6104 | 2.4889 | 3.0141 | 2.5061
Energy-Savings Kits (ESK) | 501826.696 | 15.1903 | 8.1752 | 7.814 | 4.2831
Home Energy Efficiency Rebates (HEER) | 1797423.658 | 4.6576 | 2.089 | 6.4916 | 5.2208
Home Energy Reports | 308125.577 | 3.7653 | 1.5502 | 1.3649 | 1.3649
Home Energy Savings/HEA | 613317.6402 | 3.8237 | 1.8125 | 2.7335 | 1.9466
Multi-Family Program | 486404.6957 | 2.6146 | 1.0398 | 1.4823 | 1.4777
Residential New Construction | 559278 | 5.8185 | 2.6776 | 5.7781 | 4.4576
Market Transformation | 0 | 0 | 0 |  | 0
Business and Public Sector Total | 7072043.7459 | 7.0076 | 2.8522 | 3.5916 | 3.402
Income Qualified Total | 2048691.251 | 3.4716 | 1.5183 | 1.1555 | 0.94967
Residential Total | 4434417.9009 | 4.6093 | 2.113 | 3.9524 | 3.0488
Market Transformation Total | 0 | NA | 0 | 0 | 0
Portfolio Total | 13555152.8978 | 4.1617 | 1.8091 | 2.0294 | 1.7193
Portfolio Total, without Income Qualified (IQ) | 11506461.6467 | 4.3561 | 1.891 | 2.4339 | 2.0755
|  |  |  | Energy-Savings Kits (ESK) | 1751.68
|  |  |  | Energy-Savings Kits (ESK) | 286.96
|  |  |  | Energy-Savings Kits (ESK) | 3864
|  |  |  | Energy-Savings Kits (ESK) | 12364.8
|  |  |  | Home Energy Efficiency Rebates (HEER) | 1110152.845
|  |  |  | Home Energy Efficiency Rebates (HEER) | 999521.5186
|  |  |  | Home Energy Efficiency Rebates (HEER) | 855812.2574
|  |  |  | Home Energy Savings/HEA | 123143.4243
|  |  |  | Home Energy Savings/HEA | 83348.4218
|  |  |  | Home Energy Savings/HEA | 172377.7436
|  |  |  | Home Energy Savings/HEA | 2169.8808
|  |  |  | Home Energy Savings/HEA | 340142.9959
|  |  |  | Home Energy Savings/HEA | 2425.9281
|  |  |  | Home Energy Savings/HEA | 62274.742
|  |  |  | Home Energy Savings/HEA | 7446
|  |  |  | Home Energy Savings/HEA | 3993.4247
|  |  |  | Home Energy Savings/HEA | 2414.1146
|  |  |  | Home Energy Savings/HEA | 10902.6013
|  |  |  | Home Energy Savings/HEA | 14166.0894
|  |  |  | Home Energy Savings/HEA | 3866.3773
|  |  |  | Home Energy Savings/HEA | 5143.0418
|  |  |  | Home Energy Savings/HEA | 1077.4177
|  |  |  | Home Energy Savings/HEA | 4980.8484
|  |  |  | Home Energy Savings/HEA | 21935.0626
|  |  |  | Home Energy Savings/HEA | 4201.6
|  |  |  | Home Energy Savings/HEA | 204
|  |  |  | Home Energy Savings/HEA | 66.802
|  |  |  | Home Energy Savings/HEA | 12.7596
|  |  |  | Home Energy Savings/HEA | 72.5458
|  |  |  | Home Energy Savings/HEA | 3.0661
|  |  |  | Home Energy Savings/HEA | 378.0356
|  |  |  | Multi-Family - IHWAP, Contractors Channel, BNP, Kits | 633.2933
|  |  |  | Multi-Family - IHWAP, Contractors Channel, BNP, Kits | 16.8
|  |  |  | Multi-Family - IHWAP, Contractors Channel, BNP, Kits | 790.4
|  |  |  | Multi-Family - IHWAP, Contractors Channel, BNP, Kits | 2.4
|  |  |  | Multi-Family - IHWAP, Contractors Channel, BNP, Kits | 148.8329
|  |  |  | Multi-Family - IHWAP, Contractors Channel, BNP, Kits | 861.9341
|  |  |  | Multi-Family - IHWAP, Contractors Channel, BNP, Kits | 83.2
|  |  |  | Multi-Family Program | 266.8879
|  |  |  | Residential New Construction | 458117.9979
|  |  |  | Residential New Construction | 152215.8844
|  |  |  | Residential New Construction | 612257.3926
|  |  |  | Small Business Program | 1248
|  |  |  | Small Business Program | 7904
|  |  |  | Small Business Program | 13.5706
|  |  |  | Small Business Program | 3462.7572
|  |  |  | Small Business Program | 29.4029
|  |  |  | Small Business Program | 832
|  |  |  | Small Business Program | 3744
|  |  |  | Small Business Program | 398.0701

## Custom Measures (hidden)
|  | Program | Gross IMC | Net IMC
| BC | Business Custom | 8749747.443 | 7349787.8521
ICName | ProgramName | ProgramYear | VendorProjectID | ReportingReferenceDate | MeasureName | Quantity | MeasureID_IC | MeasureLife | EquivalentFullLoadHours | HDD | InstallationDate | ApprovalDate | EndDate | TotalMeasureCost | IncrementalCost | RebateUnitOfMeasure | SavingsUnitOfMeasure | IncentiveCost | EstimatedRebate | IncentiveRate | IncentiveCap | EstimatedGrossAnnualThermSavings | GrossAnnualThermSavings | NTGRatioMeasure | NetAnnualThermsMeasure | NumberOfRecommendedECMs | Measure Notes | Annual Therm Consumption | Leaking And Blow Thru | Post Install Value | R Value Existing Aboveground | R Value Existing Below Ground | Size
8749747.443
CLEAResult | Business Custom Program | PY2022 | 20-0027 | 2022-07-22 | RCx Project | 1 | 20-0027-PRJ | 7.5 |  |  | 2020-11-05 | 2020-11-05 |  | 5246 |  | Unit | Unit | 44871.75 |  |  |  |  | 128205 | 0.98 | 125640.9
CLEAResult | Business Custom Program | PY2022 | 20-0036 | 2022-12-09 | RCx Project | 1 | 20-0036-PRJ | 7.5 |  |  | 2022-10-11 | 2022-10-11 |  | 0 |  | Unit | Unit | 7998.2 |  |  |  |  | 22852 | 0.98 | 22394.96
CLEAResult | Business Custom Program | PY2022 | 20-0071 | 2022-12-31 | RCx Project | 1 | 20-0071-PRJ | 7.5 |  |  | 2022-11-29 | 2022-11-29 |  | 8600 |  | Unit | Unit | 8750.35 |  |  |  |  | 25001 | 0.98 | 24500.98
CLEAResult | Business Custom Program | PY2022 | 20-0071 | 2022-12-31 | RCx Assessments | 1 | 20-0071 | 1 |  |  | 2020-11-30 |  |  |  |  | Unit | Unit | 8800 | [5 empty] | 0.98
CLEAResult | Business Custom Program | PY2022 | 21-0036 | 2022-06-24 | RCx Assessments | 1 | 21-0036 | 1 |  |  | 2021-06-29 |  |  |  |  | Unit | Unit | 8800 | [5 empty] | 0.98
CLEAResult | Business Custom Program | PY2022 | 21-0036 | 2022-06-24 | RCx Project | 1 | 21-0036-PRJ | 7.5 |  |  | 2022-05-25 | 2022-05-25 |  | 0 |  | Unit | Unit | 11234.3 |  |  |  |  | 32098 | 0.98 | 31456.04
CLEAResult | Business Custom Program | PY2022 | COOA-22-01 | 2022-09-30 | RCx Study - Concurrent | 1 | COOA-22-01 | 0 | [7 empty] | Unit | Unit | 8400 |  |  |  | 43397 |  | 0.98 |  | 4
CLEAResult | Business Custom Program | PY2022 | FA-21-33 | 2022-04-01 | Facility Assessments-Custom | 1 | FA-21-33 | 1 | [7 empty] | Unit | Unit | 18000 |  |  |  | 3943 |  | 0.84 |  | 4
CLEAResult | Business Custom Program | PY2022 | FA-22-03 | 2022-06-10 | Facility Assessments-Custom | 1 | FA-22-03 | 1 | [7 empty] | Unit | Unit | 18000 |  |  |  | 128046 |  | 0.84 |  | 12
CLEAResult | Business Custom Program | PY2022 | FA-22-04 | 2022-07-22 | Facility Assessments-Custom | 1 | FA-22-04 | 1 | [7 empty] | Unit | Unit | 18000 |  |  |  | 12607 |  | 0.84 |  | 9
CLEAResult | Business Custom Program | PY2022 | FA-22-05 | 2022-07-08 | Facility Assessments-Custom | 1 | FA-22-05 | 1 | [7 empty] | Unit | Unit | 18000 |  |  |  | 1019223 |  | 0.84 |  | 9
CLEAResult | Business Custom Program | PY2022 | FA-22-06 | 2022-11-11 | Facility Assessments-Custom | 1 | FA-22-06 | 1 | [7 empty] | Unit | Unit | 18000 |  |  |  | 205741 |  | 0.84 |  | 6
CLEAResult | Business Custom Program | PY2022 | FA-22-07 | 2022-12-30 | Facility Assessments-Custom | 1 | FA-22-07 | 1 | [7 empty] | Unit | Unit | 18000 |  |  |  | 139696 |  | 0.84 |  | 9
CLEAResult | Business Custom Program | PY2022 | FA-22-08 | 2022-08-05 | Facility Assessments-Custom | 1 | FA-22-08 | 1 | [7 empty] | Unit | Unit | 18000 |  |  |  | 20789 |  | 0.84 |  | 4
CLEAResult | Business Custom Program | PY2022 | FA-22-10 | 2022-08-19 | Facility Assessments-Custom | 1 | FA-22-10 | 1 | [7 empty] | Unit | Unit | 18000 |  |  |  | 1182865 |  | 0.84 |  | 6
CLEAResult | Business Custom Program | PY2022 | FA-22-11 | 2022-10-14 | Facility Assessments-Custom | 1 | FA-22-11 | 1 | [7 empty] | Unit | Unit | 18000 |  |  |  | 37302 |  | 0.84 |  | 6
CLEAResult | Business Custom Program | PY2022 | FA-22-12 | 2022-09-30 | Facility Assessments-Custom | 1 | FA-22-12 | 1 | [7 empty] | Unit | Unit | 18000 |  |  |  | 29088 |  | 0.84 |  | 4
CLEAResult | Business Custom Program | PY2022 | FA-22-13 | 2022-09-02 | Facility Assessments-Custom | 1 | FA-22-13 | 1 | [7 empty] | Unit | Unit | 18000 |  |  |  | 85485 |  | 0.84 |  | 5
CLEAResult | Business Custom Program | PY2022 | FA-22-14 | 2022-10-28 | Facility Assessments-Custom | 1 | FA-22-14 | 1 | [7 empty] | Unit | Unit | 18000 |  |  |  | 45839 |  | 0.84 |  | 9
CLEAResult | Business Custom Program | PY2022 | FA-22-15 | 2022-11-11 | Facility Assessments-Custom | 1 | FA-22-15 | 1 | [7 empty] | Unit | Unit | 18000 |  |  |  | 56062 |  | 0.84 |  | 6
CLEAResult | Business Custom Program | PY2022 | FA-22-16 | 2022-11-11 | Facility Assessments-Custom | 1 | FA-22-16 | 1 | [7 empty] | Unit | Unit | 18000 |  |  |  | 115236 |  | 0.84 |  | 10
CLEAResult | Business Custom Program | PY2022 | FA-22-17 | 2022-12-23 | Facility Assessments-Custom | 1 | FA-22-17 | 1 | [7 empty] | Unit | Unit | 18000 |  |  |  | 260698 |  | 0.84 |  | 8
CLEAResult | Business Custom Program | PY2022 | FA-22-18 | 2022-10-14 | Facility Assessments-Custom | 1 | FA-22-18 | 1 | [7 empty] | Unit | Unit | 18000 |  |  |  | 18176 |  | 0.84 |  | 7
CLEAResult | Business Custom Program | PY2022 | FA-22-19 | 2022-12-23 | Facility Assessments-Custom | 1 | FA-22-19 | 1 | [7 empty] | Unit | Unit | 18000 |  |  |  | 128991 |  | 0.84 |  | 6
CLEAResult | Business Custom Program | PY2022 | FA-22-20 | 2022-12-09 | Facility Assessments-Custom | 1 | FA-22-20 | 1 | [7 empty] | Unit | Unit | 18000 |  |  |  | 93706 |  | 0.84 |  | 7
CLEAResult | Business Custom Program | PY2022 | FA-22-21 | 2022-11-25 | Facility Assessments-Custom | 1 | FA-22-21 | 1 | [7 empty] | Unit | Unit | 18000 |  |  |  | 59695 |  | 0.84 |  | 8
CLEAResult | Business Custom Program | PY2022 | FA-22-22 | 2022-12-09 | Facility Assessments-Custom | 1 | FA-22-22 | 1 | [7 empty] | Unit | Unit | 18000 |  |  |  | 253196 |  | 0.84 |  | 7
CLEAResult | Business Custom Program | PY2022 | FA-22-23 | 2022-12-09 | Facility Assessments-Custom | 1 | FA-22-23 | 1 | [7 empty] | Unit | Unit | 18000 |  |  |  | 47742 |  | 0.84 |  | 6
CLEAResult | Business Custom Program | PY2022 | FA-22-24 | 2022-12-23 | Facility Assessments-Custom | 1 | FA-22-24 | 1 | [7 empty] | Unit | Unit | 18000 |  |  |  | 1005656 |  | 0.84 |  | 4
CLEAResult | Business Custom Program | PY2022 | FA-22-25 | 2022-12-09 | Facility Assessments-Custom | 1 | FA-22-25 | 1 | [7 empty] | Unit | Unit | 18000 |  |  |  | 102117 |  | 0.84 |  | 5
CLEAResult | Business Custom Program | PY2022 | FA-22-26 | 2022-12-09 | Facility Assessments-Custom | 1 | FA-22-26 | 1 | [7 empty] | Unit | Unit | 18000 |  |  |  | 80658 |  | 0.84 |  | 5
CLEAResult | Business Custom Program | PY2022 | FA-22-27 | 2022-12-30 | Facility Assessments-Custom | 1 | FA-22-27 | 1 | [7 empty] | Unit | Unit | 18000 |  |  |  | 139696 |  | 0.84 |  | 9
CLEAResult | Business Custom Program | PY2022 | NGPS-21-25 | 2022-05-13 | BC | 1 | NGPS-21-25 | 15 |  |  | 2021-10-19 | 2022-04-29 |  | 100000 | 13020.41 | Unit | Unit | 313 | 5440 | $0.60/therm | 35% Project Cost |  | 522 | 0.84 | 438.48
CLEAResult | Business Custom Program | PY2022 | NGPS-21-06 | 2022-03-04 | BC | 1 | NGPS-21-06 | 15 |  |  | 2021-08-31 | 2022-03-04 |  | 74450 | 0 | Unit | Unit | 378 | 378 | $0.60/therm | No Cap |  | 630 | 0.84 | 529.2
CLEAResult | Business Custom Program | PY2022 | NGPS-21-28 | 2022-06-24 | BC | 1 | NGPS-21-28 | 15 |  |  | 2021-08-06 | 2022-06-24 |  | 91804.95 | 6596.6675 | Unit | Unit | 762 | 1421 | $0.60/therm | 35% Project Cost |  | 1270 | 0.84 | 1066.8
CLEAResult | Business Custom Program | PY2022 | NGPS-20-06 | 2022-10-14 | BC | 1 | NGPS-20-06 | 15 |  |  | 2022-05-31 | 2022-10-14 |  | 97830 | 2916 | Unit | Unit | 1154 | 1609 | $0.60/therm | No Cap |  | 1942 | 0.84 | 1631.28
CLEAResult | Business Custom Program | PY2022 | NGPS-22-06 | 2022-12-09 | BC | 1 | NGPS-22-06 | 15 |  |  | 2022-10-07 | 2022-12-09 |  | 207666 | 1836 | Unit | Unit | 1226 | 1193 | $0.60/therm | 35% Project Cost |  | 2043 | 0.84 | 1716.12
CLEAResult | Business Custom Program | PY2022 | NG-22-38 | 2022-12-30 | BC | 1 | NG-22-38 | 15 |  |  | 2022-08-30 | 2022-12-23 |  | 149705 | 62117 | Unit | Unit | 1555 | 2539 | $0.60/therm | 35% Project Cost |  | 2591 | 0.84 | 2176.44
CLEAResult | Business Custom Program | PY2022 | NGPS-21-31 | 2022-06-24 | BC | 1 | NGPS-21-31 | 15 |  |  | 2021-09-01 | 2022-06-24 |  | 153008.25 | 10994.3705 | Unit | Unit | 1758 | 0 | $0.60/therm | 35% Project Cost |  | 2930 | 0.84 | 2461.2
CLEAResult | Business Custom Program | PY2022 | NGPS-20-19 | 2022-10-14 | BC | 1 | NGPS-20-19 | 15 |  |  | 2021-08-30 | 2022-10-14 |  | 2379500 | 29100 | Unit | Unit | 1804 | 1804 | $0.60/therm | 35% Project Cost |  | 3007 | 0.84 | 2525.88
CLEAResult | Business Custom Program | PY2022 | NGPS-22-09 | 2022-12-23 | BC | 1 | NGPS-22-09 | 15 |  |  | 2022-08-01 | 2022-12-23 |  | 24862 | 24862 | Unit | Unit | 1849 | 1849 | $0.60/therm | 35% Project Cost |  | 3082 | 0.84 | 2588.88
CLEAResult | Business Custom Program | PY2022 | NGPS-21-36 | 2022-12-23 | BC | 1 | NGPS-21-36 | 15 |  |  | 2022-03-01 | 2022-12-23 |  | 111252 | 11125.2 | Unit | Unit | 1927 | 1478 | $0.60/therm | 35% Project Cost |  | 3212 | 0.84 | 2698.08
CLEAResult | Business Custom Program | PY2022 | NGPS-21-45 | 2022-10-28 | BC | 1 | NGPS-21-45 | 15 |  |  | 2022-06-30 | 2022-10-28 |  | 629332.84 | 12490 | Unit | Unit | 2121 | 1999 | $0.60/therm | 35% Project Cost |  | 3535 | 0.84 | 2969.4
CLEAResult | Business Custom Program | PY2022 | NGPS-22-14 | 2022-12-09 | BC | 1 | NGPS-22-14 | 15 |  |  | 2022-11-28 | 2022-12-09 |  | 142482 | 4724 | Unit | Unit | 2255 | 773 | $0.60/therm | 35% Project Cost |  | 3759 | 0.84 | 3157.56
CLEAResult | Business Custom Program | PY2022 | NGPS-22-07 | 2022-12-09 | BC | 1 | NGPS-22-07 | 15 |  |  | 2022-11-10 | 2022-12-09 |  | 120996 | 5336 | Unit | Unit | 2258 | 2062 | $0.60/therm | 35% Project Cost |  | 3764 | 0.84 | 3161.76
CLEAResult | Business Custom Program | PY2022 | NGPS-21-30 | 2022-06-24 | BC | 1 | NGPS-21-30 | 15 |  |  | 2021-09-01 | 2022-06-24 |  | 275414.85 | 19789.8525 | Unit | Unit | 2295 | 0 | $0.60/therm | 35% Project Cost |  | 3825 | 0.84 | 3213
CLEAResult | Business Custom Program | PY2022 | NGPS-21-21 | 2022-05-27 | BC | 1 | NGPS-21-21 | 15 |  |  | 2021-08-13 | 2022-05-27 |  | 764555 | 88200 | Unit | Unit | 2386 | 1603 | $0.60/therm | 35% Project Cost |  | 3977 | 0.84 | 3340.68
CLEAResult | Business Custom Program | PY2022 | NG-22-17 | 2022-09-30 | BC | 1 | NG-22-17 | 15 |  |  | 2022-04-22 | 2022-09-30 |  | 20525 | 20525 | Unit | Unit | 2532 | 2535 | $0.60/therm | 35% Project Cost |  | 4220 | 0.84 | 3544.8
CLEAResult | Business Custom Program | PY2022 | NGPS-21-32 | 2022-03-18 | BC | 1 | NGPS-21-32 | 15 |  |  | 2021-08-31 | 2022-03-18 |  | 171111 | 15000 | Unit | Unit | 2731 | 3061 | $0.60/therm | 35% Project Cost |  | 4551 | 0.84 | 3822.84
CLEAResult | Business Custom Program | PY2022 | NGPS-21-46 | 2022-12-23 | BC | 1 | NGPS-21-46 | 15 |  |  | 2022-09-01 | 2022-12-23 |  | 379420 | 3868 | Unit | Unit | 2878 | 2566 | $0.60/therm | 35% Project Cost |  | 4797 | 0.84 | 4029.48
CLEAResult | Business Custom Program | PY2022 | NGPS-21-29 | 2022-06-24 | BC | 1 | NGPS-21-29 | 15 |  |  | 2021-08-06 | 2022-06-24 |  | 91804.95 | 10736.6675 | Unit | Unit | 3044 | 1603 | $0.60/therm | 35% Project Cost |  | 5074 | 0.84 | 4262.16
CLEAResult | Business Custom Program | PY2022 | NG-21-27 | 2022-08-05 | BC | 1 | NG-21-27 | 15 |  |  | 2022-01-20 | 2022-08-05 |  | 79484 | 79484.09 | Unit | Unit | 3480 | 5831 | $0.60/therm | 35% Project Cost |  | 5800 | 0.84 | 4872
CLEAResult | Business Custom Program | PY2022 | NGPS-21-38 | 2022-03-04 | BC | 1 | NGPS-21-38 | 15 |  |  | 2022-01-31 | 2022-03-04 |  | 270404.14 | 17360 | Unit | Unit | 3519 | 3176 | $0.60/therm | 35% Project Cost |  | 5865 | 0.84 | 4926.6
CLEAResult | Business Custom Program | PY2022 | NGPS-22-11 | 2022-12-23 | BC | 1 | NGPS-22-11 | 15 |  |  | 2022-10-01 | 2022-12-23 |  | 12502 | 12502 | Unit | Unit | 3544 | 1385 | $0.60/therm | 35% Project Cost |  | 5906 | 0.84 | 4961.04
CLEAResult | Business Custom Program | PY2022 | NGPS-20-29 | 2022-05-27 | BC | 1 | NGPS-20-29 | 15 |  |  | 2021-04-01 | 2022-05-27 |  | 894876.28 | 154800 | Unit | Unit | 3545 | 1421 | $0.60/therm | 35% Project Cost |  | 5909 | 0.84 | 4963.56
CLEAResult | Business Custom Program | PY2022 | NGPS-21-11 | 2022-12-09 | BC | 1 | NGPS-21-11 | 15 |  |  | 2022-01-15 | 2022-12-09 |  | 1350000 | 0 | Unit | Unit | 3647 | 4304 | $0.60/therm | 35% Project Cost |  | 6078 | 0.84 | 5105.52
CLEAResult | Business Custom Program | PY2022 | NGPS-21-44 | 2022-11-25 | BC | 1 | NGPS-21-44 | 15 |  |  | 2022-06-14 | 2022-11-25 |  | 705967 | 145000 | Unit | Unit | 3776 | 2099 | $0.60/therm | 35% Project Cost |  | 6294 | 0.84 | 5286.96
CLEAResult | Business Custom Program | PY2022 | NGPS-20-47 | 2022-03-04 | BC | 1 | NGPS-20-47 | 20.12 |  |  | 2020-11-24 | 2022-03-04 |  | 1707446 | 34720 | Unit | Unit | 4064 | 3647 | $0.60/therm | 35% Project Cost |  | 6773 | 0.84 | 5689.32
CLEAResult | Business Custom Program | PY2022 | NGPS-22-08 | 2022-12-09 | BC | 1 | NGPS-22-08 | 15 |  |  | 2022-11-10 | 2022-12-09 |  | 158339 | 5336 | Unit | Unit | 4244 | 2077 | $0.60/therm | 35% Project Cost |  | 7073 | 0.84 | 5941.32
CLEAResult | Business Custom Program | PY2022 | NG-22-46 | 2022-12-09 | BC | 1 | NG-22-46 | 20.12 |  |  | 2022-11-15 | 2022-12-09 |  | 97000 | 23703.39 | Unit | Unit | 4375 | 4375 | $0.60/therm | 35% Project Cost |  | 7292 | 0.84 | 6125.28
CLEAResult | Business Custom Program | PY2022 | NG-19-23 | 2022-03-18 | BC | 1 | NG-19-23 | 20.12 |  |  | 2020-11-20 | 2022-03-18 |  | 301996 | 43219.6 | Unit | Unit | 4403 | 14767 | $0.60/therm | 35% Project Cost |  | 7339 | 0.84 | 6164.76
CLEAResult | Business Custom Program | PY2022 | NGPS-22-17 | 2022-12-23 | BC | 1 | NGPS-22-17 | 15 |  |  | 2022-09-01 | 2022-12-23 |  | 150183.5 | 7169.975 | Unit | Unit | 4464 | 34986 | $0.60/therm | 35% Project Cost |  | 7440 | 0.84 | 6249.6
CLEAResult | Business Custom Program | PY2022 | NGPS-21-10 | 2022-05-13 | BC | 1 | NGPS-21-10 | 15 |  |  | 2021-09-30 | 2022-05-13 |  | 195210 | 0 | Unit | Unit | 4553 | 341 | $0.60/therm | No Cap |  | 7589 | 0.84 | 6374.76
CLEAResult | Business Custom Program | PY2022 | NGPS-21-07 | 2022-12-09 | BC | 1 | NGPS-21-07 | 20.12 |  |  | 2022-11-01 | 2022-12-09 |  | 933381.15 | 0 | Unit | Unit | 4777 | 7324 | $0.60/therm | 35% Project Cost |  | 7961 | 0.84 | 6687.24
CLEAResult | Business Custom Program | PY2022 | NGPS-22-05 | 2022-12-23 | BC | 1 | NGPS-22-05 | 20.12 |  |  | 2022-09-01 | 2022-12-23 |  | 73020 | 73020 | Unit | Unit | 4823 | 3224 | $0.60/therm | 35% Project Cost |  | 8038 | 0.84 | 6751.92
CLEAResult | Business Custom Program | PY2022 | NGPS-21-22 | 2022-03-04 | BC | 1 | NGPS-21-22 | 15 |  |  | 2021-08-01 | 2022-03-04 |  | 830597 | 21133 | Unit | Unit | 5336 | 1906 | $0.60/therm | 35% Project Cost |  | 8894 | 0.84 | 7470.96
CLEAResult | Business Custom Program | PY2022 | NGPS-20-10 | 2022-06-24 | BC | 1 | NGPS-20-10 | 20.12 |  |  | 2022-02-28 | 2022-06-24 |  | 3060418.57 | 32562.5 | Unit | Unit | 5477 | 5087 | $0.60/therm | 35% Project Cost |  | 9129 | 0.84 | 7668.36
CLEAResult | Business Custom Program | PY2022 | NG-22-20 | 2022-12-09 | BC | 1 | NG-22-20 | 20.12 |  |  | 2022-11-20 | 2022-12-09 |  | 120000 | 55000 | Unit | Unit | 5893 | 4397 | $0.60/therm | 35% Project Cost |  | 9821 | 0.84 | 8249.64
CLEAResult | Business Custom Program | PY2022 | NG-21-19 | 2022-06-10 | BC | 1 | NG-21-19 | 15 |  |  | 2021-12-21 | 2022-06-09 |  | 647800 | 26040 | Unit | Unit | 6359 | 5087 | $0.60/therm | 35% Project Cost |  | 10599 | 0.84 | 8903.16
CLEAResult | Business Custom Program | PY2022 | NG-21-32 | 2022-08-05 | BC | 1 | NG-21-32 | 20.12 |  |  | 2022-06-08 | 2022-08-05 |  | 132659 | 35676.7 | Unit | Unit | 6461 | 5009 | $0.60/therm | 35% Project Cost |  | 10768 | 0.84 | 9045.12
CLEAResult | Business Custom Program | PY2022 | NG-21-34 | 2022-11-11 | BC | 1 | NG-21-34 | 20.12 |  |  | 2022-10-03 | 2022-11-11 |  | 154062.5 | 62998.97 | Unit | Unit | 6727 | 2460 | $0.60/therm | 35% Project Cost |  | 11211 | 0.84 | 9417.24
CLEAResult | Business Custom Program | PY2022 | NG-21-35 | 2022-12-09 | BC | 1 | NG-21-35 | 20.12 |  |  | 2022-06-30 | 2022-12-09 |  | 136359.42 | 136359.42 | Unit | Unit | 6851 | 4759 | $0.60/therm | 35% Project Cost |  | 11419 | 0.84 | 9591.96
CLEAResult | Business Custom Program | PY2022 | NGPS-21-35 | 2022-12-09 | BC | 1 | NGPS-21-35 | 20.12 |  |  | 2022-11-01 | 2022-12-09 |  | 429120 | 102108 | Unit | Unit | 7031 | 5586 | $0.80/therm | 35% Project Cost |  | 11719 | 0.84 | 9843.96
CLEAResult | Business Custom Program | PY2022 | NG-21-01 | 2022-03-04 | BC | 1 | NG-21-01 | 20.12 |  |  | 2021-02-28 | 2022-03-04 |  | 52474 | 52474 | Unit | Unit | 8135 | 6887 | $0.60/therm | 35% Project Cost |  | 13558 | 0.84 | 11388.72
CLEAResult | Business Custom Program | PY2022 | NG-21-14 | 2022-08-19 | BC | 1 | NG-21-14 | 20.12 |  |  | 2022-04-21 | 2022-08-19 |  | 109847 | 109847 | Unit | Unit | 8261 | 4519 | $0.60/therm | 35% Project Cost |  | 13769 | 0.84 | 11565.96
CLEAResult | Business Custom Program | PY2022 | NG-21-40 | 2022-06-24 | BC | 1 | NG-21-40 | 20.12 |  |  | 2022-03-14 | 2022-06-24 |  | 46587 | 46587 | Unit | Unit | 8419 | 0 | $0.60/therm | 35% Project Cost |  | 14031 | 0.84 | 11786.04
CLEAResult | Business Custom Program | PY2022 | NG-20-46 | 2022-11-25 | BC | 1 | NG-20-46 | 20.12 |  |  | 2022-07-08 | 2022-11-25 |  | 318000 | 65556 | Unit | Unit | 12035 | 38247 | $0.80/therm | 35% Project Cost |  | 15044 | 0.84 | 12636.96
CLEAResult | Business Custom Program | PY2022 | NGPS-21-26 | 2022-04-29 | BC | 1 | NGPS-21-26 | 20.12 |  |  | 2021-08-01 | 2022-04-29 |  | 909234 | 63772.85 | Unit | Unit | 12198 | 6988 | $0.80/therm | 35% Project Cost |  | 15247 | 0.84 | 12807.48
CLEAResult | Business Custom Program | PY2022 | NGPS-22-13 | 2022-12-23 | BC | 1 | NGPS-22-13 | 20.12 |  |  | 2022-10-01 | 2022-12-23 |  | 72762 | 72762 | Unit | Unit | 12329 | 6197 | $0.80/therm | 35% Project Cost |  | 15411 | 0.84 | 12945.24
CLEAResult | Business Custom Program | PY2022 | NG-21-11 | 2022-12-30 | BC | 1 | NG-21-11 | 20.12 |  |  | 2022-11-18 | 2022-12-23 |  | 50144 | 50144 | Unit | Unit | 12973 | 100000 | $0.80/therm | 35% Project Cost |  | 16216 | 0.84 | 13621.44
CLEAResult | Business Custom Program | PY2022 | NGPS-21-54 | 2022-06-24 | BC | 1 | NGPS-21-54 | 20.12 |  |  | 2022-02-28 | 2022-06-24 |  | 48960 | 48960 | Unit | Unit | 13361 | 0 | $0.60/therm | 35% Project Cost |  | 16701 | 0.84 | 14028.84
CLEAResult | Business Custom Program | PY2022 | NG-22-03 | 2022-11-25 | BC | 1 | NG-22-03 | 20.12 |  |  | 2022-11-01 | 2022-11-25 |  | 39775 | 39775 | Unit | Unit | 13921 | 13921 | $0.80/therm | Capped at 35% Project Cost |  | 17653 | 0.84 | 14828.52
CLEAResult | Business Custom Program | PY2022 | NG-21-29 | 2022-12-23 | BC | 1 | NG-21-29 | 20.12 |  |  | 2022-11-22 | 2022-12-23 |  | 160600 | 160600 | Unit | Unit | 15240 | 150000 | $0.80/therm | 35% Project Cost |  | 19050 | 0.84 | 16002
CLEAResult | Business Custom Program | PY2022 | NG-22-33 | 2022-12-23 | BC | 1 | NG-22-33 | 20.12 |  |  | 2022-07-10 | 2022-12-23 |  | 96136 | 96136 | Unit | Unit | 15418 | 33648 | $0.80/therm | 35% Project Cost |  | 19273 | 0.84 | 16189.32
CLEAResult | Business Custom Program | PY2022 | NGPS-21-49 | 2022-06-24 | BC | 1 | NGPS-21-49 | 20.12 |  |  | 2022-04-13 | 2022-06-24 |  | 40442 | 40442 | Unit | Unit | 14155 | 341 | $0.60/therm | 35% Project Cost |  | 19819 | 0.84 | 16647.96
CLEAResult | Business Custom Program | PY2022 | NGPS-21-48 | 2022-12-23 | BC | 1 | NGPS-21-48 | 20.12 |  |  | 2022-06-01 | 2022-12-23 |  | 66490 | 66490 | Unit | Unit | 16382 | 19239 | $0.80/therm | 35% Project Cost |  | 20478 | 0.84 | 17201.52
CLEAResult | Business Custom Program | PY2022 | NGPS-21-15 | 2022-04-29 | BC | 1 | NGPS-21-15 | 20.12 |  |  | 2021-09-03 | 2022-04-29 |  | 2400000 | 120554.4 | Unit | Unit | 18558 | 6713 | $0.80/therm | 35% Project Cost |  | 23198 | 0.84 | 19486.32
CLEAResult | Business Custom Program | PY2022 | NG-22-01 | 2022-08-19 | BC | 1 | NG-22-01 | 20.12 |  |  | 2022-03-31 | 2022-08-19 |  | 178000 | 178000 | Unit | Unit | 22363 | 18676 | $0.80/therm | 35% Project Cost |  | 27952 | 0.84 | 23479.68
CLEAResult | Business Custom Program | PY2022 | NGPS-20-74 | 2022-11-25 | BC | 1 | NGPS-20-74 | 20.12 |  |  | 2022-06-22 | 2022-11-25 |  | 5004375 | 149729.75 | Unit | Unit | 25836 | 25730 | $0.80/therm | 35% Project Cost |  | 32395 | 0.84 | 27211.8
CLEAResult | Business Custom Program | PY2022 | NG-22-15 | 2022-12-09 | BC | 1 | NG-22-15 | 20.12 |  |  | 2022-08-15 | 2022-12-09 |  | 383878.52 | 98564.48 | Unit | Unit | 27019 | 27019 | $0.80/therm | 35% Project Cost |  | 33774 | 0.84 | 28370.16
CLEAResult | Business Custom Program | PY2022 | NG-22-35 | 2022-12-23 | BC | 1 | NG-22-35 | 20.12 |  |  | 2022-10-01 | 2022-12-23 |  | 13932109 | 287049.46 | Unit | Unit | 27254 | 29672 | $0.80/therm | 35% Project Cost |  | 34067 | 0.84 | 28616.28
CLEAResult | Business Custom Program | PY2022 | NGPS-21-41 | 2022-04-01 | BC | 1 | NGPS-21-41 | 20.12 |  |  | 2021-10-01 | 2022-04-01 |  | 294940 | 294940 | Unit | Unit | 28396 | 8083 | $0.80/therm | 35% Project Cost |  | 35495 | 0.84 | 29815.8
CLEAResult | Business Custom Program | PY2022 | NGPS-21-47 | 2022-12-23 | BC | 1 | NGPS-21-47 | 20.12 |  |  | 2022-06-01 | 2022-12-23 |  | 48567.2 | 48567 | Unit | Unit | 16998 | 32139 | $0.80/therm | 35% Project Cost |  | 36792 | 0.84 | 30905.28
CLEAResult | Business Custom Program | PY2022 | NG-22-06 | 2022-12-23 | BC | 1 | NG-22-06 | 20.12 |  |  | 2022-02-22 | 2022-12-23 |  | 113530 | 14025.3 | Unit | Unit | 35881 | 19820 | $0.80/therm | 35% Project Cost |  | 44851 | 0.84 | 37674.84
CLEAResult | Business Custom Program | PY2022 | NG-20-47 | 2022-11-25 | BC | 1 | NG-20-47 | 20.12 |  |  | 2022-10-01 | 2022-11-25 |  | 88604 | 88604 | Unit | Unit | 31011 | 13370 | $0.80/therm | Capped at 35% Project Cost |  | 45169 | 0.84 | 37941.96
CLEAResult | Business Custom Program | PY2022 | NGPS-21-42 | 2022-04-01 | BC | 1 | NGPS-21-42 | 20.12 |  |  | 2021-10-01 | 2022-04-01 |  | 280603 | 280603 | Unit | Unit | 36140 | 24167 | $0.80/therm | 35% Project Cost |  | 45175 | 0.84 | 37947
CLEAResult | Business Custom Program | PY2022 | NGPS-21-09 | 2022-10-14 | BC | 1 | NGPS-21-09 | 20.12 |  |  | 2021-11-15 | 2022-10-14 |  | 4040518.58 | 471450 | Unit | Unit | 36431 | 29268 | $0.80/therm | 35% Project Cost |  | 45539 | 0.84 | 38252.76
CLEAResult | Business Custom Program | PY2022 | NG-20-45 | 2022-04-29 | BC | 1 | NG-20-45 | 20.12 |  |  | 2020-11-01 | 2022-04-29 |  | 318110 | 65556 | Unit | Unit | 42487 | 42487 | $0.80/therm | 35% Project Cost |  | 53109 | 0.84 | 44611.56
CLEAResult | Business Custom Program | PY2022 | NG-22-02 | 2022-12-30 | BC | 1 | NG-22-02 | 20.12 |  |  | 2022-08-10 | 2022-12-23 |  | 171413.96 | 171413.96 | Unit | Unit | 44819 | 46877 | $0.80/therm | 35% Project Cost |  | 56024 | 0.84 | 47060.16
CLEAResult | Business Custom Program | PY2022 | NG-21-12 | 2022-10-28 | BC | 1 | NG-21-12 | 20.12 |  |  | 2022-05-16 | 2022-10-28 |  | 876417.96 | 146793.47 | Unit | Unit | 49019 | 13288 | $0.80/therm | 35% Project Cost |  | 61274 | 0.84 | 51470.16
CLEAResult | Business Custom Program | PY2022 | NG-20-30 | 2022-12-09 | BC | 1 | NG-20-30 | 20.12 |  |  | 2022-05-01 | 2022-12-09 |  | 379158.72 | 379158.72 | Unit | Unit | 54384 | 14545 | $0.80/therm | 35% Project Cost |  | 67980 | 0.84 | 57103.2
CLEAResult | Business Custom Program | PY2022 | NG-21-28 | 2022-12-09 | BC | 1 | NG-21-28 | 20.12 |  |  | 2021-11-30 | 2022-12-09 |  | 1172361.28 | 1190691.24 | Unit | Unit | 142199 | 35263 | $0.80/therm | 35% Project Cost |  | 177749 | 0.84 | 149309.16
CLEAResult | Business Custom Program | PY2022 | NG-22-32 | 2022-12-09 | BC | 1 | NG-22-32 | 20.12 |  |  | 2022-08-18 | 2022-12-09 |  | 2439069.76 | 2439070 | Unit | Unit | 143388 | 61238 | $0.80/therm | 35% Project Cost |  | 179235 | 0.84 | 150557.4
CLEAResult | Business Custom Program | PY2022 | NGRCx-22-02 | 2022-12-31 | BC | 1 | NGRCx-22-02 | 20.12 |  |  | 2022-05-15 | 2022-12-31 |  | 0 | 0 | Unit | Unit | 21546 | 21546 | $0.10/therm | No Cap |  | 215463 | 0.84 | 180988.92 |  | Project costs have been set to $ 0.00 due to CLEAResult's understanding that NICOR Gas performed repairs at no cost to Brookfeild Zoo. With that said, this project is being characterized as a low-cost/no-cost project for the customer and therefore fits t
CLEAResult | Business Custom Program | PY2022 | OA -22-13 | 2022-07-08 | Opportunity Assessments-Custom | 1 | OA -22-13 | 1 | [7 empty] | Unit | Unit | 3500 |  |  |  | 13578 |  | 0.84 |  | 4
CLEAResult | Business Custom Program | PY2022 | OA-21-30 | 2022-03-18 | Opportunity Assessments-Custom | 1 | OA-21-30 | 1 | [7 empty] | Unit | Unit | 3500 |  |  |  | 42925 |  | 0.84 |  | 8
CLEAResult | Business Custom Program | PY2022 | OA-21-31 | 2022-03-18 | Opportunity Assessments-Custom | 1 | OA-21-31 | 1 | [7 empty] | Unit | Unit | 3500 |  |  |  | 1863 |  | 0.84 |  | 2
CLEAResult | Business Custom Program | PY2022 | OA-22-01 | 2022-04-01 | Opportunity Assessments-Custom | 1 | OA-22-01 | 1 | [7 empty] | Unit | Unit | 3500 |  |  |  | 37041 |  | 0.84 |  | 9
CLEAResult | Business Custom Program | PY2022 | OA-22-02 | 2022-04-29 | Opportunity Assessments-Custom | 1 | OA-22-02 | 1 | [7 empty] | Unit | Unit | 3500 |  |  |  | 8934 |  | 0.84 |  | 7
CLEAResult | Business Custom Program | PY2022 | OA-22-03 | 2022-06-10 | Opportunity Assessments-Custom | 1 | OA-22-03 | 1 | [7 empty] | Unit | Unit | 3500 |  |  |  | 28743 |  | 0.84 |  | 7
CLEAResult | Business Custom Program | PY2022 | OA-22-04 | 2022-06-10 | Opportunity Assessments-Custom | 1 | OA-22-04 | 1 | [7 empty] | Unit | Unit | 3500 |  |  |  | 15588 |  | 0.84 |  | 4
CLEAResult | Business Custom Program | PY2022 | OA-22-05 | 2022-06-10 | Opportunity Assessments-Custom | 1 | OA-22-05 | 1 | [7 empty] | Unit | Unit | 3500 |  |  |  | 44559 |  | 0.84 |  | 7
CLEAResult | Business Custom Program | PY2022 | OA-22-06 | 2022-06-10 | Opportunity Assessments-Custom | 1 | OA-22-06 | 1 | [7 empty] | Unit | Unit | 3500 |  |  |  | 15992 |  | 0.84 |  | 4
CLEAResult | Business Custom Program | PY2022 | OA-22-07 | 2022-06-10 | Opportunity Assessments-Custom | 1 | OA-22-07 | 1 | [7 empty] | Unit | Unit | 3500 |  |  |  | 16775 |  | 0.84 |  | 4
CLEAResult | Business Custom Program | PY2022 | OA-22-09 | 2022-06-10 | Opportunity Assessments-Custom | 1 | OA-22-09 | 1 | [7 empty] | Unit | Unit | 3500 |  |  |  | 17700 |  | 0.84 |  | 4
CLEAResult | Business Custom Program | PY2022 | OA-22-10 | 2022-05-13 | Opportunity Assessments-Custom | 1 | OA-22-10 | 1 | [7 empty] | Unit | Unit | 3500 |  |  |  | 3949 |  | 0.84 |  | 1
CLEAResult | Business Custom Program | PY2022 | OA-22-11 | 2022-06-24 | Opportunity Assessments-Custom | 1 | OA-22-11 | 1 | [7 empty] | Unit | Unit | 3500 |  |  |  | 23740 |  | 0.84 |  | 7
CLEAResult | Business Custom Program | PY2022 | OA-22-12 | 2022-06-24 | Opportunity Assessments-Custom | 1 | OA-22-12 | 1 | [7 empty] | Unit | Unit | 3500 |  |  |  | 13135 |  | 0.84 |  | 6
CLEAResult | Business Custom Program | PY2022 | OA-22-14 | 2022-06-24 | Opportunity Assessments-Custom | 1 | OA-22-14 | 1 | [7 empty] | Unit | Unit | 3500 |  |  |  | 24183 |  | 0.84 |  | 7
CLEAResult | Business Custom Program | PY2022 | OA-22-15 | 2022-07-22 | Opportunity Assessments-Custom | 1 | OA-22-15 | 1 | [7 empty] | Unit | Unit | 3500 |  |  |  | 21136 |  | 0.84 |  | 8
CLEAResult | Business Custom Program | PY2022 | OA-22-17 | 2022-09-02 | Opportunity Assessments-Custom | 1 | OA-22-17 | 1 | [7 empty] | Unit | Unit | 3500 |  |  |  | 68001 |  | 0.84 |  | 6
CLEAResult | Business Custom Program | PY2022 | OA-22-18 | 2022-10-14 | Opportunity Assessments-Custom | 1 | OA-22-18 | 1 | [7 empty] | Unit | Unit | 3500 |  |  |  | 22230 |  | 0.84 |  | 8
CLEAResult | Business Custom Program | PY2022 | OA-22-19 | 2022-10-14 | Opportunity Assessments-Custom | 1 | OA-22-19 | 1 | [7 empty] | Unit | Unit | 3500 |  |  |  | 18651 |  | 0.84 |  | 11
CLEAResult | Business Custom Program | PY2022 | OA-22-20 | 2022-12-09 | Opportunity Assessments-Custom | 1 | OA-22-20 | 1 | [7 empty] | Unit | Unit | 3500 |  |  |  | 16540 |  | 0.84 |  | 7
CLEAResult | Business Custom Program | PY2022 | OA-22-21 | 2022-11-11 | Opportunity Assessments-Custom | 1 | OA-22-21 | 1 | [7 empty] | Unit | Unit | 3500 |  |  |  | 10393 |  | 0.84 |  | 3
CLEAResult | Business Custom Program | PY2022 | OA-22-22 | 2022-11-11 | Opportunity Assessments-Custom | 1 | OA-22-22 | 1 | [7 empty] | Unit | Unit | 3500 |  |  |  | 31730 |  | 0.84 |  | 2
CLEAResult | Business Custom Program | PY2022 | OA-22-23 | 2022-12-23 | Opportunity Assessments-Custom | 1 | OA-22-23 | 1 | [7 empty] | Unit | Unit | 3500 |  |  |  | 18324 |  | 0.84 |  | 7
CLEAResult | Business Custom Program | PY2022 | OA-22-24 | 2022-12-31 | Opportunity Assessments-Custom | 1 | OA-22-24 | 1 | [7 empty] | Unit | Unit | 3500 |  |  |  | 37955 |  | 0.84 |  | 5
CLEAResult | Business Custom Program | PY2022 | OA-22-25 | 2022-12-23 | Opportunity Assessments-Custom | 1 | OA-22-25 | 1 | [7 empty] | Unit | Unit | 3500 |  |  |  | 81249 |  | 0.84 |  | 6
CLEAResult | Business Custom Program | PY2022 | PSA-21-28 | 2022-12-23 | Public Sector Assessment | 1 | PSA-21-28 | 1 | [7 empty] | Unit | Unit | 10500 |  |  |  | 15572 |  | 0.84 |  | 13
CLEAResult | Business Custom Program | PY2022 | PSA-21-29 | 2022-12-23 | Public Sector Assessment | 1 | PSA-21-29 | 1 | [7 empty] | Unit | Unit | 10500 |  |  |  | 15187 |  | 0.84 |  | 16
CLEAResult | Business Custom Program | PY2022 | PSA-21-59 | 2022-03-04 | Public Sector Assessment | 1 | PSA-21-59 | 1 | [7 empty] | Unit | Unit | 10500 |  |  |  | 19205 |  | 0.84 |  | 16
CLEAResult | Business Custom Program | PY2022 | PSA-22-01 | 2022-07-08 | Public Sector Assessment | 1 | PSA-22-01 | 1 | [7 empty] | Unit | Unit | 10500 |  |  |  | 6089 |  | 0.84 |  | 7
CLEAResult | Business Custom Program | PY2022 | PSA-22-02 | 2022-07-08 | Public Sector Assessment | 1 | PSA-22-02 | 1 | [7 empty] | Unit | Unit | 10500 |  |  |  | 9647 |  | 0.84 |  | 5
CLEAResult | Business Custom Program | PY2022 | PSA-22-03 | 2022-07-08 | Public Sector Assessment | 1 | PSA-22-03 | 1 | [7 empty] | Unit | Unit | 10500 |  |  |  | 68409 |  | 0.84 |  | 13
CLEAResult | Business Custom Program | PY2022 | PSA-22-04 | 2022-07-08 | Public Sector Assessment | 1 | PSA-22-04 | 1 | [7 empty] | Unit | Unit | 10500 |  |  |  | 20007 |  | 0.84 |  | 9
CLEAResult | Business Custom Program | PY2022 | PSA-22-05 | 2022-07-08 | Public Sector Assessment | 1 | PSA-22-05 | 1 | [7 empty] | Unit | Unit | 10500 |  |  |  | 34041 |  | 0.84 |  | 18
CLEAResult | Business Custom Program | PY2022 | PSA-22-06 | 2022-07-08 | Public Sector Assessment | 1 | PSA-22-06 | 1 | [7 empty] | Unit | Unit | 10500 |  |  |  | 17839 |  | 0.84 |  | 10
CLEAResult | Business Custom Program | PY2022 | PSA-22-07 | 2022-07-08 | Public Sector Assessment | 1 | PSA-22-07 | 1 | [7 empty] | Unit | Unit | 10500 |  |  |  | 47538 |  | 0.84 |  | 12
CLEAResult | Business Custom Program | PY2022 | PSA-22-08 | 2022-07-08 | Public Sector Assessment | 1 | PSA-22-08 | 1 | [7 empty] | Unit | Unit | 10500 |  |  |  | 29761 |  | 0.84 |  | 7
CLEAResult | Business Custom Program | PY2022 | PSA-22-09 | 2022-07-08 | Public Sector Assessment | 1 | PSA-22-09 | 1 | [7 empty] | Unit | Unit | 10500 |  |  |  | 27488 |  | 0.84 |  | 13
CLEAResult | Business Custom Program | PY2022 | PSA-22-10 | 2022-07-08 | Public Sector Assessment | 1 | PSA-22-10 | 1 | [7 empty] | Unit | Unit | 10500 |  |  |  | 7961 |  | 0.84 |  | 8
CLEAResult | Business Custom Program | PY2022 | PSA-22-11 | 2022-07-08 | Public Sector Assessment | 1 | PSA-22-11 | 1 | [7 empty] | Unit | Unit | 10500 |  |  |  | 22967 |  | 0.84 |  | 13
CLEAResult | Business Custom Program | PY2022 | PSA-22-12 | 2022-07-08 | Public Sector Assessment | 1 | PSA-22-12 | 1 | [7 empty] | Unit | Unit | 10500 |  |  |  | 11228 |  | 0.84 |  | 11
CLEAResult | Business Custom Program | PY2022 | PSA-22-13 | 2022-07-08 | Public Sector Assessment | 1 | PSA-22-13 | 1 | [7 empty] | Unit | Unit | 10500 |  |  |  | 13038 |  | 0.84 |  | 11
CLEAResult | Business Custom Program | PY2022 | PSA-22-14 | 2022-07-08 | Public Sector Assessment | 1 | PSA-22-14 | 1 | [7 empty] | Unit | Unit | 10500 |  |  |  | 47884 |  | 0.84 |  | 10
CLEAResult | Business Custom Program | PY2022 | PSA-22-15 | 2022-07-08 | Public Sector Assessment | 1 | PSA-22-15 | 1 | [7 empty] | Unit | Unit | 10500 |  |  |  | 36781 |  | 0.84 |  | 13
CLEAResult | Business Custom Program | PY2022 | PSA-22-16 | 2022-11-11 | Public Sector Assessment | 1 | PSA-22-16 | 1 | [7 empty] | Unit | Unit | 10500 |  |  |  | 45003 |  | 0.84 |  | 11
CLEAResult | Business Custom Program | PY2022 | PSA-22-17 | 2022-12-23 | Public Sector Assessment | 1 | PSA-22-17 | 1 | [7 empty] | Unit | Unit | 10500 |  |  |  | 18417 |  | 0.84 |  | 15
CLEAResult | Business Custom Program | PY2022 | PSA-22-18 | 2022-12-31 | Public Sector Assessment | 1 | PSA-22-18 | 1 | [7 empty] | Unit | Unit | 10500 |  |  |  | 14371 |  | 0.84 |  | 15
CLEAResult | Business Custom Program | PY2022 | PSA-22-19 | 2022-12-31 | Public Sector Assessment | 1 | PSA-22-19 | 1 | [7 empty] | Unit | Unit | 10500 |  |  |  | 9704 |  | 0.84 |  | 13
CLEAResult | Business Custom Program | PY2022 | PSA-22-20 | 2022-12-31 | Public Sector Assessment | 1 | PSA-22-20 | 1 | [7 empty] | Unit | Unit | 10500 |  |  |  | 15151 |  | 0.84 |  | 14
CLEAResult | Business Custom Program | PY2022 | SA-20-04 | 2022-08-19 | RCx Study - Stand Alone | 1 | SA-20-04 | 0 | [7 empty] | Unit | Unit | 14400 |  |  |  | 26635 |  | 0.98 |  | 2
CLEAResult | Business Custom Program | PY2022 | SA-21-01 | 2022-06-24 | RCx Study - Stand Alone | 1 | SA-21-01 | 0 | [7 empty] | Unit | Unit | 14400 |  |  |  | 4305 |  | 0.98 |  | 3
CLEAResult | Business Custom Program | PY2022 | SA-21-02 | 2022-03-04 | RCx Study - Stand Alone | 1 | SA-21-02 | 0 | [7 empty] | Unit | Unit | 14400 |  |  |  | 53668 |  | 0.98 |  | 2
CLEAResult | Business Custom Program | PY2022 | SA-21-05 | 2022-05-13 | RCx Study - Stand Alone | 1 | SA-21-05 | 0 | [7 empty] | Unit | Unit | 14400 |  |  |  | 60483 |  | 0.98 |  | 4
CLEAResult | Business Custom Program | PY2022 | SA-22-01 | 2022-12-30 | RCx Study - Stand Alone | 1 | SA-22-01 | 0 | [7 empty] | Unit | Unit | 14400 |  |  |  | 2421 |  | 0.98 |  | 3

## Steam_Trap EOY (hidden)
BEER Program
Measure Name | Quantity | GrossAnnualThermSavings | NetAnnualThermsMeasure | IMC | Total IMC
Steam Trap, Dry Cleaner | 660 | 326545.6276 | 300421.48 | 77 | 50820
Steam Trap, Commercial | 575 | 50245.5148 | 46225.63 | 77 | 44275
Steam Trap, Indust MP 15-30 psig | 105 | 63512.7173 | 58431.48 | 180 | 18900
Steam Trap, Indust MP 30-75 psig | 32 | 67591.9088 | 62184.46 | 223 | 7136
Steam Trap, Indust HP 75-125 psig | 85 | 340396.9297 | 313165.03 | 276 | 23460
Steam Trap, Indust HP 125-175 psig | 22 | 108568.0083 | 99882.5 | 322 | 7084
Steam Trap, Indust HP 175-250 psig | 5 | 42137.5665 | 38766.55 | 370 | 1850
Steam Trap, Indust HP 250 psig | 7 | 72253.9802 | 66473.62 | 418 | 2926
|  | 1071252.2532 | 985550.75 |  | 156451

## 2022 Measure Cost and Count (hidden)
Measure Name (Standardized) | Gross IMC | Net IMC | Measure Count | Measure Name (Reported) | Gross IMC | Net IMC | Measure Name (Standardized) | Verified Annual Gross Therms | Verified Gross Lifetime Savings | Measure Life (Years)
#REF! | #REF! | #REF! | #REF! | #REF! | #REF! | #REF! | #REF! | #REF! | #REF! | #REF!
| #REF! | #REF! | #REF! |  | #REF! | #REF! |  | #REF! | #REF! | #REF!
| #REF! | #REF! | #REF! |  | #REF! | #REF! |  | #REF! | #REF! | #REF!
| #REF! | #REF! | #REF! |  | #REF! | #REF! |  | #REF! | #REF! | #REF!
| #REF! | #REF! | #REF! |  | #REF! | #REF! |  | #REF! | #REF! | #REF!
| #REF! | #REF! | #REF! |  | #REF! | #REF! |  | #REF! | #REF! | #REF!
| #REF! | #REF! | #REF! |  | #REF! | #REF! |  | #REF! | #REF! | #REF!
| #REF! | #REF! | #REF! |  | #REF! | #REF! |  | #REF! | #REF! | #REF!
| #REF! | #REF! | #REF! |  | #REF! | #REF! |  | #REF! | #REF! | #REF!
| #REF! | #REF! | #REF! |  | #REF! | #REF! |  | #REF! | #REF! | #REF!
| #REF! | #REF! | #REF! |  | #REF! | #REF! |  | #REF! | #REF! | #REF!
| #REF! | #REF! | #REF! |  | #REF! | #REF! |  | #REF! | #REF! | #REF!
| #REF! | #REF! | #REF! |  | #REF! | #REF! |  | #REF! | #REF! | #REF!
| #REF! | #REF! | #REF! |  | #REF! | #REF! |  | #REF! | #REF! | #REF!
| #REF! | #REF! | #REF! |  | #REF! | #REF! |  | #REF! | #REF! | #REF!
| #REF! | #REF! | #REF! |  | #REF! | #REF! |  | #REF! | #REF! | #REF!
| #REF! | #REF! | #REF! |  | #REF! | #REF! |  | #REF! | #REF! | #REF!
| #REF! | #REF! | #REF! |  | #REF! | #REF! |  | #REF! | #REF! | #REF!
| #REF! | #REF! | #REF! |  | #REF! | #REF! |  | #REF! | #REF! | #REF!
| #REF! | #REF! | #REF! |  | #REF! | #REF! |  | #REF! | #REF! | #REF!
| #REF! | #REF! | #REF! |  | #REF! | #REF! |  | #REF! | #REF! | #REF!
| #REF! | #REF! | #REF! |  | #REF! | #REF! |  | #REF! | #REF! | #REF!
| #REF! | #REF! | #REF! |  | #REF! | #REF! |  | #REF! | #REF! | #REF!
| #REF! | #REF! | #REF! |  | #REF! | #REF! |  | #REF! | #REF! | #REF!
| #REF! | #REF! | #REF! |  | #REF! | #REF! |  | #REF! | #REF! | #REF!
| #REF! | #REF! | #REF! |  | #REF! | #REF! |  | #REF! | #REF! | #REF!
| #REF! | #REF! | #REF! |  | #REF! | #REF! |  | #REF! | #REF! | #REF!
| #REF! | #REF! | #REF! |  | #REF! | #REF! |  | #REF! | #REF! | #REF!
| #REF! | #REF! | #REF! |  | #REF! | #REF! |  | #REF! | #REF! | #REF!
| #REF! | #REF! | #REF! |  | #REF! | #REF! |  | #REF! | #REF! | #REF!
| #REF! | #REF! | #REF! |  | #REF! | #REF! |  | #REF! | #REF! | #REF!
| #REF! | #REF! | #REF! |  | #REF! | #REF! |  | #REF! | #REF! | #REF!
| #REF! | #REF! | #REF! |  | #REF! | #REF! |  | #REF! | #REF! | #REF!
| #REF! | #REF! | #REF! |  | #REF! | #REF! |  | #REF! | #REF! | #REF!
| #REF! | #REF! | #REF! |  | #REF! | #REF! |  | #REF! | #REF! | #REF!
| #REF! | #REF! | #REF! |  | #REF! | #REF! |  | #REF! | #REF! | #REF!
| #REF! | #REF! | #REF! |  | #REF! | #REF! |  | #REF! | #REF! | #REF!
| #REF! | #REF! | #REF! |  | #REF! | #REF! |  | #REF! | #REF! | #REF!
| #REF! | #REF! | #REF! |  | #REF! | #REF! |  | #REF! | #REF! | #REF!
| #REF! | #REF! | #REF! |  | #REF! | #REF! |  | #REF! | #REF! | #REF!
| #REF! | #REF! | #REF! |  | #REF! | #REF! |  | #REF! | #REF! | #REF!
| #REF! | #REF! | #REF! |  | #REF! | #REF! |  | #REF! | #REF! | #REF!
| #REF! | #REF! | #REF! |  | #REF! | #REF! |  | #REF! | #REF! | #REF!
| #REF! | #REF! | #REF! |  | #REF! | #REF! |  | #REF! | #REF! | #REF!
| #REF! | #REF! | #REF! |  | #REF! | #REF! |  | #REF! | #REF! | #REF!
| #REF! | #REF! | #REF! |  | #REF! | #REF! |  | #REF! | #REF! | #REF!
| #REF! | #REF! | #REF! |  | #REF! | #REF! |  | #REF! | #REF! | #REF!
| #REF! | #REF! | #REF! |  | #REF! | #REF! |  | #REF! | #REF! | #REF!
| #REF! | #REF! | #REF! |  | #REF! | #REF! |  | #REF! | #REF! | #REF!
| #REF! | #REF! | #REF! |  | #REF! | #REF! |  | #REF! | #REF! | #REF!
| #REF! | #REF! | #REF! |  | #REF! | #REF! |  | #REF! | #REF! | #REF!
| #REF! | #REF! | #REF! |  | #REF! | #REF! |  | #REF! | #REF! | #REF!
| #REF! | #REF! | #REF! |  | #REF! | #REF! |  | #REF! | #REF! | #REF!
| #REF! | #REF! | #REF! |  | #REF! | #REF! |  | #REF! | #REF! | #REF!
| #REF! | #REF! | #REF! |  | #REF! | #REF! |  | #REF! | #REF! | #REF!
| #REF! | #REF! |  |  | #REF! | #REF! |  | #REF! | #REF! | #REF!
[5 empty] | #REF! | #REF! |  | #REF! | #REF! | #REF!
[5 empty] | #REF! | #REF!
[5 empty] | #REF! | #REF! |  | #REF! | #REF!
[5 empty] | #REF! | #REF!
[5 empty] | #REF! | #REF!
[5 empty] | #REF! | #REF!
[5 empty] | #REF! | #REF!
[5 empty] | #REF! | #REF!
[5 empty] | #REF! | #REF!
[5 empty] | #REF! | #REF!
[5 empty] | #REF! | #REF!
[5 empty] | #REF! | #REF!
[5 empty] | #REF! | #REF!
[5 empty] | #REF! | #REF!
[5 empty] | #REF! | #REF!
[5 empty] | #REF! | #REF!
[5 empty] | #REF! | #REF!
[5 empty] | #REF! | #REF!
[5 empty] | #REF! | #REF!
[5 empty] | #REF! | #REF!
[5 empty] | #REF! | #REF!
[5 empty] | #REF! | #REF!
[5 empty] | #REF! | #REF!
[5 empty] | #REF! | #REF!
[5 empty] | #REF! | #REF!
[5 empty] | #REF! | #REF!
[5 empty] | #REF! | #REF!
[5 empty] | #REF! | #REF!
[5 empty] | #REF! | #REF!
[5 empty] | #REF! | #REF!
[5 empty] | #REF! | #REF!
[5 empty] | #REF! | #REF!
[5 empty] | #REF! | #REF!
[5 empty] | #REF! | #REF!
[5 empty] | #REF! | #REF!
[5 empty] | #REF! | #REF!
[5 empty] | #REF! | #REF!
[5 empty] | #REF! | #REF!
[5 empty] | #REF! | #REF!
[5 empty] | #REF! | #REF!
[5 empty] | #REF! | #REF!
[5 empty] | #REF! | #REF!
[5 empty] | #REF! | #REF!
[5 empty] | #REF! | #REF!
[5 empty] | #REF! | #REF!
[5 empty] | #REF! | #REF!
[5 empty] | #REF! | #REF!
[5 empty] | #REF! | #REF!
[5 empty] | #REF! | #REF!
[5 empty] | #REF! | #REF!
[5 empty] | #REF! | #REF!
[5 empty] | #REF! | #REF!
[5 empty] | #REF! | #REF!
[5 empty] | #REF! | #REF!
[5 empty] | #REF! | #REF!
[5 empty] | #REF! | #REF!
[5 empty] | #REF! | #REF!
[5 empty] | #REF! | #REF!
[5 empty] | #REF! | #REF!
[5 empty] | #REF! | #REF!
[5 empty] | #REF! | #REF!
[5 empty] | #REF! | #REF!
[5 empty] | #REF! | #REF!
[5 empty] | #REF! | #REF!
[5 empty] | #REF! | #REF!
[5 empty] | #REF! | #REF!
[5 empty] | #REF! | #REF!
[5 empty] | #REF! | #REF!
[5 empty] | #REF! | #REF!
[5 empty] | #REF! | #REF!
[5 empty] | #REF! | #REF!
[5 empty] | #REF! | #REF!
[5 empty] | #REF! | #REF!
[5 empty] | #REF! | #REF!
[5 empty] | #REF! | #REF!
[5 empty] | #REF! | #REF!
[5 empty] | #REF! | #REF!
[5 empty] | #REF! | #REF!
[5 empty] | #REF! | #REF!
[5 empty] | #REF! | #REF!
[5 empty] | #REF! | #REF!
[5 empty] | #REF! | #REF!
[5 empty] | #REF! | #REF!
[5 empty] | #REF! | #REF!
[5 empty] | #REF! | #REF!
[5 empty] | #REF! | #REF!
[5 empty] | #REF! | #REF!
[5 empty] | #REF! | #REF!
[5 empty] | #REF! | #REF!
[5 empty] | #REF! | #REF!
[5 empty] | #REF! | #REF!
[5 empty] | #REF! | #REF!
[5 empty] | #REF! | #REF!
[5 empty] | #REF! | #REF!
[5 empty] | #REF! | #REF!
[5 empty] | #REF! | #REF!
[5 empty] | #REF! | #REF!
[5 empty] | #REF! | #REF!
[5 empty] | #REF! | #REF!
[5 empty] | #REF! | #REF!
[5 empty] | #REF! | #REF!
[5 empty] | #REF! | #REF!
[5 empty] | #REF! | #REF!
[5 empty] | #REF! | #REF!
[5 empty] | #REF! | #REF!
[5 empty] | #REF! | #REF!
[5 empty] | #REF! | #REF!
[5 empty] | #REF! | #REF!
[5 empty] | #REF! | #REF!
[5 empty] | #REF! | #REF!
[5 empty] | #REF! | #REF!
[5 empty] | #REF! | #REF!
[5 empty] | #REF! | #REF!
[5 empty] | #REF! | #REF!
[5 empty] | #REF! | #REF!
[5 empty] | #REF! | #REF!
[5 empty] | #REF! | #REF!
[5 empty] | #REF! | #REF!
[5 empty] | #REF! | #REF!
[5 empty] | #REF! | #REF!
[5 empty] | #REF! | #REF!
[5 empty] | #REF! | #REF!
[5 empty] | #REF! | #REF!
[5 empty] | #REF! | #REF!
[5 empty] | #REF! | #REF!
[5 empty] | #REF! | #REF!
[5 empty] | #REF! | #REF!
[5 empty] | #REF! | #REF!
[5 empty] | #REF! | #REF!
[5 empty] | #REF! | #REF!
[5 empty] | #REF! | #REF!
[5 empty] | #REF! | #REF!
[5 empty] | #REF! | #REF!
[5 empty] | #REF! | #REF!
[5 empty] | #REF! | #REF!
[5 empty] | #REF! | #REF!
[5 empty] | #REF! | #REF!
[5 empty] | #REF! | #REF!
[5 empty] | #REF! | #REF!
[5 empty] | #REF! | #REF!
[5 empty] | #REF! | #REF!
[5 empty] | #REF! | #REF!

## 2022 TRMSummary (hidden)
# | TRM UI | Version | TRM Code | Measure | Short Measure Name | Measure Grouping | Measure Type | Sector | Cost Units | kWh | kW | Therms | Gallons | Measure Life (Yrs) | Incremental Cost
4.3.12.1 | TRM146.1 | V10 | CI-HWE-TKIN-V01-210101 | Tank Insulation, Outdoor, Thermal Oil | Tank Insulation - Outdoor | Tank Insulation - Outdoor | Water heater | Commercial | Project | 0 | 0 | 24569.2164 | 0 | 15 | 6596.4
4.7.9.1 | TRM147.1 | V10 | CI-CPA-CHR-V01-210101 | Compressed Air Heat Recovery | Compressed Air Heat Recovery | Compressed Air Heat Recovery | Other HVAC | Commercial | Project | 0 | 0 | 21777.8704 | 0 | 15 | 16000
4.4.16.6 | TRM51.6 | V10 | CI-HVC-STRE-V05-180101 | Steam Trap Replacement or Repair - Industrial High Pressure ≥250 psig, Custom Survey | Steam Trap, Indust HP 250 psig | Steam Trap, Indust HP 250 psig | Steam traps | Commercial | Unit | 268.9309 | 0 | 12686.8708 | 104601.66 | 6 | 418
4.4.16.20 | TRM51.20 | V10 | CI-HVC-STRE-V05-180101 | Venturi Steam Trap Replacement or Repair - Industrial High Pressure ≥250 psig, Custom Survey | Venturi Steam Trap, Indust HP 250 psig | Venturi Steam Trap, Indust HP 250 psig | Steam traps | Commercial | Unit | 268.9309 | 0 | 12686.8708 | 104601.66 | 20 | 1045
4.4.19.3 | TRM104.3 | V10 | CI-HVC-DCV-V05-190101 | Demand Controlled Ventilation - De-fault | DCV - Default | DCV | Controls | Commercial | Unit | 0 | 0 | 11212.85 | 0 | 10 | 16950
4.1.17.1 | TRM148 | V10 | CI-AGE-GHEAT-V01-220101 | Greenhouse Thermal Curtain | Greenhouse Heat Curtain | Greenhouse Heat Curtain | Agriculture | Commercial | Project | 0 | 0 | 10830 | 0 | 5 | 90000
4.4.16.5 | TRM51.5 | V10 | CI-HVC-STRE-V05-180101 | Steam Trap Replacement or Repair - Industrial High Pressure ≥175 <250 psig, Custom Survey | Steam Trap, Indust HP 175-250 psig | Steam Trap, Indust HP 175-250 psig | Steam traps | Commercial | Unit | 209.9492 | 0 | 9903.4579 | 81660.52 | 6 | 370
4.4.16.19 | TRM51.19 | V10 | CI-HVC-STRE-V05-180101 | Venturi Steam Trap Replacement or Repair - Industrial High Pressure ≥175 <250 psig, Custom Survey | Venturi Steam Trap, Indust HP 175-250 psig | Venturi Steam Trap, Indust HP 175-250 psig | Steam traps | Commercial | Unit | 209.9492 | 0 | 9903.4579 | 81660.52 | 20 | 925
4.4.16.4 | TRM51.4 | V10 | CI-HVC-STRE-V05-180101 | Steam Trap Replacement or Repair - Industrial High Pressure ≥125 <175 psig, Custom Survey | Steam Trap, Indust HP 125-175 psig | Steam Trap, Indust HP 125-175 psig | Steam traps | Commercial | Unit | 155.652 | 0 | 7330.559 | 60541.42 | 6 | 322
4.4.16.18 | TRM51.18 | V10 | CI-HVC-STRE-V05-180101 | Venturi Steam Trap Replacement or Repair - Industrial High Pressure ≥125 <175 psig, Custom Survey | Venturi Steam Trap, Indust HP 125-175 psig | Venturi Steam Trap, Indust HP 125-175 psig | Steam traps | Commercial | Unit | 155.652 | 0 | 7330.559 | 60541.42 | 20 | 805
4.1.18.1 | TRM149 | V10 | CI-AGE-GFILM-V01-220101 | Greenhouse lnfrared Film | Greenhouse Infrared Film | Greenhouse Infrared Film | Agriculture | Commercial | Project | 0 | 0 | 6960 | 0 | 5 | 600
4.3.12.2 | TRM146.2 | V10 | CI-HWE-TKIN-V01-210101 | Tank Insulation, Indoor, High Pressure Steam | Tank Insulation - Indoor | Tank Insulation - Indoor | Water heater | Commercial | Project | 0 | 0 | 6699.5333 | 0 | 15 | 6596.4
4.2.16 | TRM18 | V10 | CI-FSE-VENT-V04-210101 | Kitchen Demand Ventilation Controls | Kitchen Demand Ventilation Controls | Kitchen Demand Ventilation Controls | Controls | Commercial | Project | 0 | 0 | 5998.5 | 0 | 20 | 1992
4.4.16.3 | TRM51.3 | V10 | CI-HVC-STRE-V05-180101 | Steam Trap Replacement or Repair - Industrial High Pressure ≥75 <125 psig, Custom Survey | Steam Trap, Indust HP 75-125 psig | Steam Trap, Indust HP 75-125 psig | Steam traps | Commercial | Unit | 112.0013 | 0 | 5256.3081 | 43563.32 | 6 | 300
4.4.16.17 | TRM51.17 | V10 | CI-HVC-STRE-V05-180101 | Venturi Steam Trap Replacement or Repair - Industrial High Pressure ≥75 <125 psig, Custom Survey | Venturi Steam Trap, Indust HP 75-125 psig | Venturi Steam Trap, Indust HP 75-125 psig | Steam traps | Commercial | Unit | 112.0013 | 0 | 5256.3081 | 43563.32 | 20 | 750
4.4.21.3 | TRM105.2 | V10 | CI-HVC-LBC-V05-160601 | Linkageless Boiler Controls for Space Heating - Agriculture | Boiler, Linkageless Controls | Boiler, Linkageless Controls | Agriculture | Commercial | Project | 0 | 0 | 5154.795 | 0 | 16 | 11250
4.4.19 | TRM104 | V10 | CI-HVC-DCV-V05-190101 | Demand Controlled Ventilation - Office Building | DCV - Office Building | DCV | Controls | Commercial | Unit | 0 | 0 | 4625.05 | 0 | 10 | 20850
4.3.6 | TRM102 | V10 | CI-HW-HWE-OZLD-V02-190101 | Ozone Laundry - 150 lbs capacity | Ozone Laundry | Ozone Laundry | Clothes washers | Commercial | Unit | 2.93 | 0 | 4605 | 274164.3162 | 10 | 11976
4.4.10.13 | TRM48.13 | V10 | CI-HVC-BOIL-V06-190101 | High Efficiency Boiler Steam - all except natural draft ≥300,000 & ≤2,500,000 Btu/h - 2,000 MBH, Steam | Steam Boilers, ≥85% | Steam Boilers, >85% | Boilers | Commercial | Unit | 0 | 0 | 4306.0766 | 0 | 16.5 | 1803
4.4.4.5 | TRM47.5 | V10 | CI-HVC-BLRC-V03-150601 | Boiler Lockout/ Reset Controls - 3200 MBH | Boiler Reset Controls, Retrofit >1000 MBH | Boiler Reset Controls | Boilers | Commercial | Project | 0 | 0 | 4275.968 | 0 | 16 | 5376
4.4.16.2 | TRM51.2 | V10 | CI-HVC-STRE-V05-180101 | Steam Trap Replacement or Repair - Industrial Medium Pressure ≥30 <75 psig, Custom Survey | Steam Trap, Indust MP 30-75 psig | Steam Trap, Indust MP 30-75 psig | Steam traps | Commercial | Unit | 59.8334 | 0 | 2773.9803 | 23272.42 | 6 | 300
4.4.16.16 | TRM51.16 | V10 | CI-HVC-STRE-V05-180101 | Venturi Steam Trap Replacement or Repair - Industrial Medium Pressure ≥30 <75 psig, Custom Survey | Venturi Steam Trap, Indust MP 30-75 psig | Venturi Steam Trap, Indust MP 30-75 psig | Steam traps | Commercial | Unit | 59.8334 | 0 | 2773.9803 | 23272.42 | 20 | 750
4.3.4.1 | TRM24.1 | V10 | CI-HW_-HWE-PLCV-V02-190101 | Commercial Pool Covers, per 1,000 sf, Indoor | Indoor Pool Covers | Indoor Pool Covers | Water heater | Commercial | Unit | 0 | 0 | 2610 | 15280 | 6 | 2000
4.3.8 | TRM109 | V10 | CI-HW_-HWE-CDHW-V02-180101 | Demand Controls for Central Domestic Hot Water - MF Buildings | CDHW Controls - MF Buildings | CDHW Controls - MF Buildings | Water heater | Commercial | Project | 1103 | 0 | 2507.484 | 0 | 15 | 2210
4.4.29.4 | TRM128.4 | V10 | CI-HVC-PECO-V01-150601 | Stack Economizer for Process Loads Steam (80.7%) Boiler Condensing | Process Economizer for Condensing Steam Boiler | Process Economizer for Condensing Steam Boiler | Boilers | Commercial | Project | 0 | 0 | 2374.5648 | 0 | 15 | 0
4.4.10.5 | TRM48.5 | V10 | CI-HVC-BOIL-V06-190101 | High Efficiency Boiler Hot Water <300,000 Btu/h ≥ January 1, 2022 - 2,500 MBH, Condensing | Condensing Boilers, ≥90% 1701-2500 MBH | Condensing Boilers, ≥90% | Boilers | Commercial | Unit | 0 | 0 | 2167.8316 | 0 | 16.5 | 12165
4.3.9.3 | TRM121.3 | V10 | CI-HW_-HWE-GRTF-V01-160601 | 4.3.9 Heat Recovery Grease Trap Filter Food/Hotel/Hospital - excluding School | Heat Recovery Grease Trap Filter - Food/Hotel/Hospital - excluding School | Heat Recovery Grease Trap Filter - Food/Hotel/Hospital - excluding School | Food Service | Commercial | Project | 0 | 0 | 2031.7335 | 0 | 15 | 9702.25
4.4.29.2 | TRM128.2 | V10 | CI-HVC-PECO-V01-150601 | Stack Economizer for Process Loads Water (81.9%)Boiler Condensing | Process Economizer for Condensing Water Boiler | Process Economizer for Condensing Water Boiler | Boilers | Commercial | Project | 0 | 0 | 1999.9235 | 0 | 15 | 0
4.2.18 | TRM20.1 | V10 | CI-FSE-RKOV-VO2-180101 | Rack Oven - Double Oven Rack Oven - Double | Double Rack Oven | Double Rack Oven | Food service | Commercial | Unit | 0 | 0 | 1930.5 | 0 | 12 | 3000
4.2.18.3 | TRM20.2 | V10 | CI-FSE-RKOV-VO2-180101 | Rack Oven - Double Oven Rack Oven - Double Upstream | Rack Oven - Double Upstream | Rack Oven | Food service | Commercial | Unit | 0 | 0 | 1930.5 | 0 | 12 | 3000
4.4.2.8 | TRM46.8 | V10 | CI-HVC-BLRT-V06-160601 | Space Heating Boiler Tune-up - 3500 | Boiler Tune Up, > 1000 MBH | Boiler Tune Up, Space Heating | Boilers | Commercial | Project | 0 | 0 | 1649.8055 | 0 | 3 | 2905
4.4.29.3 | TRM128.3 | V10 | CI-HVC-PECO-V01-150601 | Stack Economizer for Process Loads Steam (80.7%) Boiler Conventional | Process Economizer for Conventional Steam | Process Economizer for Conventional Steam | Boilers | Commercial | Project | 0 | 0 | 1586.7161 | 0 | 15 | 0
4.3.9.1 | TRM120.1 | V10 | CI-HW_-HWE-GRTF-V01-160601 | 4.3.9 Heat Recovery Grease Trap Filter Average - All Buildings | Heat Recovery Grease Trap Filter - All Buildings | Heat Recovery Grease Trap Filter - All Buildings | Food Service | Commercial | Project | 0 | 0 | 1504.6053 | 0 | 15 | 8957.33
4.4.10.12 | TRM48.12 | V10 | CI-HVC-BOIL-V06-190101 | High Efficiency Boiler Hot Water <300,000 Btu/h ≥ January 1, 2022 - 2,000 MBH, Condensing Public | Condensing Boilers, ≥90% 500-2000 MBH - Public Sector | Hydronic Boilers, ≥85% | Boilers | Commercial | Unit | 0 | 0 | 1426.0212 | 0 | 16.5 | 9231.67
4.4.10.4 | TRM48.4 | V10 | CI-HVC-BOIL-V06-190101 | High Efficiency Boiler Hot Water <300,000 Btu/h ≥ January 1, 2022 - 1,700 MBH, Condensing | Condensing Boilers, ≥90% 1000-1700 MBH | Condensing Boilers, ≥90% | Boilers | Commercial | Unit | 0 | 0 | 1380.6009 | 0 | 16.5 | 9415
4.2.17 | TRM19 | V10 | CI-FSE-PCOK-V02-180101 | Pasta Cooker | Pasta Cooker | Pasta Cooker | Food service | Commercial | Unit | 0 | 0 | 1380 | 0 | 12 | 2400
4.2.17.3 | TRM19.3 | V10 | CI-FSE-PCOK-V02-180101 | Pasta Cooker Upstream | Pasta Cooker Upstream | Pasta Cooker Upstream | Food service | Commercial | Unit | 0 | 0 | 1380 | 0 | 12 | 2400
4.4.4.3 | TRM47.3 | V10 | CI-HVC-BLRC-V03-150601 | Boiler Lockout/ Reset Controls - 1000 MBH | Boiler Reset Controls, Retrofit 1000 MBH | Boiler Reset Controls | Boilers | Commercial | Project | 0 | 0 | 1336.24 | 0 | 16 | 1680
4.4.2.12 | TRM46.12 | V10 | CI-HVC-BLRT-V06-160601 | Space Heating Boiler Tune-up - 2800 | Boiler Tune Up, 2800 MBH BOP | Boiler Tune Up, Space Heating | Boilers | Commercial | Project | 0 | 0 | 1319.8444 | 0 | 3 | 2324
4.4.29.1 | TRM128.1 | V10 | CI-HVC-PECO-V01-150601 | Stack Economizer for Process Loads Water (81.9%)Boiler Conventional | Process Economizer for Conventional Water Boiler | Process Economizer for Conventional Water Boiler | Boilers | Commercial | Project | 0 | 0 | 1206.5654 | 0 | 15 | 0
4.3.8.3 | TRM109.3 | V10 | CI-HW_-HWE-CDHW-V02-180101 | Demand Controls for Central Domestic Hot Water - Dormitories | CDHW Controls - Dormitories | CDHW Controls - Dormitories | Water heater | Commercial | Project | 1103 | 0 | 1205.9607 | 0 | 15 | 2210
4.4.22.3 | TRM106.2 | V10 | CI-HVC-O2TC-V01-140601 | Oxygen Trim Controls - Agriculture | Boiler, Oxygen trim Controls | Boiler, Oxygen Trim Controls | Agriculture | Commercial | Project | 0 | 0 | 1180.1768 | 0 | 20 | 23250
4.4.28.4 | TRM115.4 | V10 | CI-HVC-BECO-V01-150601 | Stack Economizer for HVAC Loads Steam (80.7%) Boiler Condensing | HVAC Economizer for Condensing Steam Boiler | HVAC Economizer for Condensing Steam Boiler | Boilers | Commercial | Project | 0 | 0 | 1162.5363 | 0 | 15 | 0
4.4.2.14 | TRM46.14 | V10 | CI-AGE-GTUNE-V01-220101 | Boiler Tune Up, Greenhouse | Boiler Tune Up, Greenhouse | Boiler Tune Up, Greenhouse | Agriculture | Commercial | Project | 0 | 0 | 1074 | 0 | 3 | 3735
4.3.4.2 | TRM24.2 | V10 | CI-HW_-HWE-PLCV-V02-190101 | Commercial Pool Covers, per 1,000 sf, Outdoor | Outdoor Pool Covers | Outdoor Pool Covers | Water heater | Commercial | Unit | 0 | 0 | 1010 | 8940 | 6 | 2040
4.4.28.2 | TRM115.2 | V10 | CI-HVC-BECO-V01-150601 | Stack Economizer for HVAC Loads Water (81.9%)Boiler Condensing | HVAC Economizer for Condensing Water Boiler | HVAC Economizer for Condensing Water Boiler | Boilers | Commercial | Project | 0 | 0 | 979.1199 | 0 | 15 | 0
4.2.15 | TRM17 | V10 | CI-FSE-IRUB-V02-180101 | Infrared Upright Broiler | Infrared Upright Broiler | Infrared Upright Broiler | Food service | Commercial | Unit | 0 | 0 | 943.488 | 0 | 12 | 4400
4.2.15.3 | TRM17.3 | V10 | CI-FSE-IRUB-V02-180101 | Infrared Upright Broiler Upstream | Infrared Upright Broiler Upstream | Infrared Upright Broiler Upstream | Food service | Commercial | Unit | 0 | 0 | 943.488 | 0 | 12 | 4400
4.4.19.2 | TRM104.2 | V10 | CI-HVC-DCV-V05-190101 | Demand Controlled Ventilation - Restaurant | DCV - Restaurant | DCV | Controls | Commercial | Unit | 0 | 0 | 942 | 0 | 10 | 1750
4.2.4 | TRM7 | V10 | CI-FSE-CVOV-V02-180101 | Conveyor Oven | Large Conveyor Oven, >=25 in | Large Conveyor Oven, >=25 in | Food service | Commercial | Unit | 0 | 0 | 884 | 0 | 17 | 1800
4.2.4.3 | TRM7.3 | V10 | CI-FSE-CVOV-V02-180101 | Conveyor Oven Upstream | Large Conveyor Oven, >=25 in Upstream | Large Conveyor Oven, >=25 in Upstream | Food service | Commercial | Unit | 0 | 0 | 884 | 0 | 17 | 1800
4.4.2.11 | TRM46.11 | V10 | CI-HVC-BLRT-V06-160601 | Space Heating Boiler Tune-up - 1800 | Boiler Tune Up, 1800 MBH BOP | Boiler Tune Up, Space Heating | Boilers | Commercial | Project | 0 | 0 | 848.4714 | 0 | 3 | 799.69
4.4.3 | TRM26 | V10 | CI-HVC-PBTU-V05-160601 | Process Boiler Tune-up - 800 MBU | Boiler Tune Up, Process | Boiler Tune Up, Process | Boilers | Commercial | Project | 0 | 0 | 818.1883 | 0 | 3 | 664
4.4.28.3 | TRM115.3 | V10 | CI-HVC-BECO-V01-150601 | Stack Economizer for HVAC Loads Steam (80.7%) Boiler Conventional | HVAC Economizer for Conventional Steam Boiler | HVAC Economizer for Conventional Steam Boiler | Boilers | Commercial | Project | 0 | 0 | 776.8224 | 0 | 15 | 0
4.4.16.1 | TRM51.1 | V10 | CI-HVC-STRE-V05-180101 | Steam Trap Replacement or Repair - Industrial Medium Pressure >15 psig < 30 psig, Custom Survey | Steam Trap, Indust MP 15-30 psig | Steam Trap, Indust MP 15-30 psig | Steam traps | Commercial | Unit | 16.6086 | 0 | 762.9049 | 6459.96 | 6 | 300
4.4.16.15 | TRM51.15 | V10 | CI-HVC-STRE-V05-180101 | Venturi Steam Trap Replacement or Repair - Industrial Medium Pressure >15 psig < 30 psig, Custom Survey | Venturi Steam Trap, Indust MP 15-30 psig | Venturi Steam Trap, Indust MP 15-30 psig | Steam traps | Commercial | Unit | 16.6086 | 0 | 762.9049 | 6459.96 | 20 | 750
4.2.3.1 | TRM43.1 | V10 | CI-FSE-STMC-V05-190101 | Commercial Steam Cooker- Natural Gas Steam Cooker, Avg Efficient, Unknown, 3 pans | Commercial Steamer, E ≥38% | Commercial Steamer, E >38% | Food service | Commercial | Unit | 0 | 0 | 752.0123 | 65745 | 12 | 998
4.2.3.3 | TRM43.3 | V10 | CI-FSE-STMC-V05-190101 | Commercial Steam Cooker- Natural Gas Steam Cooker, Avg Efficient, Unknown,Upstream, 3 pans | Commercial Steamer, E ≥38% Upstream | Commercial Steamer, E ≥38% Upstream | Food service | Commercial | Unit | 0 | 0 | 752.0123 | 65745 | 12 | 998
4.4.10.3 | TRM48.3 | V10 | CI-HVC-BOIL-V06-190101 | High Efficiency Boiler Hot Water <300,000 Btu/h ≥ January 1, 2022 - 999 MBH, Condensing | Condensing Boilers, ≥90% 500-999 MBH | Condensing Boilers, ≥90% | Boilers | Commercial | Unit | 0 | 0 | 729.631 | 0 | 16.5 | 6115
4.2.12 | TRM14 | V10 | CI-FSE-IRCB-V02-180101 | Infrared Charbroiler | Infrared Charbroiler | Infrared Charbroiler | Food service | Commercial | Unit | 0 | 0 | 706.68 | 0 | 12 | 2173
4.2.12.3 | TRM14.3 | V10 | CI-FSE-IRCB-V02-180101 | Infrared Charbroiler Upstream | Infrared Charbroiler Upstream | Infrared Charbroiler Upstream | Food service | Commercial | Unit | 0 | 0 | 706.68 | 0 | 12 | 2173
4.3.9.2 | TRM121.2 | V10 | CI-HW_-HWE-GRTF-V01-160601 | 4.3.9 Heat Recovery Grease Trap Filter School - Average | Heat Recovery Grease Trap Filter - School | Heat Recovery Grease Trap Filter - School | Food Service | Commercial | Project | 0 | 0 | 706.5923 | 0 | 15 | 7467.5
4.8.4.3 | TRM122.3 | V10 | CI-MSC-MODD-V01-160601 | Modulating Commercial Gas Clothes Dryer - On-Premise Laundromats | Modulating Commercial Gas Clothes Dryer - On Premise Laundromat | Modulating Commercial Gas Clothes Dryer - On Premise Laundromat | Clothes washers | Commercial | Unit | 0 | 0 | 649.26 | 0 | 14 | 700
4.4.16.9 | TRM51.9 | V10 | CI-HVC-STRE-V05-180101 | Steam Trap Replacement or Repair - Commercial Dry Cleaners, Custom Survey | Steam Trap, Dry Cleaner | Steam Trap, Dry Cleaner | Steam traps | Commercial | Unit | 14.2774 | 0 | 648.0151 | 5553.25 | 6 | 300
4.4.16.23 | TRM51.23 | V10 | CI-HVC-STRE-V05-180101 | Venturi Steam Trap Replacement or Repair - Commercial Dry Cleaners, Custom Survey | Venturi Steam Trap, Dry Cleaner | Venturi Steam Trap, Dry Cleaner | Steam traps | Commercial | Unit | 14.2774 | 0 | 648.0151 | 5553.25 | 20 | 750
4.2.13 | TRM15 | V10 | CI-FSE-IROV-V02-180101 | Rotisserie Oven | Rotisserie Oven | Rotisserie Oven | Food service | Commercial | Unit | 0 | 0 | 599.04 | 0 | 12 | 2665
4.2.13.3 | TRM15.3 | V10 | CI-FSE-IROV-V02-180101 | Rotisserie Oven Upstream | Rotisserie Oven Upstream | Rotisserie Oven | Food service | Commercial | Unit | 0 | 0 | 599.04 | 0 | 12 | 2665
5.3.7.25 | TRM90.25 | V10 | RS-HVC-GHEF-V08-190101 | Gas High Efficiency Furnace AFUE ≥130% - TOS - Single-Family GHP | Furnace, >130% AFUE GHP Combi | Furnace, >130% AFUE GHP Combi | Furnaces | Residential | Unit | 0 | 0 | 594.4111 | 0 | 20 | 10000
4.4.28.1 | TRM115.1 | V10 | CI-HVC-BECO-V01-150601 | Stack Economizer for HVAC Loads Water (81.9%)Boiler Conventional | HVAC Economizer for Conventional Water Boiler | HVAC Economizer for Conventional Water Boiler | Boilers | Commercial | Project | 0 | 0 | 590.7087 | 0 | 15 | 0
4.1.19.2 | TRM21.14 | V10 | CI-AGE-ESWH-V01-220101 | Baseline Storage Water Heater - Gas,High Efficiency, ≥88% TE, Dairy | Storage Water Heater, >88% TE, Dairy | Storage Water Heater, >88% TE | Water heater | Commercial | Unit | 0 | 0 | 573.9805 | 0 | 15 | 4886
4.4.16.8 | TRM51.8 | V10 | CI-HVC-STRE-V05-180101 | Steam Trap Replacement or Repair - Industrial Low Pressure <15 psig , Custom Value | Steam Trap, Commercial <15 psig | Steam Trap, Commercial <15 psig | Steam traps | Commercial | Unit | 13.0782 | 0 | 573.916 | 5086.8044 | 6 | 300
4.4.16.22 | TRM51.22 | V10 | CI-HVC-STRE-V05-180101 | Venturi Steam Trap Replacement or Repair - Industrial Low Pressure <15 psig , Custom Value | Venturi Steam Trap, Commercial <15 psig | Venturi Steam Trap, Commercial | Steam traps | Commercial | Unit | 13.0782 | 0 | 573.916 | 5086.8044 | 20 | 750
5.6.5.10 | TRM101.10 | V10 | RS-SHL-AINS-V07-180101 | Attic Insulation IQ MF CC attic: <R19 to R49, attic area = 3440 ft, Multi-Family | Attic Insulation IQ MF CC | Attic Insulation | Shell | Residential | Project | 13.7323 | 0.01831 | 542.8443 | 0 | 20 | 5159.74
4.4.4.2 | TRM47.2 | V10 | CI-HVC-BLRC-V03-150601 | Boiler Lockout/ Reset Controls - 400 MBH | Boiler Reset Controls, 400 MBH | Boiler Reset Controls | Boilers | Commercial | Project | 0 | 0 | 534.496 | 0 | 16 | 672
4.2.7 | TRM10 | V10 | CI-FSE-ESFR-V02-190101 | ENERGY STAR Fryer | Fryer - E >50% | Fryer - E >50% | Food service | Commercial | Unit | 0 | 0 | 512.4638 | 0 | 12 | 1000
4.2.7.3 | TRM10.3 | V10 | CI-FSE-ESFR-V02-190101 | ENERGY STAR Fryer Upstream | Fryer - E >50% Upstream | Fryer - E >50% Upstream | Food service | Commercial | Unit | 0 | 0 | 512.4638 | 0 | 12 | 1000
4.3.7.1 | TRM108 | V10 | CI-HW_-HWE-MDHW-V03-190101 | Central Domestic Hot Water Plants TOS | Central Domestic Hot Water Plants | Central Domestic Hot Water Plants | Water heater | Commercial | Unit | 0 | 0 | 511.2448 | 0 | 15 | 0
4.4.4.7 | TRM47.7 | V10 | CI-HVC-BLRC-V03-150601 | Boiler Lockout/ Reset Controls - 400 MBH - CPOP | Boiler Reset Controls - MF,IE | Boiler Reset Controls - MF,IE | Boilers | Commercial | Project | 0 | 0 | 489.04 | 2 | 16 | 672
4.4.4.6 | TRM47.6 | V10 | CI-HVC-BLRC-V03-150601 | Boiler Lockout/ Reset Controls - 400 MBH - Public Sector | Boiler Reset Controls, 400 MBH - Public Sector | Boiler Reset Controls | Boilers | Commercial | Project | 0 | 0 | 489.04 | 1 | 16 | 672
5.3.7.12 | TRM90.9 | V10 | RS-HVC-GHEF-V08-190101 | Gas High Efficiency Furnace AFUE 97% - EREP - TRM | Furnace, >97% AFUE - Early Retire | Furnace, >97% AFUE - Early Retire | Furnaces | Residential | Unit | 0 | 0 | 481.4361 | 0 | 20 | 3873
4.4.2.7 | TRM46.7 | V10 | CI-HVC-BLRT-V06-160601 | Space Heating Boiler Tune-up - 1000 | Boiler Tune Up, 1000 MBH | Boiler Tune Up, Space Heating | Boilers | Commercial | Project | 0 | 0 | 471.373 | 0 | 3 | 830
4.2.6 | TRM9 | V10 | CI-FSE-ESDW-V04-190101 | ENERGY STAR Dishwasher | Dishwasher | Dishwasher | Dishwasher | Commercial | Unit | 85.5767 | 0.00525 | 459 | 52553.4444 | 15.5556 | 1068.44
4.4.10.2 | TRM48.2 | V10 | CI-HVC-BOIL-V06-190101 | High Efficiency Boiler Hot Water <300,000 Btu/h ≥ January 1, 2022 - 499 MBH, Condensing | Condensing Boilers, ≥90% 300-499 MBH | Condensing Boilers, ≥90% | Boilers | Commercial | Unit | 0 | 0 | 438.5617 | 0 | 16.5 | 4190
5.3.7.11 | TRM90.8 | V10 | RS-HVC-GHEF-V08-190101 | Gas High Efficiency Furnace AFUE 95% - EREP - TRM | Furnace, >95% AFUE - Early Retire | Furnace, >95% AFUE - Early Retire | Furnaces | Residential | Unit | 0 | 0 | 423.8372 | 0 | 20 | 3449
4.4.36 | TRM113 | V10 | CI-HVC-SBAC-V02-190101 | Multi-Family Space Heating Steam Boiler Averaging Controls - 300000 | Steam Boiler Averaging Controls | Steam Boiler Averaging Controls | Boilers | Commercial | Unit | 0 | 0 | 419.3501 | 0 | 20 | 0
4.4.2.10 | TRM46.10 | V10 | CI-HVC-BLRT-V06-160601 | Space Heating Boiler Tune-up - CPOP | Boiler Tune Up - MF,IE | Boiler Tune Up - MF,IE | Boilers | Commercial | Project | 0 | 0 | 411.6867 | 0 | 3 | 747.73
4.4.2.9 | TRM46.9 | V10 | CI-HVC-BLRT-V06-160601 | Space Heating Boiler Tune-up - Public Sector | Boiler Tune Up, Public Sector | Boiler Tune Up, Space Heating | Boilers | Commercial | Project | 0 | 0 | 411.6867 | 0 | 3 | 747.73
4.4.4.1 | TRM47.1 | V10 | CI-HVC-BLRC-V03-150601 | Boiler Lockout/ Reset Controls - 300 MBH | Boiler Reset Controls, 300 MBH | Boiler Reset Controls | Boilers | Commercial | Project | 0 | 0 | 400.872 | 0 | 16 | 504
4.4.2.6 | TRM46.6 | V10 | CI-HVC-BLRT-V06-160601 | Space Heating Boiler Tune-up - 800 | Boiler Tune Up, 800 MBH | Boiler Tune Up, Space Heating | Boilers | Commercial | Project | 0 | 0 | 377.0984 | 0 | 3 | 664
4.2.1.2 | TRM5.2 | V10 | CI-FSE-CBOV-V02-160601 | Combination Oven (16 pans) | Combination Oven (16 pans) | Combination Oven | Food service | Commercial | Unit | 0 | 0 | 363.7054 | 0 | 12 | 4300
4.2.1.11 | TRM5.11 | V10 | CI-FSE-CBOV-V02-160601 | Combination Oven (16 pans) Upstream | Combination Oven (16 pans) Upstream | Combination Oven (16 pans) Upstream | Food service | Commercial | Unit | 0 | 0 | 363.7054 | 0 | 12 | 4300
4.1.15.1 | TRM151 | V10 | CI-AGE-DTUNE-V01-220101 | Grain Dryer Tune Up | Grain Dryer Tune-up | Grain Dryer Tune-up | Agriculture | Commercial | Project | 214.2562 | 0 | 358.3125 | 0 | 1 | 500
4.2.5 | TRM8 | V10 | CI-FSE-ESCV-V02-180101 | ENERGY STAR Convection Oven | Convection Oven, E >46% | Convection Oven, E >46% | Food service | Commercial | Unit | 0 | 0 | 353.4569 | 0 | 12 | 426
4.2.5.3 | TRM8.3 | V10 | CI-FSE-ESCV-V02-180101 | ENERGY STAR Convection Oven Upstream | Convection Oven, E >46% Upstream | Convection Oven, E >46% Upstream | Food service | Commercial | Unit | 0 | 0 | 353.4569 | 0 | 12 | 426
4.4.10.10 | TRM48.10 | V10 | CI-HVC-BOIL-V06-190101 | High Efficiency Boiler Hot Water <300,000 Btu/h ≥ January 1, 2022 - 2,500 MBH, Hydronic | Hydronic Boilers, ≥85% 1701-2500 MBH | Hydronic Boilers, ≥85% | Boilers | Commercial | Unit | 0 | 0 | 351.4257 | 0 | 16.5 | 3070
4.3.1.3 | TRM21.3 | V10 | CI-HW_-HWE-V03-190101 | Water Heater - Gas,High Efficiency, ≥88% TE, Bld Type = Average | Storage Water Heater, >88% TE | Storage Water Heater, >88% TE | Water heater | Commercial | Unit | 0 | 0 | 350.5192 | 0 | 15 | 879
4.4.11.4 | TRM49.4 | V10 | CI-HVC-FRNC-V08-190101 | High Efficiency Furnace- 95.0%, Install Yr. 2012, Building Type: MF - Mid Rise | Furnace, >95% AFUE - CA | Furnace, >95% AFUE - CA | Furnaces | Commercial | Unit | 710 | 0.034534 | 345.489 | 0 | 16.5 | 1511
4.4.11.6 | TRM49.6 | V10 | CI-HVC-FRNC-V08-190101 | High Efficiency Furnace- 97.0%, Install Yr. 2012, Building Type: MF - Mid Rise | Furnace, >97% AFUE - CA | Furnace, >97% AFUE - CA | Furnaces | Commercial | Unit | 710 | 0.034534 | 345.489 | 0 | 16.5 | 1747
5.6.5.17 | TRM101.17 | V10 | RS-SHL-AINS-V07-180101 | Attic Insulation MF attic: <R19 to R49, attic area = 3096 ft, Multi-Family | Attic Insulation MF | Attic Insulation | Shell | Residential | Project | 5.2985 | 0.0068247 | 320.3671 | 0 | 20 | 4573.97
4.4.11.2 | TRM49.2 | V10 | CI-HVC-FRNC-V08-190101 | High Efficiency Furnace- 95.0%, Install Yr. 2012, Building Type: Unknown | Furnace, >95% AFUE | Furnace, >95% AFUE | Furnaces | Commercial | Unit | 710 | 0.10078 | 309.7505 | 0 | 16.5 | 1511
4.4.11.5 | TRM49.5 | V10 | CI-HVC-FRNC-V08-190101 | High Efficiency Furnace- 97.0%, Install Yr. 2012, Building Type: Unknown | Furnace, >97% AFUE | Furnace, >97% AFUE | Furnaces | Commercial | Unit | 710 | 0.10078 | 309.7505 | 0 | 16.5 | 1747
4.4.38.2 | TRM124.2 | V10 | CI-HVC-CRAC-V01-180102 | Covers and Gap Sealers for Room Air Conditioners Joint | Covers and Gap Sealers for Room Air Conditioners Joint, MF - Mid Rise, 5 Stories Joint | AC Cover and Gap Sealer (DI) - MF IU | Other HVAC | Commercial | Project | 79.6781 | 0 | 294.552 | 0 | 5 | 2780
4.4.38.1 | TRM124.1 | V10 | CI-HVC-CRAC-V01-180101 | Covers and Gap Sealers for Room Air Conditioners | Covers and Gap Sealers for Room Air Conditioners, MF - Mid Rise, 5 Stories | AC Cover and Gap Sealer (DI) - MF IU | Other HVAC | Commercial | Project | 2655.936 | 0 | 294.552 | 0 | 5 | 2780
4.4.20 | TRM114 | V10 | CI-HVAC-HTBC-V04-140601 | High Turndown Burner for Space Heating Boilers | High Turndown Burner | High Turndown Burner | Boilers | Commercial | Project | 0 | 0 | 294 | 0 | 21 | 2024
4.4.11.3 | TRM49.3 | V10 | CI-HVC-FRNC-V08-190101 | High Efficiency Furnace- 92.0%, Install Yr. 2012, Building Type: MF - Mid Rise | Furnace, >92% AFUE - CA | Furnace, >92% AFUE - CA | Furnaces | Commercial | Unit | 710 | 0.034534 | 291.5064 | 0 | 16.5 | 802
4.4.49.1 | TRM144.1 | V10 | CI-HVC-BCHD-V01-210101 | Boiler Chemical Descaling | Boiler Chemical Descaling | Boiler Chemical Descaling | Boilers | Commercial | Project | 0 | 0 | 288.1875 | 0 | 2 | 428.84
4.4.12 | TRM32 | V10 | CI-HVC-IRHT-V01-190101 | Infrared Heaters (all sizes), Low Intensity | Infrared Heaters | Infrared Heaters | Other HVAC | Commercial | Unit | 0 | 0 | 281.2721 | 0 | 15 | 337.5
5.6.5.15 | TRM101.15 | V10 | RS-SHL-AINS-V07-180101 | Attic Insulation IQ MF Gas Only attic: <R19 to R49, attic area = 3440 ft, Multi-Family | Attic Insulation IQ MF Gas Only | Attic Insulation | Shell | Residential | Project | 5.0606 | 0.0065874 | 276.6807 | 0 | 20 | 3332.36
4.8.4.1 | TRM122.1 | V10 | CI-MSC-MODD-V01-160601 | Modulating Commercial Gas Clothes Dryer - Coin- Operated Laundromats | Modulating Commercial Gas Clothes Dryer - Coin Operaed Laundromat | Modulating Commercial Gas Clothes Dryer - Coin Operaed Laundromat | Clothes washers | Commercial | Unit | 0 | 0 | 266.94 | 0 | 14 | 700
4.4.5 | TRM27 | V10 | CI-HVC-CUHT-V01-190101 | Condensing Unit Heaters | Condensing Unit Heaters, >90% <300 MBH | Condensing Unit Heaters, >90% <300 MBH | Other HVAC | Commercial | Unit | 0 | 0 | 266.0153 | 0 | 12 | 2658.43
5.3.7.17 | TRM90.11 | V10 | RS-HVC-GHEF-V08-190101 | Gas High Efficiency Furnace AFUE ≥97% - TOS - Single-Family - Quality Install (HVAC Save) | Furnace, >97% AFUE HVAC Save | Verified Quality Install | Furnaces | Residential | Unit | 0 | 0 | 262.9675 | 0 | 20 | 1573.51
4.4.10.9 | TRM48.9 | V10 | CI-HVC-BOIL-V06-190101 | High Efficiency Boiler Hot Water <300,000 Btu/h ≥ January 1, 2022 - 1,700 MBH, Hydronic | Hydronic Boilers, ≥85% 1000-1700 MBH | Hydronic Boilers, ≥85% | Boilers | Commercial | Unit | 0 | 0 | 248.0172 | 0 | 16.5 | 2570
5.3.17.1 | TRM119.1 | V10 | RS-HVC-COMB-V01-190101 | Gas High Efficiency Combination Boiler AFUE 95% | Combination Boilers, >95% AFUE <300 MBH | Combination Boilers, >95% AFUE <300 MBH | Boilers | Residential | Unit | 0 | 0 | 247.4665 | 0 | 21.5 | 3522
5.3.17.2 | TRM119.2 | V10 | RS-HVC-COMB-V01-190101 | Gas High Efficiency Combination Boiler Multi-Family AFUE 95% | Combination Boilers, >95% AFUE <300 MBH - MF | Combination Boilers, >95% AFUE <300 MBH - MF | Boilers | Residential | Unit | 0 | 0 | 247.4665 | 0 | 21.5 | 3522
5.3.17.1 | TRM119.3 | V10 | RS-HVC-COMB-V01-190101 | Gas High Efficiency Combination Boiler Single-Family AFUE 95% | Combination Boilers, >95% AFUE <300 MBH - SF | Combination Boilers, >95% AFUE <300 MBH - SF | Boilers | Residential | Unit | 0 | 0 | 247.4665 | 0 | 21.5 | 3522
4.4.11.1 | TRM49.1 | V10 | CI-HVC-FRNC-V08-190101 | High Efficiency Furnace- 92.0%, Install Yr. 2012, Building Type: Unknown | Furnace, >92% AFUE | Furnace, >92% AFUE | Furnaces | Commercial | Unit | 710 | 0.10078 | 246.4019 | 0 | 16.5 | 802
4.4.10.11 | TRM48.11 | V10 | CI-HVC-BOIL-V06-190101 | High Efficiency Boiler Hot Water <300,000 Btu/h ≥ January 1, 2022 - 2,500 MBH, Hydronic | Hydronic Boilers, ≥85% 500-2500 MBH - Public Sector | Hydronic Boilers, ≥85% | Boilers | Commercial | Unit | 0 | 0 | 243.6429 | 0 | 16.5 | 2536.67
4.2.14 | TRM16 | V10 | CI-FSE-IRBL-V02-180101 | Infrared Salamander Broiler | Infrared Salamander Broiler | Infrared Salamander Broiler | Food service | Commercial | Unit | 0 | 0 | 240.24 | 0 | 12 | 1000
4.2.14.3 | TRM16.3 | V10 | CI-FSE-IRBL-V02-180101 | Infrared Salamander Broiler Upstream | Infrared Salamander Broiler Upstream | Infrared Salamander Broiler Upstream | Food service | Commercial | Unit | 0 | 0 | 240.24 | 0 | 12 | 1000
5.6.2.7 | TRM100.7 | V10 | RS-SHL-BINS-V09-190101 | Basement Sidewall Insulation, R-value = 13, 1818 sq ft of insulation, Single Family | Basement/Sidewall Insulation MF PHA | Basement/Sidewall Insulation | Shell | Residential | Project | 6.4808 | 0 | 234.8062 | 0 | 20 | 3381.78
4.4.10.1 | TRM48.1 | V10 | CI-HVC-BOIL-V06-190101 | High Efficiency Boiler Hot Water <300,000 Btu/h ≥ January 1, 2022 - 300 MBH, Condensing | Condensing Boilers, ≥90%, <300 MBH | Condensing Boilers, ≥90% | Boilers | Commercial | Unit | 0 | 0 | 234.0295 | 0 | 16.5 | 3365
4.4.2.5 | TRM46.5 | V10 | CI-HVC-BLRT-V06-160601 | Space Heating Boiler Tune-up - 482 | Boiler Tune Up, 482 MBH | Boiler Tune Up, Space Heating | Boilers | Commercial | Project | 0 | 0 | 227.2018 | 0 | 3 | 400.06
4.4.2.4 | TRM46.4 | V10 | CI-HVC-BLRT-V06-160601 | Space Heating Boiler Tune-up - 650 | Boiler Tune Up, 650 MBH | Boiler Tune Up, Space Heating | Boilers | Commercial | Project | 0 | 0 | 227.2018 | 0 | 3 | 539.5
5.3.7.16 | TRM90.10 | V10 | RS-HVC-GHEF-V08-190101 | Gas High Efficiency Furnace AFUE ≥95% - TOS - Single-Family - Quality Install (HVAC Save) | Furnace, >95% AFUE HVAC Save | Verified Quality Install | Furnaces | Residential | Unit | 0 | 0 | 224.3373 | 0 | 20 | 1380.45
5.3.7.3 | TRM90.3 | V10 | RS-HVC-GHEF-V08-190101 | Gas High Efficiency Furnace AFUE ≥97% - TOS - Single-Family | Furnace, >97% AFUE | Furnace, >97% AFUE | Furnaces | Residential | Unit | 0 | 0 | 221.6533 | 0 | 20 | 1433.51
4.2.11.3 | TRM44.3 | V10 | CI-FSE-SPRY-V05-190101 | High Efficiency Pre-Rinse Spray Valve- Large institutional establishments with cafeteria - DI | Spray Valve (Large Restaurants)-DI | Spray Valve (Med Sized Restaurants)-DI | Low-flow fixtures | Commercial | Unit | 0 | 0 | 221.2708 | 30357.8496 | 5 | 100
4.4.14.28 | TRM50.28 | V10 | CI-HVC-PINS-V05-190101 | Pipe Insulation, Steam X-Large Valve - CPOP | Pipe Insulation, Steam X-Large Valve | Pipe Insulation, Steam X-Large Valve | Pipe insulation | Commercial | LN FT | 0 | 0 | 218.1 | 0 | 15 | 13.97
4.4.48.1 | TRM133.1 | V10 | CI-HVC-THST-V01-200101 | Small Commercial Thermostats | Small Commercial Thermostats | Small Commercial Thermostat | Thermostats | Commercial | Unit | 0 | 0 | 204.108 | 0 | 11 | 175
5.3.7.14 | TRM90.15 | V10 | RS-HVC-GHEF-V08-190101 | Gas High Efficiency Furnace AFUE ≥97% - TOS - Single-Family - Upstream | Upstream Furnace, >97% AFUE | Upstream Furnace, >97% AFUE | Furnaces | Residential | Unit | 0 | 0 | 202.0998 | 0 | 20 | 1433.51
5.3.6.4 | TRM89.4 | V10 | RS-HVC-GHEB-V07-190101 | Gas High Efficiency Boiler Multi-Family AFUE 95% - implemented in 2022 and beyond | Boilers, >95% AFUE <300 MBH - MF | Boilers, >95% AFUE <300 MBH | Boilers | Residential | Unit | 0 | 0 | 200.8762 | 0 | 25 | 1785
5.3.6.2 | TRM89.2 | V10 | RS-HVC-GHEB-V07-190101 | Gas High Efficiency Boiler Single-Family AFUE 95% - implemented in 2022 and beyond | Boilers, >95% AFUE <300 MBH - SF | Boilers, >95% AFUE <300 MBH | Boilers | Residential | Unit | 0 | 0 | 200.8762 | 0 | 25 | 1785
5.6.5.4 | TRM101.3 | V10 | RS-SHL-AINS-V07-180101 | Attic Insulation attic: R5 to R49, attic area = 972 ft, Single Family | Attic Insulation (R5 to R49) SF | Attic Insulation | Shell | Residential | Project | 6.0454 | 0.0072298 | 199.1491 | 0 | 20 | 1076.04
4.8.4.2 | TRM122.2 | V10 | CI-MSC-MODD-V01-160601 | Modulating Commercial Gas Clothes Dryer - Multi-family Dryers | Modulating Commercial Gas Clothes Dryer - Multi-family Dryers | Modulating Commercial Gas Clothes Dryer - Multi-family Dryers | Clothes washers | Commercial | Unit | 0 | 0 | 193.32 | 0 | 14 | 700
5.3.7.24 | TRM90.24 | V10 | RS-HVC-GHEF-V08-190101 | Gas High Efficiency Furnace AFUE ≥97% - TOS - Single-Family RNC | Furnace, >97% AFUE - RNC | Furnace, >97% AFUE - RNC | Furnaces | Residential | Unit | 0 | 0 | 189.1654 | 0 | 20 | 1433.51
5.6.5.16 | TRM101.16 | V10 | RS-SHL-AINS-V07-180101 | Attic Insulation IQ MF Braided Blended attic: <R19 to R49, attic area = 2342 ft, Multi-Family | Attic Insulation IQ MF Braided Blended | Attic Insulation | Shell | Residential | Project | 110.8917 | 0.14119 | 188.3681 | 0 | 20 | 29938.57
5.3.7.1 | TRM90.2 | V10 | RS-HVC-GHEF-V08-190101 | Gas High Efficiency Furnace AFUE ≥95% - TOS - Single-Family | Furnace, >95% AFUE | Furnace, >95% AFUE | Furnaces | Residential | Unit | 0 | 0 | 185.2106 | 0 | 20 | 1240.45
5.3.4.1 | TRM72.1 | V10 | RS-HVC-DINS-V07-190101 | Duct Insulation and Sealing - Evaluation of Distribution Efficiency, 35208 Btu/H, Single family Semi Condition | Duct Sealing SF Unconditioned | Duct Sealing | Duct sealing | Residential | Project | 3.7458 | 0.00018083 | 181.0061 | 0 | 18.5128 | 400
5.3.4.4 | TRM72.4 | V10 | RS-HVC-DINS-V07-190101 | Duct Insulation and Sealing - Evaluation of Distribution Efficiency, 35208 Btu/H, Joint Single family | Duct Sealing SF Unconditioned Joint | Duct Sealing | Duct sealing | Residential | Project | 0 | 0 | 181.0061 | 0 | 18.5128 | 400
4.1.19 | TRM21.13 | V10 | CI-AGE-ESWH-V01-220101 | Baseline Storage Water Heater - Gas, Standard, ≥0.67 EF, Dairy | Storage Water Heater, >0.67 EF, Dairy | Storage Water Heater, >0.67 EF, Dairy | Water heater | Commercial | Unit | 0 | 0 | 179.5813 | 0 | 15 | 616
4.4.2.1 | TRM46.1 | V10 | CI-HVC-BLRT-V06-160601 | Space Heating Boiler Tune-up - 400 | Boiler Tune Up, 400 MBH | Boiler Tune Up, Space Heating | Boilers | Commercial | Project | 0 | 0 | 174.5486 | 0 | 3 | 332
4.8.5.3 | TRM125.3 | V10 | CI-MSC-HSCW-V01-180101 | High Speed Clothes Washer - Hotel/Motel/Hospital | High Speed Clothes Washer - Hotel/Motel/Hospital | High Speed Clothes Washer - Hotel/Motel/Hospital | Clothes washers | Commercial | Unit | 0 | 0 | 168.6485 | 0 | 7 | 145.5
4.8.5.4 | TRM125.4 | V10 | CI-MSC-HSCW-V01-180101 | High Speed Clothes Washer - Hotel/Motel/Hospital - Public Sector | High Speed Clothes Washer - Hotel/Motel/Hospital - Public Sector | High Speed Clothes Washer - Hotel/Motel/Hospital - Public Sector | Clothes washers | Commercial | Unit | 0 | 0 | 168.6485 | 0 | 7 | 145.5
5.3.7.13 | TRM90.14 | V10 | RS-HVC-GHEF-V08-190101 | Gas High Efficiency Furnace AFUE ≥95% - TOS - Single-Family - Upstream | Upstream Furnace, >95% AFUE | Upstream Furnace, >95% AFUE | Furnaces | Residential | Unit | 0 | 0 | 167.2495 | 0 | 20 | 1240.45
5.6.1.9 | TRM99.9 | V10 | RS-SHL-AIRS-V07-190101 | Air Sealing 2,166 cfm Reduction, Multi-Family - 3 story building MF | Air Sealing MF | Air Sealing | Shell | Residential | Project | 9.4294 | 0.0086504 | 166.9487 | 0 | 20 | 3150.01
5.3.7.23 | TRM90.23 | V10 | RS-HVC-GHEF-V08-190101 | Gas High Efficiency Furnace AFUE ≥95% - TOS - Single-Family RNC | Furnace, >95% AFUE - RNC | Furnace, >95% AFUE - RNC | Furnaces | Residential | Unit | 0 | 0 | 156.5455 | 0 | 20 | 1240.45
4.2.8 | TRM11 | V10 | CI-FSE-ESGR-V03-190101 | ENERGY STAR Griddle | Griddle | Griddle | Food service | Commercial | Unit | 0 | 0 | 148.6415 | 0 | 12 | 857
4.2.8.3 | TRM11.3 | V10 | CI-FSE-ESGR-V03-190101 | ENERGY STAR Griddle Upstream | Griddle Upstream | Griddle Upstream | Food service | Commercial | Unit | 0 | 0 | 148.6415 | 0 | 12 | 857
5.6.5.12 | TRM101.12 | V10 | RS-SHL-AINS-V07-180101 | Attic Insulation IQ Anura attic: <R19 to R49, attic area = 1818 ft, Single Family | Attic Insulation IQ Anura | Attic Insulation | Shell | Residential | Project | 3.2006 | 0.0037917 | 146.2225 | 0 | 20 | 3381.78
5.3.7.19 | TRM90.13 | V10 | RS-HVC-GHEF-V08-190101 | Gas High Efficiency Furnace AFUE ≥95% - TOS - Multi-Family - Quality Install (HVAC Save) | Furnace, >95% AFUE - HVAC Save MF IU | Verified Quality Install | Furnaces | Residential | Unit | 0 | 0 | 144.2363 | 0 | 20 | 1380.45
4.4.31.1 | TRM117 | V10 | CI-HVC-FTUN-V02-160601 | Space Heating Furnace Tune-up - 400000 | Small Business Furnace Tune Up | Small Business Furnace Tune Up | Boilers | Commercial | Project | 0 | 0 | 134.2601 | 0 | 3 | 0
4.4.14.27 | TRM50.27 | V10 | CI-HVC-PINS-V05-190101 | Pipe Insulation, Steam Large Valve - CPOP | Pipe Insulation, Steam Large Valve | Pipe Insulation, Steam Large Valve | Pipe insulation | Commercial | LN FT | 0 | 0 | 133.9 | 0 | 15 | 13.97
4.4.10.8 | TRM48.8 | V10 | CI-HVC-BOIL-V06-190101 | High Efficiency Boiler Hot Water <300,000 Btu/h ≥ January 1, 2022 - 999 MBH, Hydronic | Hydronic Boilers, ≥85% 500-999 MBH | Hydronic Boilers, ≥85% | Boilers | Commercial | Unit | 0 | 0 | 131.4858 | 0 | 16.5 | 1970
5.3.7.22 | TRM90.22 | V10 | RS-HVC-GHEF-V08-190101 | Gas High Efficiency Furnace AFUE ≥92% - TOS - Single-Family RNC | Furnace, >92% AFUE - RNC | Furnace, >92% AFUE - RNC | Furnaces | Residential | Unit | 0 | 0 | 131.1104 | 0 | 20 | 995.06
4.4.2.2 | TRM46.2 | V10 | CI-HVC-BLRT-V06-160601 | Space Heating Boiler Tune-up - 300 | Boiler Tune Up, 300 MBH | Boiler Tune Up, Space Heating | Boilers | Commercial | Project | 0 | 0 | 130.9115 | 0 | 3 | 249
5.3.4.3 | TRM72.3 | V10 | RS-HVC-DINS-V07-190101 | Duct Insulation and Sealing - Evaluation of Distribution Efficiency, 35208 Btu/H, Single family | Duct Sealing | Duct Sealing | Duct sealing | Residential | Project | 1.8729 | 9.0417e-05 | 126.7043 | 0 | 18.5128 | 381.09
5.6.5.11 | TRM101.11 | V10 | RS-SHL-AINS-V07-180101 | Attic Insulation IQ MF PHA attic: <R19 to R49, attic area = 2293 ft, Multi-Family | Attic Insulation IQ MF PHA | Attic Insulation | Shell | Residential | Project | 0 | 0 | 126.4037 | 0 | 20 | 6644.95
5.3.6.3 | TRM89.3 | V10 | RS-HVC-GHEB-V07-190101 | Gas High Efficiency Boiler Multi-Family AFUE 90% - implemented in 2022 and beyond | Boiler, 90% AFUE - MF | Boiler, 90% AFUE | Boilers | Residential | Unit | 0 | 0 | 126.1195 | 0 | 25 | 1272
5.3.6.1 | TRM89.1 | V10 | RS-HVC-GHEB-V07-190101 | Gas High Efficiency Boiler Single-Family AFUE 90% - implemented in 2022 and beyond | Boiler, 90% AFUE - SF | Boiler, 90% AFUE | Boilers | Residential | Unit | 0 | 0 | 126.1195 | 0 | 25 | 1272
5.3.7.7 | TRM90.7 | V10 | RS-HVC-GHEF-V08-190101 | Gas High Efficiency Furnace AFUE ≥97% - TOS - Multi-Family | Furnace, >97% AFUE - MF IU | Furnace, >97% AFUE - MF IU | Furnaces | Residential | Unit | 0 | 0 | 121.8697 | 0 | 20 | 1433.51
5.6.1.4 | TRM99.4 | V10 | RS-SHL-AIRS-V07-190101 | Air Sealing 1,075 cfm Reduction, Single Family - 3 story building without Insulation | Air Sealing Without Insulation | Air Sealing Without Attic Insulation | Shell | Residential | Project | 7.9976 | 0.0077589 | 115.0712 | 0 | 20 | 520.54
5.6.1.3 | TRM99.3 | V10 | RS-SHL-AIRS-V07-190101 | Air Sealing 1,075 cfm Reduction, Single Family - 3 story building - Joint without Insulation | Air Sealing Without Insulation Joint | Air Sealing Without Attic Insulation | Shell | Residential | Project | 7.9976 | 0.0077589 | 115.0712 | 0 | 20 | 415.99
4.2.11.5 | TRM44.5 | V10 | CI-FSE-SPRY-V05-190101 | High Efficiency Pre-Rinse Spray Valve- Average of all buildings - DI | Pre-Rinse Spray Valves | Pre-Rinse Spray Valves | Low-flow fixtures | Commercial | Unit | 0 | 0 | 112.4793 | 15431.9069 | 5 | 125
4.4.40.1 | TRM129.1 | V10 | CI-HVC -SPVA-V01-190101 | Gas High Efficiency Single Package Vertical Air Conditioner | Gas High Efficiency Single Package Vertical Air Conditioner | Gas High Efficiency Single Package Vertical Air Conditioner | Air Conditioner | Commercial | Unit | 245.3333 | 0 | 110.76 | 0 | 16.5 | 400
4.2.11.1 | TRM44.1 | V10 | CI-FSE-SPRY-V05-190101 | High Efficiency Pre-Rinse Spray Valve- Medium-sized casual dining restaurants - DI | Spray Valve (Med Sized Restaurants)-DI | Spray Valve (Med Sized Restaurants)-DI | Low-flow fixtures | Commercial | Unit | 0 | 0 | 110.6354 | 15178.9248 | 5 | 75
5.3.7.6 | TRM90.6 | V10 | RS-HVC-GHEF-V08-190101 | Gas High Efficiency Furnace AFUE ≥95% - TOS - Multi-Family | Furnace, >95% AFUE - MF IU | Furnace, >95% AFUE - MF IU | Furnaces | Residential | Unit | 0 | 0 | 107.5321 | 0 | 20 | 1240.45
5.3.7.15 | TRM90.16 | V10 | RS-HVC-GHEF-V08-190101 | Gas High Efficiency Furnace AFUE ≥95% - TOS - Multi-Family - Upstream - | Upstream Furnace, >95% AFUE - MF IU | Upstream Furnace, >95% AFUE - MF IU | Furnaces | Residential | Unit | 0 | 0 | 107.5321 | 0 | 20 | 1240.45
5.3.16.4 | TRM116.4 | V10 | RS-HVC-ADTH-V03-190101 | Advanced Thermostat - (DI - Manual - Single Family) | Advanced Thermostat (DI) - Manual SF | Advanced Thermostat (DI) - Manual | Adv Thermostats | Residential | Unit | 219.8399 | 0 | 102.4794 | 0 | 11 | 72.52
5.3.16.18 | TRM116.18 | V10 | RS-HVC-ADTH-V03-190102 | Advanced Thermostat - (DI Joint - Manual - Single Family) | Advanced Thermostat (DI) - Manual SF Joint | Advanced Thermostat (DI) - Manual | Adv Thermostats | Residential | Unit | 6.5952 | 0 | 102.4794 | 0 | 11 | 210
5.3.16.1 | TRM116.1 | V10 | RS-HVC-ADTH-V03-190101 | Advanced Thermostat - (TOS Joint - Manual - Single Family) | Advanced Thermostat (TOS) - Manual SF | Advanced Thermostat - Manual Baseline | Adv Thermostats | Residential | Unit | 6.5952 | 0 | 102.4794 | 0 | 11 | 82.48
5.4.2.17 | TRM92.21 | V10 | RS-HWE-GWHT-V08-190101 | Gas Water heater- Gas Storage (≤55 gallons) - 50 gals | GHPWH - 50 gal | Gas Heat Pump Water Heater | Water heater | Residential | Unit | 0 | 0 | 102.4671 | 0 | 15 | 1434.48
4.4.16.14 | TRM51.14 | V10 | CI-HVC-STRE-V05-180101 | Steam Trap Replacement or Repair - MF CPOP, all replaced | Steam Trap - MF,IE | Steam Trap - MF,IE | Steam traps | Commercial | Unit | 2.3275 | 0 | 102.1371 | 905.2744 | 6 | 335
4.4.16.7 | TRM51.7 | V10 | CI-HVC-STRE-V05-180101 | Steam Trap Replacement or Repair - Commercial Heating , (including Multifamily) low pressure steam, all replaced | Steam Trap, Commercial | Steam Trap, Commercial | Steam traps | Commercial | Unit | 2.3275 | 0 | 102.1371 | 905.2744 | 6 | 77
4.4.16.14 | TRM51.25 | V10 | CI-HVC-STRE-V05-180101 | Steam Trap Replacement or Repair - MF CPO, all replaced | Steam Trap, MF CPO | Steam Trap, MF CPO | Steam traps | Commercial | Unit | 2.3275 | 0 | 102.1371 | 905.2744 | 6 | 335
4.4.16.24 | TRM51.24 | V10 | CI-HVC-STRE-V05-180101 | Venturi Steam Trap Replacement or Repair - MF CPOP, all replaced | Venturi Steam Trap - MF,IE | Venturi Steam Trap - MF,IE | Steam traps | Commercial | Unit | 2.3275 | 0 | 102.1371 | 905.2744 | 20 | 837.5
4.4.16.21 | TRM51.21 | V10 | CI-HVC-STRE-V05-180101 | Venturi Steam Trap Replacement or Repair - Commercial Heating , (including Multifamily) low pressure steam, all replaced | Venturi Steam Trap, Commercial | Venturi Steam Trap, Commercial | Steam traps | Commercial | Unit | 2.3275 | 0 | 102.1371 | 905.2744 | 20 | 192.5
4.4.14.10 | TRM50.10 | V10 | CI-HVC-PINS-V05-190101 | Pipe Insulation, Outdoor, Process Heating, High pressure steam, Recirculation - Heating Season only | Pipe Insulation, Outdoor HPS Process Heat | Pipe Insulation, Outdoor HPS Process Heat | Pipe insulation | Commercial | LN FT | 0 | 0 | 100.7664 | 0 | 15 | 21.2
5.4.11.2 | TRM142.2 | V10 | RS-DHW-DWHR-V01-210101 | Drain Water Heat Recovery - MF Central Water System 5 Plus Units | Drain Water Heat Recovery - MF | Drain Water Heat Recovery | Water heater | Residential | Unit | 0 | 0 | 100.5707 | 0 | 30 | 742
4.4.23 | TRM107 | V10 | CI-HVC-SODP-V01-140601 | Shut Off Damper for Space Heating Boilers or Furnaces | Shut Off Damper for Space Heating Boilers or Furnaces | Shut Off Damper for Space Heating Boilers or Furnaces | Boilers | Commercial | Project | 0 | 0 | 97.8766 | 0 | 15 | 1500
5.6.5.7 | TRM101.6 | V10 | RS-SHL-AINS-V07-180101 | Attic Insulation IQ SF CC attic: <R19 to R49, attic area = 882 ft, Single Family | Attic Insulation IQ SF CC | Attic Insulation | Shell | Residential | Project | 2.8087 | 0.0033589 | 92.5236 | 0 | 20 | 1863.41
5.6.5.9 | TRM101.9 | V10 | RS-SHL-AINS-V07-180101 | Attic Insulation IQ MF CAA attic: <R19 to R49, attic area = 2342 ft, Multi-Family | Attic Insulation IQ MF CAA | Attic Insulation | Shell | Residential | Project | 0 | 0 | 86.0962 | 0 | 20 | 4460.41
5.3.16.3 | TRM116.3 | V10 | RS-HVC-ADTH-V03-190101 | Advanced Thermostat - (TOS Joint - Blended - Single Family) | Advanced Thermostat - Unknown Baseline | Advanced Thermostat - Unknown Baseline | Adv Thermostats | Residential | Unit | 6.1238 | 0 | 85.3995 | 0 | 11 | 82.48
5.3.16.6 | TRM116.6 | V10 | RS-HVC-ADTH-V03-190101 | Advanced Thermostat - (DI - Blended - Single Family) | Advanced Thermostat (DI) - Blended - SF | Advanced Thermostat (DI) - Blended | Adv Thermostats | Residential | Unit | 204.1261 | 0 | 85.3995 | 0 | 11 | 85.2
5.3.16.16 | TRM116.16 | V10 | RS-HVC-ADTH-V03-190101 | Advanced Thermostat - (All DI Joint - Blended - Single Family) | Advanced Thermostat (DI) - Blended SF All Joint | Advanced Thermostat (DI) - Blended | Adv Thermostats | Residential | Unit | 0 | 0 | 85.3995 | 0 | 11 | 210
5.3.16.11 | TRM116.11 | V10 | RS-HVC-ADTH-V03-190101 | Advanced Thermostat - (DI Joint - Blended - Single Family) | Advanced Thermostat (DI) - Blended SF Joint | Advanced Thermostat (DI) - Blended | Adv Thermostats | Residential | Unit | 6.1238 | 0 | 85.3995 | 0 | 11 | 210
5.3.16.10 | TRM116.10 | V10 | RS-HVC-ADTH-V03-190101 | Advanced Thermostat - (TOS - Blended Nicor - Single Family) | Advanced Thermostat (TOS) - Blended Nicor | Advanced Thermostat (DI) - Blended | Adv Thermostats | Residential | Unit | 6.0638 | 0 | 83.2265 | 0 | 11 | 82.48
4.4.14.11 | TRM50.11 | V10 | CI-HVC-PINS-V05-190101 | Pipe Insulation, Outdoor, Process Heating, Medium pressure steam, Recirculation - Heating Season only | Pipe Insulation, Outdoor MPS Process Heat | Pipe Insulation, Outdoor MPS Process Heat | Pipe insulation | Commercial | LN FT | 0 | 0 | 82.9474 | 0 | 15 | 21.2
5.6.1.2 | TRM99.2 | V10 | RS-SHL-AIRS-V07-190101 | Air Sealing 1,075 cfm Reduction, Single Family - 3 story building | Air Sealing | Air Sealing | Shell | Residential | Project | 7.1083 | 0.0077589 | 82.8512 | 0 | 20 | 529.69
5.6.1.1 | TRM99.1 | V10 | RS-SHL-AIRS-V07-190101 | Air Sealing 1,075 cfm Reduction, Single Family - 3 story building - Joint | Air Sealing Joint | Air Sealing | Shell | Residential | Project | 7.1083 | 0.0077589 | 82.8512 | 0 | 20 | 415.99
5.6.4.4 | TRM101.23 | V10 | RS-SHL-AINS-V07-180101 | Wall Insulation, wall: R5 to R13, wall area = 875 ft, Single Family IQ SF CC | Wall Insulation SF CC | Wall Insulation SF | Shell | Residential | Project | 2.7343 | 0.00327 | 82.5672 | 0 | 20 | 1694.96
5.6.1.5 | TRM99.5 | V10 | RS-SHL-AIRS-V07-190101 | Air Sealing 1,067 cfm Reduction, Single Family - 3 story building IQ CAA SF | Air Sealing IQ SF Blended | Air Sealing | Shell | Residential | Project | 0 | 0 | 82.2495 | 0 | 20 | 1787.35
5.6.1.8 | TRM99.8 | V10 | RS-SHL-AIRS-V07-190101 | Air Sealing 1,045 cfm Reduction, Multi-Family - 3 story building IQ PHA | Air Sealing IQ CC PHA MF | Air Sealing | Shell | Residential | Project | 0 | 0 | 80.5284 | 0 | 20 | 1037.33
4.2.11.2 | TRM44.2 | V10 | CI-FSE-SPRY-V05-190101 | High Efficiency Pre-Rinse Spray Valve- Small, quick- service restaurants - DI | Spray Valve (Small Restaurants)-DI | Spray Valve (Small Restaurants)-DI | Low-flow fixtures | Commercial | Unit | 0 | 0 | 73.7569 | 10119.2832 | 5 | 75
4.4.10.7 | TRM48.7 | V10 | CI-HVC-BOIL-V06-190101 | High Efficiency Boiler Hot Water <300,000 Btu/h ≥ January 1, 2022 - 499 MBH, Hydronic | Hydronic Boilers, ≥85% 300-499 MBH | Hydronic Boilers, ≥85% | Boilers | Commercial | Unit | 0 | 0 | 73.448 | 0 | 16.5 | 1620
5.3.4.2 | TRM72.2 | V10 | RS-HVC-DINS-V07-190101 | Duct Insulation and Sealing - Evaluation of Distribution Efficiency, 35208 Btu/H, Joint Single family Semi Condition | Duct Sealing SF Semi Conditioned Joint | Duct Sealing | Duct sealing | Residential | Project | 0 | 0 | 72.4024 | 0 | 18.5128 | 400
4.3.5.1 | TRM45.1 | V10 | CI-HWE-TKWH-V04-190101 | Tankless Water Heater RF - 75,000 btu/h | Tankless WH < 75 MBTUH | Tankless WH < 75 MBTUH | Water heater | Commercial | Unit | 0 | 0 | 71.9007 | 0 | 20 | 3255
4.3.5.2 | TRM45.2 | V10 | CI-HWE-TKWH-V04-190101 | Tankless Water Heater RF - 75,000 btu/h | Tankless WH >= 75 MBTUH | Tankless WH >= 75 MBTUH | Water heater | Commercial | Unit | 0 | 0 | 71.9007 | 0 | 20 | 3255
4.4.25.5 | TRM111.5 | V10 | CI-HVC- PRGA -V03-190101 | Programmable Thermostat Adjustments - Restaurant – Fast Food | Programmable Thermostat Adjustments - Restaurant – Fast Food | Programmable Thermostat Adjustments - Restaurant – Fast Food | Thermostats | Commercial | Project | 10 | 30 | 71.79 | 0 | 2 | 70.34
4.4.18.5 | TRM103.5 | V10 | CI-HVC-PROG-V02-190101 | Programmable Thermostats - Restaurant – Fast Food | Programmable Thermostats - Restaurant – Fast Food | Programmable Thermostats - CA | Thermostats | Commercial | Unit | 108 | 5 | 71.79 | 0 | 4 | 181
5.3.16.5 | TRM116.5 | V10 | RS-HVC-ADTH-V03-190101 | Advanced Thermostat - (DI - Programmable - Single Family) | Advanced Thermostat (DI) - Programmable SF | Advanced Thermostat (DI) - Programmable | Adv Thermostats | Residential | Unit | 191.1853 | 0 | 71.3337 | 0 | 11 | 95.65
5.3.16.19 | TRM116.19 | V10 | RS-HVC-ADTH-V03-190103 | Advanced Thermostat - (DI Joint - Programmable - Single Family) | Advanced Thermostat (DI) - Programmable SF Joint | Advanced Thermostat (DI) - Programmable | Adv Thermostats | Residential | Unit | 5.7356 | 0 | 71.3337 | 0 | 11 | 210
5.3.16.2 | TRM116.2 | V10 | RS-HVC-ADTH-V03-190101 | Advanced Thermostat - (TOS Joint - Programmable - Single Family) | Advanced Thermostat (TOS) - Programmable SF | Advanced Thermostat - Programmable Baseline | Adv Thermostats | Residential | Unit | 5.7356 | 0 | 71.3337 | 0 | 11 | 82.48
5.6.5.14 | TRM101.14 | V10 | RS-SHL-AINS-V07-180101 | Attic Insulation IQ SF Braided Blended attic: <R19 to R49, attic area = 882 ft, Single Family | Attic Insulation IQ SF Braided Blended | Attic Insulation | Shell | Residential | Project | 47.8638 | 0.053654 | 70.9396 | 0 | 20 | 288.35
4.8.5.1 | TRM125.1 | V10 | CI-MSC-HSCW-V01-180101 | High Speed Clothes Washer - Coin- Operated Laundromats | High Speed Clothes Washer - Coin Operated Laundromats | High Speed Clothes Washer - Coin Operated Laundromats | Clothes washers | Commercial | Unit | 0 | 0 | 69.7297 | 0 | 7 | 145.5
5.3.13.2 | TRM118.2 | V10 | RS-HVC-FTUN-V03-180101 | Verified Quality Maintenance SF-80% Furnace Single family | Verified Quality Maintenance SF | Verified Quality Maintenance SF | Furnaces | Residential | Project | 0 | 0 | 69.72 | 0 | 3 | 325
5.6.3.1 | TRM83.1 | V10 | RS-SHL-FINS-V09-190101 | Floor Insulation Above Crawlspace - Single family, , R-value = 30, Area = 500 ft Joint | Floor Insulation Above Crawlspace | Floor Insulation Above Crawlspace | Shell | Residential | Project | 0 | 0 | 68.6761 | 0 | 20 | 2500
5.6.3.2 | TRM83.2 | V10 | RS-SHL-FINS-V09-190101 | Floor Insulation Above Crawlspace - Single family, , R-value = 30, Area = 500 ft | Floor Insulation Above Crawlspace | Floor Insulation Above Crawlspace | Shell | Residential | Project | 1.3017 | 0.0010642 | 68.6761 | 0 | 20 | 2456.65
5.6.5.5 | TRM101.4 | V10 | RS-SHL-AINS-V07-180101 | Attic Insulation attic: R14 to R49, attic area = 1163 ft, Single Family | Attic Insulation (R14 to R49) SF | Attic Insulation | Shell | Residential | Project | 2.0549 | 0.0024575 | 67.6938 | 0 | 20 | 1272.22
5.3.16.13 | TRM116.13 | V10 | RS-HVC-ADTH-V03-190101 | Advanced Thermostat - (TOS - Manual - Multifamily) | Advanced Thermostat (TOS) - Manual MF | Advanced Thermostat - Manual Baseline | Adv Thermostats | Residential | Unit | 173.9009 | 0 | 66.6116 | 0 | 11 | 125
5.3.14 | TRM119 | V10 | RS-HVC-BREC-V02-190101 | Boiler Reset Controls | Boiler Reset Controls | Boiler Reset Controls | Boilers | Residential | Project | 0 | 0 | 65.8378 | 0 | 16 | 612
4.4.14.12 | TRM50.12 | V10 | CI-HVC-PINS-V05-190101 | Pipe Insulation, Outdoor, Process Heating, Low pressure steam, Recirculation - Heating Season only | Pipe Insulation, Outdoor LPS Process Heat | Pipe Insulation, Outdoor LPS Process Heat | Pipe insulation | Commercial | LN FT | 0 | 0 | 65.1283 | 0 | 15 | 21.2
4.4.14.1 | TRM50.1 | V10 | CI-HVC-PINS-V05-190101 | Pipe Insulation, Outdoor, Space Heating, High pressure steam, Recirculation - Heating Season only | Pipe Insulation, Outdoor HPS Space Heat | Pipe Insulation, Outdoor HPS Space Heat | Pipe insulation | Commercial | LN FT | 0 | 0 | 64.2009 | 0 | 15 | 21.2
5.6.5.13 | TRM101.13 | V10 | RS-SHL-AINS-V07-180101 | Attic Insulation IQ SF Gas Only Blended attic: <R19 to R49, attic area = 882 ft, Single Family | Attic Insulation IQ SF Gas Only Blended | Attic Insulation | Shell | Residential | Project | 1.3556 | 0.0015495 | 64.0214 | 0 | 20 | 229795.76
4.3.8.4 | TRM109.6 | V10 | CI-HW_-HWE-CDHW-V02-180104 | On-Demand DHW Controller - CPOP | On-Demand DHW Controller | On-Demand DHW Controller | Water heater | Commercial | Project | 1103 | 0 | 62.6871 | 0 | 15 | 90.46
5.3.11.1 | TRM91.1 | V10 | RS-HVC-PROG-V05-190101 | Programmable Thermostats - (DI - New Programmable thermostat - Single Family) | Programmable Thermostat (DI) | Programmable Thermostat (DI) | Thermostats | Residential | Project | 57.3264 | 0 | 62.31 | 0 | 8 | 55
5.3.11.12 | TRM91.12 | V10 | RS-HVC-PROG-V05-190101 | Programmable Thermostats - (DI - New Programmable thermostat - Single Family) All Joint | Programmable Thermostat (DI) All Joint | Programmable Thermostat (DI) | Thermostats | Residential | Project | 0 | 0 | 62.31 | 0 | 8 | 55
5.3.11.7 | TRM91.7 | V10 | RS-HVC-PROG-V05-190101 | Programmable Thermostats - (DI - New Programmable thermostat - Single Family) Joint | Programmable Thermostat (DI) Joint | Programmable Thermostat (DI) | Thermostats | Residential | Project | 1.7198 | 0 | 62.31 | 0 | 8 | 55
5.3.11.3 | TRM91.3 | V10 | RS-HVC-PROG-V05-190101 | Programmable Thermostats - (DI - Reprogramming existing thermostat - Single Family) | Thermostat Education (DI) | Thermostat Education (DI) | Thermostats | Residential | Project | 57.3264 | 0 | 62.31 | 0 | 2 | 25
5.3.11.8 | TRM91.8 | V10 | RS-HVC-PROG-V05-190101 | Programmable Thermostats - (DI - Reprogramming existing thermostat - Single Family) Joint | Thermostat Education (DI) Joint | Thermostat Education (DI) | Thermostats | Residential | Project | 1.7198 | 0 | 62.31 | 0 | 2 | 25
5.6.1.7 | TRM99.7 | V10 | RS-SHL-AIRS-V07-190101 | Air Sealing 798 cfm Reduction, Single Family - 3 story building IQ CC SF | Air Sealing IQ CC SF | Air Sealing | Shell | Residential | Project | 6.5195 | 0.0077589 | 61.5189 | 0 | 20 | 863.91
5.6.4.5 | TRM101.24 | V10 | RS-SHL-AINS-V07-180101 | Wall Insulation, wall: R5 to R11, wall area = 719 ft, Single Family IQ SF CAA | Wall Insulation SF CAA | Wall Insulation SF | Shell | Residential | Project | 0 | 0 | 60.1368 | 0 | 20 | 1438
5.4.2.13 | TRM92.13 | V10 | RS-HWE-GWHT-V08-190101 | Gas Water heater- Single-Family - Tankless whole-house unit - 40 gals | On Demand Water Heater - RNC | On Demand Water Heater - RNC | Water heater | Residential | Unit | 0 | 0 | 58.4458 | 0 | 13 | 605
5.4.2.3 | TRM92.3 | V10 | RS-HWE-GWHT-V08-190101 | Gas Water heater- Single-Family - Tankless whole-house unit - 40 gals | Tankless Water Heater | Tankless Water Heater | Water heater | Residential | Unit | 0 | 0 | 58.4458 | 0 | 13 | 605
4.4.25.1 | TRM111.1 | V10 | CI-HVC- PRGA -V03-190101 | Programmable Thermostat Adjustments - Assembly | Programmable Thermostat Adjustments - Assembly | Programmable Thermostat Adjustments - Assembly | Thermostats | Commercial | Project | 10 | 30 | 56.13 | 0 | 2 | 70.34
4.4.18.1 | TRM103.1 | V10 | CI-HVC-PROG-V02-190101 | Programmable Thermostats - Assembly | Programmable Thermostats - Assembly | Programmable Thermostats - CA | Thermostats | Commercial | Unit | 98 | 5 | 56.13 | 0 | 4 | 181
5.6.5.6 | TRM101.5 | V10 | RS-SHL-AINS-V07-180101 | Attic Insulation attic: R16 to R49, attic area = 1163 ft, Single Family | Attic Insulation (R16 to R49) SF HH | Attic Insulation | Shell | Residential | Project | 1.6953 | 0.0020275 | 55.8474 | 0 | 20 | 1439.97
4.4.8.1 | TRM30.1 | V10 | CI-HVC-GREM-V05-150601 | Guest Room Energy Management - 3/4 - 1 ton ton Motel with No Housekeeping Setback | Guest Room Energy Management Motel | Guest Room Energy Management Motel | Controls | Commercial | Project | 143.5875 | 0 | 55.7375 | 0 | 15 | 260
5.3.16.9 | TRM116.9 | V10 | RS-HVC-ADTH-V03-190101 | Advanced Thermostat - (DI - Blended - Multifamily) | Advanced Thermostat (DI) - Blended - MF | Advanced Thermostat (DI) - Blended | Adv Thermostats | Residential | Unit | 163.6869 | 0 | 55.5097 | 0 | 11 | 117.85
5.3.16.17 | TRM116.17 | V10 | RS-HVC-ADTH-V03-190101 | Advanced Thermostat - (All DI Joint - Blended - Multifamily) | Advanced Thermostat (DI) - Blended MF All Joint | Advanced Thermostat (DI) - Blended | Adv Thermostats | Residential | Unit | 0 | 0 | 55.5097 | 0 | 11 | 210
5.3.16.12 | TRM116.12 | V10 | RS-HVC-ADTH-V03-190101 | Advanced Thermostat - (DI Joint - Blended - Multifamily) | Advanced Thermostat (DI) - Blended MF Joint | Advanced Thermostat (DI) - Blended | Adv Thermostats | Residential | Unit | 4.9106 | 0 | 55.5097 | 0 | 11 | 210
5.3.16.15 | TRM116.15 | V10 | RS-HVC-ADTH-V03-190101 | Advanced Thermostat - (TOS - Blended - Multifamily) | Advanced Thermostat (TOS) - Blended MF | Advanced Thermostat - Blended Baseline | Adv Thermostats | Residential | Unit | 163.6869 | 0 | 55.5097 | 0 | 11 | 125
4.8.5.2 | TRM125.2 | V10 | CI-MSC-HSCW-V01-180101 | High Speed Clothes Washer - Multi-family | High Speed Clothes Washer - Multi-family | High Speed Clothes Washer - Multi-family | Clothes washers | Commercial | Unit | 0 | 0 | 55.1351 | 0 | 7 | 145.5
4.4.47.1 | TRM130.1 | V10 | CI-HVC-ADUV-V01-200101 | Air Deflectors for Unit Ventilators | Air Deflectors | Air Deflectors | Other HVAC | Commercial | Unit | 0 | 0 | 55 | 0 | 20 | 250
5.6.5.8 | TRM101.7 | V10 | RS-SHL-AINS-V07-180101 | Attic Insulation IQ SF CAA attic: <R19 to R49, attic area = 882 ft, Single Family | Attic Insulation IQ SF CAA | Attic Insulation | Shell | Residential | Project | 0 | 0 | 53.9999 | 0 | 20 | 1679.8
4.4.14.8 | TRM50.8 | V10 | CI-HVC-PINS-V05-190101 | Pipe Insulation, Outdoor, Space Heating, Medium pressure steam, Recirculation - Heating Season only | Pipe Insulation, Outdoor MPS Space Heat | Pipe Insulation, Outdoor MPS Space Heat | Pipe insulation | Commercial | LN FT | 0 | 0 | 52.8479 | 0 | 15 | 21.2
4.2.11.4 | TRM44.4 | V10 | CI-FSE-SPRY-V05-190101 | High Efficiency Pre-Rinse Spray Valve- Medium-sized casual dining restaurants - TOS | Pre-Rinse Spray Valves DI CA | Pre-Rinse Spray Valves DI CA | Low-flow fixtures | Commercial | Unit | 0 | 0 | 51.167 | 7020 | 5 | 60
4.3.1.1 | TRM21.1 | V10 | CI-HW_-HWE-V03-190101 | Water Heater - Gas, Standard, ≥0.67 EF, Bld Type = Average | Storage Water Heater, >0.67 EF | Storage Water Heater, >0.67 EF | Water heater | Commercial | Unit | 0 | 0 | 50.4624 | 0 | 15 | 440
4.3.1.2 | TRM21.2 | V10 | CI-HW_-HWE-V03-190101 | Water Heater - Gas, Standard, ≥0.67 EF, Bld Type = Average | Storage Water Heater, >0.67 EF, Sml Biz | Storage Water Heater, >0.67 EF, Sml Biz | Water heater | Commercial | Unit | 0 | 0 | 50.4624 | 0 | 15 | 440
5.6.4.1 | TRM101.21 | V10 | RS-SHL-AINS-V07-180101 | Wall Insulation, wall: R5 to R13, wall area = 526 ft, Single Family | Wall Insulation SF | Wall Insulation SF | Shell | Residential | Project | 1.8081 | 0.0021623 | 49.6347 | 0 | 20 | 1010.16
4.8.12.1 | TRM131.1 | V10 | CI-MSC-SLDH-V01-200101 | Spring-Loaded Garage Door Hinge | Garage Door Hinge | Garage Door Hinge | Shell | Commercial | Unit | 0 | 0 | 48.53 | 0 | 20 | 189
4.4.25.4 | TRM111.4 | V10 | CI-HVC- PRGA -V03-190101 | Programmable Thermostat Adjustments - Religious Facility | Programmable Thermostat Adjustments - Religious Facility | Programmable Thermostat Adjustments - Religious Facility | Thermostats | Commercial | Project | 10 | 30 | 47.115 | 0 | 2 | 70.34
4.4.18.4 | TRM103.4 | V10 | CI-HVC-PROG-V02-190101 | Programmable Thermostats - Religious Facility | Programmable Thermostats - Religious Facility | Programmable Thermostats - CA | Thermostats | Commercial | Unit | 133 | 5 | 47.115 | 0 | 4 | 181
5.4.2.14 | TRM92.14 | V10 | RS-HWE-GWHT-V08-190101 | Gas Water heater- Single-Family - Condensing gas storage - 40 gals | Storage Water Heater - RNC | Storage Water Heater - RNC | Water heater | Residential | Unit | 0 | 0 | 46.5903 | 0 | 13 | 685
5.4.2.2 | TRM92.2 | V10 | RS-HWE-GWHT-V08-190101 | Gas Water heater- Single-Family - Condensing gas storage - 40 gals | WH - SF Condensing 40 gal | WH - SF Condensing 40 gal | Water heater | Residential | Unit | 0 | 0 | 46.5903 | 0 | 13 | 685
4.4.14.26 | TRM50.26 | V10 | CI-HVC-PINS-V05-190101 | Pipe Insulation, Steam Med Valve - CPOP | Pipe Insulation, Steam Med Valve | Pipe Insulation, Steam Med Valve | Pipe insulation | Commercial | LN FT | 0 | 0 | 46.58 | 0 | 15 | 13.97
5.3.16.14 | TRM116.14 | V10 | RS-HVC-ADTH-V03-190101 | Advanced Thermostat - (TOS - Programmable - Multifamily) | Advanced Thermostat (TOS) - Programmable MF | Advanced Thermostat - Programmable Baseline | Adv Thermostats | Residential | Unit | 155.2754 | 0 | 46.3669 | 0 | 11 | 125
5.6.2.6 | TRM100.6 | V10 | RS-SHL-BINS-V09-190101 | Basement Sidewall Insulation, R-value = 13, 356 sq ft of insulation, Single Family | Basement/Sidewall Insulation MF CAA | Basement/Sidewall Insulation | Shell | Residential | Project | 0 | 0 | 45.9797 | 0 | 20 | 344.86
5.3.13.3 | TRM118.3 | V10 | RS-HVC-FTUN-V03-180101 | Verified Quality Maintenance MF-80% Furnace Multi Family | Verified Quality Maintenance MF | Verified Quality Maintenance MF | Furnaces | Residential | Project | 0 | 0 | 45.8282 | 0 | 3 | 325
4.4.14.25 | TRM50.25 | V10 | CI-HVC-PINS-V05-190101 | Pipe Insulation, Steam X-Large Fitting - CPOP | Pipe Insulation, Steam X-Large Fitting | Pipe Insulation, Steam X-Large Fitting | Pipe insulation | Commercial | LN FT | 0 | 0 | 44.8144 | 0 | 15 | 13.97
4.4.14.22 | TRM50.22 | V10 | CI-HVC-PINS-V05-190101 | Pipe Insulation, X-Large >8" - CPOP | Pipe Insulation, X-Large >8" | Pipe Insulation, X-Large >8" | Pipe insulation | Commercial | LN FT | 0 | 0 | 44.8144 | 0 | 15 | 13.97
5.6.5.1 | TRM101.1 | V10 | RS-SHL-AINS-V07-180101 | Attic Insulation attic: R19 to R49, attic area = 1205 ft, Single Family | Attic Insulation (R19 to R49) SF | Attic Insulation | Shell | Residential | Project | 1.3447 | 0.0016082 | 44.298 | 0 | 20 | 1451.68
5.6.4.6 | TRM101.25 | V10 | RS-SHL-AINS-V07-180101 | Wall Insulation, wall: R5 to R11, wall area = 526 ft, Single Family IQ SF Anura | Wall Insulation SF Anura | Wall Insulation SF | Shell | Residential | Project | 1.0016 | 0.0011979 | 43.9944 | 0 | 20 | 1020.44
5.6.4.2 | TRM101.22 | V10 | RS-SHL-AINS-V07-180101 | Wall Insulation, wall: R5 to R11, wall area = 526 ft, Single Family IQ SF HH | Wall Insulation SF Healthly Homes | Wall Insulation SF | Shell | Residential | Project | 1.6026 | 0.0019166 | 43.9944 | 0 | 20 | 1033.83
4.4.25.8 | TRM111.8 | V10 | CI-HVC- PRGA -V03-190101 | Programmable Thermostat Adjustments - Retail – Strip Mall | Programmable Thermostat Adjustments - Retail – Strip Mall | Programmable Thermostat Adjustments - Retail – Strip Mall | Thermostats | Commercial | Project | 10 | 30 | 43.7625 | 0 | 2 | 70.34
4.4.18.8 | TRM103.8 | V10 | CI-HVC-PROG-V02-190101 | Programmable Thermostats - Retail – Strip Mall | Programmable Thermostats - Retail – Strip Mall | Programmable Thermostats - CA | Thermostats | Commercial | Unit | 93 | 5 | 43.7625 | 0 | 4 | 181
5.6.2.8 | TRM100.8 | V10 | RS-SHL-BINS-V09-190101 | Basement Sidewall Insulation, R-value = 13, 329 sq ft of insulation, Single Family | Basement/Sidewall Insulation MF Gas Only | Basement/Sidewall Insulation | Shell | Residential | Project | 1.1728 | 0 | 42.4924 | 0 | 20 | 658
5.6.2.2 | TRM100.2 | V10 | RS-SHL-BINS-V09-190101 | Basement Sidewall Insulation, R-value = 13, 329 sq ft of insulation, Single Family | Basement/Sidewall Insulation SF | Basement/Sidewall Insulation | Shell | Residential | Project | 11.7282 | 0 | 42.4924 | 0 | 20 | 641.53
5.6.2.1 | TRM100.1 | V10 | RS-SHL-BINS-V09-190101 | Basement Sidewall Insulation, R-value = 13, 329 sq ft of insulation, Single Family, Joint | Basement/Sidewall Insulation SF Joint | Basement/Sidewall Insulation | Shell | Residential | Project | 11.7282 | 0 | 42.4924 | 0 | 20 | 523.84
4.4.14.2 | TRM50.2 | V10 | CI-HVC-PINS-V05-190101 | Pipe Insulation, Outdoor, Space Heating, Low pressure steam, Recirculation - Heating Season only | Pipe Insulation, Outdoor LPS Space Heat | Pipe Insulation, Outdoor LPS Space Heat | Pipe insulation | Commercial | LN FT | 0 | 0 | 41.4949 | 0 | 15 | 21.2
5.3.11.4 | TRM91.4 | V10 | RS-HVC-PROG-V05-190101 | Programmable Thermostats - (DI - New Programmable thermostat - Multifamily) | Programmable Thermostat (DI) MF-IU | Programmable Thermostat (DI) MF-IU | Thermostats | Residential | Unit | 37.2622 | 0 | 40.5015 | 0 | 8 | 55
5.3.11.13 | TRM91.13 | V10 | RS-HVC-PROG-V05-190101 | Programmable Thermostats - (DI - New Programmable thermostat - Multifamily) All Joint | Programmable Thermostat (DI) MF-IU All Joint | Re-Program Thermostat (DI) MF-IU | Thermostats | Residential | Project | 0 | 0 | 40.5015 | 0 | 8 | 55
5.3.11.9 | TRM91.9 | V10 | RS-HVC-PROG-V05-190101 | Programmable Thermostats - (DI - New Programmable thermostat - Multifamily) Joint | Programmable Thermostat (DI) MF-IU Joint | Programmable Thermostat (DI) MF-IU | Thermostats | Residential | Project | 1.1179 | 0 | 40.5015 | 0 | 8 | 55
5.3.11.6 | TRM91.6 | V10 | RS-HVC-PROG-V05-190101 | Programmable Thermostats - (DI - Reprogramming existing thermostat - Multifamily) | Re-Program Thermostat (DI) MF-CA | Re-Program Thermostat (DI) MF-CA | Thermostats | Residential | Project | 37.2622 | 0 | 40.5015 | 0 | 2 | 25
5.3.11.11 | TRM91.11 | V10 | RS-HVC-PROG-V05-190101 | Programmable Thermostats - (DI - Reprogramming existing thermostat - Multifamily) CA Joint | Re-Program Thermostat (DI) MF-CA Joint | Re-Program Thermostat (DI) MF-CA | Thermostats | Residential | Project | 1.1179 | 0 | 40.5015 | 0 | 2 | 25
5.3.11.5 | TRM91.5 | V10 | RS-HVC-PROG-V05-190101 | Programmable Thermostats - (DI - Reprogramming existing thermostat - Multifamily) | Re-Program Thermostat (DI) MF-IU | Re-Program Thermostat (DI) MF-IU | Thermostats | Residential | Project | 37.2622 | 0 | 40.5015 | 0 | 2 | 25
5.3.11.10 | TRM91.10 | V10 | RS-HVC-PROG-V05-190101 | Programmable Thermostats - (DI - Reprogramming existing thermostat - Multifamily) Joint | Re-Program Thermostat (DI) MF-IU Joint | Re-Program Thermostat (DI) MF-IU | Thermostats | Residential | Project | 1.1179 | 0 | 40.5015 | 0 | 2 | 25
5.6.2.4 | TRM100.4 | V10 | RS-SHL-BINS-V09-190101 | Basement Sidewall Insulation, R-value = 13, 388 sq ft of insulation, Single Family | Basement/Sidewall Insulation SF CC | Basement/Sidewall Insulation | Shell | Residential | Project | 35.5584 | 0 | 38.6496 | 0 | 20 | 1222.37
5.6.1.6 | TRM99.6 | V10 | RS-SHL-AIRS-V07-190101 | Air Sealing 474 cfm Reduction, Multi-Family - 3 story building IQ CAA MF | Air Sealing IQ MF | Air Sealing | Shell | Residential | Project | 0 | 0 | 36.5445 | 0 | 20 | 785.2
4.4.25.7 | TRM111.7 | V10 | CI-HVC- PRGA -V03-190101 | Programmable Thermostat Adjustments - Retail – Department Store | Programmable Thermostat Adjustments - Retail – Department Store | Programmable Thermostat Adjustments - Retail – Department Store | Thermostats | Commercial | Project | 10 | 30 | 36.3105 | 0 | 2 | 70.34
4.4.18.7 | TRM103.7 | V10 | CI-HVC-PROG-V02-190101 | Programmable Thermostats - Retail – Department Store | Programmable Thermostats - Retail – Department Store | Programmable Thermostats - CA | Thermostats | Commercial | Unit | 93 | 5 | 36.3105 | 0 | 4 | 181
4.4.2.3 | TRM46.3 | V10 | CI-HVC-BLRT-V06-160601 | Space Heating Boiler Tune-up - 75 | Boiler Tune Up, 75 MBH | Boiler Tune Up, Space Heating | Boilers | Commercial | Project | 0 | 0 | 35.353 | 0 | 3 | 62.25
5.6.5.3 | TRM101.2 | V10 | RS-SHL-AINS-V07-180101 | Attic Insulation attic: >R19 to R49, attic area = 1205 ft, Single Family | Attic Insulation (>R19 to R49) SF | Attic Insulation | Shell | Residential | Project | 1.0452 | 0.00125 | 34.4316 | 0 | 20 | 1474.72
5.6.2.5 | TRM100.5 | V10 | RS-SHL-BINS-V09-190101 | Basement Sidewall Insulation, R-value = 13, 334 sq ft of insulation, Single Family | Basement/Sidewall Insulation SF HH | Basement/Sidewall Insulation | Shell | Residential | Project | 9.1829 | 0 | 33.2705 | 0 | 20 | 668
5.6.2.3 | TRM100.3 | V10 | RS-SHL-BINS-V09-190101 | Basement Sidewall Insulation, R-value = 13, 326 sq ft of insulation, Single Family | Basement/Sidewall Insulation SF CAA | Basement/Sidewall Insulation | Shell | Residential | Project | 0 | 0 | 32.4736 | 0 | 20 | 800.57
4.4.10.6 | TRM48.6 | V10 | CI-HVC-BOIL-V06-190101 | High Efficiency Boiler Hot Water <300,000 Btu/h ≥ January 1, 2022 - 300 MBH, Hydronic | Hydronic Boilers, ≥85% <300 MBH | Hydronic Boilers, ≥85% | Boilers | Commercial | Unit | 0 | 0 | 31.7538 | 0 | 16.5 | 1470
4.4.14.21 | TRM50.21 | V10 | CI-HVC-PINS-V05-190101 | Pipe Insulation, Steam Large 5.1" to 8" - CPOP | Pipe Insulation, Steam Large 5.1" to 8" | Pipe Insulation, Steam Large 5.1" to 8" | Pipe insulation | Commercial | LN FT | 0 | 0 | 31.134 | 0 | 15 | 13.97
4.4.14.24 | TRM50.24 | V10 | CI-HVC-PINS-V05-190101 | Pipe Insulation, Steam Large Fitting - CPOP | Pipe Insulation, Steam Large Fitting | Pipe Insulation, Steam Large Fitting | Pipe insulation | Commercial | LN FT | 0 | 0 | 31.134 | 0 | 15 | 13.97
4.4.25.6 | TRM111.6 | V10 | CI-HVC- PRGA -V03-190101 | Programmable Thermostat Adjustments - Restaurant – Full Service | Programmable Thermostat Adjustments - Restaurant – Full Service | Programmable Thermostat Adjustments - Restaurant – Full Service | Thermostats | Commercial | Project | 10 | 30 | 30.8355 | 0 | 2 | 70.34
4.4.18.6 | TRM103.6 | V10 | CI-HVC-PROG-V02-190101 | Programmable Thermostats - Restaurant – Full Service | Programmable Thermostats - Restaurant – Full Service | Programmable Thermostats - CA | Thermostats | Commercial | Unit | 117 | 5 | 30.8355 | 0 | 4 | 181
4.4.52.1 | TRM145.1 | V10 | CI-HVC-HHRR-V01-210101 | Hydronic Heating Radiator Replacement | Hydronic Heating Radiator Replacement | Hydronic Heating Radiator Replacement | Other HVAC | Commercial | Project | 0 | 0 | 28.084 | 0 | 25 | 61.35
4.3.2.3 | TRM22.3 | V10 | CI-HW_-LFFA-V08-190101 | Low Flow Faucet Aerators, Health, DI Laminar Flow | Laminar Flow | Faucet Aerator - Bath Laminar - DI | Low-flow fixtures | Commercial | Project | 0 | 0 | 26.3651 | 5083.8024 | 10 | 14.27
4.4.14.5 | TRM50.5 | V10 | CI-HVC-PINS-V05-190101 | Pipe Insulation, Outdoor, Space Heating, Hot water, Recirculation - Heating Season only | Pipe Insulation, Outdoor HW Space Heat | Pipe Insulation, Outdoor HW Space Heat | Pipe insulation | Commercial | LN FT | 0 | 0 | 23.7 | 0 | 15 | 21.2
5.3.13.4 | TRM118.4 | V10 | RS-HVC-FTUN-V03-180101 | Furnace Tune-up Small Business 100-250 MBH CA | Furnace Tune-up Small Business 100-250 MBH CA | Furnace Tune-up Small Business 100-250 MBH CA | Furnaces | Commercial | Project | 21.5461 | 0 | 23.4192 | 0 | 3 | 150
4.8.2.6 | TRM110.6 | V10 | CI-HVC-RINS-V03-190101 | Roof Insulation Attic and Other Nonresidential NA Joint | C&I Roof Insulation | C&I Roof Insulation | Shell | Commercial | Project | 40.5052 | 0 | 23.1683 | 0 | 24 | 1360
4.3.3 | TRM23 | V10 | CI-HWE-LFSH-V08-220101 | Low Flow Showerheads 1.5 GPM - DI | Low Flow Shower Heads - DI | Low Flow Shower Heads - DI | Low-flow fixtures | Commercial | Project | 0 | 0 | 21.635 | 3434.1243 | 10 | 35
4.3.3.2 | TRM23.2 | V10 | CI-HWE-LFSH-V08-220101 | Low Flow Showerheads 1.5 GPM - DI - Public Sector | Low Flow Shower Heads - DI - Public Sector | Low Flow Shower Heads - DI | Low-flow fixtures | Commercial | Project | 0 | 0 | 21.635 | 3434.1243 | 10 | 35
5.4.11.1 | TRM142.1 | V10 | RS-DHW-DWHR-V01-210101 | Drain Water Heat Recovery - SF | Drain Water Heat Recovery - SF | Drain Water Heat Recovery | Water heater | Residential | Unit | 0 | 0 | 21.0621 | 0 | 30 | 742
4.3.3.4 | TRM23.4 | V10 | CI-HWE-LFSH-V08-220101 | Low Flow Showerheads 1.5 GPM - LBK - Public Sector | Low Flow Shower Heads - DI - Public LBK | Low Flow Shower Heads - DI | Low-flow fixtures | Commercial | Project | 0 | 0 | 20.7519 | 3293.956 | 10 | 35
4.3.3.3 | TRM23.3 | V10 | CI-HWE-LFSH-V08-220101 | Low Flow Showerheads 1.5 GPM - LBK | Low Flow Shower Heads - LBK | Low Flow Shower Heads - DI | Low-flow fixtures | Commercial | Project | 0 | 0 | 20.7519 | 3293.956 | 10 | 35
4.8.2.3 | TRM110.3 | V10 | CI-HVC-RINS-V03-190101 | Roof Insulation Metal Building (Roof) Nonresidential Continuous Insulation Joint | C&I Roof Insulation | C&I Roof Insulation | Shell | Commercial | Project | 35.4984 | 0 | 18.951 | 0 | 22 | 1360
4.8.2.1 | TRM110.1 | V10 | CI-HVC-RINS-V03-190101 | Roof Insulation Insulation Entirely Above Deck Nonresidential Continuous Insulation Joint | C&I Roof Insulation | C&I Roof Insulation | Shell | Commercial | Project | 33.9651 | 0 | 17.6594 | 0 | 20 | 1360
4.8.2.4 | TRM110.4 | V10 | CI-HVC-RINS-V03-190101 | Roof Insulation Metal Building (Roof) Nonresidential Linear System Joint | C&I Roof Insulation | C&I Roof Insulation | Shell | Commercial | Project | 33.9651 | 0 | 17.6594 | 0 | 23 | 1360
4.8.2.7 | TRM110.7 | V10 | CI-HVC-RINS-V03-190101 | Roof Insulation Attic and Other Semiheated NA Joint | C&I Roof Insulation | C&I Roof Insulation | Shell | Commercial | Project | 33.9651 | 0 | 17.6594 | 0 | 25 | 1360
5.4.2.1 | TRM92.1 | V10 | RS-HWE-GWHT-V08-190101 | Gas Water heater- Gas Storage (≤55 gallons) - 40 gals | WH - SF Storage 40 gal | WH - SF Storage 40 gal | Water heater | Residential | Unit | 0 | 0 | 16.3726 | 0 | 13 | 400
5.4.2.4 | TRM92.4 | V10 | RS-HWE-GWHT-V08-190101 | Gas Water heater- Single-Family - Gas Storage (≤55 gallons) - 40 gals | WH - SF Storage 40 gal | WH - SF Storage 40 gal | Water heater | Residential | Unit | 0 | 0 | 16.3726 | 0 | 13 | 400
4.4.14.20 | TRM50.20 | V10 | CI-HVC-PINS-V05-190101 | Pipe Insulation, Steam Med 2.1" to 5" - CPOP | Pipe Insulation, Steam Med 2.1" to 5" | Pipe Insulation, Steam Med 2.1" to 5" | Pipe insulation | Commercial | LN FT | 0 | 0 | 15.9545 | 0 | 15 | 13.97
4.4.14.23 | TRM50.23 | V10 | CI-HVC-PINS-V05-190101 | Pipe Insulation, Steam Med Fitting - CPOP | Pipe Insulation, Steam Med Fitting | Pipe Insulation, Steam Med Fitting | Pipe insulation | Commercial | LN FT | 0 | 0 | 15.9545 | 0 | 15 | 13.97
5.4.1.3 | TRM76.3 | V10 | RS-HWE-PINS-V02-150601 | Domestic Hot Water Pipe insulation/ 6 ft./ 4 R-value/ 0.75 in. dia. - DI, | HW Pipe Insulation (6 ft.) (DI) | HW Pipe Insulation (6 ft.) (DI) | Pipe insulation | Residential | Unit | 0 | 0 | 15.604 | 0 | 15 | 18
5.3.13.1 | TRM118.1 | V10 | RS-HVC-FTUN-V03-180101 | Furnace Tune Up | Furnace Tune Up | Furnace Tune Up | Furnaces | Residential | Project | 0.41904 | 0 | 15.1822 | 0 | 3 | 0
5.6.6.12 | TRM127.12 | V10 | RS-SHL-RINS-V01-190101 | Rim/Band Joist Insulation Rim/Band Joist: R5 to R19, Rim/Band Joist area = 107 ft, HH Single Family | Rim/Band Joist Insulation (R5 to R19) IQ SF HH | Rim/Band Joist Insulation | Shell | Residential | Project | 0.98852 | 0.00065308 | 14.981 | 0 | 20 | 346.43
4.4.25.3 | TRM111.3 | V10 | CI-HVC- PRGA -V03-190101 | Programmable Thermostat Adjustments - Office - Low Rise | Programmable Thermostat Adjustments - Office - Low Rise | Programmable Thermostat Adjustments - Office - Low Rise | Thermostats | Commercial | Project | 10 | 30 | 14.4 | 0 | 2 | 70.34
4.4.18.3 | TRM103.3 | V10 | CI-HVC-PROG-V02-190101 | Programmable Thermostats - Office - Low Rise | Programmable Thermostats - Office - Low Rise | Programmable Thermostats - CA | Thermostats | Commercial | Unit | 55 | 5 | 14.4 | 0 | 4 | 181
4.4.14.13 | TRM50.13 | V10 | CI-HVC-PINS-V05-190101 | Pipe Insulation, Indoor, Process Heating, High pressure steam, Recirculation- year round | Pipe Insulation, Indoor HPS Process Heat | Pipe Insulation, Indoor HPS Process Heat | Pipe insulation | Commercial | LN FT | 0 | 0 | 14.0833 | 0 | 15 | 13.97
5.6.6.6 | TRM127.6 | V10 | RS-SHL-RINS-V01-190101 | Rim/Band Joist Insulation Rim/Band Joist: R5 to R19, Rim/Band Joist area = 100 ft, Single Family | Rim/Band Joist Insulation (R5 to R19) SF | Rim/Band Joist Insulation | Shell | Residential | Project | 30.7949 | 0.020345 | 14.001 | 0 | 20 | 20.98
5.3.13.5 | TRM118.5 | V10 | RS-HVC-FTUN-V03-180101 | Furnace Tune-up Small Business 40-99 MBH CA | Furnace Tune-up Small Business 40-99 MBH CA | Furnace Tune-up Small Business 40-99 MBH CA | Furnaces | Commercial | Project | 12.5686 | 0 | 13.6612 | 0 | 3 | 150
5.4.2.5 | TRM92.5 | V10 | RS-HWE-GWHT-V08-190101 | Gas Water heater- Multi-Family - Gas Storage (≤55 gallons) - 40 gals | WH - MF Storage 40 gal | WH - MF Storage 40 gal | Water heater | Residential | Unit | 0 | 0 | 13.4307 | 0 | 13 | 400
5.3.13.6 | TRM118.6 | V10 | RS-HVC-FTUN-V03-180101 | Furnace Tune-up Small Business 40-99 MBH IU | Furnace Tune-up Small Business 40-99 MBH IU | Furnace Tune-up Small Business 40-99 MBH IU | Furnaces | Commercial | Project | 11.9655 | 0 | 13.0057 | 0 | 3 | 150
4.3.10.1 | TRM123.1 | V10 | CI-HWE-DBTU-V01-180101 | DHW Boiler Tune-up - Multi-Family | DHW Boiler Tune-up - Multi-Family, Multi-Family, 1000 Mbh | DHW Boiler Tune-up - Multi-Family, Multi-Family, 1000 Mbh | Water heater | Commercial | Unit | 0 | 0 | 12.9593 | 0 | 3 | 830
5.4.5.5 | TRM95.5 | V10 | RS-HWE-LFSH-V06-190101 | Low Flow Showerheads handheld- DI, Natural Gas, Flow = 1.5, IU, Multi-Family | Handheld Showerhead (DI) MF | Handheld Showerhead (DI) MF | Low-flow fixtures | Residential | Project | 9.7253 | 0.0012998 | 12.2295 | 1941.1869 | 10 | 12
5.4.5.20 | TRM95.20 | V10 | RS-HWE-LFSH-V06-190101 | Low Flow Showerheads handheld- DI, Natural Gas, Flow = 1.5, IU, Multi-Family All Joint | Handheld Showerhead (DI) MF All Joint | Handheld Showerhead (DI) MF-CA | Low-flow fixtures | Residential | Project | 0 | 0 | 12.2295 | 1941.1869 | 10 | 12
5.4.5.13 | TRM95.13 | V10 | RS-HWE-LFSH-V06-190101 | Low Flow Showerheads handheld- DI, Natural Gas, Flow = 1.5, IU, Multi-Family Joint | Handheld Showerhead (DI) MF Joint | Handheld Showerhead (DI) MF-IU | Low-flow fixtures | Residential | Project | 0.29176 | 3.8995e-05 | 12.2295 | 1941.1869 | 10 | 12
5.4.5.6 | TRM95.6 | V10 | RS-HWE-LFSH-V06-190101 | Low Flow Showerheads handheld- DI, Natural Gas, Flow = 1.5, CA, Multi-Family | Handheld Showerhead (DI) MF-CA | Handheld Showerhead (DI) MF-CA | Low-flow fixtures | Residential | Project | 9.7253 | 0.0012998 | 12.2295 | 1941.1869 | 10 | 12
5.4.5.14 | TRM95.14 | V10 | RS-HWE-LFSH-V06-190101 | Low Flow Showerheads handheld- DI, Natural Gas, Flow = 1.5, CA, Multi-Family Joint | Handheld Showerhead (DI) MF-CA Joint | Handheld Showerhead (DI) MF-CA | Low-flow fixtures | Residential | Project | 0.29176 | 3.8995e-05 | 12.2295 | 1941.1869 | 10 | 12
5.4.5.3 | TRM95.3 | V10 | RS-HWE-LFSH-V06-190101 | Low Flow Showerheads - DI Custom, Natural Gas, Flow = 1.5, CA, Multi-Family | Showerhead (DI) MF-CA | Showerhead (DI) MF-CA | Low-flow fixtures | Residential | Project | 9.7253 | 0.0012998 | 12.2295 | 1941.1869 | 10 | 12
5.4.5.11 | TRM95.11 | V10 | RS-HWE-LFSH-V06-190101 | Low Flow Showerheads - DI Custom, Natural Gas, Flow = 1.5, CA, Multi-Family Joint | Showerhead (DI) MF-CA Joint | Showerhead (DI) MF-CA | Low-flow fixtures | Residential | Project | 0.29176 | 3.8995e-05 | 12.2295 | 1941.1869 | 10 | 12
5.4.5.4 | TRM95.4 | V10 | RS-HWE-LFSH-V06-190101 | Low Flow Showerheads - DI Custom, Natural Gas, Flow = 1.5, IU, Multi-Family | Showerhead (DI) MF-IU | Showerhead (DI) MF-IU | Low-flow fixtures | Residential | Project | 9.7253 | 0.0012998 | 12.2295 | 1941.1869 | 10 | 12
5.4.5.19 | TRM95.19 | V10 | RS-HWE-LFSH-V06-190101 | Low Flow Showerheads - DI Custom, Natural Gas, Flow = 1.5, IU, Multi-Family All Joint | Showerhead (DI) MF-IU All Joint | Showerhead (DI) MF-IU | Low-flow fixtures | Residential | Project | 0 | 0 | 12.2295 | 1941.1869 | 10 | 12
5.4.5.12 | TRM95.12 | V10 | RS-HWE-LFSH-V06-190101 | Low Flow Showerheads - DI Custom, Natural Gas, Flow = 1.5, IU, Multi-Family Joint | Showerhead (DI) MF-IU Joint | Showerhead (DI) MF-IU | Low-flow fixtures | Residential | Project | 0.29176 | 3.8995e-05 | 12.2295 | 1941.1869 | 10 | 12
5.6.6.1 | TRM127.1 | V10 | RS-SHL-RINS-V01-190101 | Rim/Band Joist Insulation Rim/Band Joist: R5 to R13, Rim/Band Joist area = 100 ft, Single Family Joint | Rim/Band Joist Insulation (R5 to R13) SF | Rim/Band Joist Insulation | Shell | Residential | Project | 0 | 0 | 11.9446 | 0 | 20 | 100
5.6.6.10 | TRM127.10 | V10 | RS-SHL-RINS-V01-190101 | Rim/Band Joist Insulation Rim/Band Joist: R5 to R19, Rim/Band Joist area = 79 ft, CAA Single Family | Rim/Band Joist Insulation (R5 to R19) IQ SF CAA | Rim/Band Joist Insulation | Shell | Residential | Project | 0 | 0 | 11.0608 | 0 | 20 | 201.57
4.4.14.14 | TRM50.14 | V10 | CI-HVC-PINS-V05-190101 | Pipe Insulation, Indoor, Process Heating, Medium pressure steam, Recirculation - Heating Season only | Pipe Insulation, Indoor MPS Process Heat | Pipe Insulation, Indoor MPS Process Heat | Pipe insulation | Commercial | LN FT | 0 | 0 | 10.7764 | 0 | 15 | 13.97
4.4.14.31 | TRM50.31 | V10 | CI-HVC-PINS-V05-190101 | Pipe Insulation, HW Large >4" - CPOP | Pipe Insulation, HW Large >4" | Pipe Insulation, HW Large >4" | Pipe insulation | Commercial | LN FT | 0 | 0 | 10.673 | 0 | 15 | 13.97
4.8.16.2 | TRM132.2 | V10 | CI-MSC-WTST-V01-200101 | Commercial Weather Stripping per Door (3 Linear Ft) | Commercial Weather Stripping 3ft DI | Commercial Weather Stripping | Shell | Commercial | LN FT | 235.8 | 0 | 10.32 | 0 | 10 | 24
4.8.16.3 | TRM132.3 | V10 | CI-MSC-WTST-V01-200101 | Commercial Weather Stripping per Door (3 Linear Ft) Joint | Commercial Weather Stripping 3ft DI Joint | Commercial Weather Stripping | Shell | Commercial | LN FT | 7.074 | 0 | 10.32 | 0 | 10 | 24
5.4.5.2 | TRM95.2 | V10 | RS-HWE-LFSH-V06-190101 | Low Flow Showerheads handheld- DI, Natural Gas, Flow = 1.5, IU, Single-Family | Handheld Showerhead (DI) SF | Handheld Showerhead (DI) SF | Low-flow fixtures | Residential | Project | 8.7915 | 0.00095845 | 9.4759 | 1754.7953 | 10 | 12
5.4.5.10 | TRM95.10 | V10 | RS-HWE-LFSH-V06-190101 | Low Flow Showerheads handheld- DI, Natural Gas, Flow = 1.5, IU, Single-Family Joint | Handheld Showerhead (DI) SF Joint | Handheld Showerhead (DI) SF | Low-flow fixtures | Residential | Project | 0.26375 | 2.8753e-05 | 9.4759 | 1754.7953 | 10 | 12
5.4.5.1 | TRM95.1 | V10 | RS-HWE-LFSH-V06-190101 | Low Flow Showerheads - DI, Natural Gas, Flow = 1.5, IU, Single-Family | Showerhead (DI) SF | Showerhead (DI) SF | Low-flow fixtures | Residential | Project | 8.7915 | 0.00095845 | 9.4759 | 1754.7953 | 10 | 12
5.4.5.9 | TRM95.9 | V10 | RS-HWE-LFSH-V06-190101 | Low Flow Showerheads - DI, Natural Gas, Flow = 1.5, IU, Single-Family Joint | Showerhead (DI) SF Joint | Showerhead (DI) SF | Low-flow fixtures | Residential | Project | 0.26375 | 2.8753e-05 | 9.4759 | 1754.7953 | 10 | 12
4.8.2.5 | TRM110.5 | V10 | CI-HVC-RINS-V03-190101 | Roof Insulation Metal Building (Roof) Semiheated NA Joint | C&I Roof Insulation | C&I Roof Insulation | Shell | Commercial | Project | 24.2002 | 0 | 9.4342 | 0 | 24 | 1360
5.4.4.7 | TRM94.7 | V10 | RS-HWE-LFFA-V07-190101 | Low Flow Faucet Aerators- DI, Single Family, Kitchen - IQ | Kitchen Aerator SF (DI) - IQ | Kitchen Aerator SF (DI) | Low-flow fixtures | Residential | Project | 10.3637 | 0.0024255 | 9.3087 | 2068.6007 | 10 | 3
5.4.4.14 | TRM94.14 | V10 | RS-HWE-LFFA-V07-190101 | Low Flow Faucet Aerators- DI, Single Family, Kitchen IQ Joint | Kitchen Aerator SF (DI) - IQ Joint | Kitchen Aerator SF (DI) | Low-flow fixtures | Residential | Project | 0.31091 | 7.2766e-05 | 9.3087 | 2068.6007 | 10 | 3
5.1.2.2 | TRM84.2 | V10 | RS-APL-ESCL-V08-200101 | ENERGY STAR Clothes Washers (CEE Tier 3) | Clothes Washers (CEE Tier 3) | Clothes Washer (Energy Star) | Washer | Residential | Unit | 0 | 0 | 9.2 | 2157 | 14 | 141
5.6.7.2 | TRM141.2 | V10 | RS-SHL-LESW-V01-210101 | Low-E Storm Window - MF | Low-E Storm Window - MF | Low-E Storm Window | Shell | Residential | Unit | 5.784 | 0.007712 | 9.132 | 0 | 20 | 94.2
5.6.7.4 | TRM141.4 | V10 | RS-SHL-LESW-V01-210103 | Low-E Storm Window - MF Joint | Low-E Storm Window - MF Joint | Low-E Storm Window | Shell | Residential | Unit | 0 | 0 | 9.132 | 0 | 20 | 94.2
5.6.7.1 | TRM141.1 | V10 | RS-SHL-LESW-V01-210101 | Low-E Storm Window - SF | Low-E Storm Window - SF | Low-E Storm Window | Shell | Residential | Unit | 5.784 | 0.0069172 | 9.132 | 0 | 20 | 94.2
5.6.7.3 | TRM141.3 | V10 | RS-SHL-LESW-V01-210102 | Low-E Storm Window - SF Joint | Low-E Storm Window - SF Joint | Low-E Storm Window | Shell | Residential | Unit | 0 | 0 | 9.132 | 0 | 20 | 94.2
4.4.14.3 | TRM50.3 | V10 | CI-HVC-PINS-V05-190101 | Pipe Insulation, Indoor, Space Heating, High pressure steam, Recirculation - Heating Season only | Pipe Insulation, Indoor HPS Space Heat | Pipe Insulation, Indoor HPS Space Heat | Pipe insulation | Commercial | LN FT | 0 | 0 | 8.1974 | 0 | 15 | 13.97
5.4.1.1 | TRM76.1 | V10 | RS-HWE-PINS-V02-150601 | Domestic Hot Water Pipe insulation/ 3 ft./ 4 R-value/ 0.75 in. dia. - DI, SF | HW Pipe Insulation (3 ft.) (DI) | HW Pipe Insulation (3 ft.) (DI) | Pipe insulation | Residential | Unit | 0 | 0 | 7.802 | 0 | 15 | 6
5.3.13.7 | TRM118.7 | V10 | RS-HVC-FTUN-V03-180101 | Furnace Tune-up Small Business 40-99 MBH IU | Furnace Tune-up Small Business 40-99 MBH IU | Furnace Tune-up Small Business 40-99 MBH IU | Furnaces | Commercial | Project | 6.9799 | 0 | 7.5867 | 0 | 3 | 150
4.4.14.15 | TRM50.15 | V10 | CI-HVC-PINS-V05-190101 | Pipe Insulation, Indoor, Process Heating, Low pressure steam, Recirculation - Heating Season only | Pipe Insulation, Indoor LPS Process Heat | Pipe Insulation, Indoor LPS Process Heat | Pipe insulation | Commercial | LN FT | 0 | 0 | 7.4696 | 0 | 15 | 13.97
4.4.14.34 | TRM50.35 | V10 | CI-HVC-PINS-V05-190101 | Pipe Insulation, DHW Large >2" - CPOP | Pipe Insulation, DHW Large >2" | Pipe Insulation, DHW Large >2" - CPOP | Pipe insulation | Commercial | LN FT | 0 | 0 | 7.303 | 0 | 15 | 13.97
4.4.14.34 | TRM50.34 | V10 | CI-HVC-PINS-V05-190101 | Pipe Insulation, DHW Large >2" - CPOP | Pipe Insulation, DHW Large >2" | Pipe Insulation, DHW Large >2" | Pipe insulation | Commercial | LN FT | 0 | 0 | 7.303 | 0 | 15 | 13.97
4.3.2.2 | TRM22.2 | V10 | CI-HW_-LFFA-V08-190101 | Low Flow Faucet Aerators, Custom, DI Kitchen | Faucet Aerators - Kitchen - DI | Faucet Aerators - Kitchen - DI | Low-flow fixtures | Commercial | Project | 0 | 0 | 7.1195 | 1343.2932 | 10 | 12
4.4.14.9 | TRM50.9 | V10 | CI-HVC-PINS-V05-190101 | Pipe Insulation, Indoor, Space Heating, Medium pressure steam, Recirculation - Heating Season only | Pipe Insulation, Indoor MPS Space Heat | Pipe Insulation, Indoor MPS Space Heat | Pipe insulation | Commercial | LN FT | 0 | 0 | 6.2726 | 0 | 15 | 13.97
4.4.14.30 | TRM50.30 | V10 | CI-HVC-PINS-V05-190101 | Pipe Insulation, HW Medium 2.1" to 4" - CPOP | Pipe Insulation, HW Medium 2.1" to 4" | Pipe Insulation, HW Medium 2.1" to 4" | Pipe insulation | Commercial | LN FT | 0 | 0 | 6.194 | 0 | 15 | 13.97
4.3.2.1 | TRM22.1 | V10 | CI-HW_-LFFA-V08-190101 | Low Flow Faucet Aerators, Custom, DI Bath | Faucet Aerators - Bath - DI | Faucet Aerators - Bath - DI | Low-flow fixtures | Commercial | Project | 0 | 0 | 5.9105 | 1343.2932 | 10 | 12
4.4.8.2 | TRM30.2 | V10 | CI-HVC-GREM-V05-150601 | Guest Room Energy Management - 3/4 - 1 ton ton Hotel with No Housekeeping Setback | Guest Room Energy Management Hotel | Guest Room Energy Management Hotel | Controls | Commercial | Project | 155.475 | 0.04125 | 5.4512 | 0 | 15 | 260
4.3.10.2 | TRM123.2 | V10 | CI-HWE-DBTU-V01-180101 | DHW Boiler Tune-up - Other Commercial | DHW Boiler Tune-up - Other Commercial, Other Commercial, 1000 Mbh | DHW Boiler Tune-up - Other Commercial, Other Commercial, 1000 Mbh | Water heater | Commercial | Unit | 0 | 0 | 4.9431 | 0 | 3 | 830
5.4.8.2 | TRM113.2 | V10 | RS-HWE-TRVA-V04-190101 | Thermostatic Restrictor Shower Valve Multi-Family | Shower Restrictor Valve, MF | Shower Restrictor Valve | Low-flow fixtures | Residential | Unit | 0 | 0 | 4.6592 | 799.1757 | 10 | 30
4.4.14.4 | TRM50.4 | V10 | CI-HVC-PINS-V05-190101 | Pipe Insulation, Indoor, Space Heating, Low pressure steam, Recirculation - Heating Season only | Pipe Insulation, Indoor LPS Space Heat | Pipe Insulation, Indoor LPS Space Heat | Pipe insulation | Commercial | LN FT | 0 | 0 | 4.3478 | 0 | 15 | 13.97
4.4.14.33 | TRM50.36 | V10 | CI-HVC-PINS-V05-190101 | Pipe Insulation, DHW Medium 1.26-2" - CPOP | Pipe Insulation, DHW Medium 1.26-2" | Pipe Insulation, DHW Medium 1.26-2" - CPOP | Pipe insulation | Commercial | LN FT | 0 | 0 | 4.252 | 0 | 15 | 21.2
4.4.14.33 | TRM50.33 | V10 | CI-HVC-PINS-V05-190101 | Pipe Insulation, DHW Medium 1.26-2" - CPOP | Pipe Insulation, DHW Medium 1.26-2" | Pipe Insulation, DHW Medium 1.26-2" | Pipe insulation | Commercial | LN FT | 0 | 0 | 4.252 | 0 | 15 | 21.2
5.4.6.2 | TRM77.2 | V10 | RS-HWE-TMPS-V06-190101 | Water Heater Temperature Setback Multi Family | WH Set Back - MF | WH Set Back - MF | Water heater | Residential | Project | -34.2 | -0.0039014 | 4.0706 | 0 | 2 | 5
5.4.9.1 | TRM126.1 | V10 | RS-DHW-SHTM-V02-190101 | Shower Timer, SF - DI, Natural Gas, Single-Family | Shower Timer, SF | Shower Timer, SF | Low-flow fixtures | Residential | Unit | 0 | 0 | 3.9736 | 739.9693 | 2 | 7
4.4.14.19 | TRM50.19 | V10 | CI-HVC-PINS-V05-190101 | Pipe Insulation, Steam Small 1" to 2" - CPOP | Pipe Insulation, Steam Small 1" to 2" | Pipe Insulation, Steam Small 1" to 2" | Pipe insulation | Commercial | LN FT | 0 | 0 | 3.967 | 0 | 15 | 21.2
5.4.9.2 | TRM126.2 | V10 | RS-DHW-SHTM-V02-190101 | Shower Timer, MF - DI, Natural Gas, Multi-Family | Shower Timer, MF | Shower Timer, MF | Low-flow fixtures | Residential | Unit | 0 | 0 | 3.7938 | 607.0061 | 2 | 7
5.1.2.1 | TRM84.1 | V10 | RS-APL-ESCL-V08-200101 | ENERGY STAR Clothes Washers (Energy Star) | Clothes Washer (Energy Star) | Clothes Washer (Energy Star) | Washer | Residential | Unit | 21 | 0.0027 | 3.7 | 1295 | 14 | 84
5.4.8.1 | TRM113.1 | V10 | RS-HWE-TRVA-V04-190101 | Thermostatic Restrictor Shower Valve Single-Family | Shower Restrictor Valve, SF | Shower Restrictor Valve | Low-flow fixtures | Residential | Unit | 0 | 0 | 3.6567 | 729.8872 | 10 | 30
5.4.6.1 | TRM77.1 | V10 | RS-HWE-TMPS-V06-190101 | Water Heater Temperature Setback Single Family | WH Set Back - SF | WH Set Back - SF | Water heater | Residential | Project | -34.2 | -0.0039014 | 3.4966 | 0 | 2 | 5
4.8.16.1 | TRM132.1 | V10 | CI-MSC-WTST-V01-200101 | Commercial Weather Stripping per Linear Ft | Commercial Weather Stripping | Commercial Weather Stripping | Shell | Commercial | LN FT | 78.6 | 0 | 3.44 | 0 | 10 | 8
4.8.2.2 | TRM110.2 | V10 | CI-HVC-RINS-V03-190101 | Roof Insulation Insulation Entirely Above Deck Semiheated Continuous Insulation Joint | C&I Roof Insulation | C&I Roof Insulation | Shell | Commercial | Project | 17.5566 | 0 | 3.4026 | 0 | 21 | 1360
4.4.14.29 | TRM50.29 | V10 | CI-HVC-PINS-V05-190101 | Pipe Insulation, HW Small - CPOP | Pipe Insulation, HW Small | Pipe Insulation, HW Small | Pipe insulation | Commercial | LN FT | 0 | 0 | 3.136 | 0 | 15 | 13.97
5.4.5.8 | TRM95.8 | V10 | RS-HWE-LFSH-V06-190101 | Low Flow Showerheads handheld- DI, Natural Gas, Flow = 2, IU, Single-Family - IQ | Handheld Showerhead (DI) SF - IQ | Handheld Showerhead (DI) SF | Low-flow fixtures | Residential | Project | 2.8513 | 0.00031085 | 3.0733 | 569.1228 | 10 | 12
5.4.5.18 | TRM95.18 | V10 | RS-HWE-LFSH-V06-190101 | Low Flow Showerheads handheld- DI, Natural Gas, Flow = 2, IU, Single-FamilyIQ All Joint | Handheld Showerhead (DI) SF - IQ All Joint | Handheld Showerhead (DI) SF | Low-flow fixtures | Residential | Project | 0 | 0 | 3.0733 | 569.1228 | 10 | 12
5.4.5.16 | TRM95.16 | V10 | RS-HWE-LFSH-V06-190101 | Low Flow Showerheads handheld- DI, Natural Gas, Flow = 2, IU, Single-FamilyIQ Joint | Handheld Showerhead (DI) SF - IQ Joint | Handheld Showerhead (DI) SF | Low-flow fixtures | Residential | Project | 0.085539 | 9.3254e-06 | 3.0733 | 569.1228 | 10 | 12
5.4.5.7 | TRM95.7 | V10 | RS-HWE-LFSH-V06-190101 | Low Flow Showerheads - DI, Natural Gas, Flow = 2, IU, Single-Family - IQ | Showerhead (DI) SF - IQ | Showerhead (DI) SF | Low-flow fixtures | Residential | Project | 2.8513 | 0.00031085 | 3.0733 | 569.1228 | 10 | 12
5.4.5.17 | TRM95.17 | V10 | RS-HWE-LFSH-V06-190101 | Low Flow Showerheads - DI, Natural Gas, Flow = 2, IU, Single-Family All Joint | Showerhead (DI) SF - IQ All Joint | Showerhead (DI) SF | Low-flow fixtures | Residential | Project | 0 | 0 | 3.0733 | 569.1228 | 10 | 12
5.4.5.15 | TRM95.15 | V10 | RS-HWE-LFSH-V06-190101 | Low Flow Showerheads - DI, Natural Gas, Flow = 2, IU, Single-Family Joint | Showerhead (DI) SF - IQ Joint | Showerhead (DI) SF | Low-flow fixtures | Residential | Project | 0.085539 | 9.3254e-06 | 3.0733 | 569.1228 | 10 | 12
5.4.4.2 | TRM94.2 | V10 | RS-HWE-LFFA-V07-190101 | Low Flow Faucet Aerators- DI, Single Family, Kitchen | Kitchen Aerator SF (DI) | Kitchen Aerator SF (DI) | Low-flow fixtures | Residential | Project | 3.3644 | 0.00078742 | 3.022 | 671.5457 | 10 | 5
5.4.4.16 | TRM94.16 | V10 | RS-HWE-LFFA-V07-190101 | Low Flow Faucet Aerators- DI, Single Family, Kitchen SF All Joint | Kitchen Aerator SF (DI) All Joint | Kitchen Aerator SF (DI) | Low-flow fixtures | Residential | Project | 0 | 0 | 3.022 | 671.5457 | 10 | 5
5.4.4.9 | TRM94.9 | V10 | RS-HWE-LFFA-V07-190101 | Low Flow Faucet Aerators- DI, Single Family, Kitchen SF Joint | Kitchen Aerator SF (DI) Joint | Kitchen Aerator SF (DI) | Low-flow fixtures | Residential | Project | 0.10093 | 2.3623e-05 | 3.022 | 671.5457 | 10 | 5
5.4.4.6 | TRM94.6 | V10 | RS-HWE-LFFA-V07-190101 | Low Flow Faucet Aerators- DI, Multifamily, Kitchen CA | Low Flow Aerator - Kitchen (DI) MF-CA | Low Flow Aerator - Kitchen (DI) MF-CA | Low-flow fixtures | Residential | Project | 2.6437 | 0.00075534 | 2.7967 | 527.6825 | 10 | 6.54
5.4.4.13 | TRM94.13 | V10 | RS-HWE-LFFA-V07-190101 | Low Flow Faucet Aerators- DI, Multifamily, Kitchen CA Joint | Low Flow Aerator - Kitchen (DI) MF-CA Joint | Low Flow Aerator - Kitchen (DI) MF-CA | Low-flow fixtures | Residential | Project | 0.079311 | 2.266e-05 | 2.7967 | 527.6825 | 10 | 6.54
5.4.4.5 | TRM94.5 | V10 | RS-HWE-LFFA-V07-190101 | Low Flow Faucet Aerators- DI, Multifamily, Kitchen IU | Low Flow Aerator - Kitchen (DI) MF-IU | Low Flow Aerator - Kitchen (DI) MF-IU | Low-flow fixtures | Residential | Project | 2.6437 | 0.00075534 | 2.7967 | 527.6825 | 10 | 6.54
5.4.4.18 | TRM94.18 | V10 | RS-HWE-LFFA-V07-190101 | Low Flow Faucet Aerators- DI, Multifamily, Kitchen All Joint | Low Flow Aerator - Kitchen (DI) MF-IU All Joint | Low Flow Aerator - Kitchen (DI) MF-IU | Low-flow fixtures | Residential | Project | 0 | 0 | 2.7967 | 527.6825 | 10 | 6.54
5.4.4.12 | TRM94.12 | V10 | RS-HWE-LFFA-V07-190101 | Low Flow Faucet Aerators- DI, Multifamily, Kitchen IU Joint | Low Flow Aerator - Kitchen (DI) MF-IU Joint | Low Flow Aerator - Kitchen (DI) MF-IU | Low-flow fixtures | Residential | Project | 0.079311 | 2.266e-05 | 2.7967 | 527.6825 | 10 | 6.54
5.6.6.11 | TRM127.11 | V10 | RS-SHL-RINS-V01-190101 | Rim/Band Joist Insulation Rim/Band Joist: R5 to R19, Rim/Band Joist area = 19 ft, CC Single Family | Rim/Band Joist Insulation (R5 to R19) IQ SF CC | Rim/Band Joist Insulation | Shell | Residential | Project | 0.17553 | 0.00011597 | 2.6602 | 0 | 20 | 70.85
5.4.1.4 | TRM76.4 | V10 | RS-HWE-PINS-V02-150601 | Domestic Hot Water Pipe insulation/ 1 ft./ 4 R-value/ 0.75 in. dia. - DI, SF | DHW Pipe Insulation | DHW Pipe Insulation | Pipe insulation | Residential | Unit | 0 | 0 | 2.6007 | 0 | 15 | 2
5.4.1.2 | TRM76.2 | V10 | RS-HWE-PINS-V02-150601 | Domestic Hot Water Pipe insulation/ 1 ft./ 3 R-value/ 0.75 in. dia. - DI, | DHW Pipe Insulation | DHW Pipe Insulation | Pipe insulation | Residential | Unit | 0 | 0 | 2.5163 | 0 | 15 | 3
4.4.25.2 | TRM111.2 | V10 | CI-HVC- PRGA -V03-190101 | Programmable Thermostat Adjustments - Convenience Store | Programmable Thermostat Adjustments - Convenience Store | Programmable Thermostat Adjustments - Convenience Store | Thermostats | Commercial | Project | 10 | 30 | 2.499 | 0 | 2 | 70.34
4.4.18.2 | TRM103.2 | V10 | CI-HVC-PROG-V02-190101 | Programmable Thermostats - Convenience Store | Programmable Thermostats - Convenience Store | Programmable Thermostats - CA | Thermostats | Commercial | Unit | 108 | 5 | 2.499 | 0 | 4 | 181
4.4.14.37 | TRM50.37 | V10 | CI-HVC-PINS-V05-190101 | Pipe Insulation, DHW Small <=1.25" - CPOP | Pipe Insulation, DHW Small <=1.25" | Pipe Insulation, DHW Small <=1.25" - CPOP | Pipe insulation | Commercial | LN FT | 0 | 0 | 2.438 | 0 | 15 | 13.97
4.4.14.32 | TRM50.32 | V10 | CI-HVC-PINS-V05-190101 | Pipe Insulation, DHW Small <=1.25" - CPOP | Pipe Insulation, DHW Small <=1.25" | Pipe Insulation, DHW Small <=1.25" | Pipe insulation | Commercial | LN FT | 0 | 0 | 2.438 | 0 | 15 | 13.97
4.4.14.6 | TRM50.6 | V10 | CI-HVC-PINS-V05-190101 | Pipe Insulation, Indoor, Domestic Hot Water, Hot water, DHW Circulation Loop | Pipe Insulation, Indoor DHW | Pipe Insulation, Indoor Hot Water DHW | Pipe insulation | Commercial | LN FT | 0 | 0 | 2.0533 | 0 | 15 | 13.97
5.4.4.3 | TRM94.3 | V10 | RS-HWE-LFFA-V07-190101 | Low Flow Faucet Aerators- DI, Multifamily, Bath CA | Low Flow Aerator - Bath (DI) MF-CA | Low Flow Aerator - Bath (DI) MF-CA | Low-flow fixtures | Residential | Project | 1.9661 | 0.0019661 | 1.7267 | 392.4345 | 10 | 6.54
5.4.4.10 | TRM94.10 | V10 | RS-HWE-LFFA-V07-190101 | Low Flow Faucet Aerators- DI, Multifamily, Bath CA Joint | Low Flow Aerator - Bath (DI) MF-CA Joint | Low Flow Aerator - Bath (DI) MF-CA | Low-flow fixtures | Residential | Project | 0.058983 | 5.8983e-05 | 1.7267 | 392.4345 | 10 | 6.54
5.4.4.4 | TRM94.4 | V10 | RS-HWE-LFFA-V07-190101 | Low Flow Faucet Aerators- DI, Multifamily, Bath IU | Low Flow Aerator - Bath (DI) MF-IU | Low Flow Aerator - Bath (DI) MF-IU | Low-flow fixtures | Residential | Project | 1.9661 | 0.0019661 | 1.7267 | 392.4345 | 10 | 6.54
5.4.4.17 | TRM94.17 | V10 | RS-HWE-LFFA-V07-190101 | Low Flow Faucet Aerators- DI, Multifamily, Bath All Joint | Low Flow Aerator - Bath (DI) MF-IU All Joint | Low Flow Aerator - Bath (DI) MF-IU | Low-flow fixtures | Residential | Project | 0 | 0 | 1.7267 | 392.4345 | 10 | 6.54
5.4.4.11 | TRM94.11 | V10 | RS-HWE-LFFA-V07-190101 | Low Flow Faucet Aerators- DI, Multifamily, Bath IU Joint | Low Flow Aerator - Bath (DI) MF-IU Joint | Low Flow Aerator - Bath (DI) MF-IU | Low-flow fixtures | Residential | Project | 0.058983 | 5.8983e-05 | 1.7267 | 392.4345 | 10 | 6.54
4.4.14.7 | TRM50.7 | V10 | CI-HVC-PINS-V05-190101 | Pipe Insulation, Indoor, Space Heating, Hot water, Recirculation - Heating Season only | Pipe Insulation, Indoor HW Space Heat | Pipe Insulation, Indoor HW Space Heat | Pipe insulation | Commercial | LN FT | 0 | 0 | 1.6846 | 0 | 15 | 13.97
4.4.21 | TRM105 | V10 | CI-HVC-LBC-V05-160601 | Linkageless Boiler Controls for Space Heating | Linkageless Controls | Linkageless Controls | Boilers | Commercial | Project | 0 | 0 | 0.9975 | 0 | 16 | 2.5
5.4.4.1 | TRM94.1 | V10 | RS-HWE-LFFA-V07-190101 | Low Flow Faucet Aerators- DI, Single Family, Bath | Bathroom Aerator SF (DI) | Bathroom Aerator SF (DI) | Low-flow fixtures | Residential | Project | 1.2704 | 0.0019963 | 0.96355 | 253.567 | 10 | 3
5.4.4.15 | TRM94.15 | V10 | RS-HWE-LFFA-V07-190101 | Low Flow Faucet Aerators- DI, Single Family, Bath SF All Joint | Bathroom Aerator SF (DI) All Joint | Bathroom Aerator SF (DI) | Low-flow fixtures | Residential | Project | 0 | 0 | 0.96355 | 253.567 | 10 | 3
5.4.4.8 | TRM94.8 | V10 | RS-HWE-LFFA-V07-190101 | Low Flow Faucet Aerators- DI, Single Family, Bath SF Joint | Bathroom Aerator SF (DI) Joint | Bathroom Aerator SF (DI) | Low-flow fixtures | Residential | Project | 0.038111 | 5.9889e-05 | 0.96355 | 253.567 | 10 | 3
5.1.4.1 | TRM65.1 | V10 | RS-APL-ESDI-V05-190101 | ENERGY STAR Dishwasher - Standard Natural Gas | Dishwasher - Standard | Dishwasher - Standard | Dishwasher | Residential | Unit | 0.4884 | 3.5973e-05 | 0.89104 | 588 | 11 | 75.67
5.3.2 | TRM71 | V10 | RS-HVC-PINS-V03-190101 | Boiler Pipe Insulation, R-value = 2.8, 0.75'', 1 ft, Without reset controls, Pipes in Crawl Space Zone 2 | Boiler Pipe Insulation | Boiler Pipe Insulation | Boilers | Residential | LN FT | 0 | 0 | 0.60659 | 0 | 15 | 3
5.6.1.10 | TRM99.10 | V10 | RS-SHL-AIRS-V07-190101 | Air Sealing - Sealing Tape 1 foot- DI Per Foot | Air Sealing - Sealing Tape - DI | Air Sealing - Sealing Tape - DI | Shell | Residential | Project | 0 | 0 | 0.52 | 0 | 20 | 1.5
5.6.1.11 | TRM99.11 | V10 | RS-SHL-AIRS-V07-190101 | Air Sealing - Sealing Tape per 1 foot - DI Joint | Air Sealing - Sealing Tape - DI Joint | Air Sealing - Sealing Tape - DI | Shell | Residential | Project | 0 | 0 | 0.52 | 0 | 20 | 1.5
5.1.4.2 | TRM65.2 | V10 | RS-APL-ESDI-V05-190101 | ENERGY STAR Dishwasher - Compact Natural Gas | Dishwasher - Compact | Dishwasher - Compact | Dishwasher | Residential | Unit | 0.2508 | 1.8473e-05 | 0.45756 | 521 | 11 | 18.49
4.4.24.4 | TRM112.4 | V10 | CI-HVC-SPIN-V02-160601 | Small Pipe Insulation, 3/4", Indoor Domestic Hot Water, DHW Circulation Loop | Small Pipe Insulation, 3/4", Indoor DHW | Small Pipe Insulation, 3/4", Indoor DHW | Pipe insulation | Commercial | LN FT | 0 | 0 | 0.28107 | 0 | 15 | 4.45
4.4.24.3 | TRM112.3 | V10 | CI-HVC-SPIN-V02-160601 | Small Pipe Insulation, 1/2", Indoor Domestic Hot Water, DHW Circulation Loop | Small Pipe Insulation, 1/2", Indoor DHW | Small Pipe Insulation, 1/2", Indoor DHW | Pipe insulation | Commercial | LN FT | 0 | 0 | 0.23166 | 0 | 15 | 4.15
4.4.22 | TRM106 | V10 | CI-HVC-O2TC-V01-140601 | Oxygen Trim Controls | O2 Trim | O2 Trim | Boilers | Commercial | Project | 0 | 0 | 0.22837 | 0 | 20 | 23250
4.4.24.2 | TRM112.2 | V10 | CI-HVC-SPIN-V02-160601 | Small Pipe Insulation, 3/4", Indoor Space Heating, Recirculation - Heating Season only | Small Pipe Insulation, 3/4", Indoor Space Heat | Small Pipe Insulation, 3/4", Indoor Space Heat | Pipe insulation | Commercial | LN FT | 0 | 0 | 0.14471 | 0 | 15 | 4.45
4.4.24.1 | TRM112.1 | V10 | CI-HVC-SPIN-V02-160601 | Small Pipe Insulation, 1/2", Indoor Space Heating, Recirculation - Heating Season only | Small Pipe Insulation, 1/2", Indoor Space Heat | Small Pipe Insulation, 1/2", Indoor Space Heat | Pipe insulation | Commercial | LN FT | 0 | 0 | 0.11929 | 0 | 15 | 4.15
4.2.9.1 | TRM140.1 | V10 | CI-FSE-ESHH-V03-190101 | ENERGY STAR Hot Food Holding Cabinets (HFHC) | Hot Food Holding Cabinets | Hot Food Holding Cabinets | Food Service | Commercial | Unit | 9313.875 | 0.867 | 0 | 0 | 12 | 1200
5.4.7 | TRM78 | V10 | RS-HWE-WRAP-V02-150601 | Water Heater Wrap | Water Heater Wrap | Water Heater Wrap | Water heater | Residential | Project | 180 | 0.0206 | 0 | 0 | 5 | 100

## Nicor Measure Savings (hidden)
Program Management | Savings Category | Ex Ante Gross Savings (Therms) | Verified Gross RR* | Verified Gross Savings (Therms) | NTG | Verified Net Savings (Therms) | Program Name | Sector
| High-Performance HVAC Equipment | 20753.5 | 97% | 20147 | 1 | 20147 | Affordable Housing New Construction (AHNC) | Income Eligible
| Hot Water Conservation | 8229 | 100% | 8229 | 1 | 8229 | Affordable Housing New Construction (AHNC) | Income Eligible
| High-Performance Water Heating Equipment | 7316.5 | 100% | 7317 | 1 | 7317 | Affordable Housing New Construction (AHNC) | Income Eligible
| Reduced Thermal Bridging | 5579 | 104% | 5781.5 | 1 | 5781.5 | Affordable Housing New Construction (AHNC) | Income Eligible
| Reduced Infiltration | 2604 | 100% | 2593.5 | 1 | 2593.5 | Affordable Housing New Construction (AHNC) | Income Eligible
| Advanced HVAC Controls | 2298 | 101% | 2330 | 1 | 2330 | Affordable Housing New Construction (AHNC) | Income Eligible
| Efficient Ventilation | 5662 | 21% | 1198 | 1 | 1198 | Affordable Housing New Construction (AHNC) | Income Eligible
| High-Performance Windows | 534 | 104% | 553 | 1 | 553 | Affordable Housing New Construction (AHNC) | Income Eligible
| Efficient Appliances | 134 | 113% | 152 | 1 | 152 | Affordable Housing New Construction (AHNC) | Income Eligible
Assessment Direct Install | Faucet Aerator - Bath | 7397.9377 | 100% | 7397.925 | 0.86 | 6362.215 | Business Energy Efficiency Rebates | Business
NA | Faucet Aerator - Bath Laminar | 26585.5186 | 100.6% | 26755.13 | 0.86 | 23009.41 | Business Energy Efficiency Rebates | Business
NA | Faucet Aerator - Kitchen | 430.5308 | 100% | 430.5316 | 0.86 | 370.2572 | Business Energy Efficiency Rebates | Business
NA | Pre-Rinse Spray Valves | 745.03 | 99.99% | 744.9919 | 0.86 | 640.693 | Business Energy Efficiency Rebates | Business
NA | Showerheads | 1944.0699 | 100.2% | 1947.148 | 0.86 | 1674.548 | Business Energy Efficiency Rebates | Business
NA | Weather Stripping | 41.28 | 100% | 41.28 | 0.86 | 35.5008 | Business Energy Efficiency Rebates | Business
Business Optimization Program | Boiler Tune Up, Process | 14998.8387 | 100% | 14998.84 | 0.92 | 13798.93 | Business Energy Efficiency Rebates | Business
NA | Boiler Tune Up, Space Heating | 199402.0217 | 100% | 199402 | 0.92 | 183449.9 | Business Energy Efficiency Rebates | Business
NA | Steam Trap, Commercial | 8049.3069 | 120% | 9660.102 | 0.92 | 8887.294 | Business Energy Efficiency Rebates | Business
NA | Steam Trap, Dry Cleaner | 237982.4952 | 131% | 311694.4 | 0.92 | 286758.9 | Business Energy Efficiency Rebates | Business
NA | Steam Trap, Industrial High Pressure | 6490.6518 | 130.7% | 8482.774 | 0.92 | 7804.152 | Business Energy Efficiency Rebates | Business
NA | Steam Trap, Industrial Medium Pressure | 2593.5472 | 120.2% | 3118.121 | 0.92 | 2868.671 | Business Energy Efficiency Rebates | Business
Prescriptive | Boiler Tune Up, Process | 304130.1961 | 100% | 304130.2 | 0.86 | 261552 | Business Energy Efficiency Rebates | Business
NA | Boiler Tune Up, Space Heating | 594871.7748 | 100% | 594871.8 | 0.86 | 511589.7 | Business Energy Efficiency Rebates | Business
NA | Combination Oven | 727.42 | 78.25% | 569.1704 | 0.86 | 489.4866 | Business Energy Efficiency Rebates | Business
NA | Compressed Air Heat Recovery | 22458.4288 | 99.69% | 22387.76 | 0.86 | 19253.47 | Business Energy Efficiency Rebates | Business
NA | Convection Oven | 749.905 | 99.11% | 743.2324 | 0.86 | 639.1799 | Business Energy Efficiency Rebates | Business
NA | Direct-Fired Space Heater | 23545 | 100% | 23545 | 0.86 | 20248.7 | Business Energy Efficiency Rebates | Business
NA | Fryer - E >50% | 23162.5491 | 100% | 23162.55 | 0.86 | 19919.79 | Business Energy Efficiency Rebates | Business
NA | Fryer - Large Vat | 3522.6475 | 82.59% | 2909.522 | 0.86 | 2502.189 | Business Energy Efficiency Rebates | Business
NA | High Efficiency Boiler | 471040.1248 | 100% | 471040.1 | 0.86 | 405094.5 | Business Energy Efficiency Rebates | Business
NA | High Efficiency Furnace | 15124.7001 | 100% | 15124.7 | 0.86 | 13007.24 | Business Energy Efficiency Rebates | Business
NA | Infrared Heaters | 8372.9106 | 100% | 8372.912 | 0.86 | 7200.704 | Business Energy Efficiency Rebates | Business
NA | Outdoor Pool Covers | 5213.62 | 100% | 5213.62 | 0.86 | 4483.713 | Business Energy Efficiency Rebates | Business
NA | Pipe Insulation | 85334.8276 | 97.63% | 83312.23 | 0.86 | 71648.52 | Business Energy Efficiency Rebates | Business
NA | Small Commercial Thermostat | 3074.401 | 80.52% | 2475.634 | 0.92 | 2277.583 | Business Energy Efficiency Rebates | Business
NA | Steam Trap, Commercial | 42196.2079 | 120% | 50640.35 | 0.86 | 43550.7 | Business Energy Efficiency Rebates | Business
NA | Steam Trap, Dry Cleaner | 88563.1324 | 131% | 115994.4 | 0.86 | 99755.17 | Business Energy Efficiency Rebates | Business
NA | Steam Trap, Industrial High Pressure | 556865.8329 | 135.8% | 756343.7 | 0.86 | 650455.6 | Business Energy Efficiency Rebates | Business
NA | Steam Trap, Industrial Medium Pressure | 128511.0789 | 123.5% | 158727.6 | 0.86 | 136505.8 | Business Energy Efficiency Rebates | Business
NA | Water Heater | 125.3246 | 100% | 125.3246 | 0.86 | 107.7792 | Business Energy Efficiency Rebates | Business
Midstream CFS | Combination Oven | 3637.1 | 91.16% | 3315.439 | 0.8 | 2652.351 | Business Energy Efficiency Rebates | Business
NA | Commercial Steamer | 1731 | 86.65% | 1499.876 | 0.8 | 1199.901 | Business Energy Efficiency Rebates | Business
NA | Large Conveyor Oven | 884 | 100% | 884 | 0.8 | 707.2 | Business Energy Efficiency Rebates | Business
NA | Convection Oven | 5153.7668 | 122.6% | 6316.403 | 0.8 | 5053.122 | Business Energy Efficiency Rebates | Business
NA | Dishwasher | 1502 | 72.5% | 1089 | 0.8 | 871.2 | Business Energy Efficiency Rebates | Business
NA | Fryer - Large Vat | 2813.2277 | 124.1% | 3490.617 | 0.8 | 2792.493 | Business Energy Efficiency Rebates | Business
NA | Fryer - E >50% | 50298.1875 | 91.15% | 45844.45 | 0.8 | 36675.56 | Business Energy Efficiency Rebates | Business
NA | Infrared Salamander Broiler | 240.24 | 100% | 240.24 | 0.8 | 192.192 | Business Energy Efficiency Rebates | Business
NA | Kitchen Demand Ventilation Controls | 4644 | 100% | 4644 | 0.8 | 3715.2 | Business Energy Efficiency Rebates | Business
NA | Double Rack Oven | 17297.28 | 89.45% | 15473.2 | 0.8 | 12378.56 | Business Energy Efficiency Rebates | Business
NA | Griddle | 201.9754 | 157% | 317.0239 | 0.8 | 253.6191 | Business Energy Efficiency Rebates | Business
BOC | BOC | 4740 | 100% | 4740 | 1 | 4740 | Building Operator Certification | MT & ET
Nicor Gas - ComEd Joint Kit | Shower Timer | 79855.912 | 99.99% | 79846.4515 | 1 | 79846.4515 | Elementary Education Kits (EEE) | Residential
| Low Flow Showerheads | 61577.674 | 100% | 61575.8246 | 1 | 61575.8246 | Elementary Education Kits (EEE) | Residential
| Low Flow Aerators (Bathroom) | 12137.328 | 100.1% | 12149.1092 | 1 | 12149.1092 | Elementary Education Kits (EEE) | Residential
| Low Flow Aerators (Kitchen) | 10066.276 | 99.91% | 10057.0135 | 1 | 10057.0135 | Elementary Education Kits (EEE) | Residential
| Water Heater Temperature Setback | 7706.24 | 124.8% | 9615.4952 | 1 | 9615.4952 | Elementary Education Kits (EEE) | Residential
Nicor Gas Only Kit | Shower Timer | 1044.4476 | 325.4% | 3398.4973 | 1 | 3398.4973 | Elementary Education Kits (EEE) | Residential
| Low Flow Showerheads | 5657.856 | 46.32% | 2620.8463 | 1 | 2620.8463 | Elementary Education Kits (EEE) | Residential
| Low Flow Aerators (Bathroom) | 681.5099 | 75.88% | 517.1014 | 1 | 517.1014 | Elementary Education Kits (EEE) | Residential
| Low Flow Aerators (Kitchen) | 3281.8889 | 13.04% | 428.0558 | 1 | 428.0558 | Elementary Education Kits (EEE) | Residential
| Water Heater Temperature Setback | 153.574 | 266.5% | 409.2635 | 1 | 409.2635 | Elementary Education Kits (EEE) | Residential
| Bath Aerator | 8324 | 100% | 8324 | 1.1 | 9157.3 | Energy-Savings Kits (ESK) | Residential
NA | Kitchen Aerator | 34117 | 100% | 34117 | 1.1 | 37529 | Energy-Savings Kits (ESK) | Residential
NA | Showerhead | 81067 | 100% | 81067.3 | 1.1 | 89173 | Energy-Savings Kits (ESK) | Residential
NA | Shower Timer | 23954 | 100% | 23954 | 1.1 | 26350.2 | Energy-Savings Kits (ESK) | Residential
Nicor Gas - Weatherization Kits | Outlet Cover | 37993 | 100% | 37993.3 | 0.91 | 34573.2 | Energy-Savings Kits (ESK) | Residential
NA | Foam Tape | 71947 | 100% | 71947 | 0.91 | 65472 | Energy-Savings Kits (ESK) | Residential
NA | V-Seal | 66145 | 100% | 66145 | 0.91 | 60192 | Energy-Savings Kits (ESK) | Residential
NA | Door Sweep | 57264 | 100% | 57264 | 0.91 | 52110 | Energy-Savings Kits (ESK) | Residential
NA | Rope Caulk | 76915 | 100% | 76915 | 0.91 | 69993 | Energy-Savings Kits (ESK) | Residential
HEER | Advanced Thermostat - Manual Baseline | 745112 | 100% | 742703 | 0.9 | 668433 | Home Energy Efficiency Rebates (HEER) | Residential
HEER | Advanced Thermostat - Programmable Baseline | 754921 | 93% | 698934 | 0.9 | 629041 | Home Energy Efficiency Rebates (HEER) | Residential
HEER | Advanced Thermostat - Unknown Baseline | 55422 | 95% | 52816 | 0.9 | 47534 | Home Energy Efficiency Rebates (HEER) | Residential
HEER | Boilers, >95% AFUE <300 MBH | 25303 | 100% | 25303 | 0.84 | 21255 | Home Energy Efficiency Rebates (HEER) | Residential
HEER | Combination Boilers, >95% AFUE <300 MBH | 14644 | 98% | 14293 | 0.84 | 12006 | Home Energy Efficiency Rebates (HEER) | Residential
HEER | Furnace, >95% AFUE | 1964037 | 100% | 1964037 | 0.84 | 1649791 | Home Energy Efficiency Rebates (HEER) | Residential
HEER | Furnace, >97% AFUE | 183261 | 100% | 183261 | 0.86 | 157604 | Home Energy Efficiency Rebates (HEER) | Residential
HEER | Tankless Water Heater | 21714 | 84% | 18250 | 0.84 | 15330 | Home Energy Efficiency Rebates (HEER) | Residential
| Advanced Thermostat (DI) - Blended | 1229.8739 | 100% | 1229.8744 | 0.9 | 1106.8869 | Home Energy Savings/HEA | Residential
| Advanced Thermostat (DI) - Manual | 41805.344 | 100% | 41805.3445 | 0.9 | 37624.81 | Home Energy Savings/HEA | Residential
| Advanced Thermostat (DI) - Programmable | 28771.4673 | 100% | 28781.8754 | 0.9 | 25903.6879 | Home Energy Savings/HEA | Residential
| Bathroom Aerator SF (DI) | 2599.8308 | 99.59% | 2589.0903 | 1.07 | 2770.3267 | Home Energy Savings/HEA | Residential
| Boiler Pipe Insulation | 446.667 | 100% | 446.6884 | 0.99 | 442.2215 | Home Energy Savings/HEA | Residential
| DHW Pipe Insulation | 12064.0586 | 100% | 12064.1289 | 0.99 | 11943.4876 | Home Energy Savings/HEA | Residential
| Handheld Showerhead (DI) SF | 2728.0127 | 99.82% | 2723.0645 | 1.07 | 2913.679 | Home Energy Savings/HEA | Residential
| HEA Kit | 59520.4271 | 99.6% | 59282.05 | 0.99 | 58689.2295 | Home Energy Savings/HEA | Residential
| Kitchen Aerator SF (DI) | 4535.9911 | 100% | 4536.0343 | 1.07 | 4853.5567 | Home Energy Savings/HEA | Residential
| Programmable Thermostat (DI) | 21667.9594 | 105% | 22759.9566 | 0.81 | 18435.5649 | Home Energy Savings/HEA | Residential
| Showerhead (DI) SF | 4129.4906 | 152.6% | 6302.8247 | 1.07 | 6744.0224 | Home Energy Savings/HEA | Residential
| Thermostat Education (DI) | 15011.4995 | 98.67% | 14812.3233 | 0.85 | 12590.4748 | Home Energy Savings/HEA | Residential
| Air Sealing | 70969.745 | 92.46% | 65618.2993 | 0.88 | 57744.1034 | Home Energy Savings/HEA | Residential
| Air Sealing Without Attic Insulation | 11213.714 | 102.3% | 11468.6752 | 0.83 | 9519.0004 | Home Energy Savings/HEA | Residential
| Attic Insulation | 130793.4937 | 100% | 130796.8088 | 0.89 | 116409.1599 | Home Energy Savings/HEA | Residential
| Basement/Sidewall Insulation | 13965.7537 | 99.99% | 13964.8207 | 0.85 | 11870.0976 | Home Energy Savings/HEA | Residential
| Duct Sealing | 9717.2463 | 100% | 9717.2481 | 0.93 | 9037.0408 | Home Energy Savings/HEA | Residential
| Wall Insulation SF | 5125.8888 | 99.93% | 5122.4292 | 0.85 | 4354.0648 | Home Energy Savings/HEA | Residential
| Advanced Thermostat (DI) - Blended | 427 | 100% | 427.125 | 0.9 | 384.4125 | Home Energy Savings/HEA | Residential
| Advanced Thermostat (DI) - Manual | 615 | 100% | 615.06 | 0.9 | 553.554 | Home Energy Savings/HEA | Residential
| Advanced Thermostat (DI) - Programmable | 15477 | 100% | 15477.0699 | 0.9 | 13929.3629 | Home Energy Savings/HEA | Residential
| Advanced Thermostat (DI) - Blended | 53.8177 | 100% | 53.8178 | 0.9 | 48.436 | Home Energy Savings/HEA | Residential
| Advanced Thermostat (DI) - Manual | 3039.9447 | 100% | 3039.9448 | 0.9 | 2735.9503 | Home Energy Savings/HEA | Residential
| Advanced Thermostat (DI) - Programmable | 1696.5772 | 100% | 1696.5784 | 0.9 | 1526.9205 | Home Energy Savings/HEA | Residential
| Bathroom Aerator SF (DI) | 484.6066 | 100% | 484.6179 | 1.07 | 518.5411 | Home Energy Savings/HEA | Residential
| Boiler Pipe Insulation | 551.8481 | 100% | 551.8561 | 0.99 | 546.3375 | Home Energy Savings/HEA | Residential
| DHW Pipe Insulation | 2800.8466 | 100% | 2800.8606 | 0.99 | 2772.852 | Home Energy Savings/HEA | Residential
| Handheld Showerhead (DI) SF | 844.7327 | 99.58% | 841.1677 | 1.07 | 900.0494 | Home Energy Savings/HEA | Residential
| HEA Kit | 5061.6075 | 100% | 5061.6149 | 0.99 | 5010.9987 | Home Energy Savings/HEA | Residential
| Kitchen Aerator SF (DI) | 557.3189 | 100% | 557.3231 | 1.07 | 596.3357 | Home Energy Savings/HEA | Residential
| Programmable Thermostat (DI) | 868.1438 | 104.2% | 904.2848 | 0.81 | 732.4707 | Home Energy Savings/HEA | Residential
| Showerhead (DI) SF | 476.7696 | 99.8% | 475.8053 | 1.07 | 509.1116 | Home Energy Savings/HEA | Residential
PHES | AC Cover and Gap Sealer (DI) - MF IU | 5446.4159 | 100% | 5446.4159 | 1 | 5446.4159 | Public Housing Energy Savings | Income Eligible
PHES | Air Sealing | 2238.08 | 103.8% | 2324.16 | 1 | 2324.16 | Public Housing Energy Savings | Income Eligible
PHES | Attic Insulation | 649.4087 | 99.05% | 643.2239 | 1 | 643.2239 | Public Housing Energy Savings | Income Eligible
PHES | Furnace, >95% AFUE - MF IU | 23194.2572 | 75.44% | 17497.9066 | 1 | 17497.9066 | Public Housing Energy Savings | Income Eligible
PHES | Hydronic Boilers, >85% | 1893.54 | 208.3% | 3944.115 | 1 | 3944.115 | Public Housing Energy Savings | Income Eligible
PHES | Storage Water Heater, >0.67 EF | 438.2459 | 101.6% | 445.24 | 1 | 445.24 | Public Housing Energy Savings | Income Eligible
PHES | Storage Water Heater, >88% TE | 566.8036 | 126% | 714.37 | 1 | 714.37 | Public Housing Energy Savings | Income Eligible
PHES | Wall Insulation SF | 1137.42 | 43.99% | 500.38 | 1 | 500.38 | Public Housing Energy Savings | Income Eligible
| Gas High Efficiency Furnace - ER | 25885 | 100% | 25885 | 1 | 25885 | Single Family - IHWAP, Contractors Channel, BNP, Kits | Income Eligible | 0
| Attic Insulation | 18979 | 100% | 18979 | 1 | 18979 | Single Family - IHWAP, Contractors Channel, BNP, Kits | Income Eligible | 0
| Air Sealing | 15209 | 100% | 15209 | 1 | 15209 | Single Family - IHWAP, Contractors Channel, BNP, Kits | Income Eligible | 0
| Duct Insulation and Sealing | 8691 | 100% | 8691 | 1 | 8691 | Single Family - IHWAP, Contractors Channel, BNP, Kits | Income Eligible | 0
| Advanced Thermostat - Manual | 7799 | 100% | 7799 | 1 | 7799 | Single Family - IHWAP, Contractors Channel, BNP, Kits | Income Eligible | 0
| Basement Sidewall Insulation | 6243 | 100% | 6243 | 1 | 6243 | Single Family - IHWAP, Contractors Channel, BNP, Kits | Income Eligible | 0
| Gas High Efficiency Furnace - TOS | 5337 | 100% | 5337 | 1 | 5337 | Single Family - IHWAP, Contractors Channel, BNP, Kits | Income Eligible | 0
| Wall Insulation | 2956 | 100% | 2956 | 1 | 2956 | Single Family - IHWAP, Contractors Channel, BNP, Kits | Income Eligible | 0
| HW Pipe Insulation | 2780 | 100% | 2780 | 1 | 2780 | Single Family - IHWAP, Contractors Channel, BNP, Kits | Income Eligible | 0
| Gas Water Heater - ER | 2062 | 100% | 2062 | 1 | 2062 | Single Family - IHWAP, Contractors Channel, BNP, Kits | Income Eligible | 0
| Programmable Thermostat | 1966 | 100% | 1966 | 1 | 1966 | Single Family - IHWAP, Contractors Channel, BNP, Kits | Income Eligible | 0
| Gas High Efficiency Boiler - ER | 1922 | 100% | 1922 | 1 | 1922 | Single Family - IHWAP, Contractors Channel, BNP, Kits | Income Eligible | 0
| Rim Insulation | 1393 | 100% | 1393 | 1 | 1393 | Single Family - IHWAP, Contractors Channel, BNP, Kits | Income Eligible | 0
| Floor Insulation | 845 | 100% | 845 | 1 | 845 | Single Family - IHWAP, Contractors Channel, BNP, Kits | Income Eligible | 0
| Advanced Thermostat - Programmable | 820 | 100% | 820 | 1 | 820 | Single Family - IHWAP, Contractors Channel, BNP, Kits | Income Eligible | 0
| Furnace Tune-Up | 811 | 100% | 811 | 1 | 811 | Single Family - IHWAP, Contractors Channel, BNP, Kits | Income Eligible | 0
| Gas High Efficiency Boiler - TOS | 604 | 100% | 604 | 1 | 604 | Single Family - IHWAP, Contractors Channel, BNP, Kits | Income Eligible | 0
| Gas Water Heater - TOS | 426 | 100% | 426 | 1 | 426 | Single Family - IHWAP, Contractors Channel, BNP, Kits | Income Eligible | 0
| Low Flow Showerhead | 168 | 100% | 168 | 1 | 168 | Single Family - IHWAP, Contractors Channel, BNP, Kits | Income Eligible | 0
| Low Flow Faucet Aerator - Kitchen | 159 | 100% | 159 | 1 | 159 | Single Family - IHWAP, Contractors Channel, BNP, Kits | Income Eligible | 0
| Low Flow Faucet Aerator - Bathroom | 99 | 100% | 99 | 1 | 99 | Single Family - IHWAP, Contractors Channel, BNP, Kits | Income Eligible | 0
| Attic Insulation | 93687 | 100% | 93687 | 1 | 93687 | Single Family - IHWAP, Contractors Channel, BNP, Kits | Income Eligible | 0
| Air Sealing | 67899 | 100% | 67899 | 1 | 67899 | Single Family - IHWAP, Contractors Channel, BNP, Kits | Income Eligible | 0
| Furnace Tune-Up | 30386.3 | 100% | 30386 | 1 | 30386 | Single Family - IHWAP, Contractors Channel, BNP, Kits | Income Eligible | 0.3
| Wall Insulation | 16458 | 100% | 16458 | 1 | 16458 | Single Family - IHWAP, Contractors Channel, BNP, Kits | Income Eligible | 0
| Duct Insulation and Sealing | 13641.3 | 100% | 13641 | 1 | 13641 | Single Family - IHWAP, Contractors Channel, BNP, Kits | Income Eligible | 0.3
| Basement Sidewall Insulation | 9423 | 100% | 9423 | 1 | 9423 | Single Family - IHWAP, Contractors Channel, BNP, Kits | Income Eligible | 0
| Floor Insulation | 9005 | 100% | 9005 | 1 | 9005 | Single Family - IHWAP, Contractors Channel, BNP, Kits | Income Eligible | 0
| Gas High Efficiency Furnace - TOS | 7745 | 100% | 7745 | 1 | 7745 | Single Family - IHWAP, Contractors Channel, BNP, Kits | Income Eligible | 0
| Advanced Thermostat - Programmable | 6086 | 100% | 6086 | 1 | 6086 | Single Family - IHWAP, Contractors Channel, BNP, Kits | Income Eligible | 0
| Programmable Thermostat | 3402 | 100% | 3402 | 1 | 3402 | Single Family - IHWAP, Contractors Channel, BNP, Kits | Income Eligible | 0
| HW Pipe Insulation | 2602 | 100% | 2602 | 1 | 2602 | Single Family - IHWAP, Contractors Channel, BNP, Kits | Income Eligible | 0
| Advanced Thermostat - Manual | 1758 | 100% | 1758 | 1 | 1758 | Single Family - IHWAP, Contractors Channel, BNP, Kits | Income Eligible | 0
| Low Flow Showerhead | 907 | 100% | 907 | 1 | 907 | Single Family - IHWAP, Contractors Channel, BNP, Kits | Income Eligible | 0
| Low Flow Faucet Aerator - Kitchen | 731 | 100% | 731 | 1 | 731 | Single Family - IHWAP, Contractors Channel, BNP, Kits | Income Eligible | 0
| Rim Insulation | 586 | 100% | 586 | 1 | 586 | Single Family - IHWAP, Contractors Channel, BNP, Kits | Income Eligible | 0
| Gas Water Heater - TOS | 460 | 100% | 460 | 1 | 460 | Single Family - IHWAP, Contractors Channel, BNP, Kits | Income Eligible | 0
| Gas High Efficiency Boiler - TOS | 415 | 100% | 415 | 1 | 415 | Single Family - IHWAP, Contractors Channel, BNP, Kits | Income Eligible | 0
| Gas High Efficiency Boiler - ER | 226 | 100% | 226 | 1 | 226 | Single Family - IHWAP, Contractors Channel, BNP, Kits | Income Eligible | 0
| Low Flow Faucet Aerator - Bathroom | 222 | 100% | 222 | 1 | 222 | Single Family - IHWAP, Contractors Channel, BNP, Kits | Income Eligible | 0
| HEA Kit | 150 | 100% | 150 | 1 | 150 | Single Family - IHWAP, Contractors Channel, BNP, Kits | Income Eligible | 0
| Gas Water Heater - ER | 27 | 100% | 27 | 1 | 27 | Single Family - IHWAP, Contractors Channel, BNP, Kits | Income Eligible | 0
| Boiler Pipe Insulation | 0.4 | 100% | 0.4 | 1 | 0.4 | Single Family - IHWAP, Contractors Channel, BNP, Kits | Income Eligible | 0
| Kit BN | 3970 | 100% | 3970 | 1 | 3970 | Single Family - IHWAP, Contractors Channel, BNP, Kits | Income Eligible | 0
| Advanced Thermostat - Programmable | 2078 | 100% | 2078 | 1 | 2078 | Single Family - IHWAP, Contractors Channel, BNP, Kits | Income Eligible | 0
| Attic Insulation | 1820 | 100% | 1820 | 1 | 1820 | Single Family - IHWAP, Contractors Channel, BNP, Kits | Income Eligible | 0
| Advanced Thermostat - Manual | 1381 | 100% | 1381 | 1 | 1381 | Single Family - IHWAP, Contractors Channel, BNP, Kits | Income Eligible | 0
| Gas High Efficiency Furnace - TOS | 924 | 100% | 924 | 1 | 924 | Single Family - IHWAP, Contractors Channel, BNP, Kits | Income Eligible | 0
| Air Sealing | 910 | 100% | 910 | 1 | 910 | Single Family - IHWAP, Contractors Channel, BNP, Kits | Income Eligible | 0
| HW Pipe Insulation | 592 | 100% | 592 | 1 | 592 | Single Family - IHWAP, Contractors Channel, BNP, Kits | Income Eligible | 0
| Gas Water Heater - ER | 312 | 100% | 312 | 1 | 312 | Single Family - IHWAP, Contractors Channel, BNP, Kits | Income Eligible | 0
| Gas Water Heater - TOS | 293 | 100% | 293 | 1 | 293 | Single Family - IHWAP, Contractors Channel, BNP, Kits | Income Eligible | 0
| Rim Insulation | 226 | 100% | 226 | 1 | 226 | Single Family - IHWAP, Contractors Channel, BNP, Kits | Income Eligible | 0
| Furnace Tune-Up | 139 | 100% | 139 | 1 | 139 | Single Family - IHWAP, Contractors Channel, BNP, Kits | Income Eligible | 0
| Gas High Efficiency Boiler - TOS | 112 | 100% | 112 | 1 | 112 | Single Family - IHWAP, Contractors Channel, BNP, Kits | Income Eligible | 0
| Low Flow Showerhead | 76 | 100% | 76 | 1 | 76 | Single Family - IHWAP, Contractors Channel, BNP, Kits | Income Eligible | 0
| Wall Insulation | 62 | 100% | 62 | 1 | 62 | Single Family - IHWAP, Contractors Channel, BNP, Kits | Income Eligible | 0
| Low Flow Faucet Aerator - Kitchen | 62 | 100% | 62 | 1 | 62 | Single Family - IHWAP, Contractors Channel, BNP, Kits | Income Eligible | 0
| Low Flow Faucet Aerator - Bathroom | 38 | 100% | 38 | 1 | 38 | Single Family - IHWAP, Contractors Channel, BNP, Kits | Income Eligible | 0
| Kit 5 | 96668 | 100% | 96668 | 1 | 96668 | Single Family - IHWAP, Contractors Channel, BNP, Kits | Income Eligible | 0
| Kit 4 | 4510 | 100% | 4510 | 1 | 4510 | Single Family - IHWAP, Contractors Channel, BNP, Kits | Income Eligible | 0
| Kit 2 | 182 | 100% | 182 | 1 | 182 | Single Family - IHWAP, Contractors Channel, BNP, Kits | Income Eligible | 0
| Kit 2 MF | 158 | 100% | 158 | 1 | 158 | Single Family - IHWAP, Contractors Channel, BNP, Kits | Income Eligible | 0
Direct Install | Prog. T-Stat (DI) IU | 39593.6944 | 93.76% | 37122.0548 | 0.96 | 35637.1726 | Multi-Family Program | Residential
NA | Low Flow Showerhead (DI) IU | 4287.7716 | 100.1% | 4294.0141 | 1.01 | 4336.9542 | Multi-Family Program | Residential
NA | Shower Timer | 1241.7801 | 100.1% | 1243.4141 | 0.96 | 1193.6775 | Multi-Family Program | Residential
NA | Faucet Aerator - Bathroom (DI) IU | 701.381 | 100.1% | 701.7916 | 1.01 | 708.8095 | Multi-Family Program | Residential
NA | Faucet Aerator - Kitchen (DI) IU | 623.98 | 100.4% | 626.4927 | 1.01 | 632.7576 | Multi-Family Program | Residential
NA | Pipe Insulation (DI) CA | 487.6805 | 99.89% | 487.124 | 0.96 | 467.6391 | Multi-Family Program | Residential
NA | Low Flow Showerhead (DI) CA | 107.2858 | 105.7% | 113.4539 | 0.96 | 108.9157 | Multi-Family Program | Residential
NA | Faucet Aerator - Bathroom (DI) CA | 57.8507 | 100% | 57.8509 | 0.96 | 55.5369 | Multi-Family Program | Residential
NA | Faucet Aerator - Kitchen (DI) CA | 18.5824 | 100% | 18.5824 | 0.96 | 17.8391 | Multi-Family Program | Residential
Prescriptive | Pipe Insulation Indoor Hot Water (HW) DHW | 36701.0541 | 100% | 36701.0559 | 0.93 | 34131.9819 | Multi-Family Program | Residential
NA | Pipe Insulation Indoor Hot Water (HW) Space Heat | 21461.2719 | 100% | 21461.2724 | 0.93 | 19958.9834 | Multi-Family Program | Residential
NA | Condensing Boilers | 10665.1105 | 100% | 10665.1109 | 0.93 | 9918.5531 | Multi-Family Program | Residential
NA | Hydronic Boilers | 8069.1187 | 100% | 8069.1187 | 0.93 | 7504.2804 | Multi-Family Program | Residential
NA | Outdoor Pool Covers | 4167.26 | 100% | 4167.26 | 0.93 | 3875.5518 | Multi-Family Program | Residential
NA | Boiler Tune Up | 2922.2166 | 100% | 2922.217 | 0.93 | 2717.6618 | Multi-Family Program | Residential
NA | Boiler Reset Controls | 1069.2 | 100% | 1069.2 | 0.93 | 994.356 | Multi-Family Program | Residential
NA | Furnace | 412.3012 | 100% | 412.3013 | 0.93 | 383.4402 | Multi-Family Program | Residential
CPOP | DHW Controller | 75867 | 107.6% | 81635.4 | 0.93 | 75920.922 | Multi-Family Program | Residential
NA | Boiler Tune Up | 64724.2017 | 100% | 64724.2056 | 0.93 | 60193.5112 | Multi-Family Program | Residential
NA | Steam Traps | 60753.5025 | 100.2% | 60861.4035 | 0.93 | 56601.1052 | Multi-Family Program | Residential
NA | Pipe Insulation (DI) CA | 53202.1783 | 98.72% | 52519.636 | 0.93 | 48843.2615 | Multi-Family Program | Residential
NA | Boiler Averaging Controls | 19976.22 | 100% | 19976.22 | 0.93 | 18577.8846 | Multi-Family Program | Residential
NA | Boiler Reset Controls | 15720.0912 | 100% | 15720.0912 | 0.93 | 14619.6848 | Multi-Family Program | Residential
NA | DHW Tank Insulation | 2258.6049 | 84.97% | 1919.047 | 0.93 | 1784.7137 | Multi-Family Program | Residential
ASI | Air Sealing - Sealing Tape | 4196.608 | 100% | 4196.608 | 0.93 | 3902.8454 | Multi-Family Program | Residential
NA | Attic Insulation | 3836.8836 | 100% | 3836.7937 | 0.93 | 3568.2182 | Multi-Family Program | Residential
Retrofits MF | Air Sealing | 72441.3496 | 100.4% | 72744.5218 | 1 | 72744.5218 | Multi-Family - IHWAP, Contractors Channel, BNP, Kits | Income Eligible
Retrofits MF | Pipe Insulation CA | 50328.1322 | 101.1% | 50897.6612 | 1 | 50897.6612 | Multi-Family - IHWAP, Contractors Channel, BNP, Kits | Income Eligible
Retrofits MF | Attic Insulation | 38116.2284 | 109.4% | 41694.835 | 1 | 41694.835 | Multi-Family - IHWAP, Contractors Channel, BNP, Kits | Income Eligible
Retrofits MF | Hydronic Boilers | 13979.2418 | 110% | 15371.2544 | 1 | 15371.2544 | Multi-Family - IHWAP, Contractors Channel, BNP, Kits | Income Eligible
Retrofits MF | Low Flow Showerhead (DI) IU | 16520.796 | 100% | 16520.8009 | 1 | 16520.8009 | Multi-Family - IHWAP, Contractors Channel, BNP, Kits | Income Eligible
Retrofits MF | Prog. T-Stat (DI) IU | 16076.7614 | 72.96% | 11729.1993 | 1 | 11729.1993 | Multi-Family - IHWAP, Contractors Channel, BNP, Kits | Income Eligible
Retrofits MF | DHW Controller | 8903.4 | 122.5% | 10909.8 | 1 | 10909.8 | Multi-Family - IHWAP, Contractors Channel, BNP, Kits | Income Eligible
Retrofits MF | Boiler Tune Up | 8827.5778 | 100.8% | 8894.91 | 1 | 8894.91 | Multi-Family - IHWAP, Contractors Channel, BNP, Kits | Income Eligible
Retrofits MF | Shower Timer | 6202.6082 | 99.95% | 6199.7706 | 1 | 6199.7706 | Multi-Family - IHWAP, Contractors Channel, BNP, Kits | Income Eligible
Retrofits MF | Faucet Aerator - Kitchen (DI) IU | 4288.0739 | 100.2% | 4296.1667 | 1 | 4296.1667 | Multi-Family - IHWAP, Contractors Channel, BNP, Kits | Income Eligible
Retrofits MF | AC Cover and Gap Sealer | 4073.7072 | 100% | 4073.7072 | 1 | 4073.7072 | Multi-Family - IHWAP, Contractors Channel, BNP, Kits | Income Eligible
Retrofits MF | Steam Boilers | 3083.7136 | 100% | 3083.7138 | 1 | 3083.7138 | Multi-Family - IHWAP, Contractors Channel, BNP, Kits | Income Eligible
Retrofits MF | Reprog. T-Stat (DI) IU | 3367.9548 | 67.89% | 2286.5793 | 1 | 2286.5793 | Multi-Family - IHWAP, Contractors Channel, BNP, Kits | Income Eligible
Retrofits MF | Boiler Reset Controls | 958.1311 | 225.7% | 2162.4227 | 1 | 2162.4227 | Multi-Family - IHWAP, Contractors Channel, BNP, Kits | Income Eligible
Retrofits MF | Faucet Aerator - Bathroom (DI) IU | 1544.2098 | 100% | 1544.2503 | 1 | 1544.2503 | Multi-Family - IHWAP, Contractors Channel, BNP, Kits | Income Eligible
Retrofits MF | Furnace | 4472.7234 | 27.64% | 1236.2667 | 1 | 1236.2667 | Multi-Family - IHWAP, Contractors Channel, BNP, Kits | Income Eligible
Retrofits MF | Steam Traps | 1579.83 | 75.3% | 1189.6789 | 1 | 1189.6789 | Multi-Family - IHWAP, Contractors Channel, BNP, Kits | Income Eligible
Retrofits MF | Floor Insulation | 1727.1107 | 43.46% | 750.5916 | 1 | 750.5916 | Multi-Family - IHWAP, Contractors Channel, BNP, Kits | Income Eligible
Retrofits MF | DHW Tank Insulation | 728.2998 | 85% | 619.0549 | 1 | 619.0549 | Multi-Family - IHWAP, Contractors Channel, BNP, Kits | Income Eligible
Retrofits MF | Air Sealing - Weatherstripping | 451.7569 | 94.28% | 425.9336 | 1 | 425.9336 | Multi-Family - IHWAP, Contractors Channel, BNP, Kits | Income Eligible
Retrofits MF | Air Sealing - Door Sweep | 376.849 | 89.81% | 338.4295 | 1 | 338.4295 | Multi-Family - IHWAP, Contractors Channel, BNP, Kits | Income Eligible
Retrofits MF | Advanced Thermostat | 157.2482 | 100% | 157.2484 | 1 | 157.2484 | Multi-Family - IHWAP, Contractors Channel, BNP, Kits | Income Eligible
Retrofits MF | Low Flow Showerhead (DI) CA | 61.6596 | 100% | 61.6597 | 1 | 61.6597 | Multi-Family - IHWAP, Contractors Channel, BNP, Kits | Income Eligible
Retrofits MF | Storage Water Heater | 11.8392 | 160.3% | 18.975 | 1 | 18.975 | Multi-Family - IHWAP, Contractors Channel, BNP, Kits | Income Eligible
Retrofits MF | Faucet Aerator - Bathroom (DI) CA | 15.4268 | 100% | 15.4269 | 1 | 15.4269 | Multi-Family - IHWAP, Contractors Channel, BNP, Kits | Income Eligible
Retrofits MF | Faucet Aerator - Kitchen (DI) CA | 9.2912 | 100% | 9.2912 | 1 | 9.2912 | Multi-Family - IHWAP, Contractors Channel, BNP, Kits | Income Eligible
Retrofits MF | Steam Traps - Test/Audit | 15008.385 | 276.6% | 41519.7931 | 1 | 41519.7931 | Multi-Family - IHWAP, Contractors Channel, BNP, Kits | Income Eligible
IHWAP MF | Custom Project - MAU | 945.06 | 101.8% | 961.7016 | 1 | 961.7016 | Multi-Family - IHWAP, Contractors Channel, BNP, Kits | Income Eligible
IHWAP MF | Attic Insulation | 612.3025 | 74.11% | 453.7515 | 1 | 453.7515 | Multi-Family - IHWAP, Contractors Channel, BNP, Kits | Income Eligible
IHWAP MF | Custom Project - Air Sealing - Silicone Caulk | 404.2896 | 100% | 404.2896 | 1 | 404.2896 | Multi-Family - IHWAP, Contractors Channel, BNP, Kits | Income Eligible
IHWAP MF | Custom Project - Air Sealing - Weatherstripping | 133.5168 | 100% | 133.5168 | 1 | 133.5168 | Multi-Family - IHWAP, Contractors Channel, BNP, Kits | Income Eligible
IHWAP MF | Air Sealing - Door Sweep | 124.8984 | 100% | 124.8984 | 1 | 124.8984 | Multi-Family - IHWAP, Contractors Channel, BNP, Kits | Income Eligible
IHWAP MF | Custom Project - RTU | 27.36 | 103.1% | 28.215 | 1 | 28.215 | Multi-Family - IHWAP, Contractors Channel, BNP, Kits | Income Eligible
Whole Building | All projects | 439759 | 97.11% | 427034.6888 | 0.43 | 183624.9162 | Coordinated Non-Residential New Construction | Business
RCx | Tune-up | 0 | N/A | 0 | 0.98 | 0 | Coordinated Retro Commissioning | Business
RCx | All Other Tracks | 208156 | 76.83% | 159921.9044 | 0.98 | 156723.4664 | Coordinated Retro Commissioning | Business
| Advanced Thermostat | 134874.6 | 100% | 134874.6 | 0.9 | 121387.14 | Residential New Construction | Residential
| Air Sealing | 116024.6064 | 60% | 69561.068 | 0.8 | 55648.8544 | Residential New Construction | Residential
| Duct Insulation and Sealing | 57917.3216 | 100% | 57917.3706 | 0.8 | 46333.8965 | Residential New Construction | Residential
| Gas High Efficiency Furnace >92% AFUE | 13659.1349 | 100% | 13659.1364 | 0.8 | 10927.3091 | Residential New Construction | Residential
| Gas High Efficiency Furnace >95% AFUE | 257909.7449 | 100% | 258221.646 | 0.8 | 206577.3168 | Residential New Construction | Residential
| On Demand Water Heater | 51800.0118 | 100% | 51691.5807 | 0.8 | 41353.2646 | Residential New Construction | Residential
| Storage Water Heater | 34513.6874 | 100% | 34556.0087 | 0.8 | 27644.807 | Residential New Construction | Residential
Private | Commercial Weather Stripping | 61.92 | 121.4% | 75.2 | 0.96 | 72.192 | Small Business Program | Business
NA | DHW WH Pipe Wrap - DI | 27.56 | 100% | 27.56 | 0.96 | 26.4576 | Small Business Program | Business
NA | Faucet Aerators - Bath - DI | 6494.08 | 100% | 6493.957 | 0.96 | 6234.1987 | Small Business Program | Business
NA | Faucet Aerators - Kitchen - DI | 289.06 | 89.65% | 259.1537 | 0.96 | 248.7876 | Small Business Program | Business
NA | Low Flow Shower Heads - DI | 1274.4 | 158.9% | 2024.8876 | 0.96 | 1943.8921 | Small Business Program | Business
NA | Spray Valve (Med Sized Restaurants)-DI | 3954.16 | 100% | 3954.1877 | 0.96 | 3796.0202 | Small Business Program | Business
NA | Spray Valve (Small Restaurants)-DI | 1125.64 | 112% | 1260.7555 | 0.96 | 1210.3253 | Small Business Program | Business
NA | Condensing Boilers, >90% | 11391.33 | 98.68% | 11241.3169 | 0.96 | 10791.6642 | Small Business Program | Business
NA | Furnace, >92% AFUE | 96.73 | 140.5% | 135.9023 | 0.96 | 130.4662 | Small Business Program | Business
NA | Furnace, >95% AFUE | 10626.28 | 100.4% | 10670.85 | 0.96 | 10244.016 | Small Business Program | Business
NA | Infrared Heaters | 878.6 | 100.3% | 880.8588 | 0.96 | 845.6245 | Small Business Program | Business
NA | Pipe Insulation, Indoor Hot Water DHW | 135.62 | 366.2% | 496.6821 | 0.96 | 476.8148 | Small Business Program | Business
NA | Pipe Insulation, Indoor HW Space Heat | 1548.13 | 69.91% | 1082.3686 | 0.96 | 1039.0738 | Small Business Program | Business
NA | Small Commercial Thermostat | 126.21 | 100.1% | 126.3429 | 0.98 | 123.816 | Small Business Program | Business
NA | Steam Trap, Commercial | 6634.04 | 120% | 7961.6226 | 0.96 | 7643.1577 | Small Business Program | Business
NA | Steam Trap, Dry Cleaner | 692672.51 | 129.6% | 897687.043 | 0.96 | 861779.5613 | Small Business Program | Business
NA | Storage Water Heater, >88% TE | 124.27 | 104.5% | 129.8502 | 0.96 | 124.6562 | Small Business Program | Business
NA | Custom > 7,500 therms | 9699 | 95.62% | 9274 | 0.96 | 8903.04 | Small Business Program | Business
NA | Custom 2,500-7,500 therms | 18767 | 99.93% | 18753.3 | 0.96 | 18003.168 | Small Business Program | Business
Public | Commercial Weather Stripping | 54.54 | 99.01% | 54 | 0.96 | 51.84 | Small Business Program | Business
NA | Faucet Aerators - Bath - DI | 40.6 | 99.99% | 40.5971 | 0.96 | 38.9732 | Small Business Program | Business
NA | Low Flow Shower Heads - DI | 86.4 | 158.9% | 137.271 | 0.96 | 131.7801 | Small Business Program | Business
NA | Spray Valve (Small Restaurants)-DI | 102.33 | 112% | 114.6141 | 0.96 | 110.0296 | Small Business Program | Business
NA | Custom > 7,500 therms | 11480 | 95.91% | 11010 | 0.96 | 10569.6 | Small Business Program | Business
NA | Custom 2,500-7,500 therms | 5854 | 73.29% | 4290.2 | 0.96 | 4118.592 | Small Business Program | Business
SEM Whole Building | Site A | 22430 | 99% | 22251 | 0.97 | 21583.47 | Strategic Energy Management | Business
NA | Site B | 16425 | 100% | 16425 | 0.97 | 15932.35 | Strategic Energy Management | Business
NA | Site C | 55062 | 100% | 55002 | 0.97 | 53351.94 | Strategic Energy Management | Business
NA | Site D | 157395 | 100% | 157827 | 0.97 | 153092.19 | Strategic Energy Management | Business
NA | Site E | 28094 | 103% | 28836 | 0.97 | 27970.92 | Strategic Energy Management | Business
NA | Site F | 25896 | 100% | 25958 | 0.97 | 25179.36 | Strategic Energy Management | Business
NA | Site G | 5464 | 100% | 5449 | 0.97 | 5285.53 | Strategic Energy Management | Business
NA | Site H | 19855 | 100% | 19882 | 0.97 | 19285.54 | Strategic Energy Management | Business
NA | Site I | 102291 | 100% | 102291 | 0.97 | 99222.27 | Strategic Energy Management | Business
NA | Site J | 30112 | 100% | 30112.3 | 0.97 | 29208.94 | Strategic Energy Management | Business
NA | Site K | 18505 | 100% | 18505.3 | 0.97 | 17949.85 | Strategic Energy Management | Business
NA | Site L | 2074 | 100% | 2074 | 0.97 | 2011.78 | Strategic Energy Management | Business
NA | Site M | 5364 | 94% | 5045 | 0.97 | 4893.65 | Strategic Energy Management | Business
Behavioral Savings | Wave 1 | 629627 | 80% | 501562.5 | 1 | 501562.5 | Home Energy Reports | Residential
Behavioral Savings | Wave 3 | 107773 | 241% | 259469.5 | 1 | 259469.5 | Home Energy Reports | Residential
| AHU CV to VAV | 29107 | 121.2% | 35268.9661 | 0.84 | 29625.9316 | Business Custom Rebates, Plus Nicor Gas only RCx | Business
| BAS & Energy Wheel Recovery | 9129 | 121.2% | 11061.6138 | 0.84 | 9291.7556 | Business Custom Rebates, Plus Nicor Gas only RCx | Business
| BAS Controls | 36636 | 115.3% | 42246.6207 | 0.84 | 35487.1614 | Business Custom Rebates, Plus Nicor Gas only RCx | Business
| BAS Upgrade | 238440 | 104.3% | 248664.3821 | 0.84 | 208878.0809 | Business Custom Rebates, Plus Nicor Gas only RCx | Business
| Boiler Replacement | 122160 | 105% | 128278.8808 | 0.84 | 107754.2598 | Business Custom Rebates, Plus Nicor Gas only RCx | Business
| Boiler Replacement and BAS | 6078 | 121.2% | 7364.7156 | 0.84 | 6186.3611 | Business Custom Rebates, Plus Nicor Gas only RCx | Business
| Burner Replacement | 152042 | 102% | 155117.8378 | 0.84 | 130298.9838 | Business Custom Rebates, Plus Nicor Gas only RCx | Business
| Case Replacement | 5800 | 121.2% | 7027.8628 | 0.84 | 5903.4048 | Business Custom Rebates, Plus Nicor Gas only RCx | Business
| Commercial Dryer | 56024 | 91.55% | 51289.0962 | 0.84 | 43082.8408 | Business Custom Rebates, Plus Nicor Gas only RCx | Business
| Condensing Boiler w CO2 capture | 177749 | 68.31% | 121418.7412 | 0.84 | 101991.7426 | Business Custom Rebates, Plus Nicor Gas only RCx | Business
| DCV | 4551 | 93.94% | 4275.3348 | 0.84 | 3591.2812 | Business Custom Rebates, Plus Nicor Gas only RCx | Business
| DDC Controls | 7736 | 93.94% | 7267.4116 | 0.84 | 6104.6257 | Business Custom Rebates, Plus Nicor Gas only RCx | Business
| Direct Fired MAU w VFD and Pressure Control | 11211 | 121.2% | 13584.3742 | 0.84 | 11410.8743 | Business Custom Rebates, Plus Nicor Gas only RCx | Business
| Display Cases | 13558 | 121.2% | 16428.2352 | 0.84 | 13799.7176 | Business Custom Rebates, Plus Nicor Gas only RCx | Business
| Economizer | 11419 | 121.2% | 13836.4079 | 0.84 | 11622.5826 | Business Custom Rebates, Plus Nicor Gas only RCx | Business
| Furnace Rebuild | 179235 | 68.31% | 122433.8144 | 0.84 | 102844.4041 | Business Custom Rebates, Plus Nicor Gas only RCx | Business
| Gas Pipe Replacement | 215463 | 99.89% | 215222 | 0.84 | 180786.48 | Business Custom Rebates, Plus Nicor Gas only RCx | Business
| Geothermal and HVAC Reno | 45539 | 91.55% | 41690.2426 | 0.84 | 35019.8038 | Business Custom Rebates, Plus Nicor Gas only RCx | Business
| Insulation | 29165 | 117.2% | 34190.253 | 0.84 | 28719.8125 | Business Custom Rebates, Plus Nicor Gas only RCx | Business
| MAU Upgrade | 44851 | 91.55% | 41060.3894 | 0.84 | 34490.7271 | Business Custom Rebates, Plus Nicor Gas only RCx | Business
| Pavings Under Aggregate Storage Area | 19273 | 121.2% | 23353.1035 | 0.84 | 19616.607 | Business Custom Rebates, Plus Nicor Gas only RCx | Business
| Re-Tube | 19050 | 121.2% | 23082.8943 | 0.84 | 19389.6312 | Business Custom Rebates, Plus Nicor Gas only RCx | Business
| RO | 16216 | 121.2% | 19648.9351 | 0.84 | 16505.1055 | Business Custom Rebates, Plus Nicor Gas only RCx | Business
| RTU Replacement | 23466 | 120.4% | 28262.2317 | 0.84 | 23740.2747 | Business Custom Rebates, Plus Nicor Gas only RCx | Business
| Stack Economizer and Water Heater | 61274 | 68.31% | 41855.7176 | 0.84 | 35158.8028 | Business Custom Rebates, Plus Nicor Gas only RCx | Business
| Steam Absorption Chiller Upgrade | 3535 | 93.94% | 3320.8764 | 0.84 | 2789.5362 | Business Custom Rebates, Plus Nicor Gas only RCx | Business
| Steam Generator | 67980 | 68.31% | 46436.5258 | 0.84 | 39006.6817 | Business Custom Rebates, Plus Nicor Gas only RCx | Business
| Steam to Hot Water | 34067 | 91.55% | 31187.806 | 0.84 | 26197.757 | Business Custom Rebates, Plus Nicor Gas only RCx | Business
| Tank Insulation | 1942 | 93.94% | 1824.3683 | 0.84 | 1532.4694 | Business Custom Rebates, Plus Nicor Gas only RCx | Business
| Tankless High Efficiency Units | 9821 | 121.2% | 11900.1105 | 0.84 | 9996.0928 | Business Custom Rebates, Plus Nicor Gas only RCx | Business
| Thermal Heat Curtains | 14031 | 121.2% | 17001.3696 | 0.84 | 14281.1504 | Business Custom Rebates, Plus Nicor Gas only RCx | Business
| Water System | 2591 | 93.94% | 2434.0568 | 0.84 | 2044.6077 | Business Custom Rebates, Plus Nicor Gas only RCx | Business
|  | 14127453.7223 | 334.1809 | 14433192.766 | 304.25 | 12751894.64