## Results
PV Watts Model Inputs for City tabs
DC System Size (kW) | 500
Module Type | Standard
Array Type | Fixed (open rack)
Array Tilt (deg) | 20
Array Azimuth (deg) | varies
System Losses (%) | 29 | Adionne - System losses have no influence on ETDF factors since it's based on a ratio of energy and demand savings
DC to AC Size Ratio | 1.2
Inverter Efficiency (%) | 96
| D | E | F | G | H
Summer kW ETDF
Azimuth --> | 90 | 135 | 180 | 225 | 270
Rockford | 0.0001663 | 0.0001779 | 0.00023215 | 0.00030495 | 0.00036767
Chicago | 0.00015892 | 0.00017015 | 0.00022325 | 0.00029476 | 0.00035547
Springfield | 0.00016427 | 0.00017441 | 0.00022639 | 0.00029625 | 0.0003563
Belleville | 0.00016817 | 0.00017662 | 0.00022504 | 0.00029085 | 0.00034782
Marion | 0.00016118 | 0.00017055 | 0.00022167 | 0.00029144 | 0.00035025
| 90 to 135 | 135 to 180 | 180 to 225 | 225 to 270
Rockford | 2.5775e-07 | 1.2057e-06 | 1.6176e-06 | 1.3939e-06
Chicago | 2.4939e-07 | 1.18e-06 | 1.5892e-06 | 1.3492e-06
Springfield | 2.2528e-07 | 1.1551e-06 | 1.5524e-06 | 1.3345e-06
Belleville | 1.8768e-07 | 1.0761e-06 | 1.4624e-06 | 1.266e-06
Marion | 2.0811e-07 | 1.1359e-06 | 1.5505e-06 | 1.3069e-06

## Intro
source: PJM Manual 18B |  |  |  |  | LOCATIONS
[5 empty] | City | City Hall
PJM Peak Defintions |  |  |  |  | Rockford | 2240 17th Ave, Rockford, IL 61104
[5 empty] | Chicago | 449 N Columbus Dr, Chicago, IL 60611
| Months |  | Hours |  | Springfield | 720 N Bond St, Springfield, IL 62702
Season | Start | End | Start | End | Belleville | 301 Service St, Swansea, IL 62226
Summer | 6 | 8 | 14 | 17 | Marion | 1305 W Main St, Marion, IL 62959
PURPOSE
This work book estimates PV associated summer CFs per PJM definition for different regions across PJM territory which includes IL. CF/ETDF are estimated by array azimuth to account for the influence of array direction on system output
Note on E9: Bella Franz: PJM defines on peak periods from 7am and ends at 11pm across all PJM territories including IL

## Rockford
|  | MWh Generated | 465.0462 | 527.5449 | 554.4666 | 528.4096 | 465.8952
|  | Summer Peak (MW) | 0.077336 | 0.093848 | 0.12872 | 0.16114 | 0.1713
|  | ETDFs | 0.0001663 | 0.0001779 | 0.00023215 | 0.00030495 | 0.00036767
|  | Azimuth --> | AC System Output (W) by Array Azimuth
Month | Day | Hour | 90 | 135 | 180 | 225 | 270 | Summer CF Flag
1 | 1 | 0 | 0 | 0 | 0 | 0 | 0
1 | 1 | 1 | 0 | 0 | 0 | 0 | 0
1 | 1 | 2 | 0 | 0 | 0 | 0 | 0
1 | 1 | 3 | 0 | 0 | 0 | 0 | 0
1 | 1 | 4 | 0 | 0 | 0 | 0 | 0
1 | 1 | 5 | 0 | 0 | 0 | 0 | 0
1 | 1 | 6 | 0 | 0 | 0 | 0 | 0
1 | 1 | 7 | 0 | 0 | 0 | 0 | 0
1 | 1 | 8 | 43101.068 | 46113.936 | 41592.312 | 20090.221 | 12661.928
1 | 1 | 9 | 61718.141 | 71815.259 | 67655.475 | 50595.094 | 32226.567
1 | 1 | 10 | 30327.624 | 30821.719 | 30825.699 | 30337.23 | 29642.681
1 | 1 | 11 | 38646.219 | 39694.035 | 40007.2 | 39402.066 | 38233.465
1 | 1 | 12 | 15532.696 | 15532.696 | 15532.696 | 15532.696 | 15532.696
1 | 1 | 13 | 38828.162 | 40889.279 | 42334.474 | 42327.88 | 40873.26
1 | 1 | 14 | 15600.217 | 15600.217 | 15600.217 | 15600.217 | 15600.217
1 | 1 | 15 | 16.677 | 16.677 | 16.677 | 16.677 | 16.677
1 | 1 | 16 | 0 | 0 | 0 | 0 | 0
1 | 1 | 17 | 0 | 0 | 0 | 0 | 0
1 | 1 | 18 | 0 | 0 | 0 | 0 | 0
1 | 1 | 19 | 0 | 0 | 0 | 0 | 0
1 | 1 | 20 | 0 | 0 | 0 | 0 | 0
1 | 1 | 21 | 0 | 0 | 0 | 0 | 0
1 | 1 | 22 | 0 | 0 | 0 | 0 | 0
1 | 1 | 23 | 0 | 0 | 0 | 0 | 0
1 | 2 | 0 | 0 | 0 | 0 | 0 | 0
1 | 2 | 1 | 0 | 0 | 0 | 0 | 0
1 | 2 | 2 | 0 | 0 | 0 | 0 | 0
1 | 2 | 3 | 0 | 0 | 0 | 0 | 0
1 | 2 | 4 | 0 | 0 | 0 | 0 | 0
1 | 2 | 5 | 0 | 0 | 0 | 0 | 0
1 | 2 | 6 | 0 | 0 | 0 | 0 | 0
1 | 2 | 7 | 0 | 0 | 0 | 0 | 0
1 | 2 | 8 | 46622.418 | 49712.383 | 44848.899 | 20499.579 | 12394.689
1 | 2 | 9 | 37898.143 | 40271.135 | 39267.09 | 35289.674 | 30941.799
1 | 2 | 10 | 49298.221 | 52639.736 | 52655.037 | 49337.558 | 44371.014
1 | 2 | 11 | 66796.137 | 77092.81 | 80055.694 | 74258.114 | 62440.548
1 | 2 | 12 | 50187.184 | 54235.313 | 56247.321 | 55210.288 | 51653.536
1 | 2 | 13 | 40874.554 | 44033.979 | 46183.982 | 46169.895 | 43998.611
1 | 2 | 14 | 329.442 | 329.442 | 329.442 | 329.442 | 329.442
1 | 2 | 15 | 0 | 0 | 0 | 0 | 0
1 | 2 | 16 | 0 | 0 | 0 | 0 | 0
1 | 2 | 17 | 0 | 0 | 0 | 0 | 0
1 | 2 | 18 | 0 | 0 | 0 | 0 | 0
1 | 2 | 19 | 0 | 0 | 0 | 0 | 0
1 | 2 | 20 | 0 | 0 | 0 | 0 | 0
1 | 2 | 21 | 0 | 0 | 0 | 0 | 0
1 | 2 | 22 | 0 | 0 | 0 | 0 | 0
1 | 2 | 23 | 0 | 0 | 0 | 0 | 0
1 | 3 | 0 | 0 | 0 | 0 | 0 | 0
1 | 3 | 1 | 0 | 0 | 0 | 0 | 0
1 | 3 | 2 | 0 | 0 | 0 | 0 | 0
1 | 3 | 3 | 0 | 0 | 0 | 0 | 0
1 | 3 | 4 | 0 | 0 | 0 | 0 | 0
1 | 3 | 5 | 0 | 0 | 0 | 0 | 0
1 | 3 | 6 | 0 | 0 | 0 | 0 | 0
1 | 3 | 7 | 0 | 0 | 0 | 0 | 0
1 | 3 | 8 | 6994.43 | 6994.43 | 6994.43 | 6994.43 | 6994.43
1 | 3 | 9 | 27286.483 | 27898.836 | 27628.149 | 26633.333 | 25497.868
1 | 3 | 10 | 47114.252 | 49778.937 | 49782.123 | 47122.341 | 43191.611
1 | 3 | 11 | 68501.752 | 78955.923 | 81946.929 | 76022.519 | 64002.359
1 | 3 | 12 | 50326.078 | 53958.023 | 55769.403 | 54826.279 | 51621.077
1 | 3 | 13 | 45986.558 | 51317.072 | 54858.181 | 54828.272 | 51240.049
1 | 3 | 14 | 19823.028 | 20084.759 | 20313.074 | 20374.171 | 20232.229
1 | 3 | 15 | 11951.689 | 12238.955 | 12763.441 | 13000.389 | 12810.604
1 | 3 | 16 | 0 | 0 | 0 | 0 | 0
1 | 3 | 17 | 0 | 0 | 0 | 0 | 0
1 | 3 | 18 | 0 | 0 | 0 | 0 | 0
1 | 3 | 19 | 0 | 0 | 0 | 0 | 0
1 | 3 | 20 | 0 | 0 | 0 | 0 | 0
1 | 3 | 21 | 0 | 0 | 0 | 0 | 0
1 | 3 | 22 | 0 | 0 | 0 | 0 | 0
1 | 3 | 23 | 0 | 0 | 0 | 0 | 0
1 | 4 | 0 | 0 | 0 | 0 | 0 | 0
1 | 4 | 1 | 0 | 0 | 0 | 0 | 0
1 | 4 | 2 | 0 | 0 | 0 | 0 | 0
1 | 4 | 3 | 0 | 0 | 0 | 0 | 0
1 | 4 | 4 | 0 | 0 | 0 | 0 | 0
1 | 4 | 5 | 0 | 0 | 0 | 0 | 0
1 | 4 | 6 | 0 | 0 | 0 | 0 | 0
1 | 4 | 7 | 0 | 0 | 0 | 0 | 0
1 | 4 | 8 | 9213.962 | 9213.962 | 9213.962 | 9213.962 | 9213.962
1 | 4 | 9 | 49326.428 | 54783.972 | 52414.985 | 43096.713 | 33047.407
1 | 4 | 10 | 8018.784 | 8018.784 | 8018.784 | 8018.784 | 8018.784
1 | 4 | 11 | 59459.08 | 66245.525 | 68192.714 | 64288.939 | 56533.416
1 | 4 | 12 | 47920.278 | 50389.14 | 51642.171 | 50983.283 | 48780.582
1 | 4 | 13 | 33821.738 | 34875.974 | 35616.279 | 35608.539 | 34857.295
1 | 4 | 14 | 5328.405 | 5328.405 | 5328.405 | 5328.405 | 5328.405
1 | 4 | 15 | 5206.06 | 5206.06 | 5206.06 | 5206.06 | 5206.06
1 | 4 | 16 | 0 | 0 | 0 | 0 | 0
1 | 4 | 17 | 0 | 0 | 0 | 0 | 0
1 | 4 | 18 | 0 | 0 | 0 | 0 | 0
1 | 4 | 19 | 0 | 0 | 0 | 0 | 0
1 | 4 | 20 | 0 | 0 | 0 | 0 | 0
1 | 4 | 21 | 0 | 0 | 0 | 0 | 0
1 | 4 | 22 | 0 | 0 | 0 | 0 | 0
1 | 4 | 23 | 0 | 0 | 0 | 0 | 0
1 | 5 | 0 | 0 | 0 | 0 | 0 | 0
1 | 5 | 1 | 0 | 0 | 0 | 0 | 0
1 | 5 | 2 | 0 | 0 | 0 | 0 | 0
1 | 5 | 3 | 0 | 0 | 0 | 0 | 0
1 | 5 | 4 | 0 | 0 | 0 | 0 | 0
1 | 5 | 5 | 0 | 0 | 0 | 0 | 0
1 | 5 | 6 | 0 | 0 | 0 | 0 | 0
1 | 5 | 7 | 0 | 0 | 0 | 0 | 0
1 | 5 | 8 | 13816.098 | 14051.897 | 13744.154 | 13073.724 | 12722.993
1 | 5 | 9 | 72651.61 | 85342.892 | 79808.133 | 57667.411 | 34198.026
1 | 5 | 10 | 76785.51 | 89662.261 | 89588.837 | 76593.553 | 56993.4
1 | 5 | 11 | 107924.915 | 139999.716 | 148902.629 | 130807.903 | 93219.255
1 | 5 | 12 | 102361.204 | 150439.016 | 173032.343 | 161059.067 | 119506.327
1 | 5 | 13 | 58595.367 | 78636.793 | 91707.586 | 91550.498 | 78226.002
1 | 5 | 14 | 28118.093 | 113269.245 | 191329.909 | 209404.767 | 164573.801
1 | 5 | 15 | 10325.688 | 33660.215 | 104417.634 | 118168.825 | 110815.543
1 | 5 | 16 | 0 | 0 | 0 | 0 | 0
1 | 5 | 17 | 0 | 0 | 0 | 0 | 0
1 | 5 | 18 | 0 | 0 | 0 | 0 | 0
1 | 5 | 19 | 0 | 0 | 0 | 0 | 0
1 | 5 | 20 | 0 | 0 | 0 | 0 | 0
1 | 5 | 21 | 0 | 0 | 0 | 0 | 0
1 | 5 | 22 | 0 | 0 | 0 | 0 | 0
1 | 5 | 23 | 0 | 0 | 0 | 0 | 0
1 | 6 | 0 | 0 | 0 | 0 | 0 | 0
1 | 6 | 1 | 0 | 0 | 0 | 0 | 0
1 | 6 | 2 | 0 | 0 | 0 | 0 | 0
1 | 6 | 3 | 0 | 0 | 0 | 0 | 0
1 | 6 | 4 | 0 | 0 | 0 | 0 | 0
1 | 6 | 5 | 0 | 0 | 0 | 0 | 0
1 | 6 | 6 | 0 | 0 | 0 | 0 | 0
1 | 6 | 7 | 0 | 0 | 0 | 0 | 0
1 | 6 | 8 | 113901.701 | 119543.262 | 107140.845 | 31336.789 | 9791.536
1 | 6 | 9 | 173214.052 | 220123.547 | 199672.198 | 115014.765 | 25898.207
1 | 6 | 10 | 194289.029 | 258830.825 | 258249.471 | 192655.418 | 87197.245
1 | 6 | 11 | 185418.433 | 266853.667 | 288795.644 | 243513.557 | 146133.973
1 | 6 | 12 | 148732.763 | 244409.153 | 287991.431 | 264724.145 | 182892.998
1 | 6 | 13 | 90893.629 | 195953.231 | 259860.571 | 259003.609 | 193549.245
1 | 6 | 14 | 28683.665 | 119216.089 | 202023.418 | 221155.782 | 173579.403
1 | 6 | 15 | 10430.328 | 35305.824 | 110502.186 | 125488.415 | 117264.457
1 | 6 | 16 | 0 | 0 | 0 | 0 | 0
1 | 6 | 17 | 0 | 0 | 0 | 0 | 0
1 | 6 | 18 | 0 | 0 | 0 | 0 | 0
1 | 6 | 19 | 0 | 0 | 0 | 0 | 0
1 | 6 | 20 | 0 | 0 | 0 | 0 | 0
1 | 6 | 21 | 0 | 0 | 0 | 0 | 0
1 | 6 | 22 | 0 | 0 | 0 | 0 | 0
1 | 6 | 23 | 0 | 0 | 0 | 0 | 0
1 | 7 | 0 | 0 | 0 | 0 | 0 | 0
1 | 7 | 1 | 0 | 0 | 0 | 0 | 0
1 | 7 | 2 | 0 | 0 | 0 | 0 | 0
1 | 7 | 3 | 0 | 0 | 0 | 0 | 0
1 | 7 | 4 | 0 | 0 | 0 | 0 | 0
1 | 7 | 5 | 0 | 0 | 0 | 0 | 0
1 | 7 | 6 | 0 | 0 | 0 | 0 | 0
1 | 7 | 7 | 0 | 0 | 0 | 0 | 0
1 | 7 | 8 | 109975.444 | 115376.731 | 103022.708 | 30309.201 | 9634.724
1 | 7 | 9 | 67787.225 | 78506.327 | 73661.819 | 54788.104 | 34733.743
1 | 7 | 10 | 85100.796 | 100581.851 | 100384.612 | 84579.106 | 60592.955
1 | 7 | 11 | 89764.79 | 109636.969 | 115131.044 | 103693.958 | 80456.367
1 | 7 | 12 | 105721.201 | 156429.23 | 180088.16 | 167320.586 | 123405.818
1 | 7 | 13 | 73473.168 | 137477.968 | 177031.474 | 176435.733 | 135838.82
1 | 7 | 14 | 26866.04 | 115975.353 | 196235.997 | 214625.071 | 168725.422
1 | 7 | 15 | 15248.726 | 24860.175 | 49439.149 | 55878.339 | 51639.581
1 | 7 | 16 | 0 | 0 | 0 | 0 | 0
1 | 7 | 17 | 0 | 0 | 0 | 0 | 0
1 | 7 | 18 | 0 | 0 | 0 | 0 | 0
1 | 7 | 19 | 0 | 0 | 0 | 0 | 0
1 | 7 | 20 | 0 | 0 | 0 | 0 | 0
1 | 7 | 21 | 0 | 0 | 0 | 0 | 0
1 | 7 | 22 | 0 | 0 | 0 | 0 | 0
1 | 7 | 23 | 0 | 0 | 0 | 0 | 0
1 | 8 | 0 | 0 | 0 | 0 | 0 | 0
1 | 8 | 1 | 0 | 0 | 0 | 0 | 0
1 | 8 | 2 | 0 | 0 | 0 | 0 | 0
1 | 8 | 3 | 0 | 0 | 0 | 0 | 0
1 | 8 | 4 | 0 | 0 | 0 | 0 | 0
1 | 8 | 5 | 0 | 0 | 0 | 0 | 0
1 | 8 | 6 | 0 | 0 | 0 | 0 | 0
1 | 8 | 7 | 0 | 0 | 0 | 0 | 0
1 | 8 | 8 | 67228.368 | 71443.343 | 63028.845 | 23318.086 | 10992.48
1 | 8 | 9 | 38321.473 | 40253.705 | 39351.54 | 36009.418 | 32370.99
1 | 8 | 10 | 23391.181 | 23432.128 | 23431.445 | 23389.533 | 23330.944
1 | 8 | 11 | 68263.178 | 77515.658 | 80081.638 | 74676.364 | 63932.876
1 | 8 | 12 | 47613.72 | 49816.67 | 50926.963 | 50321.23 | 48341.555
1 | 8 | 13 | 54455.998 | 66975.483 | 75124.748 | 74987.932 | 66619.906
1 | 8 | 14 | 32170.385 | 78601.116 | 120458.139 | 130339.546 | 105923.699
1 | 8 | 15 | 16043.109 | 26567.669 | 52928.753 | 60089.664 | 55282.896
1 | 8 | 16 | 0 | 0 | 0 | 0 | 0
1 | 8 | 17 | 0 | 0 | 0 | 0 | 0
1 | 8 | 18 | 0 | 0 | 0 | 0 | 0
1 | 8 | 19 | 0 | 0 | 0 | 0 | 0
1 | 8 | 20 | 0 | 0 | 0 | 0 | 0
1 | 8 | 21 | 0 | 0 | 0 | 0 | 0
1 | 8 | 22 | 0 | 0 | 0 | 0 | 0
1 | 8 | 23 | 0 | 0 | 0 | 0 | 0
1 | 9 | 0 | 0 | 0 | 0 | 0 | 0
1 | 9 | 1 | 0 | 0 | 0 | 0 | 0
1 | 9 | 2 | 0 | 0 | 0 | 0 | 0
1 | 9 | 3 | 0 | 0 | 0 | 0 | 0
1 | 9 | 4 | 0 | 0 | 0 | 0 | 0
1 | 9 | 5 | 0 | 0 | 0 | 0 | 0
1 | 9 | 6 | 0 | 0 | 0 | 0 | 0
1 | 9 | 7 | 0 | 0 | 0 | 0 | 0
1 | 9 | 8 | 11184.144 | 11247.745 | 11160.095 | 10972.594 | 10875.579
1 | 9 | 9 | 45354.008 | 49420.327 | 47497.709 | 40376.694 | 32690.022
1 | 9 | 10 | 110748.742 | 137294.084 | 136767.655 | 109318.845 | 66784.954
1 | 9 | 11 | 93045.697 | 114260.057 | 120026.995 | 107716.337 | 82698.016
1 | 9 | 12 | 111092.479 | 167244.896 | 193005.571 | 178879.839 | 130349.862
1 | 9 | 13 | 63071.497 | 87706.839 | 103356.946 | 103073.874 | 86954.723
1 | 9 | 14 | 37110.349 | 61958.937 | 84237.543 | 89563.493 | 76458.572
1 | 9 | 15 | 15265.709 | 29500.594 | 64542.695 | 74296.615 | 67658.821
1 | 9 | 16 | 580.062 | 580.062 | 1591.852 | 1829.708 | 1785.341
1 | 9 | 17 | 0 | 0 | 0 | 0 | 0
1 | 9 | 18 | 0 | 0 | 0 | 0 | 0
1 | 9 | 19 | 0 | 0 | 0 | 0 | 0
1 | 9 | 20 | 0 | 0 | 0 | 0 | 0
1 | 9 | 21 | 0 | 0 | 0 | 0 | 0
1 | 9 | 22 | 0 | 0 | 0 | 0 | 0
1 | 9 | 23 | 0 | 0 | 0 | 0 | 0
1 | 10 | 0 | 0 | 0 | 0 | 0 | 0
1 | 10 | 1 | 0 | 0 | 0 | 0 | 0
1 | 10 | 2 | 0 | 0 | 0 | 0 | 0
1 | 10 | 3 | 0 | 0 | 0 | 0 | 0
1 | 10 | 4 | 0 | 0 | 0 | 0 | 0
1 | 10 | 5 | 0 | 0 | 0 | 0 | 0
1 | 10 | 6 | 0 | 0 | 0 | 0 | 0
1 | 10 | 7 | 0 | 0 | 0 | 0 | 0
1 | 10 | 8 | 12035.886 | 12137.618 | 11995.398 | 11692.669 | 11536.213
1 | 10 | 9 | 24910.284 | 25257.802 | 25086.942 | 24497.929 | 23836.056
1 | 10 | 10 | 42998.766 | 44328.047 | 44295.992 | 42921.397 | 41010.094
1 | 10 | 11 | 64711.931 | 72453.135 | 74580.401 | 69989.057 | 60999.751
1 | 10 | 12 | 56281.328 | 60932.31 | 63201.435 | 61942.46 | 57807.133
1 | 10 | 13 | 46561.39 | 50430.921 | 53007.965 | 52957.51 | 50303.379
1 | 10 | 14 | 34412.91 | 110475.812 | 178005.698 | 193671.821 | 154729.249
1 | 10 | 15 | 15055.821 | 15581.241 | 16422.117 | 16801.459 | 16496.336
1 | 10 | 16 | 0 | 0 | 0 | 0 | 0
1 | 10 | 17 | 0 | 0 | 0 | 0 | 0
1 | 10 | 18 | 0 | 0 | 0 | 0 | 0
1 | 10 | 19 | 0 | 0 | 0 | 0 | 0
1 | 10 | 20 | 0 | 0 | 0 | 0 | 0
1 | 10 | 21 | 0 | 0 | 0 | 0 | 0
1 | 10 | 22 | 0 | 0 | 0 | 0 | 0
1 | 10 | 23 | 0 | 0 | 0 | 0 | 0
1 | 11 | 0 | 0 | 0 | 0 | 0 | 0
1 | 11 | 1 | 0 | 0 | 0 | 0 | 0
1 | 11 | 2 | 0 | 0 | 0 | 0 | 0
1 | 11 | 3 | 0 | 0 | 0 | 0 | 0
1 | 11 | 4 | 0 | 0 | 0 | 0 | 0
1 | 11 | 5 | 0 | 0 | 0 | 0 | 0
1 | 11 | 6 | 0 | 0 | 0 | 0 | 0
1 | 11 | 7 | 0 | 0 | 0 | 0 | 0
1 | 11 | 8 | 3656.306 | 3656.306 | 3656.306 | 3656.306 | 3656.306
1 | 11 | 9 | 35592.635 | 36949.31 | 36279.137 | 33917.044 | 31324.27
1 | 11 | 10 | 84150.656 | 98777.469 | 98376.116 | 83093.198 | 60156.663
1 | 11 | 11 | 168280.391 | 235605.558 | 253276.373 | 214497.759 | 133053.028
1 | 11 | 12 | 113493.355 | 170810.527 | 197287.849 | 182511.984 | 132642.914
1 | 11 | 13 | 67828.009 | 102047.266 | 123625.107 | 123180.987 | 100863.955
1 | 11 | 14 | 32265.545 | 86284.905 | 134381.906 | 145702.043 | 117716.761
1 | 11 | 15 | 10789.301 | 36585.248 | 102999.199 | 121428.047 | 108947.378
1 | 11 | 16 | 524.215 | 524.215 | 2702.062 | 3196.892 | 3105.497
1 | 11 | 17 | 0 | 0 | 0 | 0 | 0
1 | 11 | 18 | 0 | 0 | 0 | 0 | 0
1 | 11 | 19 | 0 | 0 | 0 | 0 | 0
1 | 11 | 20 | 0 | 0 | 0 | 0 | 0
1 | 11 | 21 | 0 | 0 | 0 | 0 | 0
1 | 11 | 22 | 0 | 0 | 0 | 0 | 0
1 | 11 | 23 | 0 | 0 | 0 | 0 | 0
1 | 12 | 0 | 0 | 0 | 0 | 0 | 0
1 | 12 | 1 | 0 | 0 | 0 | 0 | 0
1 | 12 | 2 | 0 | 0 | 0 | 0 | 0
1 | 12 | 3 | 0 | 0 | 0 | 0 | 0
1 | 12 | 4 | 0 | 0 | 0 | 0 | 0
1 | 12 | 5 | 0 | 0 | 0 | 0 | 0
1 | 12 | 6 | 0 | 0 | 0 | 0 | 0
1 | 12 | 7 | 0 | 0 | 0 | 0 | 0
1 | 12 | 8 | 52390.812 | 55587.946 | 48852.753 | 23736.135 | 15392.994
1 | 12 | 9 | 94167.003 | 112228.121 | 103400.58 | 70032.48 | 34978.515
1 | 12 | 10 | 115793.369 | 142541.443 | 141711.779 | 113549.443 | 70298.829
1 | 12 | 11 | 118100.323 | 152406.402 | 161500.753 | 141348.782 | 100304.464
1 | 12 | 12 | 142926.504 | 225121.627 | 262352.9 | 241452.128 | 170344.403
1 | 12 | 13 | 91574.993 | 183621.92 | 238598.957 | 237422.801 | 180332.108
1 | 12 | 14 | 32628.246 | 115794.636 | 188710.317 | 205594.029 | 163696.242
1 | 12 | 15 | 10777.551 | 38189.122 | 107052.632 | 127154.795 | 113254.302
1 | 12 | 16 | 974.449 | 974.449 | 3722.289 | 4334.139 | 4221.888
1 | 12 | 17 | 0 | 0 | 0 | 0 | 0
1 | 12 | 18 | 0 | 0 | 0 | 0 | 0
1 | 12 | 19 | 0 | 0 | 0 | 0 | 0
1 | 12 | 20 | 0 | 0 | 0 | 0 | 0
1 | 12 | 21 | 0 | 0 | 0 | 0 | 0
1 | 12 | 22 | 0 | 0 | 0 | 0 | 0
1 | 12 | 23 | 0 | 0 | 0 | 0 | 0
1 | 13 | 0 | 0 | 0 | 0 | 0 | 0
1 | 13 | 1 | 0 | 0 | 0 | 0 | 0
1 | 13 | 2 | 0 | 0 | 0 | 0 | 0
1 | 13 | 3 | 0 | 0 | 0 | 0 | 0
1 | 13 | 4 | 0 | 0 | 0 | 0 | 0
1 | 13 | 5 | 0 | 0 | 0 | 0 | 0
1 | 13 | 6 | 0 | 0 | 0 | 0 | 0
1 | 13 | 7 | 0 | 0 | 0 | 0 | 0
1 | 13 | 8 | 15571.326 | 15872.346 | 15432.331 | 14510.005 | 14033.066
1 | 13 | 9 | 40106.708 | 42220.071 | 41151.441 | 37349.126 | 33263.426
1 | 13 | 10 | 78466.752 | 90745.093 | 90314.085 | 77341.979 | 58104.117
1 | 13 | 11 | 149293.101 | 207637.872 | 222779.829 | 188726.909 | 117775.471
1 | 13 | 12 | 110888.828 | 161250.91 | 184533.623 | 171343.327 | 127331.514
1 | 13 | 13 | 94969.153 | 192615.445 | 249977.116 | 248698.322 | 188995.987
1 | 13 | 14 | 33442.334 | 121562.9 | 197699.957 | 215180.508 | 171777.133
1 | 13 | 15 | 10484.487 | 40508.96 | 113854.284 | 136181.453 | 120475.069
1 | 13 | 16 | 1221.385 | 1221.385 | 5057.809 | 5895.81 | 5743.238
1 | 13 | 17 | 0 | 0 | 0 | 0 | 0
1 | 13 | 18 | 0 | 0 | 0 | 0 | 0
1 | 13 | 19 | 0 | 0 | 0 | 0 | 0
1 | 13 | 20 | 0 | 0 | 0 | 0 | 0
1 | 13 | 21 | 0 | 0 | 0 | 0 | 0
1 | 13 | 22 | 0 | 0 | 0 | 0 | 0
1 | 13 | 23 | 0 | 0 | 0 | 0 | 0
1 | 14 | 0 | 0 | 0 | 0 | 0 | 0
1 | 14 | 1 | 0 | 0 | 0 | 0 | 0
1 | 14 | 2 | 0 | 0 | 0 | 0 | 0
1 | 14 | 3 | 0 | 0 | 0 | 0 | 0
1 | 14 | 4 | 0 | 0 | 0 | 0 | 0
1 | 14 | 5 | 0 | 0 | 0 | 0 | 0
1 | 14 | 6 | 0 | 0 | 0 | 0 | 0
1 | 14 | 7 | 0 | 0 | 0 | 0 | 0
1 | 14 | 8 | 99546.093 | 104505.106 | 89707.551 | 28489.85 | 10574.275
1 | 14 | 9 | 15782.741 | 15782.741 | 15782.741 | 15782.741 | 15782.741
1 | 14 | 10 | 21458.786 | 21458.786 | 21458.786 | 21458.786 | 21458.786
1 | 14 | 11 | 19342.285 | 19342.285 | 19342.285 | 19342.285 | 19342.285
1 | 14 | 12 | 40798.115 | 41893.01 | 42444.42 | 42129.016 | 41131.758
1 | 14 | 13 | 42125.243 | 43919.793 | 45168.286 | 45138.535 | 43847.994
1 | 14 | 14 | 19529.493 | 19570.26 | 19605.688 | 19615.022 | 19592.793
1 | 14 | 15 | 3337.801 | 3337.801 | 3337.801 | 3337.801 | 3337.801
1 | 14 | 16 | 2137.36 | 2137.36 | 2137.36 | 2137.36 | 2137.36
1 | 14 | 17 | 0 | 0 | 0 | 0 | 0
1 | 14 | 18 | 0 | 0 | 0 | 0 | 0
1 | 14 | 19 | 0 | 0 | 0 | 0 | 0
1 | 14 | 20 | 0 | 0 | 0 | 0 | 0
1 | 14 | 21 | 0 | 0 | 0 | 0 | 0
1 | 14 | 22 | 0 | 0 | 0 | 0 | 0
1 | 14 | 23 | 0 | 0 | 0 | 0 | 0
1 | 15 | 0 | 0 | 0 | 0 | 0 | 0
1 | 15 | 1 | 0 | 0 | 0 | 0 | 0
1 | 15 | 2 | 0 | 0 | 0 | 0 | 0
1 | 15 | 3 | 0 | 0 | 0 | 0 | 0
1 | 15 | 4 | 0 | 0 | 0 | 0 | 0
1 | 15 | 5 | 0 | 0 | 0 | 0 | 0
1 | 15 | 6 | 0 | 0 | 0 | 0 | 0
1 | 15 | 7 | 0 | 0 | 0 | 0 | 0
1 | 15 | 8 | 108283.126 | 113711.276 | 97175.357 | 29778.722 | 9856.54
1 | 15 | 9 | 162188.752 | 199843.732 | 180710.245 | 106477.065 | 26719.109
1 | 15 | 10 | 125294.763 | 155854.011 | 154559.057 | 121746.37 | 70822.818
1 | 15 | 11 | 144766.949 | 196030.044 | 209121.353 | 178912.011 | 116066.941
1 | 15 | 12 | 119560.48 | 174057.884 | 198834.011 | 184623.201 | 137131.019
1 | 15 | 13 | 69581.482 | 97841.598 | 115357.925 | 114932.318 | 96701.567
1 | 15 | 14 | 34986.632 | 37805.525 | 40263.447 | 40893.327 | 39384.101
1 | 15 | 15 | 17714.561 | 28587.227 | 50962.754 | 59173.642 | 53054.307
1 | 15 | 16 | 1683.83 | 1683.83 | 5025.994 | 5725.135 | 5600.225
1 | 15 | 17 | 0 | 0 | 0 | 0 | 0
1 | 15 | 18 | 0 | 0 | 0 | 0 | 0
1 | 15 | 19 | 0 | 0 | 0 | 0 | 0
1 | 15 | 20 | 0 | 0 | 0 | 0 | 0
1 | 15 | 21 | 0 | 0 | 0 | 0 | 0
1 | 15 | 22 | 0 | 0 | 0 | 0 | 0
1 | 15 | 23 | 0 | 0 | 0 | 0 | 0
1 | 16 | 0 | 0 | 0 | 0 | 0 | 0
1 | 16 | 1 | 0 | 0 | 0 | 0 | 0
1 | 16 | 2 | 0 | 0 | 0 | 0 | 0
1 | 16 | 3 | 0 | 0 | 0 | 0 | 0
1 | 16 | 4 | 0 | 0 | 0 | 0 | 0
1 | 16 | 5 | 0 | 0 | 0 | 0 | 0
1 | 16 | 6 | 0 | 0 | 0 | 0 | 0
1 | 16 | 7 | 0 | 0 | 0 | 0 | 0
1 | 16 | 8 | 13833.252 | 13995.099 | 13747.099 | 13234.885 | 12967.76
1 | 16 | 9 | 112581.711 | 136278.137 | 123869.752 | 78381.84 | 30869.882
1 | 16 | 10 | 133185.226 | 167066.355 | 165491.049 | 128900.655 | 72714.934
1 | 16 | 11 | 138393.509 | 184778.838 | 196732.156 | 168914.27 | 112542.517
1 | 16 | 12 | 105483.694 | 144812.593 | 163169.104 | 152540.804 | 117872.73
1 | 16 | 13 | 74348.983 | 111291.689 | 134253.268 | 133678.762 | 109759.312
1 | 16 | 14 | 41914.233 | 67336.027 | 89540.722 | 94932.073 | 81871.899
1 | 16 | 15 | 17119.896 | 31001.985 | 60441.803 | 71393.162 | 63243.57
1 | 16 | 16 | 1341.421 | 1341.421 | 1443.739 | 1515.276 | 1496.674
1 | 16 | 17 | 0 | 0 | 0 | 0 | 0
1 | 16 | 18 | 0 | 0 | 0 | 0 | 0
1 | 16 | 19 | 0 | 0 | 0 | 0 | 0
1 | 16 | 20 | 0 | 0 | 0 | 0 | 0
1 | 16 | 21 | 0 | 0 | 0 | 0 | 0
1 | 16 | 22 | 0 | 0 | 0 | 0 | 0
1 | 16 | 23 | 0 | 0 | 0 | 0 | 0
1 | 17 | 0 | 0 | 0 | 0 | 0 | 0
1 | 17 | 1 | 0 | 0 | 0 | 0 | 0
1 | 17 | 2 | 0 | 0 | 0 | 0 | 0
1 | 17 | 3 | 0 | 0 | 0 | 0 | 0
1 | 17 | 4 | 0 | 0 | 0 | 0 | 0
1 | 17 | 5 | 0 | 0 | 0 | 0 | 0
1 | 17 | 6 | 0 | 0 | 0 | 0 | 0
1 | 17 | 7 | 0 | 0 | 0 | 0 | 0
1 | 17 | 8 | 47684.761 | 50696.783 | 43827.002 | 22263.809 | 14858.498
1 | 17 | 9 | 63090.377 | 71128.41 | 66801.914 | 51646.141 | 35595.169
1 | 17 | 10 | 44681.828 | 46066.277 | 45995.408 | 44509.653 | 42466.909
1 | 17 | 11 | 78245.545 | 89487.927 | 92420.604 | 85530.757 | 72153.273
1 | 17 | 12 | 51676.386 | 54362.468 | 55681.919 | 54912.137 | 52482.047
1 | 17 | 13 | 54541.517 | 63819.315 | 69874.393 | 69718.846 | 63422.908
1 | 17 | 14 | 22942.395 | 23239.669 | 23498.232 | 23566.565 | 23404.612
1 | 17 | 15 | 10219.973 | 10219.973 | 10219.973 | 10219.973 | 10219.973
1 | 17 | 16 | 3121.934 | 3121.934 | 4269.912 | 5067.972 | 4862.315
1 | 17 | 17 | 0 | 0 | 0 | 0 | 0
1 | 17 | 18 | 0 | 0 | 0 | 0 | 0
1 | 17 | 19 | 0 | 0 | 0 | 0 | 0
1 | 17 | 20 | 0 | 0 | 0 | 0 | 0
1 | 17 | 21 | 0 | 0 | 0 | 0 | 0
1 | 17 | 22 | 0 | 0 | 0 | 0 | 0
1 | 17 | 23 | 0 | 0 | 0 | 0 | 0
1 | 18 | 0 | 0 | 0 | 0 | 0 | 0
1 | 18 | 1 | 0 | 0 | 0 | 0 | 0
1 | 18 | 2 | 0 | 0 | 0 | 0 | 0
1 | 18 | 3 | 0 | 0 | 0 | 0 | 0
1 | 18 | 4 | 0 | 0 | 0 | 0 | 0
1 | 18 | 5 | 0 | 0 | 0 | 0 | 0
1 | 18 | 6 | 0 | 0 | 0 | 0 | 0
1 | 18 | 7 | 0 | 0 | 0 | 0 | 0
1 | 18 | 8 | 126034.128 | 133181.658 | 111529.739 | 33134.394 | 10460.257
1 | 18 | 9 | 186047.973 | 229339.313 | 205962.27 | 119644.917 | 29123.938
1 | 18 | 10 | 209699.038 | 270462.458 | 267172.242 | 200478.418 | 95010.399
1 | 18 | 11 | 202123.981 | 279209.51 | 298604.446 | 252259.673 | 156795.042
1 | 18 | 12 | 167208.087 | 256475.061 | 296857.955 | 273242.315 | 195343.772
1 | 18 | 13 | 110619.422 | 211343.637 | 270436.804 | 268912.458 | 207088.251
1 | 18 | 14 | 42904.703 | 136467.362 | 215934.689 | 234641.754 | 189367.935
1 | 18 | 15 | 13260.315 | 49820.631 | 128848.636 | 159590.386 | 136569.641
1 | 18 | 16 | 2051.5 | 2051.5 | 12152.707 | 15614.684 | 14848.647
1 | 18 | 17 | 0 | 0 | 0 | 0 | 0
1 | 18 | 18 | 0 | 0 | 0 | 0 | 0
1 | 18 | 19 | 0 | 0 | 0 | 0 | 0
1 | 18 | 20 | 0 | 0 | 0 | 0 | 0
1 | 18 | 21 | 0 | 0 | 0 | 0 | 0
1 | 18 | 22 | 0 | 0 | 0 | 0 | 0
1 | 18 | 23 | 0 | 0 | 0 | 0 | 0
1 | 19 | 0 | 0 | 0 | 0 | 0 | 0
1 | 19 | 1 | 0 | 0 | 0 | 0 | 0
1 | 19 | 2 | 0 | 0 | 0 | 0 | 0
1 | 19 | 3 | 0 | 0 | 0 | 0 | 0
1 | 19 | 4 | 0 | 0 | 0 | 0 | 0
1 | 19 | 5 | 0 | 0 | 0 | 0 | 0
1 | 19 | 6 | 0 | 0 | 0 | 0 | 0
1 | 19 | 7 | 0 | 0 | 0 | 0 | 0
1 | 19 | 8 | 124978.78 | 132543.303 | 110365.137 | 33722.68 | 11254.261
1 | 19 | 9 | 185738.862 | 228082.275 | 204789.566 | 119389.856 | 29441.626
1 | 19 | 10 | 208462.039 | 267821.899 | 264369.892 | 198760.525 | 94724.599
1 | 19 | 11 | 200584.412 | 275895.071 | 294701.98 | 249200.086 | 155515.972
1 | 19 | 12 | 165225.155 | 253206.583 | 292864.283 | 269550.526 | 192779.118
1 | 19 | 13 | 109299.367 | 208347.538 | 266113.817 | 264607.535 | 204174.729
1 | 19 | 14 | 43879.805 | 134798.044 | 211307.36 | 229300.427 | 185983.517
1 | 19 | 15 | 12709.861 | 49798.552 | 127674.447 | 159136.017 | 135403.349
1 | 19 | 16 | 1980.681 | 1980.681 | 13048.183 | 16745.868 | 15940.168
1 | 19 | 17 | 0 | 0 | 0 | 0 | 0
1 | 19 | 18 | 0 | 0 | 0 | 0 | 0
1 | 19 | 19 | 0 | 0 | 0 | 0 | 0
1 | 19 | 20 | 0 | 0 | 0 | 0 | 0
1 | 19 | 21 | 0 | 0 | 0 | 0 | 0
1 | 19 | 22 | 0 | 0 | 0 | 0 | 0
1 | 19 | 23 | 0 | 0 | 0 | 0 | 0
1 | 20 | 0 | 0 | 0 | 0 | 0 | 0
1 | 20 | 1 | 0 | 0 | 0 | 0 | 0
1 | 20 | 2 | 0 | 0 | 0 | 0 | 0
1 | 20 | 3 | 0 | 0 | 0 | 0 | 0
1 | 20 | 4 | 0 | 0 | 0 | 0 | 0
1 | 20 | 5 | 0 | 0 | 0 | 0 | 0
1 | 20 | 6 | 0 | 0 | 0 | 0 | 0
1 | 20 | 7 | 0 | 0 | 0 | 0 | 0
1 | 20 | 8 | 68980.8 | 73993.982 | 61909.747 | 26011.418 | 13979.291
1 | 20 | 9 | 52614.882 | 57042.11 | 54521.447 | 46052.338 | 37048.192
1 | 20 | 10 | 195324.117 | 247852.693 | 244594.198 | 186113.719 | 92739.173
1 | 20 | 11 | 128874.087 | 163812.487 | 172611.019 | 151135.057 | 108270.737
1 | 20 | 12 | 158604.774 | 238203.931 | 273630.913 | 252731.565 | 183466.285
1 | 20 | 13 | 89415.406 | 153966.016 | 192138.494 | 191136.219 | 151304.013
1 | 20 | 14 | 43723.298 | 89962.367 | 129094.777 | 138554.351 | 116037.003
1 | 20 | 15 | 14541.562 | 49255.629 | 119317.175 | 148657.814 | 126382.086
1 | 20 | 16 | 2362.97 | 2362.97 | 12749.484 | 16314.865 | 15538.469
1 | 20 | 17 | 0 | 0 | 0 | 0 | 0
1 | 20 | 18 | 0 | 0 | 0 | 0 | 0
1 | 20 | 19 | 0 | 0 | 0 | 0 | 0
1 | 20 | 20 | 0 | 0 | 0 | 0 | 0
1 | 20 | 21 | 0 | 0 | 0 | 0 | 0
1 | 20 | 22 | 0 | 0 | 0 | 0 | 0
1 | 20 | 23 | 0 | 0 | 0 | 0 | 0
1 | 21 | 0 | 0 | 0 | 0 | 0 | 0
1 | 21 | 1 | 0 | 0 | 0 | 0 | 0
1 | 21 | 2 | 0 | 0 | 0 | 0 | 0
1 | 21 | 3 | 0 | 0 | 0 | 0 | 0
1 | 21 | 4 | 0 | 0 | 0 | 0 | 0
1 | 21 | 5 | 0 | 0 | 0 | 0 | 0
1 | 21 | 6 | 0 | 0 | 0 | 0 | 0
1 | 21 | 7 | 0 | 0 | 0 | 0 | 0
1 | 21 | 8 | 16415.909 | 16648.558 | 16260.915 | 15480.739 | 15062.338
1 | 21 | 9 | 36037.879 | 36955.655 | 36418.024 | 34740.661 | 32907.399
1 | 21 | 10 | 50540.129 | 52598.62 | 52460.031 | 50194.459 | 47024.593
1 | 21 | 11 | 147076.087 | 194272.453 | 206129.156 | 176884.469 | 118871.749
1 | 21 | 12 | 114474.509 | 152846.57 | 170845.161 | 160119.487 | 126009.069
1 | 21 | 13 | 107136.575 | 189738.102 | 239077.163 | 237774.133 | 186418.589
1 | 21 | 14 | 50215.167 | 123447.995 | 185385.51 | 200315.047 | 165018.66
1 | 21 | 15 | 18329.973 | 48793.144 | 108583.587 | 135018.916 | 114845.532
1 | 21 | 16 | 2411.682 | 2411.682 | 11880.366 | 15442.584 | 14655.859
1 | 21 | 17 | 0 | 0 | 0 | 0 | 0
1 | 21 | 18 | 0 | 0 | 0 | 0 | 0
1 | 21 | 19 | 0 | 0 | 0 | 0 | 0
1 | 21 | 20 | 0 | 0 | 0 | 0 | 0
1 | 21 | 21 | 0 | 0 | 0 | 0 | 0
1 | 21 | 22 | 0 | 0 | 0 | 0 | 0
1 | 21 | 23 | 0 | 0 | 0 | 0 | 0
1 | 22 | 0 | 0 | 0 | 0 | 0 | 0
1 | 22 | 1 | 0 | 0 | 0 | 0 | 0
1 | 22 | 2 | 0 | 0 | 0 | 0 | 0
1 | 22 | 3 | 0 | 0 | 0 | 0 | 0
1 | 22 | 4 | 0 | 0 | 0 | 0 | 0
1 | 22 | 5 | 0 | 0 | 0 | 0 | 0
1 | 22 | 6 | 0 | 0 | 0 | 0 | 0
1 | 22 | 7 | 4410.209 | 4497.824 | 3596.485 | 507.856 | 507.856
1 | 22 | 8 | 138820.109 | 149374.431 | 120721.128 | 34160.553 | 8242.796
1 | 22 | 9 | 194465.035 | 237636.53 | 212465.712 | 122824.259 | 28529.663
1 | 22 | 10 | 215795.079 | 276291.693 | 272016.815 | 203965.099 | 96647.389
1 | 22 | 11 | 206853.04 | 283401.981 | 302312.302 | 255007.069 | 159194.828
1 | 22 | 12 | 171365.395 | 261870.925 | 302933.318 | 278400.64 | 199058.62
1 | 22 | 13 | 113440.593 | 216169.369 | 276603.935 | 275016.241 | 212247.295
1 | 22 | 14 | 43679.272 | 142167.813 | 224416.488 | 244100.438 | 197858.081
1 | 22 | 15 | 10840.953 | 53911.766 | 139821.727 | 177299.602 | 148981.554
1 | 22 | 16 | 2497.305 | 2497.305 | 18626.546 | 22956.992 | 22103.842
1 | 22 | 17 | 0 | 0 | 0 | 0 | 0
1 | 22 | 18 | 0 | 0 | 0 | 0 | 0
1 | 22 | 19 | 0 | 0 | 0 | 0 | 0
1 | 22 | 20 | 0 | 0 | 0 | 0 | 0
1 | 22 | 21 | 0 | 0 | 0 | 0 | 0
1 | 22 | 22 | 0 | 0 | 0 | 0 | 0
1 | 22 | 23 | 0 | 0 | 0 | 0 | 0
1 | 23 | 0 | 0 | 0 | 0 | 0 | 0
1 | 23 | 1 | 0 | 0 | 0 | 0 | 0
1 | 23 | 2 | 0 | 0 | 0 | 0 | 0
1 | 23 | 3 | 0 | 0 | 0 | 0 | 0
1 | 23 | 4 | 0 | 0 | 0 | 0 | 0
1 | 23 | 5 | 0 | 0 | 0 | 0 | 0
1 | 23 | 6 | 0 | 0 | 0 | 0 | 0
1 | 23 | 7 | 0 | 0 | 0 | 0 | 0
1 | 23 | 8 | 13698.504 | 13769.16 | 13647.193 | 13404.125 | 13271.562
1 | 23 | 9 | 37147.699 | 38049.142 | 37503.757 | 35831.553 | 34012.987
1 | 23 | 10 | 84989.326 | 95687.906 | 94880.91 | 82909.258 | 65332.912
1 | 23 | 11 | 74660.439 | 83025.443 | 85137.664 | 79822.068 | 69837.219
1 | 23 | 12 | 60255.053 | 64103.653 | 65967.776 | 64845.504 | 61360.649
1 | 23 | 13 | 44712.482 | 46346.057 | 47480.202 | 47450.303 | 46273.881
1 | 23 | 14 | 39848.586 | 43381.718 | 46433.969 | 47226.7 | 45392.942
1 | 23 | 15 | 4100.292 | 4100.292 | 4100.292 | 4100.292 | 4100.292
1 | 23 | 16 | 0 | 0 | 0 | 0 | 0
1 | 23 | 17 | 0 | 0 | 0 | 0 | 0
1 | 23 | 18 | 0 | 0 | 0 | 0 | 0
1 | 23 | 19 | 0 | 0 | 0 | 0 | 0
1 | 23 | 20 | 0 | 0 | 0 | 0 | 0
1 | 23 | 21 | 0 | 0 | 0 | 0 | 0
1 | 23 | 22 | 0 | 0 | 0 | 0 | 0
1 | 23 | 23 | 0 | 0 | 0 | 0 | 0
1 | 24 | 0 | 0 | 0 | 0 | 0 | 0
1 | 24 | 1 | 0 | 0 | 0 | 0 | 0
1 | 24 | 2 | 0 | 0 | 0 | 0 | 0
1 | 24 | 3 | 0 | 0 | 0 | 0 | 0
1 | 24 | 4 | 0 | 0 | 0 | 0 | 0
1 | 24 | 5 | 0 | 0 | 0 | 0 | 0
1 | 24 | 6 | 0 | 0 | 0 | 0 | 0
1 | 24 | 7 | 4132.35 | 4201.861 | 3415.549 | 696.874 | 696.874
1 | 24 | 8 | 133603.483 | 144915.782 | 115999.019 | 36381.6 | 11693.383
1 | 24 | 9 | 194305 | 234929.784 | 210290.487 | 124262.687 | 33034.208
1 | 24 | 10 | 216757.786 | 274781.098 | 270217.652 | 204433.255 | 100631.231
1 | 24 | 11 | 208614.967 | 281741.996 | 299558.578 | 253905.8 | 161708.318
1 | 24 | 12 | 174144.033 | 260334.537 | 299272.28 | 275831.638 | 200245.857
1 | 24 | 13 | 117809.121 | 216045.434 | 273663.914 | 272186.904 | 212366.708
1 | 24 | 14 | 49791.257 | 143618.642 | 220574.017 | 239086.581 | 196282.304
1 | 24 | 15 | 12576.145 | 56620.105 | 138727.869 | 174125.902 | 147888.55
1 | 24 | 16 | 3416.243 | 3416.243 | 22946.84 | 28596.527 | 27480.434
1 | 24 | 17 | 0 | 0 | 0 | 0 | 0
1 | 24 | 18 | 0 | 0 | 0 | 0 | 0
1 | 24 | 19 | 0 | 0 | 0 | 0 | 0
1 | 24 | 20 | 0 | 0 | 0 | 0 | 0
1 | 24 | 21 | 0 | 0 | 0 | 0 | 0
1 | 24 | 22 | 0 | 0 | 0 | 0 | 0
1 | 24 | 23 | 0 | 0 | 0 | 0 | 0
1 | 25 | 0 | 0 | 0 | 0 | 0 | 0
1 | 25 | 1 | 0 | 0 | 0 | 0 | 0
1 | 25 | 2 | 0 | 0 | 0 | 0 | 0
1 | 25 | 3 | 0 | 0 | 0 | 0 | 0
1 | 25 | 4 | 0 | 0 | 0 | 0 | 0
1 | 25 | 5 | 0 | 0 | 0 | 0 | 0
1 | 25 | 6 | 0 | 0 | 0 | 0 | 0
1 | 25 | 7 | 0 | 0 | 0 | 0 | 0
1 | 25 | 8 | 59804.482 | 64623.702 | 53650.763 | 26739.111 | 17073.572
1 | 25 | 9 | 42502.001 | 44054.788 | 43086.515 | 40055.392 | 36819.546
1 | 25 | 10 | 73446.551 | 80746.339 | 80135.089 | 71916.256 | 60145.941
1 | 25 | 11 | 117933.234 | 142933.348 | 149130.923 | 133170.994 | 102534.358
1 | 25 | 12 | 102569.071 | 128560.381 | 140863.362 | 133401.796 | 110130.749
1 | 25 | 13 | 94672.768 | 151722.959 | 186785.922 | 185894.177 | 149547.364
1 | 25 | 14 | 49161.208 | 70354.324 | 88436.319 | 93053.331 | 82515.697
1 | 25 | 15 | 21978.982 | 38640.271 | 66807.469 | 79356.583 | 70101.408
1 | 25 | 16 | 4395.928 | 4395.928 | 9068.242 | 10978.018 | 10570.749
1 | 25 | 17 | 0 | 0 | 0 | 0 | 0
1 | 25 | 18 | 0 | 0 | 0 | 0 | 0
1 | 25 | 19 | 0 | 0 | 0 | 0 | 0
1 | 25 | 20 | 0 | 0 | 0 | 0 | 0
1 | 25 | 21 | 0 | 0 | 0 | 0 | 0
1 | 25 | 22 | 0 | 0 | 0 | 0 | 0
1 | 25 | 23 | 0 | 0 | 0 | 0 | 0
1 | 26 | 0 | 0 | 0 | 0 | 0 | 0
1 | 26 | 1 | 0 | 0 | 0 | 0 | 0
1 | 26 | 2 | 0 | 0 | 0 | 0 | 0
1 | 26 | 3 | 0 | 0 | 0 | 0 | 0
1 | 26 | 4 | 0 | 0 | 0 | 0 | 0
1 | 26 | 5 | 0 | 0 | 0 | 0 | 0
1 | 26 | 6 | 0 | 0 | 0 | 0 | 0
1 | 26 | 7 | 0 | 0 | 0 | 0 | 0
1 | 26 | 8 | 1784.132 | 1784.132 | 1784.132 | 1784.132 | 1784.132
1 | 26 | 9 | 10596.782 | 10596.782 | 10596.782 | 10596.782 | 10596.782
1 | 26 | 10 | 18125.033 | 18125.033 | 18125.033 | 18125.033 | 18125.033
1 | 26 | 11 | 67898.311 | 72464.798 | 73597.714 | 70651.954 | 65158.25
1 | 26 | 12 | 162159.565 | 223947.799 | 252516.439 | 235163.19 | 180392.814
1 | 26 | 13 | 47133.751 | 48939.037 | 50193.687 | 50162.354 | 48863.405
1 | 26 | 14 | 64318.015 | 127247.906 | 179555.687 | 192608.162 | 162944.851
1 | 26 | 15 | 4420.74 | 4420.74 | 4420.74 | 4420.74 | 4420.74
1 | 26 | 16 | 6400.986 | 6400.986 | 13880.862 | 17043.758 | 16376.442
1 | 26 | 17 | 0 | 0 | 0 | 0 | 0
1 | 26 | 18 | 0 | 0 | 0 | 0 | 0
1 | 26 | 19 | 0 | 0 | 0 | 0 | 0
1 | 26 | 20 | 0 | 0 | 0 | 0 | 0
1 | 26 | 21 | 0 | 0 | 0 | 0 | 0
1 | 26 | 22 | 0 | 0 | 0 | 0 | 0
1 | 26 | 23 | 0 | 0 | 0 | 0 | 0
1 | 27 | 0 | 0 | 0 | 0 | 0 | 0
1 | 27 | 1 | 0 | 0 | 0 | 0 | 0
1 | 27 | 2 | 0 | 0 | 0 | 0 | 0
1 | 27 | 3 | 0 | 0 | 0 | 0 | 0
1 | 27 | 4 | 0 | 0 | 0 | 0 | 0
1 | 27 | 5 | 0 | 0 | 0 | 0 | 0
1 | 27 | 6 | 0 | 0 | 0 | 0 | 0
1 | 27 | 7 | 0 | 0 | 0 | 0 | 0
1 | 27 | 8 | 8597.84 | 8597.84 | 8597.84 | 8597.84 | 8597.84
1 | 27 | 9 | 16053.668 | 16053.668 | 16053.668 | 16053.668 | 16053.668
1 | 27 | 10 | 81505.408 | 90368.223 | 89552.854 | 79477.846 | 64944.332
1 | 27 | 11 | 156827.649 | 202102.304 | 213139.974 | 184041.44 | 127659.754
1 | 27 | 12 | 173037.858 | 247144.47 | 281237.313 | 260471.231 | 194945.811
1 | 27 | 13 | 80352.061 | 105636.205 | 121742.463 | 121352.604 | 104691.801
1 | 27 | 14 | 59881.508 | 140884.236 | 207691.142 | 224333.758 | 186791.244
1 | 27 | 15 | 21213.171 | 60175.977 | 127517.768 | 156888.058 | 135781.2
1 | 27 | 16 | 6205.734 | 6205.734 | 27068.167 | 33919.305 | 32579.076
1 | 27 | 17 | 0 | 0 | 0 | 0 | 0
1 | 27 | 18 | 0 | 0 | 0 | 0 | 0
1 | 27 | 19 | 0 | 0 | 0 | 0 | 0
1 | 27 | 20 | 0 | 0 | 0 | 0 | 0
1 | 27 | 21 | 0 | 0 | 0 | 0 | 0
1 | 27 | 22 | 0 | 0 | 0 | 0 | 0
1 | 27 | 23 | 0 | 0 | 0 | 0 | 0
1 | 28 | 0 | 0 | 0 | 0 | 0 | 0
1 | 28 | 1 | 0 | 0 | 0 | 0 | 0
1 | 28 | 2 | 0 | 0 | 0 | 0 | 0
1 | 28 | 3 | 0 | 0 | 0 | 0 | 0
1 | 28 | 4 | 0 | 0 | 0 | 0 | 0
1 | 28 | 5 | 0 | 0 | 0 | 0 | 0
1 | 28 | 6 | 0 | 0 | 0 | 0 | 0
1 | 28 | 7 | 5215.772 | 5276.513 | 4424.514 | 1394.529 | 1394.529
1 | 28 | 8 | 127854.394 | 141482.905 | 110122.358 | 38015.94 | 13548.8
1 | 28 | 9 | 188516.415 | 224788.454 | 201053.606 | 121950.002 | 37728.626
1 | 28 | 10 | 213002.026 | 266506.38 | 261408.668 | 199924.795 | 104327.021
1 | 28 | 11 | 92235.146 | 104530.537 | 107542.428 | 99540.797 | 84592.73
1 | 28 | 12 | 64692.597 | 68825.257 | 70824.123 | 69599.849 | 65847.728
1 | 28 | 13 | 74104.825 | 90071.471 | 100365.719 | 100125.125 | 89489.774
1 | 28 | 14 | 53770.812 | 86366.602 | 113869.466 | 120971.78 | 105134.166
1 | 28 | 15 | 13903.911 | 62380.484 | 145555.414 | 181637.083 | 156046.4
1 | 28 | 16 | 5176.727 | 5176.727 | 37020.207 | 45436.409 | 43920.467
1 | 28 | 17 | 0 | 0 | 0 | 0 | 0
1 | 28 | 18 | 0 | 0 | 0 | 0 | 0
1 | 28 | 19 | 0 | 0 | 0 | 0 | 0
1 | 28 | 20 | 0 | 0 | 0 | 0 | 0
1 | 28 | 21 | 0 | 0 | 0 | 0 | 0
1 | 28 | 22 | 0 | 0 | 0 | 0 | 0
1 | 28 | 23 | 0 | 0 | 0 | 0 | 0
1 | 29 | 0 | 0 | 0 | 0 | 0 | 0
1 | 29 | 1 | 0 | 0 | 0 | 0 | 0
1 | 29 | 2 | 0 | 0 | 0 | 0 | 0
1 | 29 | 3 | 0 | 0 | 0 | 0 | 0
1 | 29 | 4 | 0 | 0 | 0 | 0 | 0
1 | 29 | 5 | 0 | 0 | 0 | 0 | 0
1 | 29 | 6 | 0 | 0 | 0 | 0 | 0
1 | 29 | 7 | 0 | 0 | 0 | 0 | 0
1 | 29 | 8 | 46738.619 | 50167.905 | 42803.422 | 27246.095 | 20874.045
1 | 29 | 9 | 39628.82 | 40468.733 | 39908.908 | 38277.612 | 36530.97
1 | 29 | 10 | 81855.729 | 90053.303 | 89231.127 | 79835.361 | 66375.011
1 | 29 | 11 | 58735.912 | 60879.528 | 61402.641 | 59999.12 | 57457.016
1 | 29 | 12 | 83165.727 | 94794.094 | 100385.506 | 96953.502 | 86430.181
1 | 29 | 13 | 88043.353 | 117551.515 | 136235.738 | 135818.479 | 116538.11
1 | 29 | 14 | 59219.713 | 154593.828 | 231950.841 | 251329.633 | 208308.598
1 | 29 | 15 | 14008.422 | 65926.612 | 152771.165 | 190182.829 | 164012.046
1 | 29 | 16 | 5361.615 | 5361.615 | 42396.917 | 51642.926 | 50039.902
1 | 29 | 17 | 0 | 0 | 0 | 0 | 0
1 | 29 | 18 | 0 | 0 | 0 | 0 | 0
1 | 29 | 19 | 0 | 0 | 0 | 0 | 0
1 | 29 | 20 | 0 | 0 | 0 | 0 | 0
1 | 29 | 21 | 0 | 0 | 0 | 0 | 0
1 | 29 | 22 | 0 | 0 | 0 | 0 | 0
1 | 29 | 23 | 0 | 0 | 0 | 0 | 0
1 | 30 | 0 | 0 | 0 | 0 | 0 | 0
1 | 30 | 1 | 0 | 0 | 0 | 0 | 0
1 | 30 | 2 | 0 | 0 | 0 | 0 | 0
1 | 30 | 3 | 0 | 0 | 0 | 0 | 0
1 | 30 | 4 | 0 | 0 | 0 | 0 | 0
1 | 30 | 5 | 0 | 0 | 0 | 0 | 0
1 | 30 | 6 | 0 | 0 | 0 | 0 | 0
1 | 30 | 7 | 1493.477 | 1493.477 | 1493.477 | 1493.477 | 1493.477
1 | 30 | 8 | 151067.771 | 169033.578 | 128830.154 | 42432.214 | 12844.204
1 | 30 | 9 | 214083.777 | 254727.525 | 227270.992 | 136745.558 | 39496.981
1 | 30 | 10 | 238748.19 | 298487.1 | 292314.506 | 223110.643 | 114362.631
1 | 30 | 11 | 232369.509 | 306655.991 | 324298.588 | 276145.456 | 181384.499
1 | 30 | 12 | 197794.973 | 288070.84 | 329325.28 | 304038.438 | 224531.176
1 | 30 | 13 | 137815.115 | 242502.635 | 305017.208 | 303705.072 | 239247.08
1 | 30 | 14 | 60335.828 | 166532.675 | 252358.716 | 273983.099 | 226442.936
1 | 30 | 15 | 12133.117 | 70002.229 | 166135.874 | 207411.545 | 178956.996
1 | 30 | 16 | 5406.78 | 5444.608 | 50153.68 | 59782.052 | 58236.721
1 | 30 | 17 | 0 | 0 | 0 | 0 | 0
1 | 30 | 18 | 0 | 0 | 0 | 0 | 0
1 | 30 | 19 | 0 | 0 | 0 | 0 | 0
1 | 30 | 20 | 0 | 0 | 0 | 0 | 0
1 | 30 | 21 | 0 | 0 | 0 | 0 | 0
1 | 30 | 22 | 0 | 0 | 0 | 0 | 0
1 | 30 | 23 | 0 | 0 | 0 | 0 | 0
1 | 31 | 0 | 0 | 0 | 0 | 0 | 0
1 | 31 | 1 | 0 | 0 | 0 | 0 | 0
1 | 31 | 2 | 0 | 0 | 0 | 0 | 0
1 | 31 | 3 | 0 | 0 | 0 | 0 | 0
1 | 31 | 4 | 0 | 0 | 0 | 0 | 0
1 | 31 | 5 | 0 | 0 | 0 | 0 | 0
1 | 31 | 6 | 0 | 0 | 0 | 0 | 0
1 | 31 | 7 | 1189.59 | 1189.59 | 1189.59 | 1189.59 | 1189.59
1 | 31 | 8 | 53957.889 | 58433.031 | 48844.697 | 29572.137 | 21733.737
1 | 31 | 9 | 140508.562 | 163794.67 | 147798.997 | 96426.51 | 41272.595
1 | 31 | 10 | 153596.691 | 185061.204 | 181670.275 | 145155.744 | 89444.3
1 | 31 | 11 | 214450.49 | 280549.798 | 295944.614 | 253315.385 | 168175.618
1 | 31 | 12 | 124659.639 | 161627.7 | 178926.101 | 168289.493 | 135331.044
1 | 31 | 13 | 86530.403 | 113709.182 | 130963.391 | 130619.653 | 112871.476
1 | 31 | 14 | 57928.007 | 151240.531 | 225009.898 | 243500.898 | 203134.17
1 | 31 | 15 | 13645.836 | 65363.877 | 147952.956 | 182933.706 | 159203.408
1 | 31 | 16 | 5495.654 | 5653.074 | 45327.096 | 54759.828 | 53221.125
1 | 31 | 17 | 0 | 0 | 0 | 0 | 0
1 | 31 | 18 | 0 | 0 | 0 | 0 | 0
1 | 31 | 19 | 0 | 0 | 0 | 0 | 0
1 | 31 | 20 | 0 | 0 | 0 | 0 | 0
1 | 31 | 21 | 0 | 0 | 0 | 0 | 0
1 | 31 | 22 | 0 | 0 | 0 | 0 | 0
1 | 31 | 23 | 0 | 0 | 0 | 0 | 0
2 | 1 | 0 | 0 | 0 | 0 | 0 | 0
2 | 1 | 1 | 0 | 0 | 0 | 0 | 0
2 | 1 | 2 | 0 | 0 | 0 | 0 | 0
2 | 1 | 3 | 0 | 0 | 0 | 0 | 0
2 | 1 | 4 | 0 | 0 | 0 | 0 | 0
2 | 1 | 5 | 0 | 0 | 0 | 0 | 0
2 | 1 | 6 | 0 | 0 | 0 | 0 | 0
2 | 1 | 7 | 1033.476 | 1033.476 | 1033.476 | 1033.476 | 1033.476
2 | 1 | 8 | 15383.238 | 15437.605 | 15326.252 | 15114.46 | 14986.579
2 | 1 | 9 | 53881.058 | 57152.225 | 54864.299 | 48080.132 | 40899.698
2 | 1 | 10 | 97100.037 | 109813.092 | 108379.586 | 93622.998 | 72390.883
2 | 1 | 11 | 145342.924 | 179921.375 | 188131.521 | 165377.101 | 122328.79
2 | 1 | 12 | 131834.572 | 173805.06 | 193549.2 | 181384.787 | 143946.326
2 | 1 | 13 | 98661.36 | 143094.286 | 170974.257 | 170457.79 | 141834.342
2 | 1 | 14 | 56679.493 | 89873.712 | 117622.506 | 124991.493 | 109191.714
2 | 1 | 15 | 23744.095 | 47150.221 | 82332.84 | 97887.675 | 87406.292
2 | 1 | 16 | 2440.813 | 2440.813 | 2440.813 | 2440.813 | 2440.813
2 | 1 | 17 | 0 | 0 | 0 | 0 | 0
2 | 1 | 18 | 0 | 0 | 0 | 0 | 0
2 | 1 | 19 | 0 | 0 | 0 | 0 | 0
2 | 1 | 20 | 0 | 0 | 0 | 0 | 0
2 | 1 | 21 | 0 | 0 | 0 | 0 | 0
2 | 1 | 22 | 0 | 0 | 0 | 0 | 0
2 | 1 | 23 | 0 | 0 | 0 | 0 | 0
2 | 2 | 0 | 0 | 0 | 0 | 0 | 0
2 | 2 | 1 | 0 | 0 | 0 | 0 | 0
2 | 2 | 2 | 0 | 0 | 0 | 0 | 0
2 | 2 | 3 | 0 | 0 | 0 | 0 | 0
2 | 2 | 4 | 0 | 0 | 0 | 0 | 0
2 | 2 | 5 | 0 | 0 | 0 | 0 | 0
2 | 2 | 6 | 0 | 0 | 0 | 0 | 0
2 | 2 | 7 | 300.052 | 300.052 | 300.052 | 300.052 | 300.052
2 | 2 | 8 | 12053.283 | 12053.283 | 12053.283 | 12053.283 | 12053.283
2 | 2 | 9 | 55986.645 | 59606.955 | 57034.001 | 49427.848 | 41385.88
2 | 2 | 10 | 77600.452 | 84752.51 | 83915.494 | 75577.303 | 63788.392
2 | 2 | 11 | 50465.183 | 51685.951 | 51976.334 | 51166.18 | 49730.192
2 | 2 | 12 | 78584.768 | 88485.254 | 93270.429 | 90315.725 | 81329.612
2 | 2 | 13 | 55568.376 | 59090.496 | 61457.89 | 61417.428 | 58992.797
2 | 2 | 14 | 17744.612 | 17744.612 | 17744.612 | 17744.612 | 17744.612
2 | 2 | 15 | 13758.305 | 13758.305 | 13758.305 | 13758.305 | 13758.305
2 | 2 | 16 | 4.885 | 4.885 | 4.885 | 4.885 | 4.885
2 | 2 | 17 | 0 | 0 | 0 | 0 | 0
2 | 2 | 18 | 0 | 0 | 0 | 0 | 0
2 | 2 | 19 | 0 | 0 | 0 | 0 | 0
2 | 2 | 20 | 0 | 0 | 0 | 0 | 0
2 | 2 | 21 | 0 | 0 | 0 | 0 | 0
2 | 2 | 22 | 0 | 0 | 0 | 0 | 0
2 | 2 | 23 | 0 | 0 | 0 | 0 | 0
2 | 3 | 0 | 0 | 0 | 0 | 0 | 0
2 | 3 | 1 | 0 | 0 | 0 | 0 | 0
2 | 3 | 2 | 0 | 0 | 0 | 0 | 0
2 | 3 | 3 | 0 | 0 | 0 | 0 | 0
2 | 3 | 4 | 0 | 0 | 0 | 0 | 0
2 | 3 | 5 | 0 | 0 | 0 | 0 | 0
2 | 3 | 6 | 0 | 0 | 0 | 0 | 0
2 | 3 | 7 | 551.485 | 551.485 | 551.485 | 551.485 | 551.485
2 | 3 | 8 | 25952.188 | 26419.549 | 25421.073 | 23541.342 | 22404.588
2 | 3 | 9 | 31634.568 | 31990.83 | 31733.555 | 31013.631 | 30253.026
2 | 3 | 10 | 211887.786 | 257364.087 | 251892.446 | 198423.873 | 116862.756
2 | 3 | 11 | 218775.55 | 282984.759 | 297911.158 | 255628.811 | 174635.724
2 | 3 | 12 | 194614.792 | 276149.324 | 313920.476 | 290656.162 | 218606.649
2 | 3 | 13 | 139716.374 | 237750.312 | 297353.959 | 296446.082 | 235500.575
2 | 3 | 14 | 65482.63 | 166441.854 | 247438.165 | 268601.919 | 224098.799
2 | 3 | 15 | 12786.959 | 74188.689 | 168139.179 | 208503.559 | 182367.374
2 | 3 | 16 | 6587.567 | 7116.148 | 60392.678 | 72969.117 | 71457.478
2 | 3 | 17 | 0 | 0 | 0 | 0 | 0
2 | 3 | 18 | 0 | 0 | 0 | 0 | 0
2 | 3 | 19 | 0 | 0 | 0 | 0 | 0
2 | 3 | 20 | 0 | 0 | 0 | 0 | 0
2 | 3 | 21 | 0 | 0 | 0 | 0 | 0
2 | 3 | 22 | 0 | 0 | 0 | 0 | 0
2 | 3 | 23 | 0 | 0 | 0 | 0 | 0
2 | 4 | 0 | 0 | 0 | 0 | 0 | 0
2 | 4 | 1 | 0 | 0 | 0 | 0 | 0
2 | 4 | 2 | 0 | 0 | 0 | 0 | 0
2 | 4 | 3 | 0 | 0 | 0 | 0 | 0
2 | 4 | 4 | 0 | 0 | 0 | 0 | 0
2 | 4 | 5 | 0 | 0 | 0 | 0 | 0
2 | 4 | 6 | 0 | 0 | 0 | 0 | 0
2 | 4 | 7 | 215.18 | 215.18 | 215.18 | 215.18 | 215.18
2 | 4 | 8 | 25491.576 | 25869.82 | 25046.094 | 23503.833 | 22532.006
2 | 4 | 9 | 82152.728 | 90241.603 | 84309.479 | 66656.207 | 47862.517
2 | 4 | 10 | 137519.987 | 161092.224 | 158157.204 | 130302.237 | 88638.182
2 | 4 | 11 | 140869.499 | 170877.728 | 177836.752 | 157970.334 | 120594.078
2 | 4 | 12 | 185622.753 | 258680.031 | 291978.93 | 271515.833 | 207173.666
2 | 4 | 13 | 134087.203 | 219176.86 | 270227.625 | 269545.992 | 217460.469
2 | 4 | 14 | 58411.192 | 82442.661 | 102494.702 | 107971.009 | 96637.963
2 | 4 | 15 | 19304.845 | 55729.487 | 108323.896 | 131221.971 | 116587.82
2 | 4 | 16 | 10434.418 | 10739.064 | 22545.866 | 26975.898 | 26342.976
2 | 4 | 17 | 0 | 0 | 0 | 0 | 0
2 | 4 | 18 | 0 | 0 | 0 | 0 | 0
2 | 4 | 19 | 0 | 0 | 0 | 0 | 0
2 | 4 | 20 | 0 | 0 | 0 | 0 | 0
2 | 4 | 21 | 0 | 0 | 0 | 0 | 0
2 | 4 | 22 | 0 | 0 | 0 | 0 | 0
2 | 4 | 23 | 0 | 0 | 0 | 0 | 0
2 | 5 | 0 | 0 | 0 | 0 | 0 | 0
2 | 5 | 1 | 0 | 0 | 0 | 0 | 0
2 | 5 | 2 | 0 | 0 | 0 | 0 | 0
2 | 5 | 3 | 0 | 0 | 0 | 0 | 0
2 | 5 | 4 | 0 | 0 | 0 | 0 | 0
2 | 5 | 5 | 0 | 0 | 0 | 0 | 0
2 | 5 | 6 | 0 | 0 | 0 | 0 | 0
2 | 5 | 7 | 0 | 0 | 0 | 0 | 0
2 | 5 | 8 | 12133.934 | 12133.934 | 12133.934 | 12133.934 | 12133.934
2 | 5 | 9 | 16233.502 | 16233.502 | 16233.502 | 16233.502 | 16233.502
2 | 5 | 10 | 40839.396 | 41430.217 | 41353.619 | 40654.507 | 39742.622
2 | 5 | 11 | 82850.285 | 91137.534 | 93072.014 | 87525.361 | 77512.31
2 | 5 | 12 | 30644.447 | 30765.125 | 30824.512 | 30787.814 | 30676.533
2 | 5 | 13 | 57380.972 | 60894.266 | 63271.497 | 63243.666 | 60827.084
2 | 5 | 14 | 32472.218 | 33145.361 | 33744.049 | 33917.399 | 33563.768
2 | 5 | 15 | 21584.47 | 22059.345 | 22569.843 | 22816.782 | 22655.32
2 | 5 | 16 | 12605.102 | 13266.032 | 36382.966 | 45200.388 | 44063.451
2 | 5 | 17 | 0 | 0 | 0 | 0 | 0
2 | 5 | 18 | 0 | 0 | 0 | 0 | 0
2 | 5 | 19 | 0 | 0 | 0 | 0 | 0
2 | 5 | 20 | 0 | 0 | 0 | 0 | 0
2 | 5 | 21 | 0 | 0 | 0 | 0 | 0
2 | 5 | 22 | 0 | 0 | 0 | 0 | 0
2 | 5 | 23 | 0 | 0 | 0 | 0 | 0
2 | 6 | 0 | 0 | 0 | 0 | 0 | 0
2 | 6 | 1 | 0 | 0 | 0 | 0 | 0
2 | 6 | 2 | 0 | 0 | 0 | 0 | 0
2 | 6 | 3 | 0 | 0 | 0 | 0 | 0
2 | 6 | 4 | 0 | 0 | 0 | 0 | 0
2 | 6 | 5 | 0 | 0 | 0 | 0 | 0
2 | 6 | 6 | 0 | 0 | 0 | 0 | 0
2 | 6 | 7 | 10455.785 | 10617.174 | 7815.486 | 3124.153 | 3124.153
2 | 6 | 8 | 113416.272 | 124569.285 | 98291.004 | 47942.37 | 26089.763
2 | 6 | 9 | 59120.791 | 62729.602 | 59996.235 | 52187.326 | 43943.743
2 | 6 | 10 | 74337.716 | 80136.764 | 79361.09 | 72463.161 | 62949.599
2 | 6 | 11 | 53388.022 | 54748.973 | 55065.097 | 54151.185 | 52538.096
2 | 6 | 12 | 81643.682 | 91496.809 | 96281.922 | 93327.36 | 84352.819
2 | 6 | 13 | 64437.545 | 72484.138 | 77927.576 | 77875.089 | 72357.323
2 | 6 | 14 | 30035.011 | 30483.633 | 30883.406 | 31000.071 | 30765.244
2 | 6 | 15 | 18434.284 | 18539.243 | 18652.322 | 18707.272 | 18671.894
2 | 6 | 16 | 12372.222 | 13285.371 | 42756.294 | 54044.976 | 52762.377
2 | 6 | 17 | 0 | 0 | 0 | 0 | 0
2 | 6 | 18 | 0 | 0 | 0 | 0 | 0
2 | 6 | 19 | 0 | 0 | 0 | 0 | 0
2 | 6 | 20 | 0 | 0 | 0 | 0 | 0
2 | 6 | 21 | 0 | 0 | 0 | 0 | 0
2 | 6 | 22 | 0 | 0 | 0 | 0 | 0
2 | 6 | 23 | 0 | 0 | 0 | 0 | 0
2 | 7 | 0 | 0 | 0 | 0 | 0 | 0
2 | 7 | 1 | 0 | 0 | 0 | 0 | 0
2 | 7 | 2 | 0 | 0 | 0 | 0 | 0
2 | 7 | 3 | 0 | 0 | 0 | 0 | 0
2 | 7 | 4 | 0 | 0 | 0 | 0 | 0
2 | 7 | 5 | 0 | 0 | 0 | 0 | 0
2 | 7 | 6 | 0 | 0 | 0 | 0 | 0
2 | 7 | 7 | 17568.854 | 17799.817 | 13033.446 | 3070.281 | 3070.281
2 | 7 | 8 | 23825.007 | 24100.446 | 23461.153 | 22282.508 | 21505.056
2 | 7 | 9 | 196014.369 | 227025.729 | 203201.965 | 130890.992 | 52072.219
2 | 7 | 10 | 78433.888 | 84833.592 | 83950.867 | 76300.546 | 65730.324
2 | 7 | 11 | 130580.693 | 154181.756 | 159604.969 | 143765.554 | 114713.211
2 | 7 | 12 | 104301.428 | 123999.409 | 133518.966 | 127648.902 | 109768.061
2 | 7 | 13 | 93672.022 | 120778.509 | 138448.31 | 138316.967 | 120459.577
2 | 7 | 14 | 73862.55 | 161153.468 | 230969.305 | 249999.621 | 212042.821
2 | 7 | 15 | 20667.678 | 76358.783 | 154830.532 | 188829.174 | 168198.55
2 | 7 | 16 | 10500.254 | 11639.296 | 55771.214 | 71425.676 | 70102.251
2 | 7 | 17 | 0 | 0 | 0 | 0 | 0
2 | 7 | 18 | 0 | 0 | 0 | 0 | 0
2 | 7 | 19 | 0 | 0 | 0 | 0 | 0
2 | 7 | 20 | 0 | 0 | 0 | 0 | 0
2 | 7 | 21 | 0 | 0 | 0 | 0 | 0
2 | 7 | 22 | 0 | 0 | 0 | 0 | 0
2 | 7 | 23 | 0 | 0 | 0 | 0 | 0
2 | 8 | 0 | 0 | 0 | 0 | 0 | 0
2 | 8 | 1 | 0 | 0 | 0 | 0 | 0
2 | 8 | 2 | 0 | 0 | 0 | 0 | 0
2 | 8 | 3 | 0 | 0 | 0 | 0 | 0
2 | 8 | 4 | 0 | 0 | 0 | 0 | 0
2 | 8 | 5 | 0 | 0 | 0 | 0 | 0
2 | 8 | 6 | 0 | 0 | 0 | 0 | 0
2 | 8 | 7 | 765.065 | 765.065 | 765.065 | 765.065 | 765.065
2 | 8 | 8 | 15557.991 | 15567.779 | 15544.557 | 15501.928 | 15473.331
2 | 8 | 9 | 66224.556 | 70561.107 | 67170.794 | 57588.77 | 47472.847
2 | 8 | 10 | 67403.17 | 70535.61 | 70090.295 | 66328.014 | 61149.973
2 | 8 | 11 | 61662.034 | 63844.423 | 64345.806 | 62872.425 | 60258.444
2 | 8 | 12 | 64914.086 | 68026.854 | 69549.411 | 68611.263 | 65761.914
2 | 8 | 13 | 78471.212 | 91840.383 | 100775.188 | 100729.349 | 91729.554
2 | 8 | 14 | 45868.465 | 48419.31 | 50661.523 | 51319.713 | 50031.903
2 | 8 | 15 | 25423.414 | 26271.405 | 27190.344 | 27641.604 | 27360.394
2 | 8 | 16 | 10656.637 | 10735.354 | 11532.006 | 12041.244 | 11963.6
2 | 8 | 17 | 0 | 0 | 0 | 0 | 0
2 | 8 | 18 | 0 | 0 | 0 | 0 | 0
2 | 8 | 19 | 0 | 0 | 0 | 0 | 0
2 | 8 | 20 | 0 | 0 | 0 | 0 | 0
2 | 8 | 21 | 0 | 0 | 0 | 0 | 0
2 | 8 | 22 | 0 | 0 | 0 | 0 | 0
2 | 8 | 23 | 0 | 0 | 0 | 0 | 0
2 | 9 | 0 | 0 | 0 | 0 | 0 | 0
2 | 9 | 1 | 0 | 0 | 0 | 0 | 0
2 | 9 | 2 | 0 | 0 | 0 | 0 | 0
2 | 9 | 3 | 0 | 0 | 0 | 0 | 0
2 | 9 | 4 | 0 | 0 | 0 | 0 | 0
2 | 9 | 5 | 0 | 0 | 0 | 0 | 0
2 | 9 | 6 | 0 | 0 | 0 | 0 | 0
2 | 9 | 7 | 1716.139 | 1716.139 | 1716.139 | 1716.139 | 1716.139
2 | 9 | 8 | 21848.264 | 22016.639 | 21608.306 | 20862.902 | 20354.934
2 | 9 | 9 | 41205.205 | 41893.626 | 41346.833 | 39885.557 | 38366.36
2 | 9 | 10 | 91728.804 | 100370.962 | 99107.064 | 88672.785 | 74152.194
2 | 9 | 11 | 104553.509 | 117510.444 | 120465.998 | 111706.573 | 95931.239
2 | 9 | 12 | 81886.662 | 91019.346 | 95481.427 | 92737.127 | 84387.643
2 | 9 | 13 | 99765.496 | 130224.624 | 150128.154 | 150074.857 | 130095.204
2 | 9 | 14 | 56201.445 | 67800.2 | 77703.68 | 80585.197 | 75029.696
2 | 9 | 15 | 31635.748 | 37632.797 | 44941.552 | 48376.992 | 46304.253
2 | 9 | 16 | 11924.038 | 12497.964 | 22065.303 | 26705.326 | 26221.988
2 | 9 | 17 | 0 | 0 | 0 | 0 | 0
2 | 9 | 18 | 0 | 0 | 0 | 0 | 0
2 | 9 | 19 | 0 | 0 | 0 | 0 | 0
2 | 9 | 20 | 0 | 0 | 0 | 0 | 0
2 | 9 | 21 | 0 | 0 | 0 | 0 | 0
2 | 9 | 22 | 0 | 0 | 0 | 0 | 0
2 | 9 | 23 | 0 | 0 | 0 | 0 | 0
2 | 10 | 0 | 0 | 0 | 0 | 0 | 0
2 | 10 | 1 | 0 | 0 | 0 | 0 | 0
2 | 10 | 2 | 0 | 0 | 0 | 0 | 0
2 | 10 | 3 | 0 | 0 | 0 | 0 | 0
2 | 10 | 4 | 0 | 0 | 0 | 0 | 0
2 | 10 | 5 | 0 | 0 | 0 | 0 | 0
2 | 10 | 6 | 0 | 0 | 0 | 0 | 0
2 | 10 | 7 | 33676.017 | 33920.879 | 25760.126 | 4044.548 | 4044.548
2 | 10 | 8 | 164140.152 | 180950.249 | 136465.424 | 50809.016 | 13188.61
2 | 10 | 9 | 219501.533 | 254104.53 | 226224.272 | 143552.14 | 52849.536
2 | 10 | 10 | 242121.132 | 293797.545 | 286100.04 | 223041.023 | 127948.757
2 | 10 | 11 | 238090.045 | 304219.755 | 318962.432 | 274643.66 | 191553.96
2 | 10 | 12 | 208245.42 | 286246.1 | 323052.033 | 300541.255 | 230468.785
2 | 10 | 13 | 152829.039 | 243413.146 | 299993.336 | 299987.168 | 243397.844
2 | 10 | 14 | 79739.54 | 174754.345 | 250338.675 | 271569.86 | 231082.231
2 | 10 | 15 | 17670.542 | 83317.21 | 172927.78 | 211804.074 | 189203.9
2 | 10 | 16 | 9352.194 | 11402.059 | 67630.233 | 90966.735 | 89604.316
2 | 10 | 17 | 0 | 0 | 0 | 0 | 0
2 | 10 | 18 | 0 | 0 | 0 | 0 | 0
2 | 10 | 19 | 0 | 0 | 0 | 0 | 0
2 | 10 | 20 | 0 | 0 | 0 | 0 | 0
2 | 10 | 21 | 0 | 0 | 0 | 0 | 0
2 | 10 | 22 | 0 | 0 | 0 | 0 | 0
2 | 10 | 23 | 0 | 0 | 0 | 0 | 0
2 | 11 | 0 | 0 | 0 | 0 | 0 | 0
2 | 11 | 1 | 0 | 0 | 0 | 0 | 0
2 | 11 | 2 | 0 | 0 | 0 | 0 | 0
2 | 11 | 3 | 0 | 0 | 0 | 0 | 0
2 | 11 | 4 | 0 | 0 | 0 | 0 | 0
2 | 11 | 5 | 0 | 0 | 0 | 0 | 0
2 | 11 | 6 | 0 | 0 | 0 | 0 | 0
2 | 11 | 7 | 0 | 0 | 0 | 0 | 0
2 | 11 | 8 | 11648.22 | 11648.22 | 11648.22 | 11648.22 | 11648.22
2 | 11 | 9 | 211739.17 | 244460.877 | 217678.837 | 138954.012 | 52232.484
2 | 11 | 10 | 232228.548 | 280423.048 | 273054.198 | 213903.208 | 124747.765
2 | 11 | 11 | 228287.274 | 290311.415 | 304033.7 | 262436.398 | 184440.45
2 | 11 | 12 | 200311.813 | 273480.229 | 308018.201 | 286955.966 | 221136.83
2 | 11 | 13 | 122972.109 | 185799.634 | 225931.643 | 226034.55 | 186052.901
2 | 11 | 14 | 78020.789 | 167447.628 | 238496.29 | 258662.211 | 220807.136
2 | 11 | 15 | 18398.927 | 80414.194 | 164124.829 | 200580.611 | 179701.841
2 | 11 | 16 | 9296.469 | 11517.756 | 65241.318 | 88903.945 | 87641.636
2 | 11 | 17 | 0 | 0 | 0 | 0 | 0
2 | 11 | 18 | 0 | 0 | 0 | 0 | 0
2 | 11 | 19 | 0 | 0 | 0 | 0 | 0
2 | 11 | 20 | 0 | 0 | 0 | 0 | 0
2 | 11 | 21 | 0 | 0 | 0 | 0 | 0
2 | 11 | 22 | 0 | 0 | 0 | 0 | 0
2 | 11 | 23 | 0 | 0 | 0 | 0 | 0
2 | 12 | 0 | 0 | 0 | 0 | 0 | 0
2 | 12 | 1 | 0 | 0 | 0 | 0 | 0
2 | 12 | 2 | 0 | 0 | 0 | 0 | 0
2 | 12 | 3 | 0 | 0 | 0 | 0 | 0
2 | 12 | 4 | 0 | 0 | 0 | 0 | 0
2 | 12 | 5 | 0 | 0 | 0 | 0 | 0
2 | 12 | 6 | 0 | 0 | 0 | 0 | 0
2 | 12 | 7 | 40184.848 | 40377.616 | 31027.468 | 6091.625 | 6091.625
2 | 12 | 8 | 160200.587 | 174879.373 | 133694.599 | 54376.454 | 17328.874
2 | 12 | 9 | 67728.318 | 71751.447 | 68401.618 | 59262.693 | 49629.29
2 | 12 | 10 | 92452.012 | 100601.445 | 99308.268 | 89321.89 | 75578.143
2 | 12 | 11 | 99409.214 | 110176.016 | 112594.439 | 105266.764 | 92204.719
2 | 12 | 12 | 139320.858 | 174416.614 | 191365.933 | 181036.445 | 149151.077
2 | 12 | 13 | 125651.926 | 190469.745 | 231693.642 | 231913.932 | 191015.059
2 | 12 | 14 | 85402.07 | 165648.882 | 229440.411 | 247758.741 | 213919.148
2 | 12 | 15 | 33214.742 | 38861.475 | 45612.543 | 48838.744 | 46986.924
2 | 12 | 16 | 14125.225 | 16426.213 | 58420.06 | 78542.363 | 77386.087
2 | 12 | 17 | 0 | 0 | 0 | 0 | 0
2 | 12 | 18 | 0 | 0 | 0 | 0 | 0
2 | 12 | 19 | 0 | 0 | 0 | 0 | 0
2 | 12 | 20 | 0 | 0 | 0 | 0 | 0
2 | 12 | 21 | 0 | 0 | 0 | 0 | 0
2 | 12 | 22 | 0 | 0 | 0 | 0 | 0
2 | 12 | 23 | 0 | 0 | 0 | 0 | 0
2 | 13 | 0 | 0 | 0 | 0 | 0 | 0
2 | 13 | 1 | 0 | 0 | 0 | 0 | 0
2 | 13 | 2 | 0 | 0 | 0 | 0 | 0
2 | 13 | 3 | 0 | 0 | 0 | 0 | 0
2 | 13 | 4 | 0 | 0 | 0 | 0 | 0
2 | 13 | 5 | 0 | 0 | 0 | 0 | 0
2 | 13 | 6 | 0 | 0 | 0 | 0 | 0
2 | 13 | 7 | 46191.859 | 46356.859 | 34968.88 | 5793.867 | 5793.867
2 | 13 | 8 | 173934.349 | 189817.004 | 143809.346 | 55550.561 | 14398.703
2 | 13 | 9 | 168311.977 | 192007.79 | 171975.575 | 115287.274 | 53876.185
2 | 13 | 10 | 194443.566 | 232442.795 | 226282.834 | 179357.483 | 111306.689
2 | 13 | 11 | 190832.748 | 238789.229 | 249424.475 | 216879.356 | 157616.542
2 | 13 | 12 | 103285.618 | 117816.867 | 124952.454 | 120611.199 | 107315.482
2 | 13 | 13 | 100391.432 | 126812.94 | 144480.63 | 144627.96 | 127170.158
2 | 13 | 14 | 72110.816 | 143157.954 | 200843.146 | 217821.41 | 187052.356
2 | 13 | 15 | 18672.839 | 85898.765 | 175940.704 | 215411.799 | 193526.128
2 | 13 | 16 | 8552.527 | 11552.406 | 72692.315 | 102358.078 | 101128.226
2 | 13 | 17 | 0 | 0 | 0 | 0 | 0
2 | 13 | 18 | 0 | 0 | 0 | 0 | 0
2 | 13 | 19 | 0 | 0 | 0 | 0 | 0
2 | 13 | 20 | 0 | 0 | 0 | 0 | 0
2 | 13 | 21 | 0 | 0 | 0 | 0 | 0
2 | 13 | 22 | 0 | 0 | 0 | 0 | 0
2 | 13 | 23 | 0 | 0 | 0 | 0 | 0
2 | 14 | 0 | 0 | 0 | 0 | 0 | 0
2 | 14 | 1 | 0 | 0 | 0 | 0 | 0
2 | 14 | 2 | 0 | 0 | 0 | 0 | 0
2 | 14 | 3 | 0 | 0 | 0 | 0 | 0
2 | 14 | 4 | 0 | 0 | 0 | 0 | 0
2 | 14 | 5 | 0 | 0 | 0 | 0 | 0
2 | 14 | 6 | 0 | 0 | 0 | 0 | 0
2 | 14 | 7 | 44038.226 | 44150.871 | 32783.728 | 6426.595 | 6426.595
2 | 14 | 8 | 163164.225 | 177291.781 | 135534.547 | 55050.87 | 15663.053
2 | 14 | 9 | 216339.415 | 247772.818 | 220797.487 | 143459.729 | 57537.977
2 | 14 | 10 | 238077.745 | 285505.931 | 277670.195 | 218567.114 | 130520.374
2 | 14 | 11 | 234162.423 | 295664.609 | 309080.662 | 267565.472 | 190613.995
2 | 14 | 12 | 207160.707 | 279943.327 | 314669.048 | 293700.812 | 227806.503
2 | 14 | 13 | 153932.283 | 239590.002 | 293824.178 | 294433.826 | 241107.889
2 | 14 | 14 | 82796.13 | 174105.58 | 246419.602 | 267625.518 | 229768.183
2 | 14 | 15 | 19062.939 | 85805.099 | 173194.585 | 211309.494 | 190561.742
2 | 14 | 16 | 9199.583 | 12524.637 | 73382.245 | 104127.61 | 102976.342
2 | 14 | 17 | 0 | 0 | 0 | 0 | 0
2 | 14 | 18 | 0 | 0 | 0 | 0 | 0
2 | 14 | 19 | 0 | 0 | 0 | 0 | 0
2 | 14 | 20 | 0 | 0 | 0 | 0 | 0
2 | 14 | 21 | 0 | 0 | 0 | 0 | 0
2 | 14 | 22 | 0 | 0 | 0 | 0 | 0
2 | 14 | 23 | 0 | 0 | 0 | 0 | 0
2 | 15 | 0 | 0 | 0 | 0 | 0 | 0
2 | 15 | 1 | 0 | 0 | 0 | 0 | 0
2 | 15 | 2 | 0 | 0 | 0 | 0 | 0
2 | 15 | 3 | 0 | 0 | 0 | 0 | 0
2 | 15 | 4 | 0 | 0 | 0 | 0 | 0
2 | 15 | 5 | 0 | 0 | 0 | 0 | 0
2 | 15 | 6 | 0 | 0 | 0 | 0 | 0
2 | 15 | 7 | 60332.21 | 60406.66 | 44615.873 | 6110.43 | 6110.43
2 | 15 | 8 | 189176.42 | 205516.763 | 156006.495 | 60173.968 | 13069.862
2 | 15 | 9 | 237947.592 | 272506.145 | 242379.32 | 156330.805 | 60108.661
2 | 15 | 10 | 254361.915 | 304314.299 | 295872.308 | 233229.667 | 139319.979
2 | 15 | 11 | 245912.724 | 308874.456 | 322468.474 | 280038.448 | 200898.485
2 | 15 | 12 | 216947.419 | 290623.101 | 325535.318 | 304570.445 | 237958.388
2 | 15 | 13 | 161387.181 | 248790.603 | 303525.448 | 304307.808 | 250758.958
2 | 15 | 14 | 86171.597 | 182344.975 | 257255.376 | 279241.116 | 240611.3
2 | 15 | 15 | 18691.963 | 90916.901 | 184093.851 | 224202.934 | 202810.549
2 | 15 | 16 | 8998.488 | 12772.107 | 80793.081 | 116179.911 | 115123.419
2 | 15 | 17 | 0 | 0 | 0 | 0 | 0
2 | 15 | 18 | 0 | 0 | 0 | 0 | 0
2 | 15 | 19 | 0 | 0 | 0 | 0 | 0
2 | 15 | 20 | 0 | 0 | 0 | 0 | 0
2 | 15 | 21 | 0 | 0 | 0 | 0 | 0
2 | 15 | 22 | 0 | 0 | 0 | 0 | 0
2 | 15 | 23 | 0 | 0 | 0 | 0 | 0
2 | 16 | 0 | 0 | 0 | 0 | 0 | 0
2 | 16 | 1 | 0 | 0 | 0 | 0 | 0
2 | 16 | 2 | 0 | 0 | 0 | 0 | 0
2 | 16 | 3 | 0 | 0 | 0 | 0 | 0
2 | 16 | 4 | 0 | 0 | 0 | 0 | 0
2 | 16 | 5 | 0 | 0 | 0 | 0 | 0
2 | 16 | 6 | 0 | 0 | 0 | 0 | 0
2 | 16 | 7 | 8373.394 | 8374.413 | 8030.975 | 7602.962 | 7602.962
2 | 16 | 8 | 87509.672 | 93129.766 | 76117.097 | 44311.685 | 26656.332
2 | 16 | 9 | 133151.905 | 147864.005 | 134824.386 | 99251.284 | 60815.239
2 | 16 | 10 | 244041.271 | 291050.233 | 282893.761 | 223744.634 | 136757.285
2 | 16 | 11 | 187925.32 | 231328.237 | 240800.692 | 211226.557 | 157710.517
2 | 16 | 12 | 165676.853 | 213864.11 | 237336.788 | 223258.829 | 179278.719
2 | 16 | 13 | 128339.551 | 182918.656 | 218723.147 | 219358.088 | 184479.623
2 | 16 | 14 | 76931.149 | 134784.103 | 181832.62 | 196165.823 | 171521.732
2 | 16 | 15 | 32756.107 | 65236.74 | 106792.924 | 125634.284 | 115702.804
2 | 16 | 16 | 16120.078 | 18305.255 | 42715.552 | 56831.305 | 56177.436
2 | 16 | 17 | 0 | 0 | 0 | 0 | 0
2 | 16 | 18 | 0 | 0 | 0 | 0 | 0
2 | 16 | 19 | 0 | 0 | 0 | 0 | 0
2 | 16 | 20 | 0 | 0 | 0 | 0 | 0
2 | 16 | 21 | 0 | 0 | 0 | 0 | 0
2 | 16 | 22 | 0 | 0 | 0 | 0 | 0
2 | 16 | 23 | 0 | 0 | 0 | 0 | 0
2 | 17 | 0 | 0 | 0 | 0 | 0 | 0
2 | 17 | 1 | 0 | 0 | 0 | 0 | 0
2 | 17 | 2 | 0 | 0 | 0 | 0 | 0
2 | 17 | 3 | 0 | 0 | 0 | 0 | 0
2 | 17 | 4 | 0 | 0 | 0 | 0 | 0
2 | 17 | 5 | 0 | 0 | 0 | 0 | 0
2 | 17 | 6 | 0 | 0 | 0 | 0 | 0
2 | 17 | 7 | 42419.689 | 42398.835 | 30036.598 | 6564.221 | 6564.221
2 | 17 | 8 | 170131.414 | 183362.504 | 141521.171 | 60133.988 | 16850.501
2 | 17 | 9 | 221680.276 | 251554.456 | 224682.12 | 148785.862 | 62813.522
2 | 17 | 10 | 158403.711 | 182073.765 | 177846.739 | 148033.449 | 105814.261
2 | 17 | 11 | 240334.801 | 299690.097 | 312425.041 | 272230.407 | 198123.47
2 | 17 | 12 | 213581.782 | 282287.735 | 315254.834 | 295623.309 | 233281.01
2 | 17 | 13 | 160713.523 | 241585.888 | 293338.95 | 294421.411 | 244294.802
2 | 17 | 14 | 90671.746 | 176373.35 | 244012.041 | 264488.911 | 229841.237
2 | 17 | 15 | 27016.184 | 90209.178 | 170239.168 | 205332.122 | 187285.859
2 | 17 | 16 | 13975.242 | 17978.616 | 72543.06 | 103931.948 | 103046.419
2 | 17 | 17 | 0 | 0 | 0 | 0 | 0
2 | 17 | 18 | 0 | 0 | 0 | 0 | 0
2 | 17 | 19 | 0 | 0 | 0 | 0 | 0
2 | 17 | 20 | 0 | 0 | 0 | 0 | 0
2 | 17 | 21 | 0 | 0 | 0 | 0 | 0
2 | 17 | 22 | 0 | 0 | 0 | 0 | 0
2 | 17 | 23 | 0 | 0 | 0 | 0 | 0
2 | 18 | 0 | 0 | 0 | 0 | 0 | 0
2 | 18 | 1 | 0 | 0 | 0 | 0 | 0
2 | 18 | 2 | 0 | 0 | 0 | 0 | 0
2 | 18 | 3 | 0 | 0 | 0 | 0 | 0
2 | 18 | 4 | 0 | 0 | 0 | 0 | 0
2 | 18 | 5 | 0 | 0 | 0 | 0 | 0
2 | 18 | 6 | 0 | 0 | 0 | 0 | 0
2 | 18 | 7 | 14932.737 | 14918.897 | 12736.385 | 9236.49 | 9236.49
2 | 18 | 8 | 6761.779 | 6761.779 | 6761.779 | 6761.779 | 6761.779
2 | 18 | 9 | 33858.484 | 34099.597 | 33879.02 | 33326.062 | 32764.748
2 | 18 | 10 | 99180.027 | 107480.725 | 105956.106 | 95492.056 | 81404.849
2 | 18 | 11 | 180343.341 | 219137.621 | 227569.004 | 200984.019 | 153524.269
2 | 18 | 12 | 115487.535 | 134824.21 | 144404.091 | 138704.896 | 121006.011
2 | 18 | 13 | 114998.117 | 151396.823 | 175947.851 | 176554.621 | 152875.829
2 | 18 | 14 | 77048.858 | 149186.337 | 207377.005 | 225442.344 | 195508.673
2 | 18 | 15 | 38311.94 | 48296.98 | 60585.12 | 66445.938 | 63467.95
2 | 18 | 16 | 12138.015 | 16376.766 | 70174.186 | 102631.075 | 101811.886
2 | 18 | 17 | 0 | 0 | 0 | 0 | 0
2 | 18 | 18 | 0 | 0 | 0 | 0 | 0
2 | 18 | 19 | 0 | 0 | 0 | 0 | 0
2 | 18 | 20 | 0 | 0 | 0 | 0 | 0
2 | 18 | 21 | 0 | 0 | 0 | 0 | 0
2 | 18 | 22 | 0 | 0 | 0 | 0 | 0
2 | 18 | 23 | 0 | 0 | 0 | 0 | 0
2 | 19 | 0 | 0 | 0 | 0 | 0 | 0
2 | 19 | 1 | 0 | 0 | 0 | 0 | 0
2 | 19 | 2 | 0 | 0 | 0 | 0 | 0
2 | 19 | 3 | 0 | 0 | 0 | 0 | 0
2 | 19 | 4 | 0 | 0 | 0 | 0 | 0
2 | 19 | 5 | 0 | 0 | 0 | 0 | 0
2 | 19 | 6 | 0 | 0 | 0 | 0 | 0
2 | 19 | 7 | 8990.787 | 8986.262 | 8668.543 | 8262.286 | 8262.286
2 | 19 | 8 | 75732.94 | 79619.46 | 67061.007 | 43810.619 | 29849.447
2 | 19 | 9 | 115186.621 | 125595.568 | 115924.422 | 90367.056 | 62869.536
2 | 19 | 10 | 88057.878 | 94305.685 | 93132.237 | 85218.847 | 74709.969
2 | 19 | 11 | 122167.43 | 138386.852 | 141919.216 | 130748.09 | 111119.299
2 | 19 | 12 | 93644.142 | 103770.591 | 108805.185 | 105825.939 | 96560.228
2 | 19 | 13 | 107713.25 | 134368.934 | 152545.634 | 153061.138 | 135623.046
2 | 19 | 14 | 60943.473 | 70825.388 | 79449.785 | 82249.596 | 77711.407
2 | 19 | 15 | 38911.726 | 59184.194 | 84536.168 | 96426.549 | 90521.617
2 | 19 | 16 | 17889.925 | 18390.761 | 21835.08 | 24071.984 | 23962.414
2 | 19 | 17 | 0 | 0 | 0 | 0 | 0
2 | 19 | 18 | 0 | 0 | 0 | 0 | 0
2 | 19 | 19 | 0 | 0 | 0 | 0 | 0
2 | 19 | 20 | 0 | 0 | 0 | 0 | 0
2 | 19 | 21 | 0 | 0 | 0 | 0 | 0
2 | 19 | 22 | 0 | 0 | 0 | 0 | 0
2 | 19 | 23 | 0 | 0 | 0 | 0 | 0
2 | 20 | 0 | 0 | 0 | 0 | 0 | 0
2 | 20 | 1 | 0 | 0 | 0 | 0 | 0
2 | 20 | 2 | 0 | 0 | 0 | 0 | 0
2 | 20 | 3 | 0 | 0 | 0 | 0 | 0
2 | 20 | 4 | 0 | 0 | 0 | 0 | 0
2 | 20 | 5 | 0 | 0 | 0 | 0 | 0
2 | 20 | 6 | 0 | 0 | 0 | 0 | 0
2 | 20 | 7 | 5856.702 | 5856.702 | 5856.702 | 5856.702 | 5856.702
2 | 20 | 8 | 3259.449 | 3259.449 | 3259.449 | 3259.449 | 3259.449
2 | 20 | 9 | 7119.914 | 7119.914 | 7119.914 | 7119.914 | 7119.914
2 | 20 | 10 | 10972.836 | 10972.836 | 10972.836 | 10972.836 | 10972.836
2 | 20 | 11 | 6734.349 | 6734.349 | 6734.349 | 6734.349 | 6734.349
2 | 20 | 12 | 20339.763 | 20339.763 | 20339.763 | 20339.763 | 20339.763
2 | 20 | 13 | 77074.548 | 85940.815 | 92197.595 | 92399.111 | 86427.693
2 | 20 | 14 | 26749.758 | 26807.012 | 26859.966 | 26877.599 | 26849.579
2 | 20 | 15 | 7949.161 | 7949.161 | 7949.161 | 7949.161 | 7949.161
2 | 20 | 16 | 2636.287 | 2636.287 | 2636.287 | 2636.287 | 2636.287
2 | 20 | 17 | 0 | 0 | 0 | 0 | 0
2 | 20 | 18 | 0 | 0 | 0 | 0 | 0
2 | 20 | 19 | 0 | 0 | 0 | 0 | 0
2 | 20 | 20 | 0 | 0 | 0 | 0 | 0
2 | 20 | 21 | 0 | 0 | 0 | 0 | 0
2 | 20 | 22 | 0 | 0 | 0 | 0 | 0
2 | 20 | 23 | 0 | 0 | 0 | 0 | 0
2 | 21 | 0 | 0 | 0 | 0 | 0 | 0
2 | 21 | 1 | 0 | 0 | 0 | 0 | 0
2 | 21 | 2 | 0 | 0 | 0 | 0 | 0
2 | 21 | 3 | 0 | 0 | 0 | 0 | 0
2 | 21 | 4 | 0 | 0 | 0 | 0 | 0
2 | 21 | 5 | 0 | 0 | 0 | 0 | 0
2 | 21 | 6 | 0 | 0 | 0 | 0 | 0
2 | 21 | 7 | 349.911 | 349.911 | 349.911 | 349.911 | 349.911
2 | 21 | 8 | 21198.084 | 21243.6 | 21095.879 | 20841.51 | 20629.52
2 | 21 | 9 | 74965.175 | 78832.589 | 75124.511 | 65725.466 | 55895.907
2 | 21 | 10 | 89938.385 | 96158.51 | 94938.169 | 86988.754 | 76523.924
2 | 21 | 11 | 133838.053 | 152577.706 | 156634.418 | 143684.428 | 121052.85
2 | 21 | 12 | 165379.48 | 208414.902 | 229643.935 | 217256.789 | 178104.101
2 | 21 | 13 | 142756.736 | 209952.259 | 254715.147 | 256311.119 | 213889.525
2 | 21 | 14 | 78367.044 | 111796.475 | 140002.336 | 149252.994 | 134830.482
2 | 21 | 15 | 40659.806 | 60819.644 | 85820.753 | 97687.019 | 92063.54
2 | 21 | 16 | 11678.838 | 17619.513 | 81374.451 | 123974.185 | 123307.144
2 | 21 | 17 | 0 | 0 | 0 | 0 | 0
2 | 21 | 18 | 0 | 0 | 0 | 0 | 0
2 | 21 | 19 | 0 | 0 | 0 | 0 | 0
2 | 21 | 20 | 0 | 0 | 0 | 0 | 0
2 | 21 | 21 | 0 | 0 | 0 | 0 | 0
2 | 21 | 22 | 0 | 0 | 0 | 0 | 0
2 | 21 | 23 | 0 | 0 | 0 | 0 | 0
2 | 22 | 0 | 0 | 0 | 0 | 0 | 0
2 | 22 | 1 | 0 | 0 | 0 | 0 | 0
2 | 22 | 2 | 0 | 0 | 0 | 0 | 0
2 | 22 | 3 | 0 | 0 | 0 | 0 | 0
2 | 22 | 4 | 0 | 0 | 0 | 0 | 0
2 | 22 | 5 | 0 | 0 | 0 | 0 | 0
2 | 22 | 6 | 0 | 0 | 0 | 0 | 0
2 | 22 | 7 | 69160.057 | 68872.751 | 46331.852 | 10164.824 | 10164.824
2 | 22 | 8 | 174090.708 | 185674.513 | 144723.42 | 66133.6 | 19325.932
2 | 22 | 9 | 220526.121 | 247475.906 | 221234.858 | 151118.909 | 72298.583
2 | 22 | 10 | 189120.26 | 219413.599 | 213388.979 | 174255.279 | 119343.679
2 | 22 | 11 | 191192.489 | 232019.66 | 240713.393 | 212689.81 | 162759.065
2 | 22 | 12 | 74675.447 | 78332.059 | 80163.385 | 79100.012 | 75762.698
2 | 22 | 13 | 65169.736 | 68509.985 | 70887.432 | 70982.56 | 68739.82
2 | 22 | 14 | 46304.842 | 47736.809 | 49069.719 | 49522.969 | 48831.213
2 | 22 | 15 | 28031.418 | 28617.775 | 29283.264 | 29637.982 | 29474.025
2 | 22 | 16 | 18240.033 | 19199.882 | 25082.497 | 29155.447 | 29026.748
2 | 22 | 17 | 0 | 0 | 0 | 0 | 0
2 | 22 | 18 | 0 | 0 | 0 | 0 | 0
2 | 22 | 19 | 0 | 0 | 0 | 0 | 0
2 | 22 | 20 | 0 | 0 | 0 | 0 | 0
2 | 22 | 21 | 0 | 0 | 0 | 0 | 0
2 | 22 | 22 | 0 | 0 | 0 | 0 | 0
2 | 22 | 23 | 0 | 0 | 0 | 0 | 0
2 | 23 | 0 | 0 | 0 | 0 | 0 | 0
2 | 23 | 1 | 0 | 0 | 0 | 0 | 0
2 | 23 | 2 | 0 | 0 | 0 | 0 | 0
2 | 23 | 3 | 0 | 0 | 0 | 0 | 0
2 | 23 | 4 | 0 | 0 | 0 | 0 | 0
2 | 23 | 5 | 0 | 0 | 0 | 0 | 0
2 | 23 | 6 | 0 | 0 | 0 | 0 | 0
2 | 23 | 7 | 55069.842 | 54769.101 | 36479.683 | 8736.683 | 8736.683
2 | 23 | 8 | 115888.727 | 122627.778 | 98475.775 | 53356.938 | 25000.173
2 | 23 | 9 | 207528.32 | 230631.8 | 207777.705 | 147344.586 | 79438.978
2 | 23 | 10 | 232519.088 | 269530.554 | 262060.351 | 213783.727 | 144583.789
2 | 23 | 11 | 135832.693 | 154592.53 | 158617.82 | 145643.503 | 122982.004
2 | 23 | 12 | 138078.842 | 162231.845 | 174248.315 | 167329.82 | 145375.441
2 | 23 | 13 | 60322.53 | 62839.94 | 64646.997 | 64726.661 | 63032.297
2 | 23 | 14 | 49791.621 | 51909.606 | 53845.084 | 54507.868 | 53517.136
2 | 23 | 15 | 32283.731 | 33333.237 | 34529.36 | 35171.172 | 34882.279
2 | 23 | 16 | 5510.462 | 5510.462 | 5510.462 | 5510.462 | 5510.462
2 | 23 | 17 | 0 | 0 | 0 | 0 | 0
2 | 23 | 18 | 0 | 0 | 0 | 0 | 0
2 | 23 | 19 | 0 | 0 | 0 | 0 | 0
2 | 23 | 20 | 0 | 0 | 0 | 0 | 0
2 | 23 | 21 | 0 | 0 | 0 | 0 | 0
2 | 23 | 22 | 0 | 0 | 0 | 0 | 0
2 | 23 | 23 | 0 | 0 | 0 | 0 | 0
2 | 24 | 0 | 0 | 0 | 0 | 0 | 0
2 | 24 | 1 | 0 | 0 | 0 | 0 | 0
2 | 24 | 2 | 0 | 0 | 0 | 0 | 0
2 | 24 | 3 | 0 | 0 | 0 | 0 | 0
2 | 24 | 4 | 0 | 0 | 0 | 0 | 0
2 | 24 | 5 | 0 | 0 | 0 | 0 | 0
2 | 24 | 6 | 0 | 0 | 0 | 0 | 0
2 | 24 | 7 | 58535.685 | 58166.448 | 40998.064 | 16024.408 | 16024.408
2 | 24 | 8 | 25958.432 | 26061.277 | 25698.929 | 25083.883 | 24576.512
2 | 24 | 9 | 43163.234 | 43619.28 | 43160.989 | 42057.02 | 40954.28
2 | 24 | 10 | 83579.396 | 88515.402 | 87485.442 | 81090.288 | 72812.363
2 | 24 | 11 | 73395.636 | 76112.83 | 76698.185 | 74809.262 | 71551.387
2 | 24 | 12 | 43120.983 | 43607.373 | 43852.25 | 43712.133 | 43269.123
2 | 24 | 13 | 59800.711 | 62047.565 | 63670.594 | 63748.899 | 62236.632
2 | 24 | 14 | 36481.333 | 37029.194 | 37542.874 | 37721.393 | 37460.127
2 | 24 | 15 | 18974.983 | 18974.983 | 18974.983 | 18974.983 | 18974.983
2 | 24 | 16 | 17988.538 | 18304.628 | 19514.851 | 20348.113 | 20315.039
2 | 24 | 17 | 0 | 0 | 0 | 0 | 0
2 | 24 | 18 | 0 | 0 | 0 | 0 | 0
2 | 24 | 19 | 0 | 0 | 0 | 0 | 0
2 | 24 | 20 | 0 | 0 | 0 | 0 | 0
2 | 24 | 21 | 0 | 0 | 0 | 0 | 0
2 | 24 | 22 | 0 | 0 | 0 | 0 | 0
2 | 24 | 23 | 0 | 0 | 0 | 0 | 0
2 | 25 | 0 | 0 | 0 | 0 | 0 | 0
2 | 25 | 1 | 0 | 0 | 0 | 0 | 0
2 | 25 | 2 | 0 | 0 | 0 | 0 | 0
2 | 25 | 3 | 0 | 0 | 0 | 0 | 0
2 | 25 | 4 | 0 | 0 | 0 | 0 | 0
2 | 25 | 5 | 0 | 0 | 0 | 0 | 0
2 | 25 | 6 | 0 | 0 | 0 | 0 | 0
2 | 25 | 7 | 82757.653 | 82271.092 | 52582.811 | 9680.598 | 9680.598
2 | 25 | 8 | 183554.652 | 194987.526 | 151407.81 | 67867.683 | 15571.271
2 | 25 | 9 | 232332.234 | 260431.447 | 231742.341 | 156793.096 | 71967.895
2 | 25 | 10 | 248977.413 | 291838.426 | 282821.025 | 226458.67 | 146251.504
2 | 25 | 11 | 242882.644 | 298865.796 | 310616.148 | 272201.692 | 203599.463
2 | 25 | 12 | 214464.237 | 279665.255 | 311531.24 | 293531.002 | 234864.615
2 | 25 | 13 | 164538.194 | 241428.103 | 292917.194 | 295573.007 | 248049.569
2 | 25 | 14 | 95118.829 | 179702.37 | 247338.798 | 270036.306 | 237424.676
2 | 25 | 15 | 27267.376 | 95357.983 | 179129.015 | 217730.832 | 201400.142
2 | 25 | 16 | 10725.899 | 18466.628 | 85278.1 | 135224.56 | 133660.076
2 | 25 | 17 | 316.818 | 316.818 | 1147.528 | 1808.893 | 1864.281
2 | 25 | 18 | 0 | 0 | 0 | 0 | 0
2 | 25 | 19 | 0 | 0 | 0 | 0 | 0
2 | 25 | 20 | 0 | 0 | 0 | 0 | 0
2 | 25 | 21 | 0 | 0 | 0 | 0 | 0
2 | 25 | 22 | 0 | 0 | 0 | 0 | 0
2 | 25 | 23 | 0 | 0 | 0 | 0 | 0
2 | 26 | 0 | 0 | 0 | 0 | 0 | 0
2 | 26 | 1 | 0 | 0 | 0 | 0 | 0
2 | 26 | 2 | 0 | 0 | 0 | 0 | 0
2 | 26 | 3 | 0 | 0 | 0 | 0 | 0
2 | 26 | 4 | 0 | 0 | 0 | 0 | 0
2 | 26 | 5 | 0 | 0 | 0 | 0 | 0
2 | 26 | 6 | 0 | 0 | 0 | 0 | 0
2 | 26 | 7 | 88587.798 | 88026.367 | 55332.481 | 9636.535 | 9583.096
2 | 26 | 8 | 187812.99 | 199203.931 | 154654.733 | 69412.332 | 15328.852
2 | 26 | 9 | 232699.127 | 260375.307 | 231668.062 | 157559.951 | 73973.969
2 | 26 | 10 | 249810.357 | 292984.392 | 283716.105 | 226715.583 | 146404.241
2 | 26 | 11 | 243062.878 | 298547.427 | 310189.208 | 272034.696 | 204130.5
2 | 26 | 12 | 212695.443 | 277099.619 | 308733.292 | 291008.886 | 233093.794
2 | 26 | 13 | 164523.597 | 238675.564 | 288840.465 | 291647.218 | 245651.397
2 | 26 | 14 | 97476.334 | 179267.406 | 245102.161 | 267537.777 | 236013.728
2 | 26 | 15 | 32624.758 | 94608.859 | 170588.24 | 206278.332 | 191598.612
2 | 26 | 16 | 15831.943 | 22914.521 | 78259.733 | 119686.781 | 118688.252
2 | 26 | 17 | 534.944 | 534.944 | 817.914 | 1037.665 | 1056.425
2 | 26 | 18 | 0 | 0 | 0 | 0 | 0
2 | 26 | 19 | 0 | 0 | 0 | 0 | 0
2 | 26 | 20 | 0 | 0 | 0 | 0 | 0
2 | 26 | 21 | 0 | 0 | 0 | 0 | 0
2 | 26 | 22 | 0 | 0 | 0 | 0 | 0
2 | 26 | 23 | 0 | 0 | 0 | 0 | 0
2 | 27 | 0 | 0 | 0 | 0 | 0 | 0
2 | 27 | 1 | 0 | 0 | 0 | 0 | 0
2 | 27 | 2 | 0 | 0 | 0 | 0 | 0
2 | 27 | 3 | 0 | 0 | 0 | 0 | 0
2 | 27 | 4 | 0 | 0 | 0 | 0 | 0
2 | 27 | 5 | 0 | 0 | 0 | 0 | 0
2 | 27 | 6 | 0 | 0 | 0 | 0 | 0
2 | 27 | 7 | 81565.302 | 80966.028 | 51879.809 | 12605.738 | 12381.382
2 | 27 | 8 | 184427.121 | 194969.657 | 152677.255 | 72066.547 | 19838.925
2 | 27 | 9 | 231952.516 | 258543.9 | 230521.628 | 158827.177 | 77934.857
2 | 27 | 10 | 250852.841 | 292889.761 | 283695.295 | 227918.747 | 149661.436
2 | 27 | 11 | 245056.309 | 300340.754 | 311902.984 | 273878.005 | 206116.404
2 | 27 | 12 | 215373.369 | 278941.97 | 310206.033 | 292847.821 | 235796.785
2 | 27 | 13 | 166388.575 | 238750.431 | 287940.835 | 290906.502 | 246128.441
2 | 27 | 14 | 98665.218 | 179626.367 | 245006.167 | 267559.725 | 236568.973
2 | 27 | 15 | 41750.825 | 70011.626 | 104576.404 | 121583.973 | 114770.744
2 | 27 | 16 | 12933.737 | 21200.882 | 84689.449 | 132161.408 | 131367.45
2 | 27 | 17 | 1399.306 | 1399.306 | 1399.306 | 1399.306 | 1399.306
2 | 27 | 18 | 0 | 0 | 0 | 0 | 0
2 | 27 | 19 | 0 | 0 | 0 | 0 | 0
2 | 27 | 20 | 0 | 0 | 0 | 0 | 0
2 | 27 | 21 | 0 | 0 | 0 | 0 | 0
2 | 27 | 22 | 0 | 0 | 0 | 0 | 0
2 | 27 | 23 | 0 | 0 | 0 | 0 | 0
2 | 28 | 0 | 0 | 0 | 0 | 0 | 0
2 | 28 | 1 | 0 | 0 | 0 | 0 | 0
2 | 28 | 2 | 0 | 0 | 0 | 0 | 0
2 | 28 | 3 | 0 | 0 | 0 | 0 | 0
2 | 28 | 4 | 0 | 0 | 0 | 0 | 0
2 | 28 | 5 | 0 | 0 | 0 | 0 | 0
2 | 28 | 6 | 0 | 0 | 0 | 0 | 0
2 | 28 | 7 | 33644.823 | 33376.833 | 25204.357 | 14460.615 | 14288.795
2 | 28 | 8 | 148219.706 | 156139.416 | 123649.92 | 62755.347 | 22694.938
2 | 28 | 9 | 202184.46 | 225111.149 | 200569.322 | 139068.008 | 70834.029
2 | 28 | 10 | 206098.475 | 238567.201 | 231296.446 | 188217.922 | 129595.749
2 | 28 | 11 | 170719.41 | 199592.451 | 205710.552 | 185657.412 | 150735.057
2 | 28 | 12 | 176140.208 | 222072.431 | 245013.486 | 232369.792 | 191025.947
2 | 28 | 13 | 150682.744 | 215749.67 | 260655.797 | 263573.474 | 222963.989
2 | 28 | 14 | 92730.18 | 170713.709 | 233610.107 | 255617.829 | 226063.618
2 | 28 | 15 | 31956.345 | 83519.985 | 146529.022 | 176824.121 | 165091.821
2 | 28 | 16 | 18741.039 | 22603.004 | 45041.794 | 61818.115 | 61658.13
2 | 28 | 17 | 263.611 | 263.611 | 263.611 | 263.611 | 263.611
2 | 28 | 18 | 0 | 0 | 0 | 0 | 0
2 | 28 | 19 | 0 | 0 | 0 | 0 | 0
2 | 28 | 20 | 0 | 0 | 0 | 0 | 0
2 | 28 | 21 | 0 | 0 | 0 | 0 | 0
2 | 28 | 22 | 0 | 0 | 0 | 0 | 0
2 | 28 | 23 | 0 | 0 | 0 | 0 | 0
3 | 1 | 0 | 0 | 0 | 0 | 0 | 0
3 | 1 | 1 | 0 | 0 | 0 | 0 | 0
3 | 1 | 2 | 0 | 0 | 0 | 0 | 0
3 | 1 | 3 | 0 | 0 | 0 | 0 | 0
3 | 1 | 4 | 0 | 0 | 0 | 0 | 0
3 | 1 | 5 | 0 | 0 | 0 | 0 | 0
3 | 1 | 6 | 0 | 0 | 0 | 0 | 0
3 | 1 | 7 | 23605.999 | 23444.099 | 20124.635 | 15860.401 | 15687.282
3 | 1 | 8 | 197492.745 | 207959.95 | 162379.105 | 76177.952 | 18628.995
3 | 1 | 9 | 243063.488 | 270219.877 | 240213.349 | 166019.762 | 83109.714
3 | 1 | 10 | 260655.184 | 303963.713 | 293924.022 | 235838.953 | 156487.351
3 | 1 | 11 | 253078.681 | 308899.667 | 320591.817 | 281963.353 | 213883.368
3 | 1 | 12 | 218030.46 | 280027.397 | 311028.333 | 294292.678 | 238762.637
3 | 1 | 13 | 149142.624 | 204453.128 | 243508.535 | 246418.047 | 211594.734
3 | 1 | 14 | 86092.857 | 113932.434 | 137959.587 | 146770.717 | 135492.398
3 | 1 | 15 | 44145.532 | 75230.662 | 113227.082 | 132312.86 | 125363.262
3 | 1 | 16 | 16314.409 | 16444.795 | 16853.978 | 17144.554 | 17146.119
3 | 1 | 17 | 0 | 0 | 0 | 0 | 0
3 | 1 | 18 | 0 | 0 | 0 | 0 | 0
3 | 1 | 19 | 0 | 0 | 0 | 0 | 0
3 | 1 | 20 | 0 | 0 | 0 | 0 | 0
3 | 1 | 21 | 0 | 0 | 0 | 0 | 0
3 | 1 | 22 | 0 | 0 | 0 | 0 | 0
3 | 1 | 23 | 0 | 0 | 0 | 0 | 0
3 | 2 | 0 | 0 | 0 | 0 | 0 | 0
3 | 2 | 1 | 0 | 0 | 0 | 0 | 0
3 | 2 | 2 | 0 | 0 | 0 | 0 | 0
3 | 2 | 3 | 0 | 0 | 0 | 0 | 0
3 | 2 | 4 | 0 | 0 | 0 | 0 | 0
3 | 2 | 5 | 0 | 0 | 0 | 0 | 0
3 | 2 | 6 | 0 | 0 | 0 | 0 | 0
3 | 2 | 7 | 122966.983 | 122058.51 | 70925.145 | 10186.604 | 9162.436
3 | 2 | 8 | 214411.753 | 225470.02 | 175800.142 | 81293.899 | 17672.019
3 | 2 | 9 | 254056.165 | 281776.593 | 250651.53 | 173877.414 | 87212.936
3 | 2 | 10 | 268183.205 | 311286.175 | 301135.992 | 242940.939 | 163020.048
3 | 2 | 11 | 258843.438 | 314718.785 | 326339.471 | 287785.352 | 219250.908
3 | 2 | 12 | 224647.549 | 288138.662 | 319629.512 | 302840.087 | 246306.401
3 | 2 | 13 | 175167.453 | 246735.286 | 296267.453 | 300151.98 | 256443.759
3 | 2 | 14 | 106196.109 | 187064.27 | 252293.512 | 275859.132 | 246348.443
3 | 2 | 15 | 33174.906 | 103175.654 | 187638.226 | 228366.855 | 214117.081
3 | 2 | 16 | 10969.694 | 21833.882 | 93303.366 | 146798.973 | 147398.675
3 | 2 | 17 | 983.718 | 983.718 | 4784.13 | 9421.918 | 10203.86
3 | 2 | 18 | 0 | 0 | 0 | 0 | 0
3 | 2 | 19 | 0 | 0 | 0 | 0 | 0
3 | 2 | 20 | 0 | 0 | 0 | 0 | 0
3 | 2 | 21 | 0 | 0 | 0 | 0 | 0
3 | 2 | 22 | 0 | 0 | 0 | 0 | 0
3 | 2 | 23 | 0 | 0 | 0 | 0 | 0
3 | 3 | 0 | 0 | 0 | 0 | 0 | 0
3 | 3 | 1 | 0 | 0 | 0 | 0 | 0
3 | 3 | 2 | 0 | 0 | 0 | 0 | 0
3 | 3 | 3 | 0 | 0 | 0 | 0 | 0
3 | 3 | 4 | 0 | 0 | 0 | 0 | 0
3 | 3 | 5 | 0 | 0 | 0 | 0 | 0
3 | 3 | 6 | 0 | 0 | 0 | 0 | 0
3 | 3 | 7 | 25816.395 | 25619.968 | 21825.282 | 17128.688 | 16851.041
3 | 3 | 8 | 69531.712 | 71205.716 | 63577.099 | 50042.838 | 40344.956
3 | 3 | 9 | 129950.998 | 139088.961 | 128672.376 | 104045.409 | 77836.021
3 | 3 | 10 | 162442.817 | 180905.799 | 176449.016 | 151601.581 | 119300.623
3 | 3 | 11 | 186795.093 | 217555.729 | 224040.646 | 202620.236 | 165389.532
3 | 3 | 12 | 180270.374 | 222304.363 | 243624.266 | 232347.254 | 194717.626
3 | 3 | 13 | 131729.336 | 165713.527 | 190348.089 | 192427.863 | 170782.936
3 | 3 | 14 | 83912.816 | 106504.494 | 126390.549 | 133878.231 | 124740.668
3 | 3 | 15 | 48861.907 | 70688.402 | 97342.578 | 111105.719 | 106422.987
3 | 3 | 16 | 20773.598 | 25601.463 | 50013.474 | 68416.234 | 68757.542
3 | 3 | 17 | 654.621 | 654.621 | 654.621 | 654.621 | 654.621
3 | 3 | 18 | 0 | 0 | 0 | 0 | 0
3 | 3 | 19 | 0 | 0 | 0 | 0 | 0
3 | 3 | 20 | 0 | 0 | 0 | 0 | 0
3 | 3 | 21 | 0 | 0 | 0 | 0 | 0
3 | 3 | 22 | 0 | 0 | 0 | 0 | 0
3 | 3 | 23 | 0 | 0 | 0 | 0 | 0
3 | 4 | 0 | 0 | 0 | 0 | 0 | 0
3 | 4 | 1 | 0 | 0 | 0 | 0 | 0
3 | 4 | 2 | 0 | 0 | 0 | 0 | 0
3 | 4 | 3 | 0 | 0 | 0 | 0 | 0
3 | 4 | 4 | 0 | 0 | 0 | 0 | 0
3 | 4 | 5 | 0 | 0 | 0 | 0 | 0
3 | 4 | 6 | 0 | 0 | 0 | 0 | 0
3 | 4 | 7 | 0 | 0 | 0 | 0 | 0
3 | 4 | 8 | 39740.937 | 39983.312 | 38854.033 | 37001.203 | 35532.114
3 | 4 | 9 | 96460.686 | 101186.618 | 95713.452 | 82950.739 | 69592.604
3 | 4 | 10 | 126287.206 | 137254.053 | 134559.524 | 119743.669 | 100760.958
3 | 4 | 11 | 140879.08 | 157770.249 | 161337.639 | 149551.999 | 129154.59
3 | 4 | 12 | 19843.209 | 19843.209 | 19843.209 | 19843.209 | 19843.209
3 | 4 | 13 | 33167.712 | 33326.763 | 33446.866 | 33457.659 | 33352.818
3 | 4 | 14 | 30920.67 | 31093.664 | 31261.579 | 31326.042 | 31249.285
3 | 4 | 15 | 24953.889 | 25097.764 | 25268.974 | 25367.22 | 25334.936
3 | 4 | 16 | 13288.871 | 13288.871 | 13288.871 | 13288.871 | 13288.871
3 | 4 | 17 | 0 | 0 | 0 | 0 | 0
3 | 4 | 18 | 0 | 0 | 0 | 0 | 0
3 | 4 | 19 | 0 | 0 | 0 | 0 | 0
3 | 4 | 20 | 0 | 0 | 0 | 0 | 0
3 | 4 | 21 | 0 | 0 | 0 | 0 | 0
3 | 4 | 22 | 0 | 0 | 0 | 0 | 0
3 | 4 | 23 | 0 | 0 | 0 | 0 | 0
3 | 5 | 0 | 0 | 0 | 0 | 0 | 0
3 | 5 | 1 | 0 | 0 | 0 | 0 | 0
3 | 5 | 2 | 0 | 0 | 0 | 0 | 0
3 | 5 | 3 | 0 | 0 | 0 | 0 | 0
3 | 5 | 4 | 0 | 0 | 0 | 0 | 0
3 | 5 | 5 | 0 | 0 | 0 | 0 | 0
3 | 5 | 6 | 0 | 0 | 0 | 0 | 0
3 | 5 | 7 | 16528.254 | 16480.941 | 15984.313 | 15329.844 | 15250.063
3 | 5 | 8 | 100340.169 | 103469.405 | 88220.158 | 60803.227 | 41316.345
3 | 5 | 9 | 118217.08 | 125492.691 | 116931.482 | 97099.391 | 76303.889
3 | 5 | 10 | 74103.303 | 76085.389 | 75589.192 | 72905.162 | 69536.994
3 | 5 | 11 | 58288.405 | 59336.933 | 59559.341 | 58825.326 | 57564.921
3 | 5 | 12 | 47881.981 | 48450.425 | 48744.658 | 48592.279 | 48082.575
3 | 5 | 13 | 45072.799 | 45660.365 | 46105.771 | 46148.042 | 45762.408
3 | 5 | 14 | 48964.211 | 50170.895 | 51347.168 | 51803.846 | 51273.307
3 | 5 | 15 | 43236.398 | 104483.048 | 178751.752 | 216178.436 | 204400.438
3 | 5 | 16 | 17631.823 | 28177.364 | 86818.74 | 130997.493 | 132382.121
3 | 5 | 17 | 3530.689 | 3530.689 | 4113.64 | 5209.721 | 5483.393
3 | 5 | 18 | 0 | 0 | 0 | 0 | 0
3 | 5 | 19 | 0 | 0 | 0 | 0 | 0
3 | 5 | 20 | 0 | 0 | 0 | 0 | 0
3 | 5 | 21 | 0 | 0 | 0 | 0 | 0
3 | 5 | 22 | 0 | 0 | 0 | 0 | 0
3 | 5 | 23 | 0 | 0 | 0 | 0 | 0
3 | 6 | 0 | 0 | 0 | 0 | 0 | 0
3 | 6 | 1 | 0 | 0 | 0 | 0 | 0
3 | 6 | 2 | 0 | 0 | 0 | 0 | 0
3 | 6 | 3 | 0 | 0 | 0 | 0 | 0
3 | 6 | 4 | 0 | 0 | 0 | 0 | 0
3 | 6 | 5 | 0 | 0 | 0 | 0 | 0
3 | 6 | 6 | 0 | 0 | 0 | 0 | 0
3 | 6 | 7 | 131990.112 | 128499.817 | 74625.975 | 14382.611 | 11725.104
3 | 6 | 8 | 112296.912 | 115887.53 | 97776.242 | 65273.191 | 41815.028
3 | 6 | 9 | 162838.061 | 175607.101 | 160331.874 | 124650.449 | 85966.031
3 | 6 | 10 | 202197.049 | 227612.064 | 221184.194 | 186364.573 | 140637.803
3 | 6 | 11 | 257959.628 | 309190.73 | 319767.061 | 284454.135 | 221329.455
3 | 6 | 12 | 184747.185 | 226448.073 | 247608.815 | 236828.253 | 199848.353
3 | 6 | 13 | 181757.007 | 250135.672 | 298463.811 | 303188.194 | 261983.843
3 | 6 | 14 | 113146.197 | 190131.607 | 252872.29 | 276701.304 | 249667.121
3 | 6 | 15 | 40507.276 | 106747.84 | 186210.424 | 225958.592 | 213961.839
3 | 6 | 16 | 16151.427 | 27960.905 | 92504.301 | 140826.109 | 142650.138
3 | 6 | 17 | 2207.984 | 2207.984 | 6068.207 | 11945.052 | 13000.339
3 | 6 | 18 | 0 | 0 | 0 | 0 | 0
3 | 6 | 19 | 0 | 0 | 0 | 0 | 0
3 | 6 | 20 | 0 | 0 | 0 | 0 | 0
3 | 6 | 21 | 0 | 0 | 0 | 0 | 0
3 | 6 | 22 | 0 | 0 | 0 | 0 | 0
3 | 6 | 23 | 0 | 0 | 0 | 0 | 0
3 | 7 | 0 | 0 | 0 | 0 | 0 | 0
3 | 7 | 1 | 0 | 0 | 0 | 0 | 0
3 | 7 | 2 | 0 | 0 | 0 | 0 | 0
3 | 7 | 3 | 0 | 0 | 0 | 0 | 0
3 | 7 | 4 | 0 | 0 | 0 | 0 | 0
3 | 7 | 5 | 0 | 0 | 0 | 0 | 0
3 | 7 | 6 | 0 | 0 | 0 | 0 | 0
3 | 7 | 7 | 9139.889 | 9139.889 | 9139.889 | 9139.889 | 9139.889
3 | 7 | 8 | 34576.755 | 34696.909 | 34074.402 | 33074.146 | 32282.157
3 | 7 | 9 | 38343.138 | 38529.227 | 38303.175 | 37797.439 | 37308.303
3 | 7 | 10 | 63436.17 | 64618.355 | 64312.469 | 62697.532 | 60693.968
3 | 7 | 11 | 62265.523 | 63552.352 | 63825.022 | 62923.918 | 61376.595
3 | 7 | 12 | 63726.339 | 65387.607 | 66253.032 | 65816.038 | 64332.394
3 | 7 | 13 | 47929.683 | 48639.755 | 49182.201 | 49239.261 | 48777.51
3 | 7 | 14 | 48248.333 | 49354.495 | 50441.894 | 50873.562 | 50396.664
3 | 7 | 15 | 30382.172 | 30797.369 | 31298.679 | 31592.414 | 31506.441
3 | 7 | 16 | 8163.854 | 8163.854 | 8163.854 | 8163.854 | 8163.854
3 | 7 | 17 | 0 | 0 | 0 | 0 | 0
3 | 7 | 18 | 0 | 0 | 0 | 0 | 0
3 | 7 | 19 | 0 | 0 | 0 | 0 | 0
3 | 7 | 20 | 0 | 0 | 0 | 0 | 0
3 | 7 | 21 | 0 | 0 | 0 | 0 | 0
3 | 7 | 22 | 0 | 0 | 0 | 0 | 0
3 | 7 | 23 | 0 | 0 | 0 | 0 | 0
3 | 8 | 0 | 0 | 0 | 0 | 0 | 0
3 | 8 | 1 | 0 | 0 | 0 | 0 | 0
3 | 8 | 2 | 0 | 0 | 0 | 0 | 0
3 | 8 | 3 | 0 | 0 | 0 | 0 | 0
3 | 8 | 4 | 0 | 0 | 0 | 0 | 0
3 | 8 | 5 | 0 | 0 | 0 | 0 | 0
3 | 8 | 6 | 0 | 0 | 0 | 0 | 0
3 | 8 | 7 | 66519.774 | 64281.725 | 43544.999 | 19708.369 | 17823.419
3 | 8 | 8 | 189119.894 | 196196.726 | 157687.245 | 85910.878 | 34244.244
3 | 8 | 9 | 190492.092 | 206761.002 | 186657.295 | 140231.922 | 89509.493
3 | 8 | 10 | 219577.766 | 249160.011 | 241430.45 | 200530.808 | 147066.875
3 | 8 | 11 | 188447.456 | 217136.312 | 223157.431 | 203177.472 | 168377.043
3 | 8 | 12 | 167486.861 | 199142.311 | 215495.83 | 207364.478 | 179287.147
3 | 8 | 13 | 125957.48 | 150664.317 | 169171.542 | 171206.684 | 155612.2
3 | 8 | 14 | 91220.216 | 116008.764 | 138117.127 | 146943.615 | 137437.878
3 | 8 | 15 | 37673.026 | 38701.317 | 39949.256 | 40685.676 | 40478.859
3 | 8 | 16 | 19227.488 | 19434.443 | 19974.689 | 20373.245 | 20396.373
3 | 8 | 17 | 0 | 0 | 0 | 0 | 0
3 | 8 | 18 | 0 | 0 | 0 | 0 | 0
3 | 8 | 19 | 0 | 0 | 0 | 0 | 0
3 | 8 | 20 | 0 | 0 | 0 | 0 | 0
3 | 8 | 21 | 0 | 0 | 0 | 0 | 0
3 | 8 | 22 | 0 | 0 | 0 | 0 | 0
3 | 8 | 23 | 0 | 0 | 0 | 0 | 0
3 | 9 | 0 | 0 | 0 | 0 | 0 | 0
3 | 9 | 1 | 0 | 0 | 0 | 0 | 0
3 | 9 | 2 | 0 | 0 | 0 | 0 | 0
3 | 9 | 3 | 0 | 0 | 0 | 0 | 0
3 | 9 | 4 | 0 | 0 | 0 | 0 | 0
3 | 9 | 5 | 0 | 0 | 0 | 0 | 0
3 | 9 | 6 | 0 | 0 | 0 | 0 | 0
3 | 9 | 7 | 0 | 0 | 0 | 0 | 0
3 | 9 | 8 | 4543.671 | 4543.671 | 4543.671 | 4543.671 | 4543.671
3 | 9 | 9 | 21380.778 | 21380.778 | 21380.778 | 21380.778 | 21380.778
3 | 9 | 10 | 52531.539 | 53125.748 | 52966.955 | 52148.138 | 51145.308
3 | 9 | 11 | 72702.965 | 74730.325 | 75159.674 | 73740.141 | 71301.543
3 | 9 | 12 | 43192.262 | 43583.76 | 43789.198 | 43688.228 | 43339.999
3 | 9 | 13 | 26777.494 | 26777.494 | 26777.494 | 26777.494 | 26777.494
3 | 9 | 14 | 25115.977 | 25115.977 | 25115.977 | 25115.977 | 25115.977
3 | 9 | 15 | 15515.748 | 15515.748 | 15515.748 | 15515.748 | 15515.748
3 | 9 | 16 | 3210.657 | 3210.657 | 3210.657 | 3210.657 | 3210.657
3 | 9 | 17 | 0 | 0 | 0 | 0 | 0
3 | 9 | 18 | 0 | 0 | 0 | 0 | 0
3 | 9 | 19 | 0 | 0 | 0 | 0 | 0
3 | 9 | 20 | 0 | 0 | 0 | 0 | 0
3 | 9 | 21 | 0 | 0 | 0 | 0 | 0
3 | 9 | 22 | 0 | 0 | 0 | 0 | 0
3 | 9 | 23 | 0 | 0 | 0 | 0 | 0
3 | 10 | 0 | 0 | 0 | 0 | 0 | 0
3 | 10 | 1 | 0 | 0 | 0 | 0 | 0
3 | 10 | 2 | 0 | 0 | 0 | 0 | 0
3 | 10 | 3 | 0 | 0 | 0 | 0 | 0
3 | 10 | 4 | 0 | 0 | 0 | 0 | 0
3 | 10 | 5 | 0 | 0 | 0 | 0 | 0
3 | 10 | 6 | 0 | 0 | 0 | 0 | 0
3 | 10 | 7 | 2299.734 | 2299.734 | 2299.734 | 2299.734 | 2299.734
3 | 10 | 8 | 14442.153 | 14442.153 | 14442.153 | 14442.153 | 14442.153
3 | 10 | 9 | 31049.691 | 31102.905 | 31035.05 | 30885.883 | 30742.793
3 | 10 | 10 | 93215.964 | 97767.312 | 96531.945 | 90230.428 | 82444.394
3 | 10 | 11 | 100852.253 | 107427.529 | 108819.482 | 104217.17 | 96304.702
3 | 10 | 12 | 65750.952 | 67509.512 | 68435.622 | 67986.88 | 66426.096
3 | 10 | 13 | 152421.787 | 192227.909 | 222125.411 | 225719.26 | 201009.858
3 | 10 | 14 | 119545.468 | 191762.698 | 253476.591 | 278289.516 | 252927.32
3 | 10 | 15 | 47734.759 | 110206.934 | 186125.301 | 225948.921 | 215770.849
3 | 10 | 16 | 17189.065 | 30997.896 | 97326.96 | 147601.66 | 150852.435
3 | 10 | 17 | 3682.398 | 3682.398 | 10917.53 | 22788.5 | 24620.599
3 | 10 | 18 | 0 | 0 | 0 | 0 | 0
3 | 10 | 19 | 0 | 0 | 0 | 0 | 0
3 | 10 | 20 | 0 | 0 | 0 | 0 | 0
3 | 10 | 21 | 0 | 0 | 0 | 0 | 0
3 | 10 | 22 | 0 | 0 | 0 | 0 | 0
3 | 10 | 23 | 0 | 0 | 0 | 0 | 0
3 | 11 | 0 | 0 | 0 | 0 | 0 | 0
3 | 11 | 1 | 0 | 0 | 0 | 0 | 0
3 | 11 | 2 | 0 | 0 | 0 | 0 | 0
3 | 11 | 3 | 0 | 0 | 0 | 0 | 0
3 | 11 | 4 | 0 | 0 | 0 | 0 | 0
3 | 11 | 5 | 0 | 0 | 0 | 0 | 0
3 | 11 | 6 | 4801.057 | 4591.421 | 2367.04 | 1208.306 | 1208.306
3 | 11 | 7 | 149502.188 | 142975.544 | 84755.759 | 17233.766 | 11554.111
3 | 11 | 8 | 219378.844 | 226814.203 | 181095.962 | 95026.111 | 31471.161
3 | 11 | 9 | 256268.262 | 278982.42 | 249460.895 | 181385.225 | 103932.476
3 | 11 | 10 | 269281.284 | 306212.81 | 296142.764 | 244051.448 | 175261.456
3 | 11 | 11 | 260147.545 | 308984.155 | 319075.467 | 285387.788 | 225271.294
3 | 11 | 12 | 196511.176 | 240425.597 | 263069.642 | 252307.492 | 213829.56
3 | 11 | 13 | 156664.354 | 202962.642 | 237515.352 | 241828.06 | 213604.733
3 | 11 | 14 | 116301.035 | 181060.113 | 236425.352 | 258811.772 | 236534.864
3 | 11 | 15 | 45244.309 | 96937.943 | 159588.046 | 192694.103 | 184624.377
3 | 11 | 16 | 10947.109 | 10947.109 | 10947.109 | 10947.109 | 10947.109
3 | 11 | 17 | 0 | 0 | 0 | 0 | 0
3 | 11 | 18 | 0 | 0 | 0 | 0 | 0
3 | 11 | 19 | 0 | 0 | 0 | 0 | 0
3 | 11 | 20 | 0 | 0 | 0 | 0 | 0
3 | 11 | 21 | 0 | 0 | 0 | 0 | 0
3 | 11 | 22 | 0 | 0 | 0 | 0 | 0
3 | 11 | 23 | 0 | 0 | 0 | 0 | 0
3 | 12 | 0 | 0 | 0 | 0 | 0 | 0
3 | 12 | 1 | 0 | 0 | 0 | 0 | 0
3 | 12 | 2 | 0 | 0 | 0 | 0 | 0
3 | 12 | 3 | 0 | 0 | 0 | 0 | 0
3 | 12 | 4 | 0 | 0 | 0 | 0 | 0
3 | 12 | 5 | 0 | 0 | 0 | 0 | 0
3 | 12 | 6 | 8013.521 | 7045.394 | 2555.273 | 715.196 | 715.196
3 | 12 | 7 | 6193.937 | 6193.937 | 6193.937 | 6193.937 | 6193.937
3 | 12 | 8 | 26604.146 | 26625.488 | 26490.232 | 26277.638 | 26112.249
3 | 12 | 9 | 52320.273 | 52755.972 | 52181.872 | 50934.48 | 49744.685
3 | 12 | 10 | 42696.136 | 42945.424 | 42875.584 | 42527.542 | 42105.225
3 | 12 | 11 | 66342.774 | 67788.921 | 68095.567 | 67083.058 | 65344.589
3 | 12 | 12 | 66237.987 | 67967.118 | 68884.687 | 68453.134 | 66925.285
3 | 12 | 13 | 81497.026 | 85721.598 | 88997.327 | 89429.664 | 86765.657
3 | 12 | 14 | 69915.626 | 77384.077 | 84555.628 | 87563.965 | 84649.856
3 | 12 | 15 | 51108.163 | 58958.508 | 68687.973 | 74283.226 | 72973.397
3 | 12 | 16 | 13280.133 | 29211.949 | 102963.093 | 159205.86 | 163586.953
3 | 12 | 17 | 4586.686 | 4586.686 | 13749.659 | 29518.909 | 31809.18
3 | 12 | 18 | 0 | 0 | 0 | 0 | 0
3 | 12 | 19 | 0 | 0 | 0 | 0 | 0
3 | 12 | 20 | 0 | 0 | 0 | 0 | 0
3 | 12 | 21 | 0 | 0 | 0 | 0 | 0
3 | 12 | 22 | 0 | 0 | 0 | 0 | 0
3 | 12 | 23 | 0 | 0 | 0 | 0 | 0
3 | 13 | 0 | 0 | 0 | 0 | 0 | 0
3 | 13 | 1 | 0 | 0 | 0 | 0 | 0
3 | 13 | 2 | 0 | 0 | 0 | 0 | 0
3 | 13 | 3 | 0 | 0 | 0 | 0 | 0
3 | 13 | 4 | 0 | 0 | 0 | 0 | 0
3 | 13 | 5 | 0 | 0 | 0 | 0 | 0
3 | 13 | 6 | 10182.722 | 9021.427 | 3535.933 | 1298.611 | 1298.611
3 | 13 | 7 | 146844.371 | 140390.102 | 85315.96 | 21060.986 | 14242.125
3 | 13 | 8 | 221604.891 | 228454.095 | 182568.027 | 98212.058 | 35367.674
3 | 13 | 9 | 261590.823 | 283896.131 | 253935.938 | 186358.828 | 110184.491
3 | 13 | 10 | 274544.474 | 311117.537 | 300817.084 | 248831.635 | 181222.329
3 | 13 | 11 | 265896.465 | 314660.143 | 324765.856 | 291103.292 | 231195.746
3 | 13 | 12 | 235798.714 | 292818.778 | 322196.254 | 308681.006 | 259152.962
3 | 13 | 13 | 190282.632 | 253826.545 | 301199.099 | 307581.901 | 269741.43
3 | 13 | 14 | 123196.08 | 195792.624 | 257881.408 | 283442.866 | 259361.377
3 | 13 | 15 | 52069.106 | 91963.111 | 140772.524 | 167429.136 | 161528.405
3 | 13 | 16 | 26768.781 | 31305.666 | 47152.563 | 59301.685 | 60372.721
3 | 13 | 17 | 5434.046 | 5434.046 | 6272.913 | 7735.214 | 8071.705
3 | 13 | 18 | 0 | 0 | 0 | 0 | 0
3 | 13 | 19 | 0 | 0 | 0 | 0 | 0
3 | 13 | 20 | 0 | 0 | 0 | 0 | 0
3 | 13 | 21 | 0 | 0 | 0 | 0 | 0
3 | 13 | 22 | 0 | 0 | 0 | 0 | 0
3 | 13 | 23 | 0 | 0 | 0 | 0 | 0
3 | 14 | 0 | 0 | 0 | 0 | 0 | 0
3 | 14 | 1 | 0 | 0 | 0 | 0 | 0
3 | 14 | 2 | 0 | 0 | 0 | 0 | 0
3 | 14 | 3 | 0 | 0 | 0 | 0 | 0
3 | 14 | 4 | 0 | 0 | 0 | 0 | 0
3 | 14 | 5 | 0 | 0 | 0 | 0 | 0
3 | 14 | 6 | 2863.81 | 2753.149 | 2414.573 | 2284.528 | 2284.528
3 | 14 | 7 | 126405.573 | 120728.545 | 74327.299 | 19882.856 | 13338.97
3 | 14 | 8 | 193340.022 | 198940.928 | 159727.158 | 88934.247 | 36155.316
3 | 14 | 9 | 203206.283 | 218566.736 | 197611.696 | 151484.577 | 101407.634
3 | 14 | 10 | 219049.007 | 245035.753 | 237567.176 | 200698.123 | 154116.905
3 | 14 | 11 | 226032.993 | 263763.764 | 271659.296 | 245480.793 | 199519.15
3 | 14 | 12 | 201027.431 | 244470.27 | 267204.153 | 256889.33 | 219056.752
3 | 14 | 13 | 164454.83 | 212278.399 | 248609.89 | 253733.132 | 224933.897
3 | 14 | 14 | 107937.709 | 152892.812 | 192993.06 | 209872.62 | 194402.899
3 | 14 | 15 | 48412.101 | 100001.75 | 162651.648 | 196471.309 | 189392.386
3 | 14 | 16 | 19786.046 | 31099.44 | 76085.816 | 110392.331 | 113553.7
3 | 14 | 17 | 5372.268 | 5372.268 | 12294.162 | 24650.545 | 26912.026
3 | 14 | 18 | 0 | 0 | 0 | 0 | 0
3 | 14 | 19 | 0 | 0 | 0 | 0 | 0
3 | 14 | 20 | 0 | 0 | 0 | 0 | 0
3 | 14 | 21 | 0 | 0 | 0 | 0 | 0
3 | 14 | 22 | 0 | 0 | 0 | 0 | 0
3 | 14 | 23 | 0 | 0 | 0 | 0 | 0
3 | 15 | 0 | 0 | 0 | 0 | 0 | 0
3 | 15 | 1 | 0 | 0 | 0 | 0 | 0
3 | 15 | 2 | 0 | 0 | 0 | 0 | 0
3 | 15 | 3 | 0 | 0 | 0 | 0 | 0
3 | 15 | 4 | 0 | 0 | 0 | 0 | 0
3 | 15 | 5 | 0 | 0 | 0 | 0 | 0
3 | 15 | 6 | 2139.926 | 2108.235 | 1976.686 | 1922.719 | 1922.719
3 | 15 | 7 | 108025.05 | 103325.084 | 66627.317 | 23227.164 | 17152.998
3 | 15 | 8 | 108356.154 | 110368.74 | 95668.824 | 70453.599 | 51588.44
3 | 15 | 9 | 254796.324 | 275365.06 | 246788.391 | 183404.062 | 112177.384
3 | 15 | 10 | 267476.974 | 301726.838 | 291780.187 | 242634.888 | 179356.927
3 | 15 | 11 | 257570.131 | 302977.153 | 312382.418 | 281093.114 | 225224.5
3 | 15 | 12 | 172908.931 | 202552.624 | 218202.604 | 211212.042 | 185407.61
3 | 15 | 13 | 115176.296 | 132621.852 | 146239.494 | 148254.749 | 137524.268
3 | 15 | 14 | 22543.31 | 22543.31 | 22543.31 | 22543.31 | 22543.31
3 | 15 | 15 | 12849.128 | 12849.128 | 12849.128 | 12849.128 | 12849.128
3 | 15 | 16 | 16321.706 | 16321.706 | 16321.706 | 16321.706 | 16321.706
3 | 15 | 17 | 1536.675 | 1536.675 | 1536.675 | 1536.675 | 1536.675
3 | 15 | 18 | 0 | 0 | 0 | 0 | 0
3 | 15 | 19 | 0 | 0 | 0 | 0 | 0
3 | 15 | 20 | 0 | 0 | 0 | 0 | 0
3 | 15 | 21 | 0 | 0 | 0 | 0 | 0
3 | 15 | 22 | 0 | 0 | 0 | 0 | 0
3 | 15 | 23 | 0 | 0 | 0 | 0 | 0
3 | 16 | 0 | 0 | 0 | 0 | 0 | 0
3 | 16 | 1 | 0 | 0 | 0 | 0 | 0
3 | 16 | 2 | 0 | 0 | 0 | 0 | 0
3 | 16 | 3 | 0 | 0 | 0 | 0 | 0
3 | 16 | 4 | 0 | 0 | 0 | 0 | 0
3 | 16 | 5 | 0 | 0 | 0 | 0 | 0
3 | 16 | 6 | 17489.118 | 15758.42 | 5829.817 | 1788.981 | 1788.981
3 | 16 | 7 | 158256.577 | 150640.889 | 91889.813 | 21550.07 | 12016.759
3 | 16 | 8 | 222136.958 | 227942.585 | 182837.013 | 100874.44 | 38520.88
3 | 16 | 9 | 258690.418 | 279483.565 | 250092.462 | 185333.928 | 112394.811
3 | 16 | 10 | 271928.396 | 306944.496 | 296613.826 | 246167.3 | 181672.489
3 | 16 | 11 | 263202.145 | 309643.573 | 319309.929 | 287245.025 | 230322.984
3 | 16 | 12 | 233292.815 | 288864.271 | 317934.607 | 305204.023 | 257251.11
3 | 16 | 13 | 187509.705 | 247390.438 | 293160.238 | 300094.71 | 264618.421
3 | 16 | 14 | 110025.904 | 157787.133 | 200845.77 | 219385.171 | 203328.35
3 | 16 | 15 | 46249.011 | 101116.414 | 168043.812 | 204624.224 | 197788.137
3 | 16 | 16 | 27230.853 | 29444.449 | 35686.473 | 40517.173 | 41055.476
3 | 16 | 17 | 5279.021 | 5279.021 | 5320.127 | 5390.163 | 5411.931
3 | 16 | 18 | 0 | 0 | 0 | 0 | 0
3 | 16 | 19 | 0 | 0 | 0 | 0 | 0
3 | 16 | 20 | 0 | 0 | 0 | 0 | 0
3 | 16 | 21 | 0 | 0 | 0 | 0 | 0
3 | 16 | 22 | 0 | 0 | 0 | 0 | 0
3 | 16 | 23 | 0 | 0 | 0 | 0 | 0
3 | 17 | 0 | 0 | 0 | 0 | 0 | 0
3 | 17 | 1 | 0 | 0 | 0 | 0 | 0
3 | 17 | 2 | 0 | 0 | 0 | 0 | 0
3 | 17 | 3 | 0 | 0 | 0 | 0 | 0
3 | 17 | 4 | 0 | 0 | 0 | 0 | 0
3 | 17 | 5 | 0 | 0 | 0 | 0 | 0
3 | 17 | 6 | 1970.448 | 1970.448 | 1970.448 | 1970.448 | 1970.448
3 | 17 | 7 | 47785.663 | 46568.331 | 37980.09 | 27680.101 | 25643.298
3 | 17 | 8 | 169539.31 | 173441.152 | 141747.92 | 86623.698 | 45265.312
3 | 17 | 9 | 151337.986 | 159732.382 | 147692.936 | 122085.075 | 95173.752
3 | 17 | 10 | 129263.64 | 137349.921 | 134906.607 | 123347.671 | 109276.605
3 | 17 | 11 | 97516.253 | 103239.078 | 104456.374 | 100457.909 | 93578.429
3 | 17 | 12 | 49546.915 | 50253.606 | 50636.224 | 50470.556 | 49853.687
3 | 17 | 13 | 36103.585 | 36340.022 | 36528.566 | 36558.747 | 36412.88
3 | 17 | 14 | 63603.964 | 67056.936 | 70438.912 | 71937.578 | 70675.308
3 | 17 | 15 | 7681.055 | 7681.055 | 7681.055 | 7681.055 | 7681.055
3 | 17 | 16 | 18516.489 | 18636.196 | 18894.58 | 19094.91 | 19119.758
3 | 17 | 17 | 1992.966 | 1992.966 | 1992.966 | 1992.966 | 1992.966
3 | 17 | 18 | 0 | 0 | 0 | 0 | 0
3 | 17 | 19 | 0 | 0 | 0 | 0 | 0
3 | 17 | 20 | 0 | 0 | 0 | 0 | 0
3 | 17 | 21 | 0 | 0 | 0 | 0 | 0
3 | 17 | 22 | 0 | 0 | 0 | 0 | 0
3 | 17 | 23 | 0 | 0 | 0 | 0 | 0
3 | 18 | 0 | 0 | 0 | 0 | 0 | 0
3 | 18 | 1 | 0 | 0 | 0 | 0 | 0
3 | 18 | 2 | 0 | 0 | 0 | 0 | 0
3 | 18 | 3 | 0 | 0 | 0 | 0 | 0
3 | 18 | 4 | 0 | 0 | 0 | 0 | 0
3 | 18 | 5 | 0 | 0 | 0 | 0 | 0
3 | 18 | 6 | 20217.734 | 18081.15 | 7798.769 | 3547.589 | 3547.589
3 | 18 | 7 | 134378.592 | 127724.461 | 80429.649 | 23834.718 | 14461.915
3 | 18 | 8 | 179969.056 | 183896.147 | 150127.394 | 91385.749 | 47005.863
3 | 18 | 9 | 135041.723 | 141564.309 | 132046.843 | 111946.695 | 91245.153
3 | 18 | 10 | 74143.809 | 75661.161 | 75195.352 | 73018.905 | 70394.269
3 | 18 | 11 | 152828.698 | 168227.902 | 171495.394 | 160763.896 | 142194.253
3 | 18 | 12 | 143217.139 | 161318.859 | 171101.201 | 166946.39 | 151232.522
3 | 18 | 13 | 159359.944 | 198644.702 | 229585.7 | 234667.815 | 211087.572
3 | 18 | 14 | 116083.234 | 171778.752 | 222418.497 | 244693.446 | 226487.983
3 | 18 | 15 | 55928.85 | 98476.373 | 151322.637 | 181352.072 | 176376.304
3 | 18 | 16 | 9313.416 | 28506.906 | 105949.565 | 165124.293 | 172001.515
3 | 18 | 17 | 6559.266 | 6559.266 | 18603.233 | 42147.461 | 45264.505
3 | 18 | 18 | 0 | 0 | 0 | 0 | 0
3 | 18 | 19 | 0 | 0 | 0 | 0 | 0
3 | 18 | 20 | 0 | 0 | 0 | 0 | 0
3 | 18 | 21 | 0 | 0 | 0 | 0 | 0
3 | 18 | 22 | 0 | 0 | 0 | 0 | 0
3 | 18 | 23 | 0 | 0 | 0 | 0 | 0
3 | 19 | 0 | 0 | 0 | 0 | 0 | 0
3 | 19 | 1 | 0 | 0 | 0 | 0 | 0
3 | 19 | 2 | 0 | 0 | 0 | 0 | 0
3 | 19 | 3 | 0 | 0 | 0 | 0 | 0
3 | 19 | 4 | 0 | 0 | 0 | 0 | 0
3 | 19 | 5 | 0 | 0 | 0 | 0 | 0
3 | 19 | 6 | 21559.505 | 19576.991 | 9602.055 | 5440.231 | 5440.231
3 | 19 | 7 | 143660.481 | 136747.128 | 89017.81 | 31144.394 | 20629.381
3 | 19 | 8 | 217073.016 | 221605.554 | 180050.863 | 106667.719 | 50296.244
3 | 19 | 9 | 256595.037 | 275383.581 | 247401.273 | 187008.565 | 120067.681
3 | 19 | 10 | 271413.149 | 303894.11 | 293866.891 | 246389.081 | 186612.682
3 | 19 | 11 | 262161.444 | 305426.065 | 314453.442 | 284638.509 | 231604.336
3 | 19 | 12 | 235655.076 | 287807.028 | 315384.494 | 303950.135 | 259369.539
3 | 19 | 13 | 190988.976 | 249123.759 | 294205.442 | 301781.188 | 267984.231
3 | 19 | 14 | 127790.815 | 191956.416 | 249713.552 | 275158.549 | 254979.412
3 | 19 | 15 | 63989.708 | 104338.344 | 154532.868 | 183360.568 | 178898.676
3 | 19 | 16 | 28841.199 | 35364.906 | 56471.436 | 72981.661 | 75092.728
3 | 19 | 17 | 8113.852 | 8113.852 | 18285.169 | 38096.163 | 41213.044
3 | 19 | 18 | 0 | 0 | 0 | 0 | 0
3 | 19 | 19 | 0 | 0 | 0 | 0 | 0
3 | 19 | 20 | 0 | 0 | 0 | 0 | 0
3 | 19 | 21 | 0 | 0 | 0 | 0 | 0
3 | 19 | 22 | 0 | 0 | 0 | 0 | 0
3 | 19 | 23 | 0 | 0 | 0 | 0 | 0
3 | 20 | 0 | 0 | 0 | 0 | 0 | 0
3 | 20 | 1 | 0 | 0 | 0 | 0 | 0
3 | 20 | 2 | 0 | 0 | 0 | 0 | 0
3 | 20 | 3 | 0 | 0 | 0 | 0 | 0
3 | 20 | 4 | 0 | 0 | 0 | 0 | 0
3 | 20 | 5 | 0 | 0 | 0 | 0 | 0
3 | 20 | 6 | 0 | 0 | 0 | 0 | 0
3 | 20 | 7 | 1617.071 | 1617.071 | 1617.071 | 1617.071 | 1617.071
3 | 20 | 8 | 4093.478 | 4093.478 | 4093.478 | 4093.478 | 4093.478
3 | 20 | 9 | 21483.275 | 21483.275 | 21483.275 | 21483.275 | 21483.275
3 | 20 | 10 | 27108.05 | 27108.05 | 27108.05 | 27108.05 | 27108.05
3 | 20 | 11 | 36881.824 | 37025.957 | 37056.746 | 36956.15 | 36783.107
3 | 20 | 12 | 10964.864 | 10964.864 | 10964.864 | 10964.864 | 10964.864
3 | 20 | 13 | 7518.47 | 7518.47 | 7518.47 | 7518.47 | 7518.47
3 | 20 | 14 | 43936.421 | 44579.23 | 45251.275 | 45558.819 | 45321.637
3 | 20 | 15 | 45619.98 | 47470.002 | 49848.585 | 51337.185 | 51121.408
3 | 20 | 16 | 26195.429 | 35174.354 | 64090.008 | 86777.112 | 89819.765
3 | 20 | 17 | 0 | 0 | 0 | 0 | 0
3 | 20 | 18 | 0 | 0 | 0 | 0 | 0
3 | 20 | 19 | 0 | 0 | 0 | 0 | 0
3 | 20 | 20 | 0 | 0 | 0 | 0 | 0
3 | 20 | 21 | 0 | 0 | 0 | 0 | 0
3 | 20 | 22 | 0 | 0 | 0 | 0 | 0
3 | 20 | 23 | 0 | 0 | 0 | 0 | 0
3 | 21 | 0 | 0 | 0 | 0 | 0 | 0
3 | 21 | 1 | 0 | 0 | 0 | 0 | 0
3 | 21 | 2 | 0 | 0 | 0 | 0 | 0
3 | 21 | 3 | 0 | 0 | 0 | 0 | 0
3 | 21 | 4 | 0 | 0 | 0 | 0 | 0
3 | 21 | 5 | 0 | 0 | 0 | 0 | 0
3 | 21 | 6 | 3817.78 | 3817.78 | 3817.78 | 3817.78 | 3817.78
3 | 21 | 7 | 63016.084 | 60895.213 | 47656.998 | 31591.987 | 27490.828
3 | 21 | 8 | 74359.033 | 74938.54 | 68975.426 | 59434.585 | 52246.043
3 | 21 | 9 | 139045.3 | 145322.523 | 135663.918 | 115579.436 | 95165.757
3 | 21 | 10 | 202626.103 | 221611.498 | 215539.001 | 187748.699 | 153908.622
3 | 21 | 11 | 223634.181 | 256622.747 | 263576.791 | 240765.513 | 200631.174
3 | 21 | 12 | 225104.12 | 274358.47 | 300697.489 | 290185.612 | 248279.526
3 | 21 | 13 | 161762.345 | 200767.744 | 231749.251 | 237352.686 | 214547.541
3 | 21 | 14 | 117945.19 | 172526.769 | 222722.931 | 245381.133 | 228459.462
3 | 21 | 15 | 58769.037 | 96312.597 | 143306.956 | 170681.877 | 167031.109
3 | 21 | 16 | 27025.61 | 36108.108 | 64393.742 | 86551.845 | 89664.904
3 | 21 | 17 | 8883.823 | 8883.823 | 10344.011 | 13015.843 | 13634.23
3 | 21 | 18 | 0 | 0 | 0 | 0 | 0
3 | 21 | 19 | 0 | 0 | 0 | 0 | 0
3 | 21 | 20 | 0 | 0 | 0 | 0 | 0
3 | 21 | 21 | 0 | 0 | 0 | 0 | 0
3 | 21 | 22 | 0 | 0 | 0 | 0 | 0
3 | 21 | 23 | 0 | 0 | 0 | 0 | 0
3 | 22 | 0 | 0 | 0 | 0 | 0 | 0
3 | 22 | 1 | 0 | 0 | 0 | 0 | 0
3 | 22 | 2 | 0 | 0 | 0 | 0 | 0
3 | 22 | 3 | 0 | 0 | 0 | 0 | 0
3 | 22 | 4 | 0 | 0 | 0 | 0 | 0
3 | 22 | 5 | 0 | 0 | 0 | 0 | 0
3 | 22 | 6 | 479.107 | 479.107 | 479.107 | 479.107 | 479.107
3 | 22 | 7 | 7419.178 | 7419.178 | 7419.178 | 7419.178 | 7419.178
3 | 22 | 8 | 9915.626 | 9915.626 | 9915.626 | 9915.626 | 9915.626
3 | 22 | 9 | 18848.124 | 18848.124 | 18848.124 | 18848.124 | 18848.124
3 | 22 | 10 | 11546.995 | 11546.995 | 11546.995 | 11546.995 | 11546.995
3 | 22 | 11 | 12464.598 | 12464.598 | 12464.598 | 12464.598 | 12464.598
3 | 22 | 12 | 8015.497 | 8015.497 | 8015.497 | 8015.497 | 8015.497
3 | 22 | 13 | 80708.383 | 84028.327 | 86737.229 | 87249.131 | 85264.472
3 | 22 | 14 | 33176.976 | 33324.908 | 33481.143 | 33554.153 | 33501.16
3 | 22 | 15 | 19694.497 | 19694.497 | 19694.497 | 19694.497 | 19694.497
3 | 22 | 16 | 17292.246 | 17292.246 | 17292.246 | 17292.246 | 17292.246
3 | 22 | 17 | 4180.613 | 4180.613 | 4180.613 | 4180.613 | 4180.613
3 | 22 | 18 | 0 | 0 | 0 | 0 | 0
3 | 22 | 19 | 0 | 0 | 0 | 0 | 0
3 | 22 | 20 | 0 | 0 | 0 | 0 | 0
3 | 22 | 21 | 0 | 0 | 0 | 0 | 0
3 | 22 | 22 | 0 | 0 | 0 | 0 | 0
3 | 22 | 23 | 0 | 0 | 0 | 0 | 0
3 | 23 | 0 | 0 | 0 | 0 | 0 | 0
3 | 23 | 1 | 0 | 0 | 0 | 0 | 0
3 | 23 | 2 | 0 | 0 | 0 | 0 | 0
3 | 23 | 3 | 0 | 0 | 0 | 0 | 0
3 | 23 | 4 | 0 | 0 | 0 | 0 | 0
3 | 23 | 5 | 0 | 0 | 0 | 0 | 0
3 | 23 | 6 | 22540.292 | 20798.748 | 12538.121 | 8884.13 | 8884.13
3 | 23 | 7 | 8768.676 | 8768.676 | 8768.676 | 8768.676 | 8768.676
3 | 23 | 8 | 35007.659 | 35038.015 | 34677.573 | 34137.566 | 33734.336
3 | 23 | 9 | 33165.215 | 33209.884 | 33138.683 | 32993.326 | 32858.967
3 | 23 | 10 | 36733.202 | 36834.3 | 36800.841 | 36652.428 | 36476.007
3 | 23 | 11 | 35706.165 | 35817.413 | 35841.275 | 35763.773 | 35630.311
3 | 23 | 12 | 56855.591 | 57854.724 | 58409.799 | 58195.708 | 57337.843
3 | 23 | 13 | 45336.849 | 45786.319 | 46154.954 | 46226.791 | 45959.741
3 | 23 | 14 | 135306.989 | 191693.111 | 244566.601 | 269016.152 | 251845.797
3 | 23 | 15 | 69292.61 | 118080.107 | 179460.466 | 215574.209 | 211515.102
3 | 23 | 16 | 29375.594 | 45616.543 | 96680.602 | 136790.506 | 142891.414
3 | 23 | 17 | 11568.8 | 11568.8 | 19925.403 | 36650.761 | 39555.902
3 | 23 | 18 | 0 | 0 | 0 | 0 | 0
3 | 23 | 19 | 0 | 0 | 0 | 0 | 0
3 | 23 | 20 | 0 | 0 | 0 | 0 | 0
3 | 23 | 21 | 0 | 0 | 0 | 0 | 0
3 | 23 | 22 | 0 | 0 | 0 | 0 | 0
3 | 23 | 23 | 0 | 0 | 0 | 0 | 0
3 | 24 | 0 | 0 | 0 | 0 | 0 | 0
3 | 24 | 1 | 0 | 0 | 0 | 0 | 0
3 | 24 | 2 | 0 | 0 | 0 | 0 | 0
3 | 24 | 3 | 0 | 0 | 0 | 0 | 0
3 | 24 | 4 | 0 | 0 | 0 | 0 | 0
3 | 24 | 5 | 0 | 0 | 0 | 0 | 0
3 | 24 | 6 | 55615.248 | 51456.723 | 19902.224 | 7152.88 | 7152.88
3 | 24 | 7 | 192577.091 | 181510.518 | 114885.839 | 32679.947 | 13505.533
3 | 24 | 8 | 257941.794 | 261847.839 | 210989.217 | 123698.5 | 56050.837
3 | 24 | 9 | 292668.442 | 312695.014 | 280045.52 | 211659.211 | 137901.9
3 | 24 | 10 | 166323.272 | 178101.757 | 174152.739 | 156717.863 | 135838.56
3 | 24 | 11 | 157449.14 | 171796.502 | 174864.748 | 164903.134 | 147622.731
3 | 24 | 12 | 148158.097 | 165104.498 | 174500.016 | 170957.274 | 156499.659
3 | 24 | 13 | 212274.874 | 273294.434 | 321749.577 | 331270.874 | 296990.169
3 | 24 | 14 | 141721.019 | 211842.151 | 276452.294 | 306299.156 | 286012.985
3 | 24 | 15 | 62917.414 | 127300.037 | 207111.569 | 253125.747 | 248456.734
3 | 24 | 16 | 16102.564 | 38971.201 | 115005.64 | 173598.452 | 182654.624
3 | 24 | 17 | 8939.305 | 8939.305 | 23415.619 | 54569.5 | 58533.211
3 | 24 | 18 | 0 | 0 | 0 | 0 | 0
3 | 24 | 19 | 0 | 0 | 0 | 0 | 0
3 | 24 | 20 | 0 | 0 | 0 | 0 | 0
3 | 24 | 21 | 0 | 0 | 0 | 0 | 0
3 | 24 | 22 | 0 | 0 | 0 | 0 | 0
3 | 24 | 23 | 0 | 0 | 0 | 0 | 0
3 | 25 | 0 | 0 | 0 | 0 | 0 | 0
3 | 25 | 1 | 0 | 0 | 0 | 0 | 0
3 | 25 | 2 | 0 | 0 | 0 | 0 | 0
3 | 25 | 3 | 0 | 0 | 0 | 0 | 0
3 | 25 | 4 | 0 | 0 | 0 | 0 | 0
3 | 25 | 5 | 0 | 0 | 0 | 0 | 0
3 | 25 | 6 | 25219.979 | 23105.853 | 12688.199 | 8014.572 | 8014.572
3 | 25 | 7 | 69961.821 | 67447.476 | 53365.857 | 36176.517 | 30766.053
3 | 25 | 8 | 155611.434 | 157312.836 | 133305.841 | 93781.085 | 63546.946
3 | 25 | 9 | 214544.458 | 226913.551 | 206396.427 | 164112.207 | 120263.22
3 | 25 | 10 | 208280.491 | 226317.016 | 220190.452 | 193267.81 | 160791.381
3 | 25 | 11 | 199163.692 | 222265.853 | 227190.188 | 211207.455 | 183265.513
3 | 25 | 12 | 179243.578 | 205477.17 | 219991.91 | 214644.657 | 192410.722
3 | 25 | 13 | 140637.615 | 162027.004 | 179556.767 | 183157.828 | 170793.936
3 | 25 | 14 | 113074.693 | 138933.923 | 164345.606 | 176479.245 | 168471.14
3 | 25 | 15 | 66673.128 | 125253.997 | 198714.233 | 241915.77 | 237959.354
3 | 25 | 16 | 22543.804 | 43485.788 | 110268.034 | 162527.335 | 171025.307
3 | 25 | 17 | 10615.342 | 10615.342 | 23969.707 | 52590.619 | 56617.058
3 | 25 | 18 | 0 | 0 | 0 | 0 | 0
3 | 25 | 19 | 0 | 0 | 0 | 0 | 0
3 | 25 | 20 | 0 | 0 | 0 | 0 | 0
3 | 25 | 21 | 0 | 0 | 0 | 0 | 0
3 | 25 | 22 | 0 | 0 | 0 | 0 | 0
3 | 25 | 23 | 0 | 0 | 0 | 0 | 0
3 | 26 | 0 | 0 | 0 | 0 | 0 | 0
3 | 26 | 1 | 0 | 0 | 0 | 0 | 0
3 | 26 | 2 | 0 | 0 | 0 | 0 | 0
3 | 26 | 3 | 0 | 0 | 0 | 0 | 0
3 | 26 | 4 | 0 | 0 | 0 | 0 | 0
3 | 26 | 5 | 0 | 0 | 0 | 0 | 0
3 | 26 | 6 | 53369.488 | 49215.376 | 21291.759 | 9563.641 | 9563.641
3 | 26 | 7 | 115534.685 | 109739.675 | 77332.14 | 37646.421 | 26381.521
3 | 26 | 8 | 84317.861 | 84764.878 | 77876.672 | 67141.683 | 59100.535
3 | 26 | 9 | 70573.538 | 71331.685 | 70053.766 | 67487.998 | 65050.177
3 | 26 | 10 | 219858.164 | 239434.255 | 232677.076 | 203361.217 | 168233.297
3 | 26 | 11 | 240638.221 | 274500.199 | 281724.855 | 258323.833 | 217358.076
3 | 26 | 12 | 172658.995 | 194710.356 | 207039.905 | 202591.729 | 183899.889
3 | 26 | 13 | 182946.398 | 227919.874 | 264611.553 | 272321.073 | 246835.659
3 | 26 | 14 | 135640.6 | 198049.185 | 257294.449 | 285496.782 | 267504.008
3 | 26 | 15 | 65070.738 | 111723.757 | 171129.37 | 206874.297 | 203947.413
3 | 26 | 16 | 30054.739 | 40927.929 | 71399.029 | 95750.441 | 99969.864
3 | 26 | 17 | 11264.868 | 11264.868 | 19396.844 | 36394.652 | 39189.021
3 | 26 | 18 | 0 | 0 | 0 | 0 | 0
3 | 26 | 19 | 0 | 0 | 0 | 0 | 0
3 | 26 | 20 | 0 | 0 | 0 | 0 | 0
3 | 26 | 21 | 0 | 0 | 0 | 0 | 0
3 | 26 | 22 | 0 | 0 | 0 | 0 | 0
3 | 26 | 23 | 0 | 0 | 0 | 0 | 0
3 | 27 | 0 | 0 | 0 | 0 | 0 | 0
3 | 27 | 1 | 0 | 0 | 0 | 0 | 0
3 | 27 | 2 | 0 | 0 | 0 | 0 | 0
3 | 27 | 3 | 0 | 0 | 0 | 0 | 0
3 | 27 | 4 | 0 | 0 | 0 | 0 | 0
3 | 27 | 5 | 0 | 0 | 0 | 0 | 0
3 | 27 | 6 | 66205.347 | 61605.239 | 23587.313 | 8180.017 | 8180.017
3 | 27 | 7 | 192800.395 | 181245.587 | 116874.049 | 36640.267 | 14441.29
3 | 27 | 8 | 257264.386 | 260134.925 | 210492.553 | 126980.963 | 62007.659
3 | 27 | 9 | 295052.01 | 313968.863 | 281329.534 | 214222.658 | 143425.129
3 | 27 | 10 | 304649.694 | 337619.707 | 326115.826 | 276103.618 | 215084.111
3 | 27 | 11 | 293685.078 | 338798.046 | 348351.071 | 317368.524 | 262349.493
3 | 27 | 12 | 261723.035 | 315384.096 | 344898.362 | 334544.317 | 289728.785
3 | 27 | 13 | 214934.334 | 275594.381 | 324641.451 | 335146.535 | 301662.914
3 | 27 | 14 | 146276.818 | 213758.196 | 277713.444 | 308289.03 | 289426.42
3 | 27 | 15 | 66295.814 | 129487.891 | 209208.503 | 256631.695 | 253236.626
3 | 27 | 16 | 18511.975 | 42619.137 | 117321.578 | 175888.302 | 186094.92
3 | 27 | 17 | 10026.098 | 10026.098 | 26361.489 | 63296.377 | 67780.214
3 | 27 | 18 | 0 | 0 | 0 | 0 | 0
3 | 27 | 19 | 0 | 0 | 0 | 0 | 0
3 | 27 | 20 | 0 | 0 | 0 | 0 | 0
3 | 27 | 21 | 0 | 0 | 0 | 0 | 0
3 | 27 | 22 | 0 | 0 | 0 | 0 | 0
3 | 27 | 23 | 0 | 0 | 0 | 0 | 0
3 | 28 | 0 | 0 | 0 | 0 | 0 | 0
3 | 28 | 1 | 0 | 0 | 0 | 0 | 0
3 | 28 | 2 | 0 | 0 | 0 | 0 | 0
3 | 28 | 3 | 0 | 0 | 0 | 0 | 0
3 | 28 | 4 | 0 | 0 | 0 | 0 | 0
3 | 28 | 5 | 0 | 0 | 0 | 0 | 0
3 | 28 | 6 | 70844.657 | 66056.735 | 25045.948 | 8418.163 | 8418.163
3 | 28 | 7 | 194231.784 | 182465.066 | 118434.022 | 38276.664 | 14882.265
3 | 28 | 8 | 257907.875 | 260446.584 | 211175.452 | 128643.944 | 64252.818
3 | 28 | 9 | 294953.652 | 313119.27 | 281144.417 | 215554.08 | 146297.551
3 | 28 | 10 | 304533.309 | 336745.47 | 325348.925 | 276112.54 | 215789.604
3 | 28 | 11 | 291977.195 | 335640.023 | 344859.353 | 314976.981 | 261524.193
3 | 28 | 12 | 260586.964 | 312592.972 | 341131.273 | 331369.694 | 288251.609
3 | 28 | 13 | 213434.916 | 270975.713 | 317390.507 | 327555.931 | 296350.663
3 | 28 | 14 | 145340.206 | 211562.52 | 274267.822 | 304365.48 | 286421.694
3 | 28 | 15 | 65120.715 | 130534.668 | 212668.714 | 261316.892 | 258319.766
3 | 28 | 16 | 14547.926 | 40646.535 | 121975.73 | 185289.251 | 196595.866
3 | 28 | 17 | 8817.628 | 8817.628 | 28212.672 | 73556.247 | 78433.593
3 | 28 | 18 | 0 | 0 | 0 | 0 | 0
3 | 28 | 19 | 0 | 0 | 0 | 0 | 0
3 | 28 | 20 | 0 | 0 | 0 | 0 | 0
3 | 28 | 21 | 0 | 0 | 0 | 0 | 0
3 | 28 | 22 | 0 | 0 | 0 | 0 | 0
3 | 28 | 23 | 0 | 0 | 0 | 0 | 0
3 | 29 | 0 | 0 | 0 | 0 | 0 | 0
3 | 29 | 1 | 0 | 0 | 0 | 0 | 0
3 | 29 | 2 | 0 | 0 | 0 | 0 | 0
3 | 29 | 3 | 0 | 0 | 0 | 0 | 0
3 | 29 | 4 | 0 | 0 | 0 | 0 | 0
3 | 29 | 5 | 0 | 0 | 0 | 0 | 0
3 | 29 | 6 | 46211.941 | 42529.73 | 19110.928 | 8874.738 | 8874.738
3 | 29 | 7 | 100049.206 | 95298.68 | 70855.458 | 40807.283 | 30203.236
3 | 29 | 8 | 105077.669 | 105555.406 | 95137.877 | 78870.88 | 66634.644
3 | 29 | 9 | 211758.789 | 222690.229 | 203111.369 | 163772.932 | 124239.021
3 | 29 | 10 | 236049.584 | 257956.971 | 250060.069 | 216614.079 | 176373.053
3 | 29 | 11 | 256247.581 | 292459.777 | 300169.269 | 275306.853 | 231252.491
3 | 29 | 12 | 254814.646 | 305126.531 | 332973.837 | 323667.383 | 282004.877
3 | 29 | 13 | 208858.159 | 264284.271 | 309445.693 | 319627.867 | 289594.707
3 | 29 | 14 | 116296.974 | 144869.649 | 173728.761 | 188041.826 | 179765.155
3 | 29 | 15 | 73621.997 | 95201.548 | 123434.468 | 141271.169 | 140333.009
3 | 29 | 16 | 20228.525 | 43890.713 | 113328.516 | 167948.199 | 178127.398
3 | 29 | 17 | 11044.376 | 11044.376 | 26847.58 | 63020.634 | 67583.089
3 | 29 | 18 | 0 | 0 | 0 | 0 | 0
3 | 29 | 19 | 0 | 0 | 0 | 0 | 0
3 | 29 | 20 | 0 | 0 | 0 | 0 | 0
3 | 29 | 21 | 0 | 0 | 0 | 0 | 0
3 | 29 | 22 | 0 | 0 | 0 | 0 | 0
3 | 29 | 23 | 0 | 0 | 0 | 0 | 0
3 | 30 | 0 | 0 | 0 | 0 | 0 | 0
3 | 30 | 1 | 0 | 0 | 0 | 0 | 0
3 | 30 | 2 | 0 | 0 | 0 | 0 | 0
3 | 30 | 3 | 0 | 0 | 0 | 0 | 0
3 | 30 | 4 | 0 | 0 | 0 | 0 | 0
3 | 30 | 5 | 0 | 0 | 0 | 0 | 0
3 | 30 | 6 | 71935.077 | 67194.708 | 26730.988 | 10075.049 | 10075.049
3 | 30 | 7 | 191907.016 | 180065.55 | 118597.122 | 41239.175 | 16201.683
3 | 30 | 8 | 255081.759 | 256955.46 | 209027.093 | 129640.59 | 67560.202
3 | 30 | 9 | 290900.074 | 308047.702 | 276636.597 | 212864.713 | 146562.123
3 | 30 | 10 | 299906.758 | 330432.714 | 319295.049 | 272156.458 | 214696.893
3 | 30 | 11 | 288522.67 | 330376.068 | 339251.412 | 310635.509 | 259475.526
3 | 30 | 12 | 257770.545 | 307954.515 | 335752.314 | 326699.582 | 285382.55
3 | 30 | 13 | 211466.718 | 266936.292 | 312061.211 | 322454.144 | 292909.046
3 | 30 | 14 | 145639.798 | 209756.293 | 271100.305 | 301022.993 | 284370.148
3 | 30 | 15 | 67385.056 | 129167.583 | 207082.947 | 253739.836 | 251762.733
3 | 30 | 16 | 13629.679 | 40755.501 | 120431.592 | 182556.671 | 194378.184
3 | 30 | 17 | 8604.785 | 8604.785 | 28929.025 | 77802.436 | 82931.323
3 | 30 | 18 | 0 | 0 | 0 | 0 | 0
3 | 30 | 19 | 0 | 0 | 0 | 0 | 0
3 | 30 | 20 | 0 | 0 | 0 | 0 | 0
3 | 30 | 21 | 0 | 0 | 0 | 0 | 0
3 | 30 | 22 | 0 | 0 | 0 | 0 | 0
3 | 30 | 23 | 0 | 0 | 0 | 0 | 0
3 | 31 | 0 | 0 | 0 | 0 | 0 | 0
3 | 31 | 1 | 0 | 0 | 0 | 0 | 0
3 | 31 | 2 | 0 | 0 | 0 | 0 | 0
3 | 31 | 3 | 0 | 0 | 0 | 0 | 0
3 | 31 | 4 | 0 | 0 | 0 | 0 | 0
3 | 31 | 5 | 0 | 0 | 0 | 0 | 0
3 | 31 | 6 | 59679.214 | 55498.561 | 22913.462 | 9098.325 | 9098.325
3 | 31 | 7 | 153388.58 | 144277.512 | 98176.759 | 40045.966 | 19767.398
3 | 31 | 8 | 193534.504 | 194606.198 | 162132.045 | 109423.065 | 68483.599
3 | 31 | 9 | 231917.008 | 243987.194 | 221430.827 | 175974.623 | 129552.647
3 | 31 | 10 | 240529.319 | 262044.507 | 254068.617 | 220698.346 | 180201.267
3 | 31 | 11 | 257552.136 | 292847.188 | 300319.414 | 276255.021 | 232996.391
3 | 31 | 12 | 237210.078 | 281027.272 | 305253.221 | 297575.783 | 261768.935
3 | 31 | 13 | 206766.947 | 258609.082 | 300409.2 | 310191.523 | 283336.59
3 | 31 | 14 | 143045.053 | 203160.509 | 260238.948 | 288007.36 | 273114.377
3 | 31 | 15 | 68325.113 | 126271.96 | 198945.307 | 242306.665 | 240882.277
3 | 31 | 16 | 15941.272 | 41759.257 | 115450.603 | 172863.902 | 184111.172
3 | 31 | 17 | 10006.033 | 10006.033 | 28407.02 | 72623.822 | 77514.089
3 | 31 | 18 | 0 | 0 | 0 | 0 | 0
3 | 31 | 19 | 0 | 0 | 0 | 0 | 0
3 | 31 | 20 | 0 | 0 | 0 | 0 | 0
3 | 31 | 21 | 0 | 0 | 0 | 0 | 0
3 | 31 | 22 | 0 | 0 | 0 | 0 | 0
3 | 31 | 23 | 0 | 0 | 0 | 0 | 0
4 | 1 | 0 | 0 | 0 | 0 | 0 | 0
4 | 1 | 1 | 0 | 0 | 0 | 0 | 0
4 | 1 | 2 | 0 | 0 | 0 | 0 | 0
4 | 1 | 3 | 0 | 0 | 0 | 0 | 0
4 | 1 | 4 | 0 | 0 | 0 | 0 | 0
4 | 1 | 5 | 0 | 0 | 0 | 0 | 0
4 | 1 | 6 | 2891.821 | 2891.821 | 2891.821 | 2891.821 | 2891.821
4 | 1 | 7 | 40213.415 | 39799.502 | 37915.285 | 35657.011 | 34466.254
4 | 1 | 8 | 66509.234 | 66581.459 | 63930.48 | 59962.418 | 57037.169
4 | 1 | 9 | 62852.46 | 63291.239 | 62458.661 | 60842.57 | 59355.955
4 | 1 | 10 | 109365.073 | 113352.806 | 111840.815 | 105711.433 | 98548.266
4 | 1 | 11 | 201147.795 | 222468.706 | 227087.45 | 212373.506 | 186749.698
4 | 1 | 12 | 272375.717 | 326918.907 | 357875.313 | 348264.814 | 303280.596
4 | 1 | 13 | 221981.145 | 281510.243 | 331316.073 | 343493.147 | 311502.793
4 | 1 | 14 | 150651.585 | 216786.254 | 282289.175 | 315357.167 | 298161.783
4 | 1 | 15 | 66923.318 | 116875.939 | 182120.009 | 223071.792 | 222089.771
4 | 1 | 16 | 18130.796 | 40759.421 | 104220.778 | 155223.229 | 165730.221
4 | 1 | 17 | 13180.948 | 13180.948 | 22231.399 | 42277.475 | 45498.016
4 | 1 | 18 | 0 | 0 | 0 | 0 | 0
4 | 1 | 19 | 0 | 0 | 0 | 0 | 0
4 | 1 | 20 | 0 | 0 | 0 | 0 | 0
4 | 1 | 21 | 0 | 0 | 0 | 0 | 0
4 | 1 | 22 | 0 | 0 | 0 | 0 | 0
4 | 1 | 23 | 0 | 0 | 0 | 0 | 0
4 | 2 | 0 | 0 | 0 | 0 | 0 | 0
4 | 2 | 1 | 0 | 0 | 0 | 0 | 0
4 | 2 | 2 | 0 | 0 | 0 | 0 | 0
4 | 2 | 3 | 0 | 0 | 0 | 0 | 0
4 | 2 | 4 | 0 | 0 | 0 | 0 | 0
4 | 2 | 5 | 0 | 0 | 0 | 0 | 0
4 | 2 | 6 | 79857.136 | 73980.841 | 29969.745 | 11244.065 | 11244.065
4 | 2 | 7 | 190773.543 | 178582.277 | 119522.165 | 45063.523 | 18030.694
4 | 2 | 8 | 253305.53 | 254285.578 | 207086.173 | 130679.288 | 71136.42
4 | 2 | 9 | 278965.692 | 293834.742 | 264868.474 | 207117.403 | 148484.919
4 | 2 | 10 | 289096.983 | 316985.532 | 306322.088 | 262583.62 | 209732.031
4 | 2 | 11 | 280810.566 | 320373.754 | 328831.96 | 301794.511 | 253616.665
4 | 2 | 12 | 250584.207 | 297835.523 | 324565.248 | 316503.881 | 277862.085
4 | 2 | 13 | 205192.014 | 257767.8 | 301637.468 | 312566.847 | 284853.594
4 | 2 | 14 | 114174.093 | 136057.082 | 158931.225 | 170765.123 | 164812.814
4 | 2 | 15 | 54362.463 | 56800.266 | 60141.017 | 62403.409 | 62369.733
4 | 2 | 16 | 29387.883 | 29968.484 | 30990.482 | 31855.374 | 32056.067
4 | 2 | 17 | 10620.4 | 10620.4 | 10763.351 | 10980.947 | 11068.084
4 | 2 | 18 | 0 | 0 | 0 | 0 | 0
4 | 2 | 19 | 0 | 0 | 0 | 0 | 0
4 | 2 | 20 | 0 | 0 | 0 | 0 | 0
4 | 2 | 21 | 0 | 0 | 0 | 0 | 0
4 | 2 | 22 | 0 | 0 | 0 | 0 | 0
4 | 2 | 23 | 0 | 0 | 0 | 0 | 0
4 | 3 | 0 | 0 | 0 | 0 | 0 | 0
4 | 3 | 1 | 0 | 0 | 0 | 0 | 0
4 | 3 | 2 | 0 | 0 | 0 | 0 | 0
4 | 3 | 3 | 0 | 0 | 0 | 0 | 0
4 | 3 | 4 | 0 | 0 | 0 | 0 | 0
4 | 3 | 5 | 0 | 0 | 0 | 0 | 0
4 | 3 | 6 | 1890.501 | 1890.501 | 1890.501 | 1890.501 | 1890.501
4 | 3 | 7 | 8439.87 | 8439.87 | 8439.87 | 8439.87 | 8439.87
4 | 3 | 8 | 34583.651 | 34587.212 | 34348.709 | 34007.904 | 33764.436
4 | 3 | 9 | 37605.954 | 37667.401 | 37545.825 | 37312.462 | 37104.022
4 | 3 | 10 | 65271.032 | 66042.195 | 65740.541 | 64542.797 | 63150.64
4 | 3 | 11 | 123561.958 | 130220.488 | 131673.233 | 127074.363 | 119104.396
4 | 3 | 12 | 127376.002 | 136574.697 | 141943.412 | 140357.072 | 132737.736
4 | 3 | 13 | 72058.347 | 74037.567 | 75752.375 | 76198.436 | 75114.55
4 | 3 | 14 | 80646.215 | 84874.622 | 89445.04 | 91849.407 | 90681.72
4 | 3 | 15 | 56023.277 | 58577.798 | 62096.202 | 64492.558 | 64478.868
4 | 3 | 16 | 32919.237 | 33754.124 | 35235.565 | 36496.047 | 36796.416
4 | 3 | 17 | 14898.44 | 14898.44 | 17351.866 | 21931.044 | 23197.809
4 | 3 | 18 | 0 | 0 | 0 | 0 | 0
4 | 3 | 19 | 0 | 0 | 0 | 0 | 0
4 | 3 | 20 | 0 | 0 | 0 | 0 | 0
4 | 3 | 21 | 0 | 0 | 0 | 0 | 0
4 | 3 | 22 | 0 | 0 | 0 | 0 | 0
4 | 3 | 23 | 0 | 0 | 0 | 0 | 0
4 | 4 | 0 | 0 | 0 | 0 | 0 | 0
4 | 4 | 1 | 0 | 0 | 0 | 0 | 0
4 | 4 | 2 | 0 | 0 | 0 | 0 | 0
4 | 4 | 3 | 0 | 0 | 0 | 0 | 0
4 | 4 | 4 | 0 | 0 | 0 | 0 | 0
4 | 4 | 5 | 0 | 0 | 0 | 0 | 0
4 | 4 | 6 | 0 | 0 | 0 | 0 | 0
4 | 4 | 7 | 4819.803 | 4819.803 | 4819.803 | 4819.803 | 4819.803
4 | 4 | 8 | 29133.605 | 29134.246 | 29061.622 | 28958.284 | 28884.764
4 | 4 | 9 | 59699.564 | 60050.444 | 59341.181 | 57987.372 | 56759.125
4 | 4 | 10 | 53699.716 | 54113.287 | 53948.965 | 53303.038 | 52553.953
4 | 4 | 11 | 50882.357 | 51367.374 | 51473.484 | 51138.51 | 50558.727
4 | 4 | 12 | 33568.228 | 33656.988 | 33709.152 | 33694.158 | 33620.792
4 | 4 | 13 | 43509.895 | 43822.815 | 44095.385 | 44167.915 | 43997.904
4 | 4 | 14 | 30020.617 | 30057.346 | 30098.947 | 30121.048 | 30110.703
4 | 4 | 15 | 29337.859 | 29424.238 | 29546.695 | 29633.496 | 29633.786
4 | 4 | 16 | 19108.032 | 19108.032 | 19108.032 | 19108.032 | 19108.032
4 | 4 | 17 | 3800.506 | 3800.506 | 3800.506 | 3800.506 | 3800.506
4 | 4 | 18 | 0 | 0 | 0 | 0 | 0
4 | 4 | 19 | 0 | 0 | 0 | 0 | 0
4 | 4 | 20 | 0 | 0 | 0 | 0 | 0
4 | 4 | 21 | 0 | 0 | 0 | 0 | 0
4 | 4 | 22 | 0 | 0 | 0 | 0 | 0
4 | 4 | 23 | 0 | 0 | 0 | 0 | 0
4 | 5 | 0 | 0 | 0 | 0 | 0 | 0
4 | 5 | 1 | 0 | 0 | 0 | 0 | 0
4 | 5 | 2 | 0 | 0 | 0 | 0 | 0
4 | 5 | 3 | 0 | 0 | 0 | 0 | 0
4 | 5 | 4 | 0 | 0 | 0 | 0 | 0
4 | 5 | 5 | 0 | 0 | 0 | 0 | 0
4 | 5 | 6 | 104738.824 | 92935.282 | 36427.651 | 10758.688 | 10758.688
4 | 5 | 7 | 209206.842 | 195190.311 | 130847.609 | 48642.363 | 16439.68
4 | 5 | 8 | 264464.454 | 264593.931 | 216345.576 | 138856.7 | 78064.39
4 | 5 | 9 | 292919.702 | 307571.412 | 277081.737 | 216899.668 | 156424.661
4 | 5 | 10 | 300998.09 | 328497.794 | 317486.493 | 273504.768 | 220424.21
4 | 5 | 11 | 291062.968 | 329907.574 | 338230.351 | 311785.661 | 264416.693
4 | 5 | 12 | 260404.809 | 307374.621 | 334238.407 | 326803.54 | 288897.612
4 | 5 | 13 | 214748.859 | 268141.785 | 313138.926 | 325087.478 | 297879.137
4 | 5 | 14 | 150786.137 | 209725.874 | 269128.768 | 299924.864 | 286135.777
4 | 5 | 15 | 73273.325 | 131874.618 | 208253.846 | 256317.583 | 256896.917
4 | 5 | 16 | 15411.042 | 44216.903 | 122137.214 | 184229.314 | 198230.838
4 | 5 | 17 | 10240.591 | 10240.591 | 32181.63 | 84161.653 | 94102.129
4 | 5 | 18 | 0 | 0 | 0 | 0 | 0
4 | 5 | 19 | 0 | 0 | 0 | 0 | 0
4 | 5 | 20 | 0 | 0 | 0 | 0 | 0
4 | 5 | 21 | 0 | 0 | 0 | 0 | 0
4 | 5 | 22 | 0 | 0 | 0 | 0 | 0
4 | 5 | 23 | 0 | 0 | 0 | 0 | 0
4 | 6 | 0 | 0 | 0 | 0 | 0 | 0
4 | 6 | 1 | 0 | 0 | 0 | 0 | 0
4 | 6 | 2 | 0 | 0 | 0 | 0 | 0
4 | 6 | 3 | 0 | 0 | 0 | 0 | 0
4 | 6 | 4 | 0 | 0 | 0 | 0 | 0
4 | 6 | 5 | 0 | 0 | 0 | 0 | 0
4 | 6 | 6 | 93659.472 | 82170.659 | 35485.866 | 13242.707 | 13242.707
4 | 6 | 7 | 190414.312 | 177921.712 | 122351.831 | 52336.726 | 24013.45
4 | 6 | 8 | 225548.826 | 225416.998 | 185306.317 | 122987.245 | 75265.827
4 | 6 | 9 | 253702.911 | 265831.464 | 240112.413 | 190547.673 | 142549.217
4 | 6 | 10 | 241824.815 | 261843.049 | 253664.466 | 221765.123 | 184193.512
4 | 6 | 11 | 243798.038 | 273235.392 | 279616.768 | 259465.714 | 223904.622
4 | 6 | 12 | 237634.691 | 278702.015 | 302506.334 | 296096.45 | 262896
4 | 6 | 13 | 202888.999 | 248699.782 | 287841.988 | 298518.885 | 275087.241
4 | 6 | 14 | 133151.873 | 174242.42 | 217086.548 | 239793.052 | 229984.169
4 | 6 | 15 | 75401.354 | 95526.614 | 122886.803 | 141128.043 | 141510.49
4 | 6 | 16 | 27930.448 | 45251.9 | 88948.468 | 124732.932 | 133212.557
4 | 6 | 17 | 16816.64 | 16816.64 | 23938.943 | 38504.148 | 42414.127
4 | 6 | 18 | 0 | 0 | 0 | 0 | 0
4 | 6 | 19 | 0 | 0 | 0 | 0 | 0
4 | 6 | 20 | 0 | 0 | 0 | 0 | 0
4 | 6 | 21 | 0 | 0 | 0 | 0 | 0
4 | 6 | 22 | 0 | 0 | 0 | 0 | 0
4 | 6 | 23 | 0 | 0 | 0 | 0 | 0
4 | 7 | 0 | 0 | 0 | 0 | 0 | 0
4 | 7 | 1 | 0 | 0 | 0 | 0 | 0
4 | 7 | 2 | 0 | 0 | 0 | 0 | 0
4 | 7 | 3 | 0 | 0 | 0 | 0 | 0
4 | 7 | 4 | 0 | 0 | 0 | 0 | 0
4 | 7 | 5 | 0 | 0 | 0 | 0 | 0
4 | 7 | 6 | 43633.673 | 39214.879 | 24249.423 | 16390.918 | 16390.918
4 | 7 | 7 | 131927.646 | 124343.961 | 91620.301 | 50850.478 | 33614.2
4 | 7 | 8 | 207229.106 | 206913.562 | 172731.705 | 119801.51 | 79194.321
4 | 7 | 9 | 234077.906 | 244249.796 | 222172.133 | 179722.076 | 138806.71
4 | 7 | 10 | 279865.217 | 304090.121 | 294056.387 | 255004.447 | 208524.639
4 | 7 | 11 | 244081.053 | 272840.923 | 279076.5 | 259417.461 | 224644.536
4 | 7 | 12 | 195442.687 | 221258.399 | 236435.534 | 232461.314 | 211541.149
4 | 7 | 13 | 150673.79 | 171121.003 | 189003.949 | 194043.112 | 183395.853
4 | 7 | 14 | 124334.54 | 152186.134 | 181980.355 | 198023.112 | 191349.11
4 | 7 | 15 | 75175.961 | 93547.453 | 118706.558 | 135645.583 | 136146.957
4 | 7 | 16 | 36447.088 | 39802.751 | 47021.698 | 53151.912 | 54704.968
4 | 7 | 17 | 16235.962 | 16235.962 | 17648.5 | 20193.164 | 21038.81
4 | 7 | 18 | 0 | 0 | 0 | 0 | 0
4 | 7 | 19 | 0 | 0 | 0 | 0 | 0
4 | 7 | 20 | 0 | 0 | 0 | 0 | 0
4 | 7 | 21 | 0 | 0 | 0 | 0 | 0
4 | 7 | 22 | 0 | 0 | 0 | 0 | 0
4 | 7 | 23 | 0 | 0 | 0 | 0 | 0
4 | 8 | 0 | 0 | 0 | 0 | 0 | 0
4 | 8 | 1 | 0 | 0 | 0 | 0 | 0
4 | 8 | 2 | 0 | 0 | 0 | 0 | 0
4 | 8 | 3 | 0 | 0 | 0 | 0 | 0
4 | 8 | 4 | 0 | 0 | 0 | 0 | 0
4 | 8 | 5 | 0 | 0 | 0 | 0 | 0
4 | 8 | 6 | 94277.95 | 80917.342 | 36899.966 | 14610.922 | 14610.922
4 | 8 | 7 | 193774.503 | 180659.266 | 124555.65 | 53955.841 | 24494.711
4 | 8 | 8 | 233558.363 | 232923.931 | 191123.107 | 126815.718 | 77640.979
4 | 8 | 9 | 291457.989 | 305366.475 | 274454.49 | 215170.411 | 157706.798
4 | 8 | 10 | 243537.402 | 263144.563 | 254869.866 | 223263.127 | 186254.181
4 | 8 | 11 | 291666.931 | 330438.525 | 338831.775 | 312392.527 | 265407.048
4 | 8 | 12 | 143292.497 | 154581.918 | 161319.391 | 159604.67 | 150427.503
4 | 8 | 13 | 97537.235 | 104192.496 | 110099.67 | 111808.905 | 108325.124
4 | 8 | 14 | 100902.405 | 112367.017 | 125063.514 | 132033.631 | 129240.806
4 | 8 | 15 | 78208.493 | 107899.083 | 148413.042 | 175517.761 | 176548.914
4 | 8 | 16 | 32279.042 | 32962.303 | 34224.683 | 35326.921 | 35622.843
4 | 8 | 17 | 11145.638 | 11145.638 | 33253.031 | 84241.383 | 97353.966
4 | 8 | 18 | 0 | 0 | 0 | 0 | 0
4 | 8 | 19 | 0 | 0 | 0 | 0 | 0
4 | 8 | 20 | 0 | 0 | 0 | 0 | 0
4 | 8 | 21 | 0 | 0 | 0 | 0 | 0
4 | 8 | 22 | 0 | 0 | 0 | 0 | 0
4 | 8 | 23 | 0 | 0 | 0 | 0 | 0
4 | 9 | 0 | 0 | 0 | 0 | 0 | 0
4 | 9 | 1 | 0 | 0 | 0 | 0 | 0
4 | 9 | 2 | 0 | 0 | 0 | 0 | 0
4 | 9 | 3 | 0 | 0 | 0 | 0 | 0
4 | 9 | 4 | 0 | 0 | 0 | 0 | 0
4 | 9 | 5 | 0 | 0 | 0 | 0 | 0
4 | 9 | 6 | 112126.803 | 94700.211 | 39970.978 | 11984.745 | 11984.745
4 | 9 | 7 | 200700.324 | 186972.817 | 128340.68 | 52768.864 | 20616.935
4 | 9 | 8 | 258669.612 | 257703.135 | 211548.291 | 139540.3 | 83569.943
4 | 9 | 9 | 290457.574 | 303710.718 | 273519.109 | 215610.768 | 159470.419
4 | 9 | 10 | 298495.927 | 324858.81 | 313579.724 | 270532.581 | 219497.75
4 | 9 | 11 | 287450.865 | 324497.363 | 332523.839 | 307282.264 | 262381.174
4 | 9 | 12 | 260319.332 | 306502.883 | 333616.49 | 326976.07 | 290103.542
4 | 9 | 13 | 213876.466 | 264442.364 | 308348.276 | 321082.085 | 295899.859
4 | 9 | 14 | 150268.079 | 204626.654 | 261726.925 | 292651.194 | 280813.766
4 | 9 | 15 | 79453.013 | 116668.422 | 167489.262 | 201504.868 | 203080.226
4 | 9 | 16 | 22410.199 | 47774.921 | 113631.294 | 167757.067 | 181351.453
4 | 9 | 17 | 12074.908 | 12074.908 | 32282.959 | 78086.825 | 91039.228
4 | 9 | 18 | 0 | 0 | 0 | 0 | 0
4 | 9 | 19 | 0 | 0 | 0 | 0 | 0
4 | 9 | 20 | 0 | 0 | 0 | 0 | 0
4 | 9 | 21 | 0 | 0 | 0 | 0 | 0
4 | 9 | 22 | 0 | 0 | 0 | 0 | 0
4 | 9 | 23 | 0 | 0 | 0 | 0 | 0
4 | 10 | 0 | 0 | 0 | 0 | 0 | 0
4 | 10 | 1 | 0 | 0 | 0 | 0 | 0
4 | 10 | 2 | 0 | 0 | 0 | 0 | 0
4 | 10 | 3 | 0 | 0 | 0 | 0 | 0
4 | 10 | 4 | 0 | 0 | 0 | 0 | 0
4 | 10 | 5 | 0 | 0 | 0 | 0 | 0
4 | 10 | 6 | 98654.176 | 82703.577 | 37501.212 | 13704.493 | 13704.493
4 | 10 | 7 | 151400.18 | 141613.585 | 101744.733 | 52356.863 | 30810.514
4 | 10 | 8 | 72474.408 | 72389.847 | 69289.258 | 64845.337 | 61644.57
4 | 10 | 9 | 95939.202 | 97493.332 | 93890.52 | 87231.231 | 81302.166
4 | 10 | 10 | 219317.194 | 234362.946 | 227796.934 | 203281.451 | 174824.287
4 | 10 | 11 | 231540.841 | 257247.613 | 262863.746 | 245280.723 | 214329.29
4 | 10 | 12 | 164729.382 | 181373.948 | 191374.488 | 188992.168 | 175586.877
4 | 10 | 13 | 175349.425 | 205027.045 | 231243.731 | 239058.333 | 224146.637
4 | 10 | 14 | 133545.245 | 168304.116 | 205953.284 | 226682.791 | 219056.255
4 | 10 | 15 | 77874.741 | 113769.177 | 162890.062 | 195868.903 | 197664.586
4 | 10 | 16 | 29401.067 | 29835.111 | 30650.365 | 31369.374 | 31570.727
4 | 10 | 17 | 15508.898 | 15508.898 | 27927.807 | 54503.381 | 62896.016
4 | 10 | 18 | 0 | 0 | 0 | 0 | 0
4 | 10 | 19 | 0 | 0 | 0 | 0 | 0
4 | 10 | 20 | 0 | 0 | 0 | 0 | 0
4 | 10 | 21 | 0 | 0 | 0 | 0 | 0
4 | 10 | 22 | 0 | 0 | 0 | 0 | 0
4 | 10 | 23 | 0 | 0 | 0 | 0 | 0
4 | 11 | 0 | 0 | 0 | 0 | 0 | 0
4 | 11 | 1 | 0 | 0 | 0 | 0 | 0
4 | 11 | 2 | 0 | 0 | 0 | 0 | 0
4 | 11 | 3 | 0 | 0 | 0 | 0 | 0
4 | 11 | 4 | 0 | 0 | 0 | 0 | 0
4 | 11 | 5 | 0 | 0 | 0 | 0 | 0
4 | 11 | 6 | 114430.678 | 94630.098 | 41346.11 | 12794.749 | 12794.749
4 | 11 | 7 | 201682.191 | 187495.534 | 129429.529 | 55332.171 | 23135.262
4 | 11 | 8 | 255014.303 | 253545.414 | 208507.95 | 139287.118 | 85821.083
4 | 11 | 9 | 285974.691 | 298322.079 | 268796.163 | 212798.052 | 159266.746
4 | 11 | 10 | 296309.702 | 321776.194 | 310512.441 | 268387.851 | 218691.119
4 | 11 | 11 | 286163.064 | 322270.323 | 330115.065 | 305529.072 | 261809.148
4 | 11 | 12 | 258782.797 | 303516.353 | 330076.969 | 323991.834 | 288511.293
4 | 11 | 13 | 38475.506 | 38689.068 | 38882 | 38941.271 | 38832.154
4 | 11 | 14 | 130120.306 | 160004.251 | 192853.6 | 211204.981 | 204723.964
4 | 11 | 15 | 77663.09 | 97040.335 | 124196.799 | 142980.173 | 144162.458
4 | 11 | 16 | 19063.91 | 46623.704 | 117917.982 | 176437.104 | 191662.686
4 | 11 | 17 | 11888.747 | 11888.747 | 33406.496 | 81456.321 | 96882.961
4 | 11 | 18 | 0 | 0 | 0 | 0 | 0
4 | 11 | 19 | 0 | 0 | 0 | 0 | 0
4 | 11 | 20 | 0 | 0 | 0 | 0 | 0
4 | 11 | 21 | 0 | 0 | 0 | 0 | 0
4 | 11 | 22 | 0 | 0 | 0 | 0 | 0
4 | 11 | 23 | 0 | 0 | 0 | 0 | 0
4 | 12 | 0 | 0 | 0 | 0 | 0 | 0
4 | 12 | 1 | 0 | 0 | 0 | 0 | 0
4 | 12 | 2 | 0 | 0 | 0 | 0 | 0
4 | 12 | 3 | 0 | 0 | 0 | 0 | 0
4 | 12 | 4 | 0 | 0 | 0 | 0 | 0
4 | 12 | 5 | 0 | 0 | 0 | 0 | 0
4 | 12 | 6 | 18019.325 | 17725.611 | 17044.362 | 16496.833 | 16496.833
4 | 12 | 7 | 5158.629 | 5158.629 | 5158.629 | 5158.629 | 5158.629
4 | 12 | 8 | 2876.125 | 2876.125 | 2876.125 | 2876.125 | 2876.125
4 | 12 | 9 | 137039.505 | 140032.48 | 132740.949 | 119386.147 | 107419.75
4 | 12 | 10 | 243931.293 | 262579.465 | 254168.021 | 223349.485 | 187668.139
4 | 12 | 11 | 267057.134 | 300714.551 | 308062.542 | 285098.412 | 244496.205
4 | 12 | 12 | 200173.69 | 226342.756 | 242163.034 | 238649.038 | 217779.903
4 | 12 | 13 | 181191.065 | 216313.584 | 247692.583 | 257408.001 | 240070.52
4 | 12 | 14 | 114930.006 | 133467.574 | 154329.382 | 166146.352 | 162144.112
4 | 12 | 15 | 71173.308 | 83715.507 | 101664.652 | 114393.909 | 115298.613
4 | 12 | 16 | 38157.548 | 53107.069 | 89595.091 | 120398.1 | 128786.804
4 | 12 | 17 | 18346.451 | 18346.451 | 27024.903 | 44472.681 | 50820.847
4 | 12 | 18 | 0 | 0 | 0 | 0 | 0
4 | 12 | 19 | 0 | 0 | 0 | 0 | 0
4 | 12 | 20 | 0 | 0 | 0 | 0 | 0
4 | 12 | 21 | 0 | 0 | 0 | 0 | 0
4 | 12 | 22 | 0 | 0 | 0 | 0 | 0
4 | 12 | 23 | 0 | 0 | 0 | 0 | 0
4 | 13 | 0 | 0 | 0 | 0 | 0 | 0
4 | 13 | 1 | 0 | 0 | 0 | 0 | 0
4 | 13 | 2 | 0 | 0 | 0 | 0 | 0
4 | 13 | 3 | 0 | 0 | 0 | 0 | 0
4 | 13 | 4 | 0 | 0 | 0 | 0 | 0
4 | 13 | 5 | 0 | 0 | 0 | 0 | 0
4 | 13 | 6 | 5035.855 | 5035.855 | 5035.855 | 5035.855 | 5035.855
4 | 13 | 7 | 38193.902 | 37890.664 | 36786.864 | 35529.482 | 34854.898
4 | 13 | 8 | 28073.751 | 28071.294 | 28016.678 | 27941.898 | 27890.76
4 | 13 | 9 | 73018.536 | 73538.816 | 72239.568 | 69880.217 | 67804.574
4 | 13 | 10 | 87083.803 | 88461.76 | 87827.945 | 85551.923 | 82963.734
4 | 13 | 11 | 111817.593 | 116728.475 | 117812.414 | 114441.833 | 108572.089
4 | 13 | 12 | 39402.209 | 39602.777 | 39725.889 | 39699.423 | 39538.883
4 | 13 | 13 | 32683.668 | 32782.729 | 32873.158 | 32901.981 | 32852.311
4 | 13 | 14 | 35739.987 | 35918.636 | 36131.551 | 36254.004 | 36214.251
4 | 13 | 15 | 30242.317 | 30359.397 | 30535.425 | 30667.288 | 30677.726
4 | 13 | 16 | 16853.686 | 16853.686 | 16853.686 | 16853.686 | 16853.686
4 | 13 | 17 | 15867.421 | 15867.421 | 26021.897 | 46456.132 | 54222.846
4 | 13 | 18 | 0 | 0 | 0 | 0 | 0
4 | 13 | 19 | 0 | 0 | 0 | 0 | 0
4 | 13 | 20 | 0 | 0 | 0 | 0 | 0
4 | 13 | 21 | 0 | 0 | 0 | 0 | 0
4 | 13 | 22 | 0 | 0 | 0 | 0 | 0
4 | 13 | 23 | 0 | 0 | 0 | 0 | 0
4 | 14 | 0 | 0 | 0 | 0 | 0 | 0
4 | 14 | 1 | 0 | 0 | 0 | 0 | 0
4 | 14 | 2 | 0 | 0 | 0 | 0 | 0
4 | 14 | 3 | 0 | 0 | 0 | 0 | 0
4 | 14 | 4 | 0 | 0 | 0 | 0 | 0
4 | 14 | 5 | 710.187 | 604.696 | 71.32 | 71.32 | 71.32
4 | 14 | 6 | 384.101 | 384.101 | 384.101 | 384.101 | 384.101
4 | 14 | 7 | 23024.279 | 23018.369 | 22997.175 | 22973.113 | 22960.277
4 | 14 | 8 | 25590.974 | 25590.974 | 25590.974 | 25590.974 | 25590.974
4 | 14 | 9 | 27859.917 | 27859.917 | 27859.917 | 27859.917 | 27859.917
4 | 14 | 10 | 56958.419 | 57406.889 | 57196.993 | 56451.704 | 55607.649
4 | 14 | 11 | 45309.86 | 45574.079 | 45632.553 | 45451.022 | 45135.843
4 | 14 | 12 | 59378.514 | 60252.009 | 60790.748 | 60679.125 | 59982.534
4 | 14 | 13 | 85389.238 | 87938.784 | 90277.363 | 91035.886 | 89770.591
4 | 14 | 14 | 74632.59 | 77121.745 | 80031.828 | 81718.793 | 81195.338
4 | 14 | 15 | 38110.936 | 38423.313 | 38896.109 | 39252.375 | 39283.353
4 | 14 | 16 | 28111.201 | 28342.848 | 28792.842 | 29197.637 | 29320.015
4 | 14 | 17 | 15893.797 | 15893.797 | 16345.053 | 16985.079 | 17277.269
4 | 14 | 18 | 0 | 0 | 0 | 0 | 0
4 | 14 | 19 | 0 | 0 | 0 | 0 | 0
4 | 14 | 20 | 0 | 0 | 0 | 0 | 0
4 | 14 | 21 | 0 | 0 | 0 | 0 | 0
4 | 14 | 22 | 0 | 0 | 0 | 0 | 0
4 | 14 | 23 | 0 | 0 | 0 | 0 | 0
4 | 15 | 0 | 0 | 0 | 0 | 0 | 0
4 | 15 | 1 | 0 | 0 | 0 | 0 | 0
4 | 15 | 2 | 0 | 0 | 0 | 0 | 0
4 | 15 | 3 | 0 | 0 | 0 | 0 | 0
4 | 15 | 4 | 0 | 0 | 0 | 0 | 0
4 | 15 | 5 | 4451.332 | 3928.2 | 1236.692 | 1236.692 | 1236.692
4 | 15 | 6 | 156609.451 | 126882.376 | 54955.331 | 13557.461 | 13557.461
4 | 15 | 7 | 246480.507 | 228191.735 | 158358.75 | 69655.286 | 29948.134
4 | 15 | 8 | 304952.402 | 302014.347 | 249246.805 | 170344.135 | 110096.734
4 | 15 | 9 | 308785.661 | 320667.973 | 289202.207 | 231148.966 | 177410.17
4 | 15 | 10 | 317556.523 | 342963.08 | 330920.223 | 287798.867 | 237627.779
4 | 15 | 11 | 293892.87 | 328508.935 | 336063.807 | 312494.275 | 270671.628
4 | 15 | 12 | 196032.984 | 216327.035 | 228793.946 | 226313.845 | 210293.087
4 | 15 | 13 | 206129.491 | 245362.592 | 280769.874 | 292288.08 | 273643.491
4 | 15 | 14 | 129155.833 | 148917.26 | 171576.934 | 184712.791 | 180829.322
4 | 15 | 15 | 82916.304 | 132597.162 | 201579.996 | 248651.277 | 253037.424
4 | 15 | 16 | 27539.646 | 51768.255 | 112577.201 | 163507.008 | 177923.87
4 | 15 | 17 | 18802.94 | 18802.94 | 27578.547 | 45236.341 | 52468.373
4 | 15 | 18 | 0 | 0 | 0 | 0 | 0
4 | 15 | 19 | 0 | 0 | 0 | 0 | 0
4 | 15 | 20 | 0 | 0 | 0 | 0 | 0
4 | 15 | 21 | 0 | 0 | 0 | 0 | 0
4 | 15 | 22 | 0 | 0 | 0 | 0 | 0
4 | 15 | 23 | 0 | 0 | 0 | 0 | 0
4 | 16 | 0 | 0 | 0 | 0 | 0 | 0
4 | 16 | 1 | 0 | 0 | 0 | 0 | 0
4 | 16 | 2 | 0 | 0 | 0 | 0 | 0
4 | 16 | 3 | 0 | 0 | 0 | 0 | 0
4 | 16 | 4 | 0 | 0 | 0 | 0 | 0
4 | 16 | 5 | 3779.201 | 2772.076 | 585.141 | 585.141 | 585.141
4 | 16 | 6 | 116472.126 | 96209.904 | 48075.579 | 18880.145 | 18880.145
4 | 16 | 7 | 147802.722 | 138433.606 | 104071.001 | 61982.504 | 42808.965
4 | 16 | 8 | 187663.491 | 186016.669 | 159502.548 | 121574.198 | 93830.196
4 | 16 | 9 | 192439.074 | 197422.289 | 183928.546 | 159684.932 | 138254.381
4 | 16 | 10 | 261036.802 | 279890.817 | 270774.748 | 238766.214 | 202156.635
4 | 16 | 11 | 254007.479 | 281237.801 | 287220.033 | 268608.447 | 235897.418
4 | 16 | 12 | 238919.308 | 273836.474 | 295287.866 | 291190.156 | 263825.146
4 | 16 | 13 | 189746.323 | 224207.859 | 255712.894 | 266189.302 | 249779.704
4 | 16 | 14 | 162120.887 | 212734.011 | 269316.175 | 301956.933 | 292787.211
4 | 16 | 15 | 86729.748 | 115773.801 | 157284.884 | 186615.035 | 189592.022
4 | 16 | 16 | 33924.692 | 52119.479 | 96839.008 | 135082.392 | 146273.786
4 | 16 | 17 | 12981.534 | 12981.534 | 33124.68 | 75714.848 | 93653.01
4 | 16 | 18 | 0 | 0 | 0 | 0 | 0
4 | 16 | 19 | 0 | 0 | 0 | 0 | 0
4 | 16 | 20 | 0 | 0 | 0 | 0 | 0
4 | 16 | 21 | 0 | 0 | 0 | 0 | 0
4 | 16 | 22 | 0 | 0 | 0 | 0 | 0
4 | 16 | 23 | 0 | 0 | 0 | 0 | 0
4 | 17 | 0 | 0 | 0 | 0 | 0 | 0
4 | 17 | 1 | 0 | 0 | 0 | 0 | 0
4 | 17 | 2 | 0 | 0 | 0 | 0 | 0
4 | 17 | 3 | 0 | 0 | 0 | 0 | 0
4 | 17 | 4 | 0 | 0 | 0 | 0 | 0
4 | 17 | 5 | 0 | 0 | 0 | 0 | 0
4 | 17 | 6 | 4769.7 | 4769.7 | 4769.7 | 4769.7 | 4769.7
4 | 17 | 7 | 47485.354 | 46916.019 | 44939.511 | 42674.208 | 41529.946
4 | 17 | 8 | 208701.965 | 206537.273 | 174541.118 | 128687.245 | 95006.53
4 | 17 | 9 | 186666.182 | 191342.882 | 178318.766 | 155020.063 | 134499.027
4 | 17 | 10 | 157623.114 | 163744.094 | 160726.736 | 150311.8 | 138553.761
4 | 17 | 11 | 255489.862 | 282346.005 | 288228.866 | 269906.463 | 237559.523
4 | 17 | 12 | 245276.614 | 282115.98 | 304688.321 | 300556.389 | 271955.163
4 | 17 | 13 | 219243.793 | 265155.787 | 306605.701 | 320448.862 | 299410.721
4 | 17 | 14 | 159405.537 | 206804.148 | 259547.265 | 289885.08 | 281792.521
4 | 17 | 15 | 89986.389 | 134443.495 | 196684.472 | 239561.161 | 244172.943
4 | 17 | 16 | 34027.11 | 57848.589 | 116825.501 | 166100.732 | 180459.993
4 | 17 | 17 | 17226.894 | 17226.894 | 17873.326 | 18773.955 | 19196.653
4 | 17 | 18 | 0 | 0 | 0 | 0 | 0
4 | 17 | 19 | 0 | 0 | 0 | 0 | 0
4 | 17 | 20 | 0 | 0 | 0 | 0 | 0
4 | 17 | 21 | 0 | 0 | 0 | 0 | 0
4 | 17 | 22 | 0 | 0 | 0 | 0 | 0
4 | 17 | 23 | 0 | 0 | 0 | 0 | 0
4 | 18 | 0 | 0 | 0 | 0 | 0 | 0
4 | 18 | 1 | 0 | 0 | 0 | 0 | 0
4 | 18 | 2 | 0 | 0 | 0 | 0 | 0
4 | 18 | 3 | 0 | 0 | 0 | 0 | 0
4 | 18 | 4 | 0 | 0 | 0 | 0 | 0
4 | 18 | 5 | 6295.62 | 4833.36 | 1289.607 | 1289.607 | 1289.607
4 | 18 | 6 | 124983.561 | 103148.733 | 51174.452 | 18548.838 | 18548.838
4 | 18 | 7 | 207891.818 | 192764.179 | 137829.558 | 68562.954 | 36773.794
4 | 18 | 8 | 261187.457 | 258006.502 | 214089.174 | 149334.693 | 100236.297
4 | 18 | 9 | 289425.624 | 299209.807 | 270963.672 | 219148.424 | 171676.541
4 | 18 | 10 | 299002.341 | 320977.609 | 310007.706 | 271648.432 | 226861.682
4 | 18 | 11 | 289281.802 | 321828.546 | 328883.27 | 306817.334 | 267253.454
4 | 18 | 12 | 261499.234 | 302196.925 | 326976.574 | 322640.683 | 291430.067
4 | 18 | 13 | 217852.294 | 263229.792 | 304197.938 | 318050.802 | 297644.9
4 | 18 | 14 | 159143.379 | 207469.866 | 261343.665 | 292491.624 | 284595.379
4 | 18 | 15 | 85988.492 | 134124.432 | 201696.726 | 248345.945 | 253691.413
4 | 18 | 16 | 24470.995 | 52455.285 | 122931.147 | 181897.109 | 199304.144
4 | 18 | 17 | 12841.364 | 12841.364 | 38431.835 | 92339.945 | 116723.106
4 | 18 | 18 | 0 | 0 | 0 | 447.034 | 597.799
4 | 18 | 19 | 0 | 0 | 0 | 0 | 0
4 | 18 | 20 | 0 | 0 | 0 | 0 | 0
4 | 18 | 21 | 0 | 0 | 0 | 0 | 0
4 | 18 | 22 | 0 | 0 | 0 | 0 | 0
4 | 18 | 23 | 0 | 0 | 0 | 0 | 0
4 | 19 | 0 | 0 | 0 | 0 | 0 | 0
4 | 19 | 1 | 0 | 0 | 0 | 0 | 0
4 | 19 | 2 | 0 | 0 | 0 | 0 | 0
4 | 19 | 3 | 0 | 0 | 0 | 0 | 0
4 | 19 | 4 | 0 | 0 | 0 | 0 | 0
4 | 19 | 5 | 10904.264 | 8250.87 | 1233.518 | 1233.518 | 1233.518
4 | 19 | 6 | 142835.131 | 116184.661 | 52886.031 | 13437.551 | 13437.551
4 | 19 | 7 | 223340.975 | 205884.362 | 143698.529 | 65904.436 | 30571.872
4 | 19 | 8 | 224310.437 | 221465.071 | 185396.842 | 133975.621 | 96162.741
4 | 19 | 9 | 269314.921 | 278270.549 | 251768.864 | 204290.077 | 162085.194
4 | 19 | 10 | 276736.966 | 296563.524 | 286456.027 | 251906.529 | 212430.721
4 | 19 | 11 | 269096.443 | 298363.468 | 304761.591 | 284806.422 | 249507.109
4 | 19 | 12 | 244458.432 | 280776.814 | 303255.367 | 299472.075 | 271479.925
4 | 19 | 13 | 204936.84 | 245692.051 | 283132.557 | 296101.468 | 277606.351
4 | 19 | 14 | 150392.607 | 194027.074 | 243800.713 | 273102.556 | 266025.841
4 | 19 | 15 | 83644.086 | 118762.126 | 169298.287 | 205207.003 | 209609.108
4 | 19 | 16 | 26077.448 | 49919.475 | 109748.965 | 160500.964 | 175854.808
4 | 19 | 17 | 9011.428 | 9011.428 | 36255.242 | 94081.316 | 120595.777
4 | 19 | 18 | 395.945 | 395.945 | 395.945 | 395.945 | 395.945
4 | 19 | 19 | 0 | 0 | 0 | 0 | 0
4 | 19 | 20 | 0 | 0 | 0 | 0 | 0
4 | 19 | 21 | 0 | 0 | 0 | 0 | 0
4 | 19 | 22 | 0 | 0 | 0 | 0 | 0
4 | 19 | 23 | 0 | 0 | 0 | 0 | 0
4 | 20 | 0 | 0 | 0 | 0 | 0 | 0
4 | 20 | 1 | 0 | 0 | 0 | 0 | 0
4 | 20 | 2 | 0 | 0 | 0 | 0 | 0
4 | 20 | 3 | 0 | 0 | 0 | 0 | 0
4 | 20 | 4 | 0 | 0 | 0 | 0 | 0
4 | 20 | 5 | 4400.147 | 3579.937 | 1593.779 | 1593.779 | 1593.779
4 | 20 | 6 | 113912.779 | 93575.567 | 45744.72 | 14983.508 | 14983.508
4 | 20 | 7 | 126516.456 | 118929.134 | 92907.528 | 61599.884 | 46988.07
4 | 20 | 8 | 193808.046 | 191457.3 | 163713.411 | 124706.335 | 96384.121
4 | 20 | 9 | 277730.471 | 286814.953 | 259109.512 | 209704.538 | 166012.811
4 | 20 | 10 | 286184.083 | 307243.41 | 296310.188 | 259293.074 | 217054.758
4 | 20 | 11 | 275238.667 | 306204.707 | 312964.027 | 291855.666 | 254473.503
4 | 20 | 12 | 226185.618 | 257240.128 | 276613.563 | 273490.059 | 249587.205
4 | 20 | 13 | 203125.097 | 242613.419 | 279064.854 | 291882.266 | 274161.926
4 | 20 | 14 | 150885.506 | 189918.401 | 234872.529 | 261550.729 | 255439.414
4 | 20 | 15 | 82033.187 | 121789.059 | 178805.093 | 219113.852 | 224313.238
4 | 20 | 16 | 38800.393 | 58268.409 | 106055.601 | 147054.96 | 159767.126
4 | 20 | 17 | 17446.359 | 17446.359 | 29484.073 | 52711.026 | 63619.569
4 | 20 | 18 | 0 | 0 | 0 | 0 | 0
4 | 20 | 19 | 0 | 0 | 0 | 0 | 0
4 | 20 | 20 | 0 | 0 | 0 | 0 | 0
4 | 20 | 21 | 0 | 0 | 0 | 0 | 0
4 | 20 | 22 | 0 | 0 | 0 | 0 | 0
4 | 20 | 23 | 0 | 0 | 0 | 0 | 0
4 | 21 | 0 | 0 | 0 | 0 | 0 | 0
4 | 21 | 1 | 0 | 0 | 0 | 0 | 0
4 | 21 | 2 | 0 | 0 | 0 | 0 | 0
4 | 21 | 3 | 0 | 0 | 0 | 0 | 0
4 | 21 | 4 | 0 | 0 | 0 | 0 | 0
4 | 21 | 5 | 1125.759 | 1125.759 | 1125.759 | 1125.759 | 1125.759
4 | 21 | 6 | 53339.956 | 47173.852 | 33068.478 | 22946.419 | 22946.419
4 | 21 | 7 | 113788.694 | 107555.634 | 86443.893 | 60999.672 | 49120.388
4 | 21 | 8 | 118566.103 | 117611.554 | 107087.998 | 92654.303 | 82496.483
4 | 21 | 9 | 121346.583 | 123080.58 | 117653.719 | 108205.091 | 100169.987
4 | 21 | 10 | 118097.888 | 121488.125 | 119689.859 | 113746.242 | 107122.211
4 | 21 | 11 | 65210.676 | 66117.762 | 66318.196 | 65694.626 | 64612.181
4 | 21 | 12 | 67599.003 | 68842.757 | 69635.281 | 69512.502 | 68546.305
4 | 21 | 13 | 50123.337 | 50767.94 | 51381.342 | 51604.193 | 51305.93
4 | 21 | 14 | 85452.113 | 91351.025 | 98568.382 | 102981.187 | 102017.442
4 | 21 | 15 | 71541.041 | 78792.015 | 89813.456 | 98121.397 | 99265.722
4 | 21 | 16 | 1983.281 | 1983.281 | 1983.281 | 1983.281 | 1983.281
4 | 21 | 17 | 19404.025 | 19404.025 | 26484.632 | 39317.729 | 45413.434
4 | 21 | 18 | 0 | 0 | 0 | 0 | 0
4 | 21 | 19 | 0 | 0 | 0 | 0 | 0
4 | 21 | 20 | 0 | 0 | 0 | 0 | 0
4 | 21 | 21 | 0 | 0 | 0 | 0 | 0
4 | 21 | 22 | 0 | 0 | 0 | 0 | 0
4 | 21 | 23 | 0 | 0 | 0 | 0 | 0
4 | 22 | 0 | 0 | 0 | 0 | 0 | 0
4 | 22 | 1 | 0 | 0 | 0 | 0 | 0
4 | 22 | 2 | 0 | 0 | 0 | 0 | 0
4 | 22 | 3 | 0 | 0 | 0 | 0 | 0
4 | 22 | 4 | 0 | 0 | 0 | 0 | 0
4 | 22 | 5 | 16192.527 | 12574.774 | 2352.332 | 2352.332 | 2352.332
4 | 22 | 6 | 152073.711 | 124013.639 | 57900.89 | 14526.189 | 14526.189
4 | 22 | 7 | 235194.279 | 216293.664 | 151856.323 | 71606.151 | 34922.434
4 | 22 | 8 | 288986.521 | 284196.869 | 233877.39 | 162284.494 | 109210.773
4 | 22 | 9 | 315248.911 | 325104.159 | 293093.817 | 236444.745 | 186694.334
4 | 22 | 10 | 321729.419 | 344896.515 | 332414.699 | 290956.829 | 243777.494
4 | 22 | 11 | 309396.652 | 343806.736 | 351297.77 | 327830.047 | 286247.634
4 | 22 | 12 | 276985.46 | 319210.544 | 345664.731 | 341783.066 | 309659.463
4 | 22 | 13 | 194965.975 | 228581.347 | 260195.191 | 271712.077 | 256744.467
4 | 22 | 14 | 151610.981 | 189434.864 | 233961.823 | 260930.345 | 255392.596
4 | 22 | 15 | 89446.469 | 121556.223 | 168901.353 | 203427.142 | 208376.846
4 | 22 | 16 | 24080.954 | 54119.319 | 130313.893 | 195076.284 | 215444.6
4 | 22 | 17 | 11949.502 | 11949.502 | 41903.654 | 103386.917 | 131955.932
4 | 22 | 18 | 878.676 | 878.676 | 878.676 | 2517.635 | 2899.919
4 | 22 | 19 | 0 | 0 | 0 | 0 | 0
4 | 22 | 20 | 0 | 0 | 0 | 0 | 0
4 | 22 | 21 | 0 | 0 | 0 | 0 | 0
4 | 22 | 22 | 0 | 0 | 0 | 0 | 0
4 | 22 | 23 | 0 | 0 | 0 | 0 | 0
4 | 23 | 0 | 0 | 0 | 0 | 0 | 0
4 | 23 | 1 | 0 | 0 | 0 | 0 | 0
4 | 23 | 2 | 0 | 0 | 0 | 0 | 0
4 | 23 | 3 | 0 | 0 | 0 | 0 | 0
4 | 23 | 4 | 0 | 0 | 0 | 0 | 0
4 | 23 | 5 | 20133.108 | 15783.59 | 3265.959 | 3265.959 | 3265.959
4 | 23 | 6 | 150104.447 | 123053.942 | 59181.681 | 16154.265 | 16154.265
4 | 23 | 7 | 228438.841 | 210396.578 | 149406.302 | 72937.98 | 37659.859
4 | 23 | 8 | 276695.954 | 272046.845 | 225659.832 | 159458.767 | 110182.396
4 | 23 | 9 | 302497.979 | 311344.869 | 281600.941 | 228814.41 | 182391.233
4 | 23 | 10 | 306865.822 | 327741.344 | 316292.059 | 278424.961 | 235040.929
4 | 23 | 11 | 235064.281 | 256498.105 | 261171.35 | 246518.129 | 220676.047
4 | 23 | 12 | 219160.008 | 246642.382 | 264012.364 | 261580.942 | 240682.752
4 | 23 | 13 | 174935.249 | 198988.125 | 221772.991 | 230206.06 | 219573.803
4 | 23 | 14 | 130281.185 | 149228.497 | 172114.553 | 186195.532 | 183460.473
4 | 23 | 15 | 71429.173 | 77687.509 | 87363.433 | 94771.795 | 95891.768
4 | 23 | 16 | 45556.499 | 54599.531 | 76413.265 | 95748.351 | 102140.594
4 | 23 | 17 | 21015.451 | 21015.451 | 28960.892 | 43235.782 | 50088.627
4 | 23 | 18 | 0 | 0 | 0 | 0 | 0
4 | 23 | 19 | 0 | 0 | 0 | 0 | 0
4 | 23 | 20 | 0 | 0 | 0 | 0 | 0
4 | 23 | 21 | 0 | 0 | 0 | 0 | 0
4 | 23 | 22 | 0 | 0 | 0 | 0 | 0
4 | 23 | 23 | 0 | 0 | 0 | 0 | 0
4 | 24 | 0 | 0 | 0 | 0 | 0 | 0
4 | 24 | 1 | 0 | 0 | 0 | 0 | 0
4 | 24 | 2 | 0 | 0 | 0 | 0 | 0
4 | 24 | 3 | 0 | 0 | 0 | 0 | 0
4 | 24 | 4 | 0 | 0 | 0 | 0 | 0
4 | 24 | 5 | 3223.435 | 3223.435 | 3223.435 | 3223.435 | 3223.435
4 | 24 | 6 | 69507.47 | 60517.854 | 40032.247 | 25299.786 | 25280.116
4 | 24 | 7 | 148112.226 | 138352.653 | 106564.257 | 68310.856 | 50610.203
4 | 24 | 8 | 133916.912 | 132449.841 | 118800.571 | 100457.224 | 87812.167
4 | 24 | 9 | 123818.288 | 125399.737 | 119952.532 | 110648.728 | 102883.031
4 | 24 | 10 | 260343.923 | 276742.934 | 267548.357 | 237893.047 | 204757.485
4 | 24 | 11 | 219386.051 | 237551.891 | 241528.949 | 229056.442 | 207261.767
4 | 24 | 12 | 55963.955 | 56739.971 | 57241.263 | 57174.131 | 56577.91
4 | 24 | 13 | 89818.134 | 92516.958 | 95123.172 | 96111.129 | 94903.034
4 | 24 | 14 | 78384.894 | 81037.861 | 84337.764 | 86402.156 | 86023.515
4 | 24 | 15 | 25814.663 | 25814.663 | 25814.663 | 25814.663 | 25814.663
4 | 24 | 16 | 43986.7 | 47794.162 | 56676.682 | 64731.478 | 67478.723
4 | 24 | 17 | 21251.966 | 21251.966 | 24710.467 | 30354.829 | 33105.383
4 | 24 | 18 | 0 | 0 | 0 | 0 | 0
4 | 24 | 19 | 0 | 0 | 0 | 0 | 0
4 | 24 | 20 | 0 | 0 | 0 | 0 | 0
4 | 24 | 21 | 0 | 0 | 0 | 0 | 0
4 | 24 | 22 | 0 | 0 | 0 | 0 | 0
4 | 24 | 23 | 0 | 0 | 0 | 0 | 0
4 | 25 | 0 | 0 | 0 | 0 | 0 | 0
4 | 25 | 1 | 0 | 0 | 0 | 0 | 0
4 | 25 | 2 | 0 | 0 | 0 | 0 | 0
4 | 25 | 3 | 0 | 0 | 0 | 0 | 0
4 | 25 | 4 | 0 | 0 | 0 | 0 | 0
4 | 25 | 5 | 18768.209 | 15102.766 | 4788.784 | 4788.784 | 4788.784
4 | 25 | 6 | 57369.215 | 51029.65 | 36826.464 | 25993.303 | 25888.33
4 | 25 | 7 | 232278.083 | 213308.636 | 150989.901 | 73291.962 | 37563.927
4 | 25 | 8 | 282270.749 | 276864.09 | 228278.485 | 160020.858 | 109756.798
4 | 25 | 9 | 306319.286 | 314935.643 | 284010.876 | 230095.803 | 183655.079
4 | 25 | 10 | 313640.706 | 335118.968 | 322858.57 | 283418.51 | 238944.318
4 | 25 | 11 | 301244.486 | 333552.131 | 340554.667 | 318462.693 | 279402.174
4 | 25 | 12 | 270690.345 | 310819.846 | 336324.805 | 333106.289 | 302908.239
4 | 25 | 13 | 78150.862 | 80080.44 | 81953.726 | 82673.718 | 81818.982
4 | 25 | 14 | 164690.002 | 211694.778 | 267628.42 | 302023.717 | 296146.518
4 | 25 | 15 | 91588.886 | 137805.467 | 205927.689 | 255475.987 | 263495.71
4 | 25 | 16 | 25773.505 | 54161.808 | 126438.983 | 188720.804 | 209212.554
4 | 25 | 17 | 12053.415 | 12053.415 | 41794.062 | 101253.944 | 129395.48
4 | 25 | 18 | 742.517 | 742.517 | 742.517 | 5428.422 | 7745.591
4 | 25 | 19 | 0 | 0 | 0 | 0 | 0
4 | 25 | 20 | 0 | 0 | 0 | 0 | 0
4 | 25 | 21 | 0 | 0 | 0 | 0 | 0
4 | 25 | 22 | 0 | 0 | 0 | 0 | 0
4 | 25 | 23 | 0 | 0 | 0 | 0 | 0
4 | 26 | 0 | 0 | 0 | 0 | 0 | 0
4 | 26 | 1 | 0 | 0 | 0 | 0 | 0
4 | 26 | 2 | 0 | 0 | 0 | 0 | 0
4 | 26 | 3 | 0 | 0 | 0 | 0 | 0
4 | 26 | 4 | 0 | 0 | 0 | 0 | 0
4 | 26 | 5 | 28237.151 | 22415.01 | 4613.973 | 4613.973 | 4613.973
4 | 26 | 6 | 152281.215 | 124556.476 | 59925.026 | 15031.077 | 14637.871
4 | 26 | 7 | 229666.461 | 210702.941 | 149344.606 | 73227.098 | 38291.874
4 | 26 | 8 | 278053.906 | 272528.875 | 225187.721 | 159154.449 | 110797.642
4 | 26 | 9 | 305420.518 | 313724.96 | 282851.164 | 229268.633 | 183410.146
4 | 26 | 10 | 309453.064 | 329856.242 | 317981.027 | 280136.919 | 237510.545
4 | 26 | 11 | 297271.175 | 327994.593 | 334629.821 | 313617.43 | 276409.105
4 | 26 | 12 | 268078.036 | 306197.275 | 330474.065 | 327574.336 | 299055.206
4 | 26 | 13 | 223081.383 | 266102.547 | 306959.39 | 322563.776 | 304559.172
4 | 26 | 14 | 165881.016 | 209975.342 | 262850.669 | 295566.278 | 290331.111
4 | 26 | 15 | 94686.294 | 137719.152 | 201818.083 | 248947.029 | 256873.115
4 | 26 | 16 | 33099.189 | 59062.201 | 124854.69 | 182186.055 | 201437.667
4 | 26 | 17 | 16244.992 | 16244.992 | 37446.691 | 77854.931 | 97373.71
4 | 26 | 18 | 1418.501 | 1418.501 | 1418.501 | 1487.053 | 1539.54
4 | 26 | 19 | 0 | 0 | 0 | 0 | 0
4 | 26 | 20 | 0 | 0 | 0 | 0 | 0
4 | 26 | 21 | 0 | 0 | 0 | 0 | 0
4 | 26 | 22 | 0 | 0 | 0 | 0 | 0
4 | 26 | 23 | 0 | 0 | 0 | 0 | 0
4 | 27 | 0 | 0 | 0 | 0 | 0 | 0
4 | 27 | 1 | 0 | 0 | 0 | 0 | 0
4 | 27 | 2 | 0 | 0 | 0 | 0 | 0
4 | 27 | 3 | 0 | 0 | 0 | 0 | 0
4 | 27 | 4 | 0 | 0 | 0 | 0 | 0
4 | 27 | 5 | 2073.968 | 2073.968 | 2073.968 | 2073.968 | 2073.968
4 | 27 | 6 | 65345.795 | 57598.683 | 40294.248 | 27256.664 | 26965.407
4 | 27 | 7 | 107985.904 | 102400.621 | 85112.547 | 64985.899 | 55604.749
4 | 27 | 8 | 81448.973 | 81055.281 | 77883.736 | 73718.78 | 70922.666
4 | 27 | 9 | 207258.239 | 211376.506 | 195602.916 | 168953.352 | 146873.52
4 | 27 | 10 | 201780.213 | 210603.032 | 205351.663 | 189041.041 | 171135.731
4 | 27 | 11 | 180396.246 | 191627.933 | 194077.078 | 186329.431 | 172870.054
4 | 27 | 12 | 188310.751 | 205084.95 | 216004.399 | 214763.589 | 202075.517
4 | 27 | 13 | 186370.263 | 212168.143 | 237214.385 | 247025.499 | 236036.302
4 | 27 | 14 | 141807.292 | 166188.067 | 196436.719 | 215576.845 | 212700.425
4 | 27 | 15 | 67792.258 | 70766.226 | 75475.688 | 79160.626 | 79811.868
4 | 27 | 16 | 28798.692 | 28978.449 | 29369.257 | 29742.247 | 29878.849
4 | 27 | 17 | 22254.287 | 22254.287 | 23522.681 | 25300.557 | 26196.089
4 | 27 | 18 | 0 | 0 | 0 | 0 | 0
4 | 27 | 19 | 0 | 0 | 0 | 0 | 0
4 | 27 | 20 | 0 | 0 | 0 | 0 | 0
4 | 27 | 21 | 0 | 0 | 0 | 0 | 0
4 | 27 | 22 | 0 | 0 | 0 | 0 | 0
4 | 27 | 23 | 0 | 0 | 0 | 0 | 0
4 | 28 | 0 | 0 | 0 | 0 | 0 | 0
4 | 28 | 1 | 0 | 0 | 0 | 0 | 0
4 | 28 | 2 | 0 | 0 | 0 | 0 | 0
4 | 28 | 3 | 0 | 0 | 0 | 0 | 0
4 | 28 | 4 | 0 | 0 | 0 | 0 | 0
4 | 28 | 5 | 3547.272 | 3547.272 | 3547.272 | 3547.272 | 3547.272
4 | 28 | 6 | 65447.629 | 57770.876 | 40722.029 | 27762.02 | 27381.531
4 | 28 | 7 | 41625.655 | 41317.824 | 40398.669 | 39406.912 | 38923.318
4 | 28 | 8 | 25174.323 | 25174.323 | 25174.323 | 25174.323 | 25174.323
4 | 28 | 9 | 36535.357 | 36558.651 | 36466.304 | 36312.42 | 36187.145
4 | 28 | 10 | 173554.088 | 179450.785 | 175869.327 | 164883.373 | 152893.238
4 | 28 | 11 | 98163.715 | 100008.517 | 100410.57 | 99134.609 | 96927.42
4 | 28 | 12 | 135293.338 | 142725.256 | 147600.617 | 147077.408 | 141460.109
4 | 28 | 13 | 85252.554 | 87440.779 | 89596.953 | 90458.476 | 89521.14
4 | 28 | 14 | 66208.177 | 67686.982 | 69580.108 | 70797.772 | 70626.78
4 | 28 | 15 | 88121.303 | 102563.873 | 125175.614 | 142671.429 | 145858.969
4 | 28 | 16 | 22785.681 | 22791.908 | 22805.56 | 22818.641 | 22823.488
4 | 28 | 17 | 20082.135 | 20082.135 | 36164.146 | 65873.014 | 80421.696
4 | 28 | 18 | 543.654 | 543.654 | 543.654 | 543.654 | 543.654
4 | 28 | 19 | 0 | 0 | 0 | 0 | 0
4 | 28 | 20 | 0 | 0 | 0 | 0 | 0
4 | 28 | 21 | 0 | 0 | 0 | 0 | 0
4 | 28 | 22 | 0 | 0 | 0 | 0 | 0
4 | 28 | 23 | 0 | 0 | 0 | 0 | 0
4 | 29 | 0 | 0 | 0 | 0 | 0 | 0
4 | 29 | 1 | 0 | 0 | 0 | 0 | 0
4 | 29 | 2 | 0 | 0 | 0 | 0 | 0
4 | 29 | 3 | 0 | 0 | 0 | 0 | 0
4 | 29 | 4 | 0 | 0 | 0 | 0 | 0
4 | 29 | 5 | 0 | 0 | 0 | 0 | 0
4 | 29 | 6 | 14059.78 | 14059.78 | 14059.78 | 14059.78 | 14059.78
4 | 29 | 7 | 16706.205 | 16706.205 | 16706.205 | 16706.205 | 16706.205
4 | 29 | 8 | 78824.335 | 78430.143 | 75506.369 | 71703.608 | 69177.46
4 | 29 | 9 | 14635.965 | 14635.965 | 14635.965 | 14635.965 | 14635.965
4 | 29 | 10 | 162739.624 | 167916.983 | 164709.102 | 154962.485 | 144339.446
4 | 29 | 11 | 41703.824 | 41898.932 | 41941.327 | 41806.173 | 41572.648
4 | 29 | 12 | 62552.596 | 63504.726 | 64133.027 | 64069.542 | 63351.447
4 | 29 | 13 | 39439.979 | 39625.064 | 39808.394 | 39882.571 | 39804.137
4 | 29 | 14 | 35208.101 | 35331.915 | 35493.4 | 35597.957 | 35584.331
4 | 29 | 15 | 19823.406 | 19823.406 | 19823.406 | 19823.406 | 19823.406
4 | 29 | 16 | 21455.046 | 21455.046 | 21455.046 | 21455.046 | 21455.046
4 | 29 | 17 | 13820.028 | 13820.028 | 13820.028 | 13820.028 | 13820.028
4 | 29 | 18 | 0 | 0 | 0 | 0 | 0
4 | 29 | 19 | 0 | 0 | 0 | 0 | 0
4 | 29 | 20 | 0 | 0 | 0 | 0 | 0
4 | 29 | 21 | 0 | 0 | 0 | 0 | 0
4 | 29 | 22 | 0 | 0 | 0 | 0 | 0
4 | 29 | 23 | 0 | 0 | 0 | 0 | 0
4 | 30 | 0 | 0 | 0 | 0 | 0 | 0
4 | 30 | 1 | 0 | 0 | 0 | 0 | 0
4 | 30 | 2 | 0 | 0 | 0 | 0 | 0
4 | 30 | 3 | 0 | 0 | 0 | 0 | 0
4 | 30 | 4 | 0 | 0 | 0 | 0 | 0
4 | 30 | 5 | 0 | 0 | 0 | 0 | 0
4 | 30 | 6 | 5369.803 | 5369.803 | 5369.803 | 5369.803 | 5369.803
4 | 30 | 7 | 20560.81 | 20560.81 | 20560.81 | 20560.81 | 20560.81
4 | 30 | 8 | 37872.653 | 37840.358 | 37609.994 | 37316.527 | 37131.861
4 | 30 | 9 | 46889.39 | 46954.099 | 46677.068 | 46220.598 | 45852.089
4 | 30 | 10 | 89409.512 | 90419.456 | 89780.543 | 87866.467 | 85797.654
4 | 30 | 11 | 75300.427 | 76350.257 | 76577.547 | 75849.236 | 74591.741
4 | 30 | 12 | 76615.12 | 78022.091 | 78954.27 | 78865.883 | 77808.668
4 | 30 | 13 | 75622.881 | 77259.556 | 78888.101 | 79554.829 | 78869.486
4 | 30 | 14 | 53375.119 | 54112.14 | 55068.729 | 55692.064 | 55616.973
4 | 30 | 15 | 35936.517 | 36118.337 | 36424.275 | 36675.124 | 36723.913
4 | 30 | 16 | 18151.098 | 18151.098 | 18151.098 | 18151.098 | 18151.098
4 | 30 | 17 | 11426.85 | 11426.85 | 11426.85 | 11426.85 | 11426.85
4 | 30 | 18 | 1886.46 | 1886.46 | 1886.46 | 4186.532 | 5324.459
4 | 30 | 19 | 0 | 0 | 0 | 0 | 0
4 | 30 | 20 | 0 | 0 | 0 | 0 | 0
4 | 30 | 21 | 0 | 0 | 0 | 0 | 0
4 | 30 | 22 | 0 | 0 | 0 | 0 | 0
4 | 30 | 23 | 0 | 0 | 0 | 0 | 0
5 | 1 | 0 | 0 | 0 | 0 | 0 | 0
5 | 1 | 1 | 0 | 0 | 0 | 0 | 0
5 | 1 | 2 | 0 | 0 | 0 | 0 | 0
5 | 1 | 3 | 0 | 0 | 0 | 0 | 0
5 | 1 | 4 | 0 | 0 | 0 | 0 | 0
5 | 1 | 5 | 35090.959 | 28536.158 | 7027.526 | 6637.19 | 6637.19
5 | 1 | 6 | 142932.358 | 117760.517 | 60089.638 | 17839.389 | 16568.663
5 | 1 | 7 | 170984.067 | 157973.376 | 118766.471 | 71565.951 | 49966.87
5 | 1 | 8 | 222137.093 | 217307.898 | 183591.704 | 138247.33 | 106229.021
5 | 1 | 9 | 284219.673 | 290443.813 | 262405.635 | 214835.331 | 175189.45
5 | 1 | 10 | 289805.253 | 307032.154 | 295942.496 | 262356.569 | 225003.033
5 | 1 | 11 | 280213.424 | 306998.641 | 312685.435 | 294246.615 | 261670.725
5 | 1 | 12 | 252967.534 | 286535.979 | 308307.263 | 306393.96 | 281813.258
5 | 1 | 13 | 212944.749 | 251456.332 | 288770.576 | 303867.716 | 288777.374
5 | 1 | 14 | 124845.023 | 140658.443 | 160863.583 | 173976.647 | 172528.411
5 | 1 | 15 | 93221.083 | 131788.145 | 190434.231 | 234288.534 | 242885.671
5 | 1 | 16 | 44336.571 | 56987.937 | 88735.938 | 117261.742 | 127576.128
5 | 1 | 17 | 17568.579 | 17568.579 | 17943.27 | 18421.083 | 18670.466
5 | 1 | 18 | 2193.155 | 2193.155 | 2193.155 | 7367.702 | 9753.207
5 | 1 | 19 | 0 | 0 | 0 | 0 | 0
5 | 1 | 20 | 0 | 0 | 0 | 0 | 0
5 | 1 | 21 | 0 | 0 | 0 | 0 | 0
5 | 1 | 22 | 0 | 0 | 0 | 0 | 0
5 | 1 | 23 | 0 | 0 | 0 | 0 | 0
5 | 2 | 0 | 0 | 0 | 0 | 0 | 0
5 | 2 | 1 | 0 | 0 | 0 | 0 | 0
5 | 2 | 2 | 0 | 0 | 0 | 0 | 0
5 | 2 | 3 | 0 | 0 | 0 | 0 | 0
5 | 2 | 4 | 0 | 0 | 0 | 0 | 0
5 | 2 | 5 | 31170.21 | 25669.551 | 8820.061 | 8436.185 | 8436.185
5 | 2 | 6 | 136685.977 | 113681.147 | 61705.044 | 23114.293 | 21604.998
5 | 2 | 7 | 208701.576 | 191870.754 | 141524.887 | 80442.481 | 52636.782
5 | 2 | 8 | 259237.766 | 253086.18 | 211558.794 | 155777.728 | 116299.543
5 | 2 | 9 | 59800.492 | 59941.671 | 59285.769 | 58216.902 | 57361.177
5 | 2 | 10 | 215220.217 | 224906.515 | 218528.535 | 199674.767 | 179187.279
5 | 2 | 11 | 185916.689 | 196991.581 | 199359.992 | 191668.792 | 178331.412
5 | 2 | 12 | 58848.03 | 59616.871 | 60130.433 | 60087.929 | 59514.252
5 | 2 | 13 | 137633.41 | 147485.208 | 157335.701 | 161448.326 | 157449.95
5 | 2 | 14 | 67636.03 | 69134.442 | 71098.592 | 72394.108 | 72262.627
5 | 2 | 15 | 74463.373 | 80156.011 | 89481.255 | 96978.439 | 98518.614
5 | 2 | 16 | 28940.618 | 29088.44 | 29423.997 | 29750.767 | 29877.283
5 | 2 | 17 | 14250.555 | 14250.555 | 14250.555 | 14250.555 | 14250.555
5 | 2 | 18 | 0 | 0 | 0 | 0 | 0
5 | 2 | 19 | 0 | 0 | 0 | 0 | 0
5 | 2 | 20 | 0 | 0 | 0 | 0 | 0
5 | 2 | 21 | 0 | 0 | 0 | 0 | 0
5 | 2 | 22 | 0 | 0 | 0 | 0 | 0
5 | 2 | 23 | 0 | 0 | 0 | 0 | 0
5 | 3 | 0 | 0 | 0 | 0 | 0 | 0
5 | 3 | 1 | 0 | 0 | 0 | 0 | 0
5 | 3 | 2 | 0 | 0 | 0 | 0 | 0
5 | 3 | 3 | 0 | 0 | 0 | 0 | 0
5 | 3 | 4 | 0 | 0 | 0 | 0 | 0
5 | 3 | 5 | 268.495 | 268.495 | 268.495 | 268.495 | 268.495
5 | 3 | 6 | 387.022 | 387.022 | 387.022 | 387.022 | 387.022
5 | 3 | 7 | 11847.688 | 11847.688 | 11847.688 | 11847.688 | 11847.688
5 | 3 | 8 | 75453.36 | 75079.824 | 72681.831 | 69627.673 | 67650.393
5 | 3 | 9 | 78097.729 | 78358.912 | 77092.247 | 75039.067 | 73401.958
5 | 3 | 10 | 120279.103 | 122956.048 | 121154.654 | 115923.153 | 110316.715
5 | 3 | 11 | 78205.071 | 79299.561 | 79533.497 | 78769.986 | 77455.9
5 | 3 | 12 | 85946.37 | 87645.267 | 88784.046 | 88696.452 | 87433.71
5 | 3 | 13 | 102137.651 | 107282.298 | 112464.712 | 114656.884 | 112583.207
5 | 3 | 14 | 88988.803 | 94050.424 | 100722.856 | 105142.057 | 104734.124
5 | 3 | 15 | 68198.473 | 70773.087 | 75007.399 | 78424.929 | 79145.942
5 | 3 | 16 | 49168.759 | 53321.3 | 63541.939 | 73066.432 | 76670.084
5 | 3 | 17 | 24873.131 | 24873.131 | 29899.148 | 37919.376 | 41997.856
5 | 3 | 18 | 2287.656 | 2287.656 | 2287.656 | 2287.656 | 2287.656
5 | 3 | 19 | 0 | 0 | 0 | 0 | 0
5 | 3 | 20 | 0 | 0 | 0 | 0 | 0
5 | 3 | 21 | 0 | 0 | 0 | 0 | 0
5 | 3 | 22 | 0 | 0 | 0 | 0 | 0
5 | 3 | 23 | 0 | 0 | 0 | 0 | 0
5 | 4 | 0 | 0 | 0 | 0 | 0 | 0
5 | 4 | 1 | 0 | 0 | 0 | 0 | 0
5 | 4 | 2 | 0 | 0 | 0 | 0 | 0
5 | 4 | 3 | 0 | 0 | 0 | 0 | 0
5 | 4 | 4 | 0 | 0 | 0 | 0 | 0
5 | 4 | 5 | 10517.051 | 9941.255 | 8654.96 | 8597.789 | 8597.789
5 | 4 | 6 | 91871.075 | 78771.852 | 49955.266 | 27860.152 | 26480.7
5 | 4 | 7 | 117984.13 | 111244.196 | 91919.889 | 69600.089 | 59480.488
5 | 4 | 8 | 185959.508 | 182160.386 | 158361.124 | 127430.755 | 106469.264
5 | 4 | 9 | 149496.805 | 150986.701 | 143422.332 | 131171.262 | 121396.668
5 | 4 | 10 | 142007.704 | 145710.473 | 143166.271 | 135848.371 | 128020.953
5 | 4 | 11 | 221381.327 | 237376.491 | 240756.174 | 229616.73 | 210276.62
5 | 4 | 12 | 212496.721 | 233844.167 | 248048.93 | 247041.485 | 231387.524
5 | 4 | 13 | 199362.951 | 229013.56 | 258528.588 | 270991.781 | 259521.035
5 | 4 | 14 | 150215.858 | 178308.82 | 214497.843 | 238219.214 | 236252.136
5 | 4 | 15 | 95690.687 | 117150.156 | 151307.041 | 178055.471 | 183788.559
5 | 4 | 16 | 39670.858 | 60122.836 | 112685.841 | 159498.129 | 176727.891
5 | 4 | 17 | 23917.996 | 23917.996 | 25377.265 | 27388.332 | 28438.826
5 | 4 | 18 | 1689.7 | 1689.7 | 1689.7 | 1689.7 | 1689.7
5 | 4 | 19 | 0 | 0 | 0 | 0 | 0
5 | 4 | 20 | 0 | 0 | 0 | 0 | 0
5 | 4 | 21 | 0 | 0 | 0 | 0 | 0
5 | 4 | 22 | 0 | 0 | 0 | 0 | 0
5 | 4 | 23 | 0 | 0 | 0 | 0 | 0
5 | 5 | 0 | 0 | 0 | 0 | 0 | 0
5 | 5 | 1 | 0 | 0 | 0 | 0 | 0
5 | 5 | 2 | 0 | 0 | 0 | 0 | 0
5 | 5 | 3 | 0 | 0 | 0 | 0 | 0
5 | 5 | 4 | 0 | 0 | 0 | 0 | 0
5 | 5 | 5 | 47371.715 | 37292.706 | 7403.551 | 6589.278 | 6589.278
5 | 5 | 6 | 130885.145 | 108637.295 | 58881.827 | 21433.429 | 19342.653
5 | 5 | 7 | 205017.839 | 187660.678 | 137436.953 | 76954.222 | 49738.326
5 | 5 | 8 | 246222.952 | 239818.953 | 200657.479 | 149128.838 | 113361.476
5 | 5 | 9 | 276393.69 | 281326.136 | 254948.605 | 211668.655 | 176633.15
5 | 5 | 10 | 275464.675 | 289927.021 | 279790.688 | 250608.217 | 218974.182
5 | 5 | 11 | 274891.411 | 299003.117 | 304047.691 | 287259.884 | 257954.314
5 | 5 | 12 | 237386.356 | 264504.471 | 282542.965 | 281365.239 | 261622.498
5 | 5 | 13 | 211557.435 | 245228.055 | 278758.081 | 293018.717 | 280243.185
5 | 5 | 14 | 157954.259 | 189981.64 | 231280.72 | 258399.311 | 256386.314
5 | 5 | 15 | 96807.83 | 131133.837 | 185001.038 | 226529.049 | 235574.335
5 | 5 | 16 | 35618.866 | 58824.081 | 118823.507 | 171999.478 | 191646.644
5 | 5 | 17 | 20988.75 | 20988.75 | 39215.17 | 71013.493 | 86931.753
5 | 5 | 18 | 4069.788 | 4069.788 | 4069.788 | 8339.075 | 10335.896
5 | 5 | 19 | 0 | 0 | 0 | 0 | 0
5 | 5 | 20 | 0 | 0 | 0 | 0 | 0
5 | 5 | 21 | 0 | 0 | 0 | 0 | 0
5 | 5 | 22 | 0 | 0 | 0 | 0 | 0
5 | 5 | 23 | 0 | 0 | 0 | 0 | 0
5 | 6 | 0 | 0 | 0 | 0 | 0 | 0
5 | 6 | 1 | 0 | 0 | 0 | 0 | 0
5 | 6 | 2 | 0 | 0 | 0 | 0 | 0
5 | 6 | 3 | 0 | 0 | 0 | 0 | 0
5 | 6 | 4 | 0 | 0 | 0 | 0 | 0
5 | 6 | 5 | 43686.369 | 34101.937 | 7824.2 | 6965.696 | 6965.696
5 | 6 | 6 | 116779.169 | 97931.149 | 56298.796 | 24455.412 | 22262.285
5 | 6 | 7 | 118420.56 | 111606.404 | 92471.042 | 70486.118 | 60602.686
5 | 6 | 8 | 168597.688 | 165349.909 | 146222.689 | 121669.196 | 105239.631
5 | 6 | 9 | 248838.063 | 252778.199 | 230690.293 | 194702.188 | 165739.698
5 | 6 | 10 | 251909.791 | 264315.506 | 255432.137 | 230142.59 | 202851.18
5 | 6 | 11 | 247540.613 | 267377.456 | 271508.69 | 257651.148 | 233544.946
5 | 6 | 12 | 220069.006 | 244098.771 | 260144.126 | 259182.727 | 241746.552
5 | 6 | 13 | 196651.553 | 224917.818 | 253227.733 | 265402.224 | 254781.278
5 | 6 | 14 | 156655.251 | 187414.089 | 227196.264 | 253359.681 | 251638.218
5 | 6 | 15 | 97002.232 | 134630.943 | 193242.71 | 237980.831 | 247876.188
5 | 6 | 16 | 48716.024 | 60210.124 | 89492.696 | 116245.969 | 126450.068
5 | 6 | 17 | 23981.781 | 23981.781 | 36691.813 | 58283.036 | 69189.932
5 | 6 | 18 | 4239.55 | 4239.55 | 4239.55 | 7890.07 | 9758.138
5 | 6 | 19 | 0 | 0 | 0 | 0 | 0
5 | 6 | 20 | 0 | 0 | 0 | 0 | 0
5 | 6 | 21 | 0 | 0 | 0 | 0 | 0
5 | 6 | 22 | 0 | 0 | 0 | 0 | 0
5 | 6 | 23 | 0 | 0 | 0 | 0 | 0
5 | 7 | 0 | 0 | 0 | 0 | 0 | 0
5 | 7 | 1 | 0 | 0 | 0 | 0 | 0
5 | 7 | 2 | 0 | 0 | 0 | 0 | 0
5 | 7 | 3 | 0 | 0 | 0 | 0 | 0
5 | 7 | 4 | 0 | 0 | 0 | 0 | 0
5 | 7 | 5 | 15872.734 | 14054.231 | 9934.71 | 9724.024 | 9724.024
5 | 7 | 6 | 55546.525 | 50625.464 | 40132.406 | 31792.161 | 30965.947
5 | 7 | 7 | 176179.151 | 162421.942 | 123435.08 | 76911.722 | 56006.666
5 | 7 | 8 | 271220.441 | 263644.581 | 219387.84 | 160279.277 | 118400.838
5 | 7 | 9 | 293347.798 | 298105.271 | 269921.64 | 223466.183 | 185604.622
5 | 7 | 10 | 298924.368 | 314734.618 | 303180.511 | 270246.533 | 234234.507
5 | 7 | 11 | 286606.015 | 311490.545 | 316596.514 | 299251.977 | 268728.764
5 | 7 | 12 | 259228.795 | 290742.889 | 311538.717 | 310408.305 | 287940.205
5 | 7 | 13 | 218347.091 | 253600.167 | 288463.774 | 303403.098 | 290715.57
5 | 7 | 14 | 165372.278 | 202531.538 | 249990.616 | 280827.472 | 279060.35
5 | 7 | 15 | 99426.934 | 137009.361 | 195273.267 | 239440.807 | 249363.091
5 | 7 | 16 | 35513.243 | 60489.815 | 125156.157 | 181701.288 | 202689.951
5 | 7 | 17 | 14591.074 | 14591.074 | 47153.807 | 104622.036 | 132915.525
5 | 7 | 18 | 4174.635 | 4174.635 | 4174.635 | 19394.661 | 25569.722
5 | 7 | 19 | 0 | 0 | 0 | 0 | 0
5 | 7 | 20 | 0 | 0 | 0 | 0 | 0
5 | 7 | 21 | 0 | 0 | 0 | 0 | 0
5 | 7 | 22 | 0 | 0 | 0 | 0 | 0
5 | 7 | 23 | 0 | 0 | 0 | 0 | 0
5 | 8 | 0 | 0 | 0 | 0 | 0 | 0
5 | 8 | 1 | 0 | 0 | 0 | 0 | 0
5 | 8 | 2 | 0 | 0 | 0 | 0 | 0
5 | 8 | 3 | 0 | 0 | 0 | 0 | 0
5 | 8 | 4 | 0 | 0 | 0 | 0 | 0
5 | 8 | 5 | 52483.577 | 40430.523 | 9618.944 | 8437.656 | 8437.656
5 | 8 | 6 | 157495.001 | 129757.348 | 67197.804 | 19446.331 | 16221.517
5 | 8 | 7 | 221493.102 | 202290.575 | 147586.971 | 80520.917 | 50395.081
5 | 8 | 8 | 257979.848 | 250820.732 | 210012.552 | 155540.673 | 117025.488
5 | 8 | 9 | 271622.397 | 275572.643 | 250786.043 | 209439.414 | 175316.721
5 | 8 | 10 | 273700.194 | 286858.492 | 277045.138 | 248929.501 | 217631.871
5 | 8 | 11 | 264983.202 | 286306.11 | 290609.528 | 275787.38 | 249355.85
5 | 8 | 12 | 242615.833 | 270449.687 | 288667.96 | 287773.779 | 268210.223
5 | 8 | 13 | 54243.612 | 55000.778 | 55782.385 | 56130.75 | 55842.013
5 | 8 | 14 | 101367.477 | 108369.631 | 117794.127 | 124180.913 | 123859.924
5 | 8 | 15 | 92401.113 | 110870.769 | 140693.531 | 164238.925 | 169710.816
5 | 8 | 16 | 41074.129 | 59816.854 | 108305.614 | 151358.011 | 167652.519
5 | 8 | 17 | 14958.509 | 14958.509 | 43013.25 | 91818.99 | 116045.437
5 | 8 | 18 | 5075.996 | 5075.996 | 5075.996 | 14018.838 | 18102.748
5 | 8 | 19 | 0 | 0 | 0 | 0 | 0
5 | 8 | 20 | 0 | 0 | 0 | 0 | 0
5 | 8 | 21 | 0 | 0 | 0 | 0 | 0
5 | 8 | 22 | 0 | 0 | 0 | 0 | 0
5 | 8 | 23 | 0 | 0 | 0 | 0 | 0
5 | 9 | 0 | 0 | 0 | 0 | 0 | 0
5 | 9 | 1 | 0 | 0 | 0 | 0 | 0
5 | 9 | 2 | 0 | 0 | 0 | 0 | 0
5 | 9 | 3 | 0 | 0 | 0 | 0 | 0
5 | 9 | 4 | 0 | 0 | 0 | 0 | 0
5 | 9 | 5 | 467.964 | 467.964 | 467.964 | 467.964 | 467.964
5 | 9 | 6 | 15001.814 | 15001.814 | 15001.814 | 15001.814 | 15001.814
5 | 9 | 7 | 23474.884 | 23474.884 | 23474.884 | 23474.884 | 23474.884
5 | 9 | 8 | 48228.937 | 48112.181 | 47483.149 | 46708.425 | 46237.765
5 | 9 | 9 | 95839.583 | 96173.819 | 94002.807 | 90593.378 | 87941.864
5 | 9 | 10 | 94393.729 | 95391.896 | 94628.314 | 92548.915 | 90370.119
5 | 9 | 11 | 216279.564 | 230654.351 | 233594.541 | 223449.715 | 205959.02
5 | 9 | 12 | 109414.586 | 113944.366 | 117043.029 | 116903.742 | 113607.579
5 | 9 | 13 | 99580.016 | 104340.104 | 109266.53 | 111479.828 | 109691.489
5 | 9 | 14 | 78970.044 | 81147.934 | 84118.631 | 86156.079 | 86069.073
5 | 9 | 15 | 49828.341 | 50548.126 | 51806.033 | 52866.557 | 53122.053
5 | 9 | 16 | 8329.169 | 8329.169 | 8329.169 | 8329.169 | 8329.169
5 | 9 | 17 | 7819.773 | 7819.773 | 7819.773 | 7819.773 | 7819.773
5 | 9 | 18 | 0 | 0 | 0 | 0 | 0
5 | 9 | 19 | 0 | 0 | 0 | 0 | 0
5 | 9 | 20 | 0 | 0 | 0 | 0 | 0
5 | 9 | 21 | 0 | 0 | 0 | 0 | 0
5 | 9 | 22 | 0 | 0 | 0 | 0 | 0
5 | 9 | 23 | 0 | 0 | 0 | 0 | 0
5 | 10 | 0 | 0 | 0 | 0 | 0 | 0
5 | 10 | 1 | 0 | 0 | 0 | 0 | 0
5 | 10 | 2 | 0 | 0 | 0 | 0 | 0
5 | 10 | 3 | 0 | 0 | 0 | 0 | 0
5 | 10 | 4 | 0 | 0 | 0 | 0 | 0
5 | 10 | 5 | 0 | 0 | 0 | 0 | 0
5 | 10 | 6 | 31167.822 | 30575.706 | 29430.693 | 28403.906 | 28189.921
5 | 10 | 7 | 21428.786 | 21428.786 | 21428.786 | 21428.786 | 21428.786
5 | 10 | 8 | 32929.104 | 32910.327 | 32811.709 | 32691.025 | 32618.968
5 | 10 | 9 | 58976.318 | 59066.785 | 58445.816 | 57477.18 | 56728.301
5 | 10 | 10 | 48270.731 | 48456.284 | 48311.195 | 47920.472 | 47513.012
5 | 10 | 11 | 77033.78 | 78026.343 | 78229.186 | 77523.545 | 76322.605
5 | 10 | 12 | 72957.56 | 74107.428 | 74897.932 | 74866.153 | 74030.698
5 | 10 | 13 | 73879.726 | 75261.317 | 76699.937 | 77353.048 | 76838.317
5 | 10 | 14 | 83150.885 | 85478.866 | 88672.598 | 90874.533 | 90796.919
5 | 10 | 15 | 63667.256 | 65387.873 | 68356.249 | 70840.264 | 71449.825
5 | 10 | 16 | 36475.559 | 36817.414 | 37646.881 | 38478.197 | 38824.255
5 | 10 | 17 | 24730.026 | 24730.026 | 52225.128 | 97701.339 | 120760.09
5 | 10 | 18 | 6819.796 | 6819.796 | 6819.796 | 17470.144 | 22425.273
5 | 10 | 19 | 0 | 0 | 0 | 0 | 0
5 | 10 | 20 | 0 | 0 | 0 | 0 | 0
5 | 10 | 21 | 0 | 0 | 0 | 0 | 0
5 | 10 | 22 | 0 | 0 | 0 | 0 | 0
5 | 10 | 23 | 0 | 0 | 0 | 0 | 0
5 | 11 | 0 | 0 | 0 | 0 | 0 | 0
5 | 11 | 1 | 0 | 0 | 0 | 0 | 0
5 | 11 | 2 | 0 | 0 | 0 | 0 | 0
5 | 11 | 3 | 0 | 0 | 0 | 0 | 0
5 | 11 | 4 | 0 | 0 | 0 | 0 | 0
5 | 11 | 5 | 23165.424 | 19227.852 | 11390.688 | 10825.5 | 10825.5
5 | 11 | 6 | 2769.922 | 2769.922 | 2769.922 | 2769.922 | 2769.922
5 | 11 | 7 | 60872.074 | 59715.425 | 56657.809 | 53331.891 | 51868.792
5 | 11 | 8 | 34711.095 | 34682.4 | 34535.332 | 34356.052 | 34249.578
5 | 11 | 9 | 80038.833 | 80226.463 | 78861.38 | 76742.895 | 75111.963
5 | 11 | 10 | 332561.799 | 349905.298 | 336056.309 | 298624.357 | 258953.081
5 | 11 | 11 | 323687.634 | 352292.575 | 358034.49 | 337739.195 | 302749.185
5 | 11 | 12 | 293641.772 | 330121.524 | 354878.672 | 354003.308 | 327978.736
5 | 11 | 13 | 104573.499 | 109533.196 | 114714.866 | 117086.342 | 115262.817
5 | 11 | 14 | 152859.222 | 174767.585 | 204619.406 | 225113.685 | 224541.647
5 | 11 | 15 | 109814.202 | 150289.233 | 215762.001 | 267708.979 | 280493.767
5 | 11 | 16 | 38990.943 | 68193.57 | 146249.523 | 216301.275 | 243592.294
5 | 11 | 17 | 11782.311 | 11782.311 | 54415.738 | 128808.603 | 166144.602
5 | 11 | 18 | 4929.605 | 4929.605 | 4929.605 | 31928.023 | 41476.226
5 | 11 | 19 | 0 | 0 | 0 | 0 | 0
5 | 11 | 20 | 0 | 0 | 0 | 0 | 0
5 | 11 | 21 | 0 | 0 | 0 | 0 | 0
5 | 11 | 22 | 0 | 0 | 0 | 0 | 0
5 | 11 | 23 | 0 | 0 | 0 | 0 | 0
5 | 12 | 0 | 0 | 0 | 0 | 0 | 0
5 | 12 | 1 | 0 | 0 | 0 | 0 | 0
5 | 12 | 2 | 0 | 0 | 0 | 0 | 0
5 | 12 | 3 | 0 | 0 | 0 | 0 | 0
5 | 12 | 4 | 0 | 0 | 0 | 0 | 0
5 | 12 | 5 | 77777.613 | 57120.445 | 9842.667 | 7758.339 | 7758.339
5 | 12 | 6 | 196367.891 | 160055.208 | 79243.558 | 17882.339 | 12940.891
5 | 12 | 7 | 265992.969 | 241012.229 | 173201.451 | 91751.134 | 56253.695
5 | 12 | 8 | 310043.559 | 299927.048 | 248354.902 | 182267.236 | 137071.247
5 | 12 | 9 | 333547.357 | 337837.488 | 304347.695 | 251239.337 | 209427.892
5 | 12 | 10 | 339012.613 | 356245.237 | 342179.562 | 304406.52 | 264309.075
5 | 12 | 11 | 325144.804 | 353121.054 | 358673.016 | 338778.253 | 304419.524
5 | 12 | 12 | 293724.353 | 329467.511 | 353700.339 | 352951.722 | 327628.642
5 | 12 | 13 | 248605.283 | 288814.15 | 329986.487 | 348631.252 | 334658.31
5 | 12 | 14 | 188958.41 | 229513.471 | 283996.061 | 320906.299 | 320139.373
5 | 12 | 15 | 112438.855 | 155014.604 | 223644.752 | 277795.519 | 291279.236
5 | 12 | 16 | 39712.501 | 68084.456 | 143910.538 | 211712.625 | 238223.067
5 | 12 | 17 | 12208.109 | 12208.109 | 54248.454 | 126327.317 | 162357.476
5 | 12 | 18 | 5530.921 | 5530.921 | 5530.921 | 31253.6 | 40978.532
5 | 12 | 19 | 0 | 0 | 0 | 0 | 0
5 | 12 | 20 | 0 | 0 | 0 | 0 | 0
5 | 12 | 21 | 0 | 0 | 0 | 0 | 0
5 | 12 | 22 | 0 | 0 | 0 | 0 | 0
5 | 12 | 23 | 0 | 0 | 0 | 0 | 0
5 | 13 | 0 | 0 | 0 | 0 | 0 | 0
5 | 13 | 1 | 0 | 0 | 0 | 0 | 0
5 | 13 | 2 | 0 | 0 | 0 | 0 | 0
5 | 13 | 3 | 0 | 0 | 0 | 0 | 0
5 | 13 | 4 | 0 | 0 | 0 | 0 | 0
5 | 13 | 5 | 77576.712 | 56640.619 | 10176.198 | 7968.531 | 7968.531
5 | 13 | 6 | 186803.514 | 152997.349 | 76783.826 | 17556.554 | 12260.391
5 | 13 | 7 | 249224.264 | 226622.356 | 164823.281 | 89040.752 | 55703.064
5 | 13 | 8 | 291264.912 | 281919.012 | 234936.825 | 174098.563 | 132140.166
5 | 13 | 9 | 312487.591 | 316100.552 | 285919.969 | 237809.827 | 199712.212
5 | 13 | 10 | 317210.888 | 332395.604 | 319726.272 | 285838.8 | 249693.717
5 | 13 | 11 | 303260.073 | 327855.358 | 332667.476 | 315154.792 | 284755.423
5 | 13 | 12 | 272285.228 | 303264.393 | 324149.163 | 323594.37 | 301891.579
5 | 13 | 13 | 203244.241 | 230165.841 | 257839.387 | 270473.154 | 261228.161
5 | 13 | 14 | 176449.591 | 212621.506 | 261037.509 | 293615.027 | 293158.594
5 | 13 | 15 | 102041.625 | 122039.243 | 155314.187 | 182304.552 | 189183.482
5 | 13 | 16 | 44659.611 | 45572.105 | 47901.393 | 50188.371 | 51146.549
5 | 13 | 17 | 10825.021 | 10825.021 | 10825.021 | 10825.021 | 10825.021
5 | 13 | 18 | 7124.692 | 7124.692 | 7124.692 | 9460.379 | 10765.917
5 | 13 | 19 | 0 | 0 | 0 | 0 | 0
5 | 13 | 20 | 0 | 0 | 0 | 0 | 0
5 | 13 | 21 | 0 | 0 | 0 | 0 | 0
5 | 13 | 22 | 0 | 0 | 0 | 0 | 0
5 | 13 | 23 | 0 | 0 | 0 | 0 | 0
5 | 14 | 0 | 0 | 0 | 0 | 0 | 0
5 | 14 | 1 | 0 | 0 | 0 | 0 | 0
5 | 14 | 2 | 0 | 0 | 0 | 0 | 0
5 | 14 | 3 | 0 | 0 | 0 | 0 | 0
5 | 14 | 4 | 0 | 0 | 0 | 0 | 0
5 | 14 | 5 | 61002.353 | 44857.035 | 11634.456 | 9709.833 | 9709.833
5 | 14 | 6 | 170001.272 | 139057.353 | 71237.202 | 19273.681 | 14178.879
5 | 14 | 7 | 236970.582 | 214820.525 | 155779.243 | 85379.007 | 55002.554
5 | 14 | 8 | 281380.834 | 271797.318 | 224992.876 | 165468.394 | 125238.953
5 | 14 | 9 | 303757.996 | 307142.363 | 276980.217 | 229479.87 | 192296.913
5 | 14 | 10 | 306334.35 | 321102.763 | 308499.444 | 275218.912 | 239994.08
5 | 14 | 11 | 293880.271 | 318028.745 | 322713.716 | 305431.737 | 275584.718
5 | 14 | 12 | 265387.986 | 296374.314 | 317392.487 | 316918.472 | 295204.705
5 | 14 | 13 | 222141.092 | 256623.639 | 291948.782 | 308104.774 | 296562.153
5 | 14 | 14 | 165247.277 | 199318.525 | 245114.019 | 275980.915 | 275747.63
5 | 14 | 15 | 100011.798 | 134380.038 | 189496.839 | 232468.594 | 243370.533
5 | 14 | 16 | 37912.716 | 61183.348 | 123408.88 | 179048.331 | 201044.165
5 | 14 | 17 | 15836.711 | 15837.82 | 48714.483 | 103277.907 | 131055.485
5 | 14 | 18 | 5388.082 | 5388.082 | 5388.082 | 25486.952 | 34292.751
5 | 14 | 19 | 0 | 0 | 0 | 0 | 0
5 | 14 | 20 | 0 | 0 | 0 | 0 | 0
5 | 14 | 21 | 0 | 0 | 0 | 0 | 0
5 | 14 | 22 | 0 | 0 | 0 | 0 | 0
5 | 14 | 23 | 0 | 0 | 0 | 0 | 0
5 | 15 | 0 | 0 | 0 | 0 | 0 | 0
5 | 15 | 1 | 0 | 0 | 0 | 0 | 0
5 | 15 | 2 | 0 | 0 | 0 | 0 | 0
5 | 15 | 3 | 0 | 0 | 0 | 0 | 0
5 | 15 | 4 | 0 | 0 | 0 | 0 | 0
5 | 15 | 5 | 61849.568 | 45211.118 | 11934.769 | 9909.943 | 9909.943
5 | 15 | 6 | 171361.561 | 140195.882 | 72065.864 | 19766.33 | 14379.788
5 | 15 | 7 | 241151.277 | 218377.863 | 158102.344 | 86231.14 | 55362.39
5 | 15 | 8 | 285152.92 | 275356.69 | 228476.245 | 169017.266 | 128839.354
5 | 15 | 9 | 303918.301 | 307059.785 | 277016.127 | 229995.71 | 193394.722
5 | 15 | 10 | 309764.051 | 324505.447 | 311637.703 | 278074.402 | 242799.395
5 | 15 | 11 | 298074.225 | 322436.587 | 327120.649 | 309593.166 | 279482.516
5 | 15 | 12 | 268918.921 | 300073.629 | 321325.081 | 320927.525 | 299095.128
5 | 15 | 13 | 226887.994 | 261745.341 | 297723.253 | 314351.355 | 302737.441
5 | 15 | 14 | 172623.05 | 208234.914 | 256856.634 | 290093.517 | 290048.656
5 | 15 | 15 | 96609.949 | 110574.837 | 134397.642 | 154165.602 | 159391.665
5 | 15 | 16 | 40493.59 | 64484.987 | 129077.021 | 187285.177 | 210575.055
5 | 15 | 17 | 206.062 | 206.062 | 206.062 | 206.062 | 206.062
5 | 15 | 18 | 0 | 0 | 0 | 0 | 0
5 | 15 | 19 | 0 | 0 | 0 | 0 | 0
5 | 15 | 20 | 0 | 0 | 0 | 0 | 0
5 | 15 | 21 | 0 | 0 | 0 | 0 | 0
5 | 15 | 22 | 0 | 0 | 0 | 0 | 0
5 | 15 | 23 | 0 | 0 | 0 | 0 | 0
5 | 16 | 0 | 0 | 0 | 0 | 0 | 0
5 | 16 | 1 | 0 | 0 | 0 | 0 | 0
5 | 16 | 2 | 0 | 0 | 0 | 0 | 0
5 | 16 | 3 | 0 | 0 | 0 | 0 | 0
5 | 16 | 4 | 0 | 0 | 0 | 0 | 0
5 | 16 | 5 | 68845.729 | 49490.195 | 11134.152 | 8848.565 | 8848.565
5 | 16 | 6 | 167291.906 | 137101.974 | 70752.458 | 19336.544 | 13769.905
5 | 16 | 7 | 227482.119 | 206547.604 | 151115.407 | 84386.212 | 55638.45
5 | 16 | 8 | 265217.414 | 256214.122 | 213632.989 | 159119.255 | 122150.115
5 | 16 | 9 | 264662.781 | 267004.341 | 242799.996 | 204835.886 | 175204.205
5 | 16 | 10 | 285956.972 | 298430.991 | 287298.505 | 258221.693 | 227309.619
5 | 16 | 11 | 276269.686 | 297226.881 | 301184.683 | 286092.718 | 259965.539
5 | 16 | 12 | 254762.858 | 282811.502 | 301841.422 | 301556.595 | 282105.67
5 | 16 | 13 | 218945.536 | 251465.072 | 284960.787 | 300481.383 | 289886.532
5 | 16 | 14 | 168743.491 | 202668.627 | 249094.482 | 280821.891 | 280969.764
5 | 16 | 15 | 104669.72 | 139176.499 | 195737.26 | 240892.429 | 252787.146
5 | 16 | 16 | 40653.402 | 64046.114 | 127371.093 | 184691.852 | 207830.325
5 | 16 | 17 | 14810.76 | 15017.55 | 51096.163 | 110645.52 | 141089.283
5 | 16 | 18 | 6555.608 | 6555.608 | 6555.608 | 27754.185 | 37729.761
5 | 16 | 19 | 0 | 0 | 0 | 0 | 0
5 | 16 | 20 | 0 | 0 | 0 | 0 | 0
5 | 16 | 21 | 0 | 0 | 0 | 0 | 0
5 | 16 | 22 | 0 | 0 | 0 | 0 | 0
5 | 16 | 23 | 0 | 0 | 0 | 0 | 0
5 | 17 | 0 | 0 | 0 | 0 | 0 | 0
5 | 17 | 1 | 0 | 0 | 0 | 0 | 0
5 | 17 | 2 | 0 | 0 | 0 | 0 | 0
5 | 17 | 3 | 0 | 0 | 0 | 0 | 0
5 | 17 | 4 | 0 | 0 | 0 | 0 | 0
5 | 17 | 5 | 44969.063 | 33751.784 | 12723.116 | 11221.11 | 11221.11
5 | 17 | 6 | 123824.759 | 103866.782 | 61621.471 | 28639.213 | 24180.648
5 | 17 | 7 | 184414.192 | 169286.51 | 130414.372 | 85847.838 | 66930.736
5 | 17 | 8 | 224375.181 | 217273.243 | 184869.381 | 144827.862 | 118962.701
5 | 17 | 9 | 225934.034 | 227550.361 | 209605.645 | 182203.487 | 161360.11
5 | 17 | 10 | 231380.648 | 239790.126 | 232108.542 | 212651.586 | 192624.826
5 | 17 | 11 | 199788.306 | 210324.489 | 212319.656 | 204634.787 | 191678.82
5 | 17 | 12 | 215640.939 | 234555.808 | 247675.831 | 247524.022 | 234185.867
5 | 17 | 13 | 206220.281 | 233015.457 | 261185.412 | 274510.603 | 265598.181
5 | 17 | 14 | 163672.83 | 191060.991 | 229389.395 | 256165.179 | 256447.224
5 | 17 | 15 | 74165.358 | 78483.183 | 86215.873 | 92857.268 | 94672.821
5 | 17 | 16 | 55403.524 | 66739.141 | 97323.993 | 126176.114 | 138239.91
5 | 17 | 17 | 25474.984 | 25703.658 | 42838.037 | 69109.637 | 82959.495
5 | 17 | 18 | 5916.449 | 5916.449 | 5916.449 | 5916.449 | 5916.449
5 | 17 | 19 | 0 | 0 | 0 | 0 | 0
5 | 17 | 20 | 0 | 0 | 0 | 0 | 0
5 | 17 | 21 | 0 | 0 | 0 | 0 | 0
5 | 17 | 22 | 0 | 0 | 0 | 0 | 0
5 | 17 | 23 | 0 | 0 | 0 | 0 | 0
5 | 18 | 0 | 0 | 0 | 0 | 0 | 0
5 | 18 | 1 | 0 | 0 | 0 | 0 | 0
5 | 18 | 2 | 0 | 0 | 0 | 0 | 0
5 | 18 | 3 | 0 | 0 | 0 | 0 | 0
5 | 18 | 4 | 0 | 0 | 0 | 0 | 0
5 | 18 | 5 | 14834.832 | 14091.623 | 12919.905 | 12746.219 | 12746.219
5 | 18 | 6 | 96779.785 | 83236.982 | 55085.869 | 32906.501 | 29588.205
5 | 18 | 7 | 190614.594 | 174148.706 | 131928.188 | 82996.124 | 62305.313
5 | 18 | 8 | 190543.647 | 185119.066 | 160893.932 | 131248.861 | 112422.335
5 | 18 | 9 | 177045.728 | 177987.823 | 166625.947 | 149456.867 | 136525.378
5 | 18 | 10 | 205561.155 | 211944.807 | 205980.439 | 191049.756 | 175783.917
5 | 18 | 11 | 183696.441 | 192828.786 | 194536.636 | 187842.328 | 176595.116
5 | 18 | 12 | 123726.284 | 128999.004 | 132696.718 | 132666.14 | 128925.033
5 | 18 | 13 | 179901.803 | 199175.888 | 219574.553 | 229314.156 | 222935.243
5 | 18 | 14 | 157147.615 | 182632.225 | 218311.485 | 243237.433 | 243639.333
5 | 18 | 15 | 96416.214 | 111822.531 | 138501.286 | 160855.682 | 166995.927
5 | 18 | 16 | 49118.557 | 65836.739 | 111235.877 | 153132.775 | 170467.7
5 | 18 | 17 | 17558.02 | 17930.894 | 47626.092 | 95156.453 | 119609.246
5 | 18 | 18 | 8262.325 | 8262.325 | 8262.325 | 21270.443 | 28110.672
5 | 18 | 19 | 0 | 0 | 0 | 0 | 0
5 | 18 | 20 | 0 | 0 | 0 | 0 | 0
5 | 18 | 21 | 0 | 0 | 0 | 0 | 0
5 | 18 | 22 | 0 | 0 | 0 | 0 | 0
5 | 18 | 23 | 0 | 0 | 0 | 0 | 0
5 | 19 | 0 | 0 | 0 | 0 | 0 | 0
5 | 19 | 1 | 0 | 0 | 0 | 0 | 0
5 | 19 | 2 | 0 | 0 | 0 | 0 | 0
5 | 19 | 3 | 0 | 0 | 0 | 0 | 0
5 | 19 | 4 | 0 | 0 | 0 | 0 | 0
5 | 19 | 5 | 41637.107 | 31683.307 | 14253.032 | 12702.449 | 12702.449
5 | 19 | 6 | 102296.313 | 87993.365 | 58368.296 | 34991.926 | 31449.616
5 | 19 | 7 | 205260.781 | 186421.392 | 138271.104 | 82072.05 | 58422.651
5 | 19 | 8 | 198260.914 | 192362.556 | 166479.226 | 134879.216 | 114809.801
5 | 19 | 9 | 182883.039 | 183796.373 | 171733.684 | 153597.478 | 140000.63
5 | 19 | 10 | 246252.626 | 255901.552 | 246681.224 | 223739.028 | 200260.329
5 | 19 | 11 | 281466.097 | 303638.132 | 307702.882 | 291423.453 | 263871.61
5 | 19 | 12 | 135948.003 | 142226.007 | 146638.344 | 146615.761 | 142171.375
5 | 19 | 13 | 121925.986 | 128703.113 | 135984.59 | 139516.68 | 137248.241
5 | 19 | 14 | 161386.094 | 188158.253 | 225914.416 | 252483.546 | 253056.065
5 | 19 | 15 | 105574.88 | 135276.392 | 185464.392 | 226687.242 | 238056.923
5 | 19 | 16 | 53799.565 | 66636.634 | 101694.241 | 134505.863 | 148294.195
5 | 19 | 17 | 18819.465 | 19282.972 | 47213.132 | 91410.266 | 114351.64
5 | 19 | 18 | 8212.035 | 8212.035 | 8212.035 | 20620.193 | 27323.094
5 | 19 | 19 | 0 | 0 | 0 | 0 | 0
5 | 19 | 20 | 0 | 0 | 0 | 0 | 0
5 | 19 | 21 | 0 | 0 | 0 | 0 | 0
5 | 19 | 22 | 0 | 0 | 0 | 0 | 0
5 | 19 | 23 | 0 | 0 | 0 | 0 | 0
5 | 20 | 0 | 0 | 0 | 0 | 0 | 0
5 | 20 | 1 | 0 | 0 | 0 | 0 | 0
5 | 20 | 2 | 0 | 0 | 0 | 0 | 0
5 | 20 | 3 | 0 | 0 | 0 | 0 | 0
5 | 20 | 4 | 0 | 0 | 0 | 0 | 0
5 | 20 | 5 | 162.015 | 162.015 | 162.015 | 162.015 | 162.015
5 | 20 | 6 | 107508.999 | 91487.058 | 58230.444 | 32334.072 | 28661.546
5 | 20 | 7 | 143495.597 | 132978.511 | 106840.905 | 77841.61 | 65807.319
5 | 20 | 8 | 202960.927 | 196713.645 | 169851.154 | 137346.833 | 116900.036
5 | 20 | 9 | 299361.652 | 301448.187 | 270882.616 | 224488.538 | 189385.723
5 | 20 | 10 | 302894.792 | 316245.328 | 303197.028 | 270915.095 | 237840.662
5 | 20 | 11 | 291848.966 | 314631.466 | 318751.106 | 301931.168 | 273577.166
5 | 20 | 12 | 264254.907 | 293806.569 | 314313.745 | 314269.705 | 293698.682
5 | 20 | 13 | 223947.88 | 256980.683 | 291900.367 | 308675.799 | 298136.974
5 | 20 | 14 | 172136.263 | 205757.599 | 253065.41 | 286248.812 | 287133.135
5 | 20 | 15 | 106932.597 | 140504.009 | 196864.295 | 242905.537 | 255708.401
5 | 20 | 16 | 43250.968 | 65561.64 | 126964.983 | 183076.064 | 206358.93
5 | 20 | 17 | 15801.393 | 16402.891 | 51813.257 | 108418.968 | 137560.211
5 | 20 | 18 | 7407.366 | 7407.366 | 7407.366 | 29137.194 | 40473.649
5 | 20 | 19 | 0 | 0 | 0 | 0 | 0
5 | 20 | 20 | 0 | 0 | 0 | 0 | 0
5 | 20 | 21 | 0 | 0 | 0 | 0 | 0
5 | 20 | 22 | 0 | 0 | 0 | 0 | 0
5 | 20 | 23 | 0 | 0 | 0 | 0 | 0
5 | 21 | 0 | 0 | 0 | 0 | 0 | 0
5 | 21 | 1 | 0 | 0 | 0 | 0 | 0
5 | 21 | 2 | 0 | 0 | 0 | 0 | 0
5 | 21 | 3 | 0 | 0 | 0 | 0 | 0
5 | 21 | 4 | 0 | 0 | 0 | 0 | 0
5 | 21 | 5 | 13210.695 | 12766.792 | 12098.129 | 11977.498 | 11977.498
5 | 21 | 6 | 53288.623 | 49214.317 | 41173.601 | 34669.415 | 33445.155
5 | 21 | 7 | 78762.103 | 75693.427 | 68198.166 | 60249.85 | 56966.395
5 | 21 | 8 | 270912.05 | 260554.44 | 216389.197 | 162242.083 | 127193.896
5 | 21 | 9 | 298041.686 | 299904.584 | 269555.706 | 223712.415 | 189181.608
5 | 21 | 10 | 304019.733 | 317444.732 | 304024.341 | 271133.013 | 237569.794
5 | 21 | 11 | 291722.58 | 314237.178 | 318249.267 | 301533.665 | 273464.938
5 | 21 | 12 | 204808.35 | 221766.301 | 233671.625 | 233678.748 | 221783.608
5 | 21 | 13 | 55904.412 | 56681.493 | 57524.347 | 57939.209 | 57683.016
5 | 21 | 14 | 178221.724 | 212587.01 | 261284.955 | 295688.147 | 296777.247
5 | 21 | 15 | 109028.794 | 144917.656 | 205479.432 | 255248.698 | 269267.597
5 | 21 | 16 | 42590.124 | 66748.39 | 133758.207 | 194923.269 | 220421.115
5 | 21 | 17 | 12100.511 | 12813.199 | 53409.807 | 118483.947 | 151770.251
5 | 21 | 18 | 7278.909 | 7278.909 | 7278.909 | 32556.949 | 45678.146
5 | 21 | 19 | 0 | 0 | 0 | 0 | 0
5 | 21 | 20 | 0 | 0 | 0 | 0 | 0
5 | 21 | 21 | 0 | 0 | 0 | 0 | 0
5 | 21 | 22 | 0 | 0 | 0 | 0 | 0
5 | 21 | 23 | 0 | 0 | 0 | 0 | 0
5 | 22 | 0 | 0 | 0 | 0 | 0 | 0
5 | 22 | 1 | 0 | 0 | 0 | 0 | 0
5 | 22 | 2 | 0 | 0 | 0 | 0 | 0
5 | 22 | 3 | 0 | 0 | 0 | 0 | 0
5 | 22 | 4 | 0 | 0 | 0 | 0 | 0
5 | 22 | 5 | 44560.137 | 34379.362 | 17296.853 | 15700.906 | 15700.906
5 | 22 | 6 | 124370.007 | 106187.978 | 68169.587 | 38131.781 | 33759.626
5 | 22 | 7 | 189334.362 | 173689.623 | 134365.916 | 88789.603 | 69775.514
5 | 22 | 8 | 239356.084 | 231093.894 | 195984.325 | 152225.054 | 123766.859
5 | 22 | 9 | 270685.167 | 272043.714 | 247038.286 | 208887.501 | 179864.113
5 | 22 | 10 | 286622.236 | 298203.416 | 286362.321 | 257431.908 | 227782.471
5 | 22 | 11 | 284949.893 | 306309.397 | 310044.972 | 294122.425 | 267344.18
5 | 22 | 12 | 90077.308 | 91743.531 | 92923.828 | 92927.563 | 91752.553
5 | 22 | 13 | 83930.303 | 85694.952 | 87613.699 | 88563.074 | 87987.758
5 | 22 | 14 | 72847.287 | 74380.253 | 76606.923 | 78222.862 | 78282.335
5 | 22 | 15 | 58015.97 | 59120.672 | 61154.975 | 62936.271 | 63452.885
5 | 22 | 16 | 40739.572 | 41155.369 | 42255.635 | 43396.001 | 43908.315
5 | 22 | 17 | 22102.594 | 22138.148 | 22604.707 | 23161.431 | 23482.113
5 | 22 | 18 | 5057.064 | 5057.064 | 5057.064 | 5057.064 | 5057.064
5 | 22 | 19 | 0 | 0 | 0 | 0 | 0
5 | 22 | 20 | 0 | 0 | 0 | 0 | 0
5 | 22 | 21 | 0 | 0 | 0 | 0 | 0
5 | 22 | 22 | 0 | 0 | 0 | 0 | 0
5 | 22 | 23 | 0 | 0 | 0 | 0 | 0
5 | 23 | 0 | 0 | 0 | 0 | 0 | 0
5 | 23 | 1 | 0 | 0 | 0 | 0 | 0
5 | 23 | 2 | 0 | 0 | 0 | 0 | 0
5 | 23 | 3 | 0 | 0 | 0 | 0 | 0
5 | 23 | 4 | 0 | 0 | 0 | 0 | 0
5 | 23 | 5 | 8549.402 | 8549.402 | 8549.402 | 8549.402 | 8549.402
5 | 23 | 6 | 51554.085 | 48008.505 | 41139.998 | 35541.068 | 34431.313
5 | 23 | 7 | 54324.26 | 53566.247 | 51746.933 | 49878.54 | 49114.511
5 | 23 | 8 | 90463.054 | 89588.594 | 86034.728 | 81854.403 | 79385.515
5 | 23 | 9 | 78044.911 | 78106.219 | 76842.424 | 74993.525 | 73642.584
5 | 23 | 10 | 162662.398 | 165963.859 | 162512.487 | 154310.684 | 146145.036
5 | 23 | 11 | 156095.353 | 161443.488 | 162372.602 | 158342.777 | 151699.566
5 | 23 | 12 | 209443.83 | 226296.454 | 238169.285 | 238234.743 | 226455.494
5 | 23 | 13 | 244631.229 | 279681.339 | 317065.831 | 335328.499 | 324487.658
5 | 23 | 14 | 190620.83 | 225944.265 | 276212.746 | 311853.892 | 313311.44
5 | 23 | 15 | 95548.099 | 105648.319 | 123849.114 | 139577.124 | 144165.897
5 | 23 | 16 | 48291.354 | 73978.588 | 145574.655 | 210933.065 | 238434.652
5 | 23 | 17 | 12256.11 | 13236.199 | 59548.93 | 132941.185 | 170500.576
5 | 23 | 18 | 6673.944 | 6673.944 | 6673.944 | 43019.407 | 62058.782
5 | 23 | 19 | 0 | 0 | 0 | 0 | 0
5 | 23 | 20 | 0 | 0 | 0 | 0 | 0
5 | 23 | 21 | 0 | 0 | 0 | 0 | 0
5 | 23 | 22 | 0 | 0 | 0 | 0 | 0
5 | 23 | 23 | 0 | 0 | 0 | 0 | 0
5 | 24 | 0 | 0 | 0 | 0 | 0 | 0
5 | 24 | 1 | 0 | 0 | 0 | 0 | 0
5 | 24 | 2 | 0 | 0 | 0 | 0 | 0
5 | 24 | 3 | 0 | 0 | 0 | 0 | 0
5 | 24 | 4 | 0 | 0 | 0 | 0 | 0
5 | 24 | 5 | 102796.659 | 68937.272 | 12133.059 | 8110.854 | 8110.854
5 | 24 | 6 | 204754.674 | 166356.227 | 83488.246 | 19372.975 | 11651.372
5 | 24 | 7 | 265184.603 | 239042.064 | 173903.694 | 96941.004 | 65348.575
5 | 24 | 8 | 305554.864 | 293375.554 | 243431.188 | 182035.208 | 142115.419
5 | 24 | 9 | 324818.13 | 326155.139 | 293911.837 | 245368.897 | 208911.083
5 | 24 | 10 | 327756.925 | 340878.307 | 326847.157 | 293118.702 | 258746.168
5 | 24 | 11 | 312662.405 | 335231.389 | 339034.551 | 322039.946 | 293506.911
5 | 24 | 12 | 283318.089 | 312850.12 | 333288.583 | 333444.044 | 313234.07
5 | 24 | 13 | 241403.655 | 275079.157 | 310651.521 | 327937.466 | 317869.813
5 | 24 | 14 | 188768.275 | 223275.022 | 271941.081 | 306082.035 | 307616.081
5 | 24 | 15 | 119427.903 | 156029.299 | 217390.187 | 267315.47 | 281637.583
5 | 24 | 16 | 46036.405 | 72233.006 | 144961.05 | 210325.061 | 237607.913
5 | 24 | 17 | 12176.714 | 13214.736 | 59809.148 | 133180.947 | 170349.399
5 | 24 | 18 | 6563.869 | 6563.869 | 6563.869 | 43497.23 | 63234.079
5 | 24 | 19 | 0 | 0 | 0 | 0 | 0
5 | 24 | 20 | 0 | 0 | 0 | 0 | 0
5 | 24 | 21 | 0 | 0 | 0 | 0 | 0
5 | 24 | 22 | 0 | 0 | 0 | 0 | 0
5 | 24 | 23 | 0 | 0 | 0 | 0 | 0
5 | 25 | 0 | 0 | 0 | 0 | 0 | 0
5 | 25 | 1 | 0 | 0 | 0 | 0 | 0
5 | 25 | 2 | 0 | 0 | 0 | 0 | 0
5 | 25 | 3 | 0 | 0 | 0 | 0 | 0
5 | 25 | 4 | 0 | 0 | 0 | 0 | 0
5 | 25 | 5 | 6506.908 | 6506.908 | 6506.908 | 6506.908 | 6506.908
5 | 25 | 6 | 40137.966 | 38901.539 | 36580.446 | 34649.662 | 34226.718
5 | 25 | 7 | 116358.017 | 109434.23 | 92854.859 | 75008.08 | 67808.203
5 | 25 | 8 | 84262.167 | 83505.85 | 80520.958 | 77033.154 | 74998.5
5 | 25 | 9 | 92601.263 | 92667.987 | 90798.909 | 88086.752 | 86120.206
5 | 25 | 10 | 125822.892 | 127812.36 | 125638.318 | 120565.31 | 115556.976
5 | 25 | 11 | 171571.263 | 177772.049 | 178810.046 | 174085.774 | 166335.581
5 | 25 | 12 | 174165.317 | 184829.53 | 192378.927 | 192451.649 | 185005.935
5 | 25 | 13 | 121772.066 | 127606.856 | 133988.888 | 137189.31 | 135349.384
5 | 25 | 14 | 110115.192 | 116363.876 | 125504.038 | 132177.953 | 132510.85
5 | 25 | 15 | 60951.857 | 62088.427 | 64208.456 | 66080.449 | 66638.854
5 | 25 | 16 | 60213.689 | 67166.044 | 86481.089 | 105158.022 | 113374.594
5 | 25 | 17 | 16415.897 | 16415.897 | 16415.897 | 16415.897 | 16415.897
5 | 25 | 18 | 10683.336 | 10683.336 | 10717.06 | 31151.279 | 42738.806
5 | 25 | 19 | 0 | 0 | 0 | 0 | 0
5 | 25 | 20 | 0 | 0 | 0 | 0 | 0
5 | 25 | 21 | 0 | 0 | 0 | 0 | 0
5 | 25 | 22 | 0 | 0 | 0 | 0 | 0
5 | 25 | 23 | 0 | 0 | 0 | 0 | 0
5 | 26 | 0 | 0 | 0 | 0 | 0 | 0
5 | 26 | 1 | 0 | 0 | 0 | 0 | 0
5 | 26 | 2 | 0 | 0 | 0 | 0 | 0
5 | 26 | 3 | 0 | 0 | 0 | 0 | 0
5 | 26 | 4 | 0 | 0 | 0 | 0 | 0
5 | 26 | 5 | 54212.396 | 39158.768 | 15283.573 | 13123.609 | 13123.609
5 | 26 | 6 | 77642.999 | 68888.232 | 51593.074 | 37881.821 | 35542.72
5 | 26 | 7 | 120427.454 | 112949.409 | 95145.882 | 75947.844 | 68255.748
5 | 26 | 8 | 157405.527 | 153286.681 | 137178.597 | 118229.641 | 106941.96
5 | 26 | 9 | 230414.644 | 230953.315 | 212612.421 | 185727.771 | 166042.849
5 | 26 | 10 | 240456.827 | 247999.04 | 239572.16 | 219922.842 | 200393.886
5 | 26 | 11 | 246890.297 | 261616.332 | 264025.698 | 252758.016 | 234224.696
5 | 26 | 12 | 123496.119 | 128229.958 | 131598.908 | 131637.331 | 128322.848
5 | 26 | 13 | 113761.998 | 118929.747 | 124601.647 | 127461.098 | 125843.182
5 | 26 | 14 | 96250.619 | 100908.026 | 107753.91 | 112776.401 | 113047.039
5 | 26 | 15 | 58383.996 | 59398.281 | 61299.132 | 62982.864 | 63489.453
5 | 26 | 16 | 56736.75 | 60361.81 | 70448.212 | 80395.354 | 84836.251
5 | 26 | 17 | 29631.872 | 29991.105 | 34432.374 | 40419.304 | 43756.66
5 | 26 | 18 | 10021.365 | 10021.365 | 10028.853 | 10754.728 | 11263.005
5 | 26 | 19 | 0 | 0 | 0 | 0 | 0
5 | 26 | 20 | 0 | 0 | 0 | 0 | 0
5 | 26 | 21 | 0 | 0 | 0 | 0 | 0
5 | 26 | 22 | 0 | 0 | 0 | 0 | 0
5 | 26 | 23 | 0 | 0 | 0 | 0 | 0
5 | 27 | 0 | 0 | 0 | 0 | 0 | 0
5 | 27 | 1 | 0 | 0 | 0 | 0 | 0
5 | 27 | 2 | 0 | 0 | 0 | 0 | 0
5 | 27 | 3 | 0 | 0 | 0 | 0 | 0
5 | 27 | 4 | 0 | 0 | 0 | 0 | 0
5 | 27 | 5 | 2349.447 | 2349.447 | 2349.447 | 2349.447 | 2349.447
5 | 27 | 6 | 70404.826 | 63432.914 | 49621.404 | 38766.524 | 36995.19
5 | 27 | 7 | 46552.201 | 46118.95 | 45107.686 | 44110.938 | 43712.441
5 | 27 | 8 | 70660.032 | 70153.136 | 68207.314 | 65951.767 | 64660.374
5 | 27 | 9 | 95896.007 | 95945.327 | 93851.691 | 90839.516 | 88673.292
5 | 27 | 10 | 115732.461 | 117430.955 | 115492.035 | 111046.603 | 106694.576
5 | 27 | 11 | 52559.147 | 52960.819 | 53025.594 | 52715.522 | 52212.261
5 | 27 | 12 | 115027.819 | 119217.235 | 122203.506 | 122242.202 | 119310.746
5 | 27 | 13 | 109874.542 | 114693.92 | 119998.174 | 122684.672 | 121187.597
5 | 27 | 14 | 65736.572 | 66839.567 | 68468.474 | 69669.06 | 69738.323
5 | 27 | 15 | 38426.204 | 38604.882 | 38952.489 | 39265.418 | 39360.332
5 | 27 | 16 | 40822.513 | 41187.705 | 42182.196 | 43223.604 | 43701.736
5 | 27 | 17 | 30326.814 | 30526.365 | 32891.678 | 36106.6 | 37895.275
5 | 27 | 18 | 8428.116 | 8428.116 | 8431.248 | 8622.274 | 8756.145
5 | 27 | 19 | 0 | 0 | 0 | 0 | 0
5 | 27 | 20 | 0 | 0 | 0 | 0 | 0
5 | 27 | 21 | 0 | 0 | 0 | 0 | 0
5 | 27 | 22 | 0 | 0 | 0 | 0 | 0
5 | 27 | 23 | 0 | 0 | 0 | 0 | 0
5 | 28 | 0 | 0 | 0 | 0 | 0 | 0
5 | 28 | 1 | 0 | 0 | 0 | 0 | 0
5 | 28 | 2 | 0 | 0 | 0 | 0 | 0
5 | 28 | 3 | 0 | 0 | 0 | 0 | 0
5 | 28 | 4 | 0 | 0 | 0 | 0 | 0
5 | 28 | 5 | 1640.766 | 1640.766 | 1640.766 | 1640.766 | 1640.766
5 | 28 | 6 | 9575.14 | 9575.14 | 9575.14 | 9575.14 | 9575.14
5 | 28 | 7 | 89796.986 | 85715.17 | 76153.371 | 66073.091 | 62085.387
5 | 28 | 8 | 156968.582 | 152682.045 | 136353.793 | 117269.475 | 105994.926
5 | 28 | 9 | 244282.278 | 244662.112 | 223094.323 | 191650.731 | 168754.388
5 | 28 | 10 | 124826.167 | 126757.857 | 124504.668 | 119378.183 | 114374.428
5 | 28 | 11 | 76490.419 | 77345.217 | 77480.163 | 76816.253 | 75742.225
5 | 28 | 12 | 85127.928 | 86531.34 | 87533.571 | 87547.91 | 86565.965
5 | 28 | 13 | 74468.544 | 75802.241 | 77275.696 | 78025.944 | 77613.799
5 | 28 | 14 | 93559.335 | 98002.226 | 104572.222 | 109419.064 | 109715.662
5 | 28 | 15 | 89602.728 | 96399.727 | 108892.413 | 119858.542 | 123200.079
5 | 28 | 16 | 60302.675 | 68010.566 | 89760.831 | 110787.938 | 120145.054
5 | 28 | 17 | 17369.681 | 17371.385 | 17384.376 | 17400.046 | 17409.218
5 | 28 | 18 | 2939.755 | 2939.755 | 2939.755 | 2939.755 | 2939.755
5 | 28 | 19 | 0 | 0 | 0 | 0 | 0
5 | 28 | 20 | 0 | 0 | 0 | 0 | 0
5 | 28 | 21 | 0 | 0 | 0 | 0 | 0
5 | 28 | 22 | 0 | 0 | 0 | 0 | 0
5 | 28 | 23 | 0 | 0 | 0 | 0 | 0
5 | 29 | 0 | 0 | 0 | 0 | 0 | 0
5 | 29 | 1 | 0 | 0 | 0 | 0 | 0
5 | 29 | 2 | 0 | 0 | 0 | 0 | 0
5 | 29 | 3 | 0 | 0 | 0 | 0 | 0
5 | 29 | 4 | 0 | 0 | 0 | 0 | 0
5 | 29 | 5 | 21173.394 | 18743.589 | 15102.272 | 14552.415 | 14552.415
5 | 29 | 6 | 22606.242 | 22483.637 | 22265.222 | 22078.957 | 22033.919
5 | 29 | 7 | 39352.511 | 39081.932 | 38457.287 | 37844.533 | 37602.562
5 | 29 | 8 | 124502.263 | 121896.402 | 112111.252 | 100757.53 | 94167.305
5 | 29 | 9 | 282557.182 | 282890.227 | 255035.572 | 214189.654 | 184293.044
5 | 29 | 10 | 289295.925 | 299973.568 | 287239.895 | 258013.659 | 228962.883
5 | 29 | 11 | 279068.228 | 298456.97 | 301421.873 | 286335.463 | 261598.648
5 | 29 | 12 | 255457.725 | 281385.944 | 299588.196 | 299867.111 | 282069.684
5 | 29 | 13 | 219122.613 | 249085.66 | 281503.783 | 297757.977 | 288976.967
5 | 29 | 14 | 125307.914 | 135799.942 | 151280.378 | 162666.541 | 163399.494
5 | 29 | 15 | 111816.477 | 141575.101 | 193345.246 | 236908.026 | 250023.678
5 | 29 | 16 | 52465.521 | 72206.087 | 128077.635 | 179811.696 | 202272.992
5 | 29 | 17 | 26684.462 | 27894.632 | 46465.517 | 73666.75 | 88280.271
5 | 29 | 18 | 10589.598 | 10589.598 | 10645.819 | 13486.828 | 15354.655
5 | 29 | 19 | 0 | 0 | 0 | 0 | 0
5 | 29 | 20 | 0 | 0 | 0 | 0 | 0
5 | 29 | 21 | 0 | 0 | 0 | 0 | 0
5 | 29 | 22 | 0 | 0 | 0 | 0 | 0
5 | 29 | 23 | 0 | 0 | 0 | 0 | 0
5 | 30 | 0 | 0 | 0 | 0 | 0 | 0
5 | 30 | 1 | 0 | 0 | 0 | 0 | 0
5 | 30 | 2 | 0 | 0 | 0 | 0 | 0
5 | 30 | 3 | 0 | 0 | 0 | 0 | 0
5 | 30 | 4 | 0 | 0 | 0 | 0 | 0
5 | 30 | 5 | 72437.558 | 48912.875 | 13451.324 | 10291.061 | 10291.061
5 | 30 | 6 | 165066.037 | 134700.147 | 72210.42 | 24292.634 | 17873.569
5 | 30 | 7 | 229554.293 | 205967.993 | 149983.101 | 86577.988 | 61683.491
5 | 30 | 8 | 220530.655 | 212116.298 | 180680.4 | 143810.029 | 121640.992
5 | 30 | 9 | 293841.09 | 294039.868 | 263763.094 | 219787.096 | 187899.552
5 | 30 | 10 | 127143.979 | 129089.757 | 126722.002 | 121420.489 | 116284.96
5 | 30 | 11 | 178679.13 | 186395.255 | 187557.277 | 181493.765 | 171718.771
5 | 30 | 12 | 201239.297 | 216484.474 | 227316.53 | 227493.34 | 216913.778
5 | 30 | 13 | 195049.15 | 215468.989 | 237873.562 | 249260.526 | 243177.975
5 | 30 | 14 | 158436.917 | 178220.901 | 207345.431 | 228698.727 | 230136.289
5 | 30 | 15 | 106074.18 | 122719.758 | 152767.216 | 178869.946 | 186892.234
5 | 30 | 16 | 60482.765 | 71679.852 | 103578.727 | 134222.012 | 147899.782
5 | 30 | 17 | 14539.847 | 16494.379 | 56130.664 | 116751.39 | 148556.115
5 | 30 | 18 | 5282.182 | 5282.182 | 5282.182 | 5282.182 | 5282.182
5 | 30 | 19 | 0 | 0 | 0 | 0 | 0
5 | 30 | 20 | 0 | 0 | 0 | 0 | 0
5 | 30 | 21 | 0 | 0 | 0 | 0 | 0
5 | 30 | 22 | 0 | 0 | 0 | 0 | 0
5 | 30 | 23 | 0 | 0 | 0 | 0 | 0
5 | 31 | 0 | 0 | 0 | 0 | 0 | 0
5 | 31 | 1 | 0 | 0 | 0 | 0 | 0
5 | 31 | 2 | 0 | 0 | 0 | 0 | 0
5 | 31 | 3 | 0 | 0 | 0 | 0 | 0
5 | 31 | 4 | 0 | 0 | 0 | 0 | 0
5 | 31 | 5 | 46665.051 | 34159.818 | 15600.699 | 13596.156 | 13596.156
5 | 31 | 6 | 61000.604 | 55653.904 | 45348.09 | 37203.596 | 35809.216
5 | 31 | 7 | 158814.628 | 145914.853 | 115827.424 | 82948.24 | 70140.032
5 | 31 | 8 | 101915.819 | 100110.096 | 93496.972 | 85905.262 | 81626.975
5 | 31 | 9 | 174142.486 | 174157.316 | 163021.556 | 147156.48 | 135859.139
5 | 31 | 10 | 160229.95 | 163151.147 | 159521.59 | 151443.661 | 143630.231
5 | 31 | 11 | 128537.678 | 132116.291 | 132643.083 | 129811.259 | 125272.125
5 | 31 | 12 | 91247.704 | 92830.265 | 93962.564 | 93981.908 | 92876.981
5 | 31 | 13 | 136189.089 | 143567.581 | 151744.441 | 155942.165 | 153724.225
5 | 31 | 14 | 76527.45 | 78123.397 | 80505.085 | 82277.237 | 82402.463
5 | 31 | 15 | 112424.435 | 136455.513 | 179247.031 | 216055.249 | 227377.738
5 | 31 | 16 | 57488.147 | 73041.331 | 117486.353 | 159615.614 | 178318.085
5 | 31 | 17 | 20087.676 | 22105.722 | 57227.987 | 110112.927 | 137983.715
5 | 31 | 18 | 13585.409 | 13585.409 | 13732.177 | 20971.422 | 25611.506
5 | 31 | 19 | 0 | 0 | 0 | 0 | 0
5 | 31 | 20 | 0 | 0 | 0 | 0 | 0
5 | 31 | 21 | 0 | 0 | 0 | 0 | 0
5 | 31 | 22 | 0 | 0 | 0 | 0 | 0
5 | 31 | 23 | 0 | 0 | 0 | 0 | 0
6 | 1 | 0 | 0 | 0 | 0 | 0 | 0
6 | 1 | 1 | 0 | 0 | 0 | 0 | 0
6 | 1 | 2 | 0 | 0 | 0 | 0 | 0
6 | 1 | 3 | 0 | 0 | 0 | 0 | 0
6 | 1 | 4 | 0 | 0 | 0 | 0 | 0
6 | 1 | 5 | 5908.75 | 5908.75 | 5908.75 | 5908.75 | 5908.75
6 | 1 | 6 | 22463.483 | 22393.842 | 22270.958 | 22166.819 | 22142.417
6 | 1 | 7 | 53731.909 | 53004.008 | 51344.28 | 49682.644 | 49039.221
6 | 1 | 8 | 139912.517 | 136684.842 | 124974.368 | 111505.824 | 103756.8
6 | 1 | 9 | 124984.882 | 124965.213 | 119752.845 | 112386.649 | 107182.299
6 | 1 | 10 | 304953.798 | 315406.722 | 302141.29 | 272512.071 | 243545.988
6 | 1 | 11 | 298450.182 | 318532.545 | 321395.286 | 305449.123 | 279655.031
6 | 1 | 12 | 231792.203 | 251858.288 | 266071.953 | 266320.811 | 252464.532
6 | 1 | 13 | 167774.774 | 180690.003 | 194972.22 | 202302.89 | 198474.489
6 | 1 | 14 | 187602.782 | 220042.87 | 267412.363 | 301785.359 | 304275.43 | CFs
6 | 1 | 15 | 100278.794 | 110868.662 | 130389.156 | 147573.287 | 152930.238 | CFs
6 | 1 | 16 | 54632.651 | 76335.211 | 138328.045 | 195763.246 | 220954.78 | CFs
6 | 1 | 17 | 21749.911 | 23801.745 | 54477.672 | 99938.542 | 124015.755 | CFs
6 | 1 | 18 | 12077.423 | 12077.423 | 12190.381 | 16245.069 | 18920.874
6 | 1 | 19 | 0 | 0 | 0 | 0 | 0
6 | 1 | 20 | 0 | 0 | 0 | 0 | 0
6 | 1 | 21 | 0 | 0 | 0 | 0 | 0
6 | 1 | 22 | 0 | 0 | 0 | 0 | 0
6 | 1 | 23 | 0 | 0 | 0 | 0 | 0
6 | 2 | 0 | 0 | 0 | 0 | 0 | 0
6 | 2 | 1 | 0 | 0 | 0 | 0 | 0
6 | 2 | 2 | 0 | 0 | 0 | 0 | 0
6 | 2 | 3 | 0 | 0 | 0 | 0 | 0
6 | 2 | 4 | 0 | 0 | 0 | 0 | 0
6 | 2 | 5 | 6432.803 | 6432.803 | 6432.803 | 6432.803 | 6432.803
6 | 2 | 6 | 32563.879 | 32020.076 | 31063.63 | 30254.985 | 30067.445
6 | 2 | 7 | 201926.538 | 183059.763 | 139195.565 | 90686.895 | 71949.784
6 | 2 | 8 | 157129.345 | 152727.272 | 136894.79 | 118688.636 | 108240.201
6 | 2 | 9 | 72189.901 | 72180.404 | 71089.428 | 69555.853 | 68478.042
6 | 2 | 10 | 133963.053 | 135912.592 | 133390.436 | 127865.764 | 122568.478
6 | 2 | 11 | 171841.784 | 177539.542 | 178336.152 | 173769.407 | 166494.649
6 | 2 | 12 | 61194.739 | 61883.707 | 62377.115 | 62385.938 | 61905.006
6 | 2 | 13 | 133996.639 | 140692.07 | 148140.468 | 151987.97 | 149997.886
6 | 2 | 14 | 66120.606 | 67133.421 | 68651.791 | 69786.244 | 69872.383 | CFs
6 | 2 | 15 | 64768.035 | 66062.731 | 68529.21 | 70741.867 | 71438.851 | CFs
6 | 2 | 16 | 48127.422 | 48902.436 | 51096.602 | 53335.926 | 54371.528 | CFs
6 | 2 | 17 | 26572.326 | 26698.314 | 27422.66 | 28302.969 | 28823.407 | CFs
6 | 2 | 18 | 8717.445 | 8717.445 | 8719.219 | 8753.615 | 8777.917
6 | 2 | 19 | 0 | 0 | 0 | 0 | 0
6 | 2 | 20 | 0 | 0 | 0 | 0 | 0
6 | 2 | 21 | 0 | 0 | 0 | 0 | 0
6 | 2 | 22 | 0 | 0 | 0 | 0 | 0
6 | 2 | 23 | 0 | 0 | 0 | 0 | 0
6 | 3 | 0 | 0 | 0 | 0 | 0 | 0
6 | 3 | 1 | 0 | 0 | 0 | 0 | 0
6 | 3 | 2 | 0 | 0 | 0 | 0 | 0
6 | 3 | 3 | 0 | 0 | 0 | 0 | 0
6 | 3 | 4 | 0 | 0 | 0 | 0 | 0
6 | 3 | 5 | 90643.468 | 60127.365 | 15759.398 | 11834.023 | 11834.023
6 | 3 | 6 | 64057.547 | 58475.894 | 47814.691 | 39415.692 | 37998.022
6 | 3 | 7 | 247338.435 | 221961.232 | 162301.054 | 94211.2 | 67843.011
6 | 3 | 8 | 289928.623 | 276932.671 | 229682.843 | 173407.242 | 138651.991
6 | 3 | 9 | 217349.826 | 217126.414 | 200406.042 | 176618.732 | 159714.372
6 | 3 | 10 | 214337.852 | 219396.149 | 212718.033 | 198078.479 | 183947.147
6 | 3 | 11 | 92633.467 | 93751.615 | 93903.953 | 93001.421 | 91571.891
6 | 3 | 12 | 91402.212 | 92889.141 | 93953.361 | 93972.466 | 92935.289
6 | 3 | 13 | 90990.839 | 92795.107 | 94808.067 | 95851.72 | 95316.788
6 | 3 | 14 | 95981.453 | 100266.732 | 106677.544 | 111454.77 | 111827.839 | CFs
6 | 3 | 15 | 68655.479 | 70258.101 | 73300.801 | 76026.608 | 76888.599 | CFs
6 | 3 | 16 | 38347.629 | 38603.223 | 39320.517 | 40079.313 | 40435.127 | CFs
6 | 3 | 17 | 17778.833 | 20576.618 | 63325.651 | 126341.281 | 158843.209 | CFs
6 | 3 | 18 | 11905.602 | 11905.602 | 11955.705 | 12834.122 | 13456.18
6 | 3 | 19 | 0 | 0 | 0 | 0 | 0
6 | 3 | 20 | 0 | 0 | 0 | 0 | 0
6 | 3 | 21 | 0 | 0 | 0 | 0 | 0
6 | 3 | 22 | 0 | 0 | 0 | 0 | 0
6 | 3 | 23 | 0 | 0 | 0 | 0 | 0
6 | 4 | 0 | 0 | 0 | 0 | 0 | 0
6 | 4 | 1 | 0 | 0 | 0 | 0 | 0
6 | 4 | 2 | 0 | 0 | 0 | 0 | 0
6 | 4 | 3 | 0 | 0 | 0 | 0 | 0
6 | 4 | 4 | 0 | 0 | 0 | 0 | 0
6 | 4 | 5 | 10320.464 | 10320.464 | 10320.464 | 10320.464 | 10320.464
6 | 4 | 6 | 36009.046 | 35266.314 | 33967.128 | 32872.703 | 32623.776
6 | 4 | 7 | 87423.649 | 83647.445 | 75103.745 | 66292.656 | 62938.146
6 | 4 | 8 | 104075.221 | 102208.408 | 95637.55 | 88164.595 | 84025.194
6 | 4 | 9 | 98994.869 | 98955.065 | 96744.284 | 93654.609 | 91496.068
6 | 4 | 10 | 90015.785 | 90579.288 | 89821.367 | 88185.343 | 86629.077
6 | 4 | 11 | 86684.853 | 87652.042 | 87780.182 | 86994.295 | 85754.349
6 | 4 | 12 | 79068.827 | 80190.941 | 80994.319 | 81008.632 | 80225.502
6 | 4 | 13 | 69665.827 | 70672.508 | 71798.217 | 72383.634 | 72086.031
6 | 4 | 14 | 100544.379 | 105243.722 | 112299.795 | 117576.629 | 118000.27 | CFs
6 | 4 | 15 | 62332.439 | 63457.734 | 65615.87 | 67559.481 | 68177.335 | CFs
6 | 4 | 16 | 44025.98 | 44457.391 | 45675.214 | 46955.111 | 47555.216 | CFs
6 | 4 | 17 | 23181.771 | 25999.517 | 63644.639 | 119037.233 | 148177.94 | CFs
6 | 4 | 18 | 13287.044 | 13287.044 | 13838.3 | 38245.049 | 54173.901
6 | 4 | 19 | 0 | 0 | 0 | 0 | 0
6 | 4 | 20 | 0 | 0 | 0 | 0 | 0
6 | 4 | 21 | 0 | 0 | 0 | 0 | 0
6 | 4 | 22 | 0 | 0 | 0 | 0 | 0
6 | 4 | 23 | 0 | 0 | 0 | 0 | 0
6 | 5 | 0 | 0 | 0 | 0 | 0 | 0
6 | 5 | 1 | 0 | 0 | 0 | 0 | 0
6 | 5 | 2 | 0 | 0 | 0 | 0 | 0
6 | 5 | 3 | 0 | 0 | 0 | 0 | 0
6 | 5 | 4 | 0 | 0 | 0 | 0 | 0
6 | 5 | 5 | 8686.475 | 8686.475 | 8686.475 | 8686.475 | 8686.475
6 | 5 | 6 | 909.119 | 909.119 | 909.119 | 909.119 | 909.119
6 | 5 | 7 | 94894.918 | 90365.68 | 80153.058 | 69562.975 | 65554.967
6 | 5 | 8 | 112518.558 | 110296.345 | 102544.898 | 93746.37 | 88861.286
6 | 5 | 9 | 143882.778 | 143729.559 | 136875.149 | 127303.833 | 120624.346
6 | 5 | 10 | 71693.332 | 72055.543 | 71559.106 | 70494.663 | 69485.631
6 | 5 | 11 | 67431.576 | 68034.124 | 68111.67 | 67618.808 | 66844.15
6 | 5 | 12 | 99460.526 | 101199.713 | 102444.204 | 102465.93 | 101252.187
6 | 5 | 13 | 102425.681 | 104780.298 | 107414.576 | 108786.449 | 108094.246
6 | 5 | 14 | 84224.98 | 86089.809 | 88899.251 | 91007.323 | 91180.763 | CFs
6 | 5 | 15 | 38060.755 | 38210.304 | 38508.85 | 38781.523 | 38868.572 | CFs
6 | 5 | 16 | 58490.798 | 61670.645 | 70799.341 | 79944.373 | 84171.647 | CFs
6 | 5 | 17 | 9220.151 | 9220.151 | 9220.151 | 9220.151 | 9220.151 | CFs
6 | 5 | 18 | 2596.951 | 2596.951 | 2596.951 | 2596.951 | 2596.951
6 | 5 | 19 | 0 | 0 | 0 | 0 | 0
6 | 5 | 20 | 0 | 0 | 0 | 0 | 0
6 | 5 | 21 | 0 | 0 | 0 | 0 | 0
6 | 5 | 22 | 0 | 0 | 0 | 0 | 0
6 | 5 | 23 | 0 | 0 | 0 | 0 | 0
6 | 6 | 0 | 0 | 0 | 0 | 0 | 0
6 | 6 | 1 | 0 | 0 | 0 | 0 | 0
6 | 6 | 2 | 0 | 0 | 0 | 0 | 0
6 | 6 | 3 | 0 | 0 | 0 | 0 | 0
6 | 6 | 4 | 0 | 0 | 0 | 0 | 0
6 | 6 | 5 | 10758.224 | 10758.224 | 10758.224 | 10758.224 | 10758.224
6 | 6 | 6 | 55137.683 | 51024.526 | 43354.176 | 37265.874 | 36191.985
6 | 6 | 7 | 44912.363 | 44514.571 | 43629.279 | 42775.132 | 42452.421
6 | 6 | 8 | 78344.186 | 77610.006 | 75072.984 | 72203.836 | 70619.481
6 | 6 | 9 | 179135.908 | 178828.979 | 167234.957 | 151013.41 | 139675.387
6 | 6 | 10 | 206878.299 | 211545.805 | 205026.018 | 191040.601 | 177710.619
6 | 6 | 11 | 146556.47 | 150809.375 | 151339.741 | 147839.659 | 142345.351
6 | 6 | 12 | 77102.725 | 78188.627 | 78965.55 | 78978.67 | 78220.309
6 | 6 | 13 | 91288.403 | 93141.829 | 95217.64 | 96300.588 | 95757.656
6 | 6 | 14 | 95590.945 | 99880.585 | 106341.452 | 111186.39 | 111592.94 | CFs
6 | 6 | 15 | 63959.739 | 65253.984 | 67735.768 | 69973.821 | 70690.576 | CFs
6 | 6 | 16 | 37470.021 | 37706.66 | 38376.818 | 39088.015 | 39423.57 | CFs
6 | 6 | 17 | 26337.112 | 29195.306 | 62460.308 | 110615.615 | 136113.785 | CFs
6 | 6 | 18 | 14100.138 | 14100.138 | 14744.172 | 35423.193 | 49272.356
6 | 6 | 19 | 0 | 0 | 0 | 0 | 0
6 | 6 | 20 | 0 | 0 | 0 | 0 | 0
6 | 6 | 21 | 0 | 0 | 0 | 0 | 0
6 | 6 | 22 | 0 | 0 | 0 | 0 | 0
6 | 6 | 23 | 0 | 0 | 0 | 0 | 0
6 | 7 | 0 | 0 | 0 | 0 | 0 | 0
6 | 7 | 1 | 0 | 0 | 0 | 0 | 0
6 | 7 | 2 | 0 | 0 | 0 | 0 | 0
6 | 7 | 3 | 0 | 0 | 0 | 0 | 0
6 | 7 | 4 | 0 | 0 | 0 | 0 | 0
6 | 7 | 5 | 7831.932 | 7831.932 | 7831.932 | 7831.932 | 7831.932
6 | 7 | 6 | 8473.523 | 8473.523 | 8473.523 | 8473.523 | 8473.523
6 | 7 | 7 | 60088.307 | 58906.048 | 56269.036 | 53600.358 | 52599.35
6 | 7 | 8 | 75482.987 | 74793.159 | 72427.652 | 69756.901 | 68287.793
6 | 7 | 9 | 173544.698 | 173210.32 | 162209.753 | 146798.209 | 136015.495
6 | 7 | 10 | 139155.737 | 141165.633 | 138308.237 | 132234.476 | 126485.613
6 | 7 | 11 | 132544.395 | 136067.915 | 136493.724 | 133574.816 | 129008.265
6 | 7 | 12 | 108579.612 | 112120.37 | 114648.391 | 114689.061 | 112218.701
6 | 7 | 13 | 113904.507 | 118777.474 | 124227.966 | 127070.462 | 125653.535
6 | 7 | 14 | 145106.765 | 158448.285 | 178387.933 | 193208.24 | 194468.133 | CFs
6 | 7 | 15 | 85234.789 | 90262.745 | 99812.919 | 108380.076 | 111125.478 | CFs
6 | 7 | 16 | 52879.271 | 54192.694 | 57976.328 | 61774.684 | 63538.696 | CFs
6 | 7 | 17 | 19824.074 | 22872.531 | 62309.47 | 119593.037 | 149286.828 | CFs
6 | 7 | 18 | 11282.415 | 11282.415 | 12120.662 | 41818.708 | 61649.496
6 | 7 | 19 | 0 | 0 | 0 | 0 | 0
6 | 7 | 20 | 0 | 0 | 0 | 0 | 0
6 | 7 | 21 | 0 | 0 | 0 | 0 | 0
6 | 7 | 22 | 0 | 0 | 0 | 0 | 0
6 | 7 | 23 | 0 | 0 | 0 | 0 | 0
6 | 8 | 0 | 0 | 0 | 0 | 0 | 0
6 | 8 | 1 | 0 | 0 | 0 | 0 | 0
6 | 8 | 2 | 0 | 0 | 0 | 0 | 0
6 | 8 | 3 | 0 | 0 | 0 | 0 | 0
6 | 8 | 4 | 0 | 0 | 0 | 0 | 0
6 | 8 | 5 | 12422.85 | 12265.479 | 12038.188 | 11990.084 | 11990.084
6 | 8 | 6 | 177125.82 | 143705.071 | 75236.868 | 22796.394 | 16058.309
6 | 8 | 7 | 233616.595 | 209414.179 | 153136.678 | 88877.769 | 64467.794
6 | 8 | 8 | 272334.31 | 259772.838 | 215676.238 | 163168.926 | 131066.134
6 | 8 | 9 | 162731.367 | 162390.886 | 152438.382 | 138562.968 | 128902.579
6 | 8 | 10 | 190985.36 | 194964.015 | 189205.435 | 176968.961 | 165340.839
6 | 8 | 11 | 216058.866 | 226523.127 | 227740.992 | 219031.241 | 205320.09
6 | 8 | 12 | 239332.891 | 258807.559 | 272434.414 | 272638.202 | 259308.392
6 | 8 | 13 | 178789.818 | 194596.152 | 212033.559 | 221028.502 | 216573.954
6 | 8 | 14 | 128424.113 | 138594.48 | 153820.72 | 165157.167 | 166136.016 | CFs
6 | 8 | 15 | 53363.779 | 54049.628 | 55385.089 | 56596.916 | 56987.364 | CFs
6 | 8 | 16 | 60222.322 | 75232.757 | 118330.212 | 158592.605 | 176595.618 | CFs
6 | 8 | 17 | 16336.337 | 19607.352 | 61920.085 | 122933.273 | 154214.817 | CFs
6 | 8 | 18 | 9874.143 | 9874.143 | 10783.177 | 44319.491 | 66780.186
6 | 8 | 19 | 0 | 0 | 0 | 0 | 0
6 | 8 | 20 | 0 | 0 | 0 | 0 | 0
6 | 8 | 21 | 0 | 0 | 0 | 0 | 0
6 | 8 | 22 | 0 | 0 | 0 | 0 | 0
6 | 8 | 23 | 0 | 0 | 0 | 0 | 0
6 | 9 | 0 | 0 | 0 | 0 | 0 | 0
6 | 9 | 1 | 0 | 0 | 0 | 0 | 0
6 | 9 | 2 | 0 | 0 | 0 | 0 | 0
6 | 9 | 3 | 0 | 0 | 0 | 0 | 0
6 | 9 | 4 | 0 | 0 | 0 | 0 | 0
6 | 9 | 5 | 95235.22 | 61252.116 | 13689.977 | 9638.982 | 9638.982
6 | 9 | 6 | 175526.507 | 142454.868 | 75146.986 | 23813.254 | 17228.674
6 | 9 | 7 | 234186.243 | 209674.297 | 153090.286 | 88981.638 | 64814.839
6 | 9 | 8 | 275581.738 | 262477.89 | 217078.342 | 163623.786 | 131322.358
6 | 9 | 9 | 296025.157 | 294907.743 | 265048.716 | 222604.204 | 192544.676
6 | 9 | 10 | 302057.572 | 311564.921 | 297551.683 | 267559.92 | 238689.544
6 | 9 | 11 | 292739.16 | 311202.863 | 313272.349 | 297824.335 | 273403.832
6 | 9 | 12 | 266309.822 | 291165.513 | 308533.049 | 308771.665 | 291752.225
6 | 9 | 13 | 229068.706 | 257679.327 | 288914.058 | 304888.467 | 297017.797
6 | 9 | 14 | 181475.061 | 210609.984 | 253459.407 | 284705.133 | 287408.294 | CFs
6 | 9 | 15 | 118641.538 | 149640.838 | 204015.313 | 250345.324 | 264912.98 | CFs
6 | 9 | 16 | 53147.707 | 75103.031 | 138421.531 | 196434.463 | 222157.664 | CFs
6 | 9 | 17 | 11909.21 | 15370.675 | 61611.506 | 128994.123 | 163644.318 | CFs
6 | 9 | 18 | 7503.643 | 7503.643 | 8545.804 | 48896.168 | 76128.57
6 | 9 | 19 | 0 | 0 | 0 | 0 | 0
6 | 9 | 20 | 0 | 0 | 0 | 0 | 0
6 | 9 | 21 | 0 | 0 | 0 | 0 | 0
6 | 9 | 22 | 0 | 0 | 0 | 0 | 0
6 | 9 | 23 | 0 | 0 | 0 | 0 | 0
6 | 10 | 0 | 0 | 0 | 0 | 0 | 0
6 | 10 | 1 | 0 | 0 | 0 | 0 | 0
6 | 10 | 2 | 0 | 0 | 0 | 0 | 0
6 | 10 | 3 | 0 | 0 | 0 | 0 | 0
6 | 10 | 4 | 0 | 0 | 0 | 0 | 0
6 | 10 | 5 | 26145.538 | 22220.38 | 16720.39 | 15994.656 | 15994.656
6 | 10 | 6 | 92782.683 | 80388.844 | 56420.058 | 38093.491 | 35448.058
6 | 10 | 7 | 230967.08 | 206619.003 | 151023.283 | 89061.948 | 65924.244
6 | 10 | 8 | 188127.299 | 181143.702 | 157531.136 | 130626.083 | 115320.805
6 | 10 | 9 | 200697.321 | 200103.433 | 185699.618 | 165749.541 | 151955.821
6 | 10 | 10 | 180129.524 | 183739.491 | 178341.547 | 167049.57 | 156445.446
6 | 10 | 11 | 249001.574 | 263203.804 | 264750.416 | 252765.708 | 234092.445
6 | 10 | 12 | 265265.062 | 290523.981 | 308291.224 | 308510.727 | 291060.217
6 | 10 | 13 | 98980.261 | 101171.815 | 103632.431 | 104921.456 | 104285.21
6 | 10 | 14 | 162222.765 | 183112.369 | 214341.281 | 237536.051 | 239581.128 | CFs
6 | 10 | 15 | 120778.353 | 148702.604 | 198651.846 | 241978.244 | 255753.45 | CFs
6 | 10 | 16 | 58331.044 | 77829.855 | 134342.221 | 187188.703 | 210970.649 | CFs
6 | 10 | 17 | 18412.266 | 21728.954 | 61830.943 | 119965.561 | 150372.984 | CFs
6 | 10 | 18 | 9715.687 | 9715.687 | 10755.98 | 44425.885 | 67454.329
6 | 10 | 19 | 0 | 0 | 0 | 0 | 0
6 | 10 | 20 | 0 | 0 | 0 | 0 | 0
6 | 10 | 21 | 0 | 0 | 0 | 0 | 0
6 | 10 | 22 | 0 | 0 | 0 | 0 | 0
6 | 10 | 23 | 0 | 0 | 0 | 0 | 0
6 | 11 | 0 | 0 | 0 | 0 | 0 | 0
6 | 11 | 1 | 0 | 0 | 0 | 0 | 0
6 | 11 | 2 | 0 | 0 | 0 | 0 | 0
6 | 11 | 3 | 0 | 0 | 0 | 0 | 0
6 | 11 | 4 | 0 | 0 | 0 | 0 | 0
6 | 11 | 5 | 94730.149 | 60409.769 | 12527.281 | 8554.035 | 8554.035
6 | 11 | 6 | 172248.804 | 139627.214 | 72557.381 | 21193.405 | 14735.113
6 | 11 | 7 | 223181.197 | 200212.919 | 146774.068 | 85338.778 | 62154.161
6 | 11 | 8 | 257128.122 | 245336.083 | 204445.295 | 155441.262 | 125513.564
6 | 11 | 9 | 276959.484 | 275788.503 | 248979.627 | 210530.04 | 183106.276
6 | 11 | 10 | 254484.102 | 261554.689 | 250794.558 | 228007.207 | 206197.687
6 | 11 | 11 | 254339.057 | 268302.13 | 269762.497 | 257920.724 | 239370.372
6 | 11 | 12 | 258093.49 | 281751.898 | 298207.912 | 298383.393 | 282184.235
6 | 11 | 13 | 223824.431 | 251613.212 | 281951.932 | 297475.682 | 289856.178
6 | 11 | 14 | 177100.285 | 205276.728 | 246803.402 | 277143.995 | 279817.817 | CFs
6 | 11 | 15 | 116799.97 | 145308.358 | 195633.446 | 238823.464 | 252488.389 | CFs
6 | 11 | 16 | 59636.15 | 75458.578 | 121220.039 | 164199.209 | 183600.223 | CFs
6 | 11 | 17 | 19759.553 | 22925.741 | 60019.277 | 113380.525 | 141215.519 | CFs
6 | 11 | 18 | 11604.932 | 11604.932 | 12647.141 | 38710.874 | 56750.846
6 | 11 | 19 | 0 | 0 | 0 | 0 | 0
6 | 11 | 20 | 0 | 0 | 0 | 0 | 0
6 | 11 | 21 | 0 | 0 | 0 | 0 | 0
6 | 11 | 22 | 0 | 0 | 0 | 0 | 0
6 | 11 | 23 | 0 | 0 | 0 | 0 | 0
6 | 12 | 0 | 0 | 0 | 0 | 0 | 0
6 | 12 | 1 | 0 | 0 | 0 | 0 | 0
6 | 12 | 2 | 0 | 0 | 0 | 0 | 0
6 | 12 | 3 | 0 | 0 | 0 | 0 | 0
6 | 12 | 4 | 0 | 0 | 0 | 0 | 0
6 | 12 | 5 | 1871.898 | 1871.898 | 1871.898 | 1871.898 | 1871.898
6 | 12 | 6 | 45938.623 | 43644.138 | 39385.693 | 36063.018 | 35519.473
6 | 12 | 7 | 47035.077 | 46508.291 | 45357.337 | 44246.863 | 43838.205
6 | 12 | 8 | 61192.492 | 60771.446 | 59375.626 | 57816.223 | 56980.832
6 | 12 | 9 | 184164.906 | 183568.813 | 171012.7 | 153715.807 | 141824.223
6 | 12 | 10 | 152405.451 | 154701.784 | 151161.925 | 143838.435 | 137007.253
6 | 12 | 11 | 166266.835 | 171564.393 | 172102.528 | 167569.722 | 160597.6
6 | 12 | 12 | 172155.751 | 181872.918 | 188752.34 | 188813.488 | 182021.172
6 | 12 | 13 | 172484.523 | 185739.609 | 200500.584 | 208182.297 | 204401.662
6 | 12 | 14 | 135318.816 | 146655.822 | 163708.413 | 176461.014 | 177604.064 | CFs
6 | 12 | 15 | 97649.757 | 106935.342 | 124326.316 | 139838.263 | 144837.617 | CFs
6 | 12 | 16 | 63221.449 | 70151.359 | 90192.101 | 109636.162 | 118575.141 | CFs
6 | 12 | 17 | 32926.624 | 33879.57 | 41961.63 | 53110.36 | 59220.769 | CFs
6 | 12 | 18 | 12887.802 | 12887.802 | 12993.329 | 14097.012 | 14880.57
6 | 12 | 19 | 0 | 0 | 0 | 0 | 0
6 | 12 | 20 | 0 | 0 | 0 | 0 | 0
6 | 12 | 21 | 0 | 0 | 0 | 0 | 0
6 | 12 | 22 | 0 | 0 | 0 | 0 | 0
6 | 12 | 23 | 0 | 0 | 0 | 0 | 0
6 | 13 | 0 | 0 | 0 | 0 | 0 | 0
6 | 13 | 1 | 0 | 0 | 0 | 0 | 0
6 | 13 | 2 | 0 | 0 | 0 | 0 | 0
6 | 13 | 3 | 0 | 0 | 0 | 0 | 0
6 | 13 | 4 | 0 | 0 | 0 | 0 | 0
6 | 13 | 5 | 75956.472 | 50957.389 | 16641.051 | 13414.687 | 13414.687
6 | 13 | 6 | 156380.439 | 128036.527 | 71690.759 | 29233.437 | 23782.287
6 | 13 | 7 | 220726.244 | 197690.62 | 145584.039 | 88057.754 | 66843.439
6 | 13 | 8 | 266728.294 | 253734.692 | 210025.139 | 159329.552 | 129484.483
6 | 13 | 9 | 291399.335 | 289899.273 | 259820.149 | 217714.511 | 188358.784
6 | 13 | 10 | 271845.554 | 279495.737 | 267517.183 | 242575.499 | 219048.587
6 | 13 | 11 | 272891.587 | 288759.4 | 290303.252 | 276661.815 | 255540.591
6 | 13 | 12 | 248598.392 | 269695.067 | 284486.947 | 284587.402 | 269940.314
6 | 13 | 13 | 229335.244 | 257670.869 | 288841.332 | 304892.639 | 297001.706
6 | 13 | 14 | 181426.468 | 210475.104 | 253582.447 | 285316.62 | 288148.061 | CFs
6 | 13 | 15 | 121706.546 | 149534.188 | 199267.897 | 242459.151 | 256226.001 | CFs
6 | 13 | 16 | 61751.509 | 80498.739 | 134822.648 | 185707.671 | 208713.345 | CFs
6 | 13 | 17 | 22752.851 | 26124.931 | 63153.694 | 116223.313 | 144159.806 | CFs
6 | 13 | 18 | 13340.818 | 13340.818 | 14294.665 | 35746.913 | 50791.277
6 | 13 | 19 | 0 | 0 | 0 | 0 | 0
6 | 13 | 20 | 0 | 0 | 0 | 0 | 0
6 | 13 | 21 | 0 | 0 | 0 | 0 | 0
6 | 13 | 22 | 0 | 0 | 0 | 0 | 0
6 | 13 | 23 | 0 | 0 | 0 | 0 | 0
6 | 14 | 0 | 0 | 0 | 0 | 0 | 0
6 | 14 | 1 | 0 | 0 | 0 | 0 | 0
6 | 14 | 2 | 0 | 0 | 0 | 0 | 0
6 | 14 | 3 | 0 | 0 | 0 | 0 | 0
6 | 14 | 4 | 0 | 0 | 0 | 0 | 0
6 | 14 | 5 | 82159.96 | 53920.475 | 15317.04 | 11947.883 | 11947.883
6 | 14 | 6 | 116357.635 | 97705.132 | 61404.582 | 34054.47 | 30395.734
6 | 14 | 7 | 22598.027 | 22598.027 | 22598.027 | 22598.027 | 22598.027
6 | 14 | 8 | 222621.646 | 212737.345 | 179902.622 | 142364.755 | 120829.693
6 | 14 | 9 | 264795.711 | 263458.732 | 238056.794 | 202802.433 | 178420.76
6 | 14 | 10 | 272008.39 | 279618.466 | 267540.113 | 242512.886 | 218978.044
6 | 14 | 11 | 261285.783 | 276001.811 | 277380.132 | 264646.164 | 245032.35
6 | 14 | 12 | 259378.836 | 283914.763 | 301050.58 | 301127.939 | 284103.996
6 | 14 | 13 | 224042.51 | 252260.896 | 283312.34 | 299302.914 | 291427.297
6 | 14 | 14 | 172582.534 | 196786.78 | 232849.713 | 259522.557 | 261910.604 | CFs
6 | 14 | 15 | 117605.861 | 142903.141 | 188329.862 | 227949.202 | 240606.081 | CFs
6 | 14 | 16 | 65329.463 | 73379.828 | 96758.607 | 119418.677 | 129872.941 | CFs
6 | 14 | 17 | 32849.541 | 34620.895 | 50764.81 | 73351.517 | 85587.568 | CFs
6 | 14 | 18 | 13652.771 | 13652.771 | 14276.461 | 25769.857 | 33877.624
6 | 14 | 19 | 0 | 0 | 0 | 0 | 0
6 | 14 | 20 | 0 | 0 | 0 | 0 | 0
6 | 14 | 21 | 0 | 0 | 0 | 0 | 0
6 | 14 | 22 | 0 | 0 | 0 | 0 | 0
6 | 14 | 23 | 0 | 0 | 0 | 0 | 0
6 | 15 | 0 | 0 | 0 | 0 | 0 | 0
6 | 15 | 1 | 0 | 0 | 0 | 0 | 0
6 | 15 | 2 | 0 | 0 | 0 | 0 | 0
6 | 15 | 3 | 0 | 0 | 0 | 0 | 0
6 | 15 | 4 | 0 | 0 | 0 | 0 | 0
6 | 15 | 5 | 0 | 0 | 0 | 0 | 0
6 | 15 | 6 | 3657.627 | 3657.627 | 3657.627 | 3657.627 | 3657.627
6 | 15 | 7 | 23210.496 | 23210.496 | 23210.496 | 23210.496 | 23210.496
6 | 15 | 8 | 29904.536 | 29884.035 | 29817.073 | 29742.878 | 29704.912
6 | 15 | 9 | 44629.759 | 44612.808 | 44307.64 | 43893.045 | 43611.888
6 | 15 | 10 | 113074.15 | 114356.436 | 112297.99 | 108100.646 | 104220.656
6 | 15 | 11 | 130015.649 | 133279.469 | 133574.648 | 130729.097 | 126403.775
6 | 15 | 12 | 279185.834 | 305088.912 | 323115.418 | 323152.2 | 305179.025
6 | 15 | 13 | 243310.886 | 273816.393 | 307288.762 | 324478.809 | 315991.847
6 | 15 | 14 | 192286.824 | 223380.909 | 269476.278 | 303371.915 | 306394.759 | CFs
6 | 15 | 15 | 128113.156 | 160154.731 | 216625.326 | 265436.347 | 280972.496 | CFs
6 | 15 | 16 | 57389.383 | 80615.589 | 147850.778 | 209854.305 | 237713.914 | CFs
6 | 15 | 17 | 12837.961 | 17068.752 | 66460.256 | 137529.809 | 174252.752 | CFs
6 | 15 | 18 | 8638.659 | 8638.659 | 10203.109 | 52669.698 | 82503.297
6 | 15 | 19 | 0 | 0 | 0 | 0 | 0
6 | 15 | 20 | 0 | 0 | 0 | 0 | 0
6 | 15 | 21 | 0 | 0 | 0 | 0 | 0
6 | 15 | 22 | 0 | 0 | 0 | 0 | 0
6 | 15 | 23 | 0 | 0 | 0 | 0 | 0
6 | 16 | 0 | 0 | 0 | 0 | 0 | 0
6 | 16 | 1 | 0 | 0 | 0 | 0 | 0
6 | 16 | 2 | 0 | 0 | 0 | 0 | 0
6 | 16 | 3 | 0 | 0 | 0 | 0 | 0
6 | 16 | 4 | 0 | 0 | 0 | 0 | 0
6 | 16 | 5 | 89770.901 | 57879.331 | 14333.467 | 10790.787 | 10790.787
6 | 16 | 6 | 174459.318 | 140847.469 | 73499.008 | 23046.093 | 16915.202
6 | 16 | 7 | 233753.234 | 208518.582 | 151475.521 | 88019.486 | 64804.988
6 | 16 | 8 | 275783.387 | 261908.183 | 215820.578 | 162407.704 | 130995.947
6 | 16 | 9 | 298470.777 | 296704.751 | 265753.029 | 222634.964 | 192735.871
6 | 16 | 10 | 305938.693 | 315077.198 | 300194.802 | 269421.764 | 240406.843
6 | 16 | 11 | 295841.351 | 314026.674 | 315592.485 | 299678.867 | 275174.685
6 | 16 | 12 | 270191.187 | 295349.514 | 312814.884 | 312803.917 | 295322.634
6 | 16 | 13 | 233711.053 | 262882.826 | 294857.237 | 311254.998 | 303128.967
6 | 16 | 14 | 186692.099 | 216549.635 | 260732.039 | 293157.74 | 296037.614 | CFs
6 | 16 | 15 | 124868.645 | 155447.762 | 209452.756 | 256107.333 | 270929.983 | CFs
6 | 16 | 16 | 57648.099 | 79826.629 | 143807.492 | 202798.185 | 229279.605 | CFs
6 | 16 | 17 | 14801.142 | 19011.79 | 66186.9 | 133430.853 | 168081.355 | CFs
6 | 16 | 18 | 9503.503 | 9503.503 | 11110.046 | 51657.955 | 80199.027
6 | 16 | 19 | 0 | 0 | 0 | 0 | 0
6 | 16 | 20 | 0 | 0 | 0 | 0 | 0
6 | 16 | 21 | 0 | 0 | 0 | 0 | 0
6 | 16 | 22 | 0 | 0 | 0 | 0 | 0
6 | 16 | 23 | 0 | 0 | 0 | 0 | 0
6 | 17 | 0 | 0 | 0 | 0 | 0 | 0
6 | 17 | 1 | 0 | 0 | 0 | 0 | 0
6 | 17 | 2 | 0 | 0 | 0 | 0 | 0
6 | 17 | 3 | 0 | 0 | 0 | 0 | 0
6 | 17 | 4 | 0 | 0 | 0 | 0 | 0
6 | 17 | 5 | 100952.532 | 63557.015 | 12344.411 | 8486.049 | 8486.049
6 | 17 | 6 | 183148.824 | 147586.002 | 75272.893 | 20992.933 | 14637.516
6 | 17 | 7 | 237217.573 | 211704.637 | 153354.286 | 87292.132 | 62981.586
6 | 17 | 8 | 273194.67 | 259842.052 | 215256.792 | 162867.652 | 131616.132
6 | 17 | 9 | 296385.992 | 294602.582 | 264256.254 | 221603.483 | 191798.735
6 | 17 | 10 | 302582.604 | 311429.654 | 296847.596 | 266643.462 | 238039.691
6 | 17 | 11 | 293657.442 | 311600.311 | 313079.913 | 297291.949 | 272991.01
6 | 17 | 12 | 269210.124 | 293984.39 | 311113.317 | 311053.608 | 293837.787
6 | 17 | 13 | 231220.813 | 259788.219 | 291007.746 | 306968.582 | 299023.606
6 | 17 | 14 | 181900.588 | 211331.142 | 254747.406 | 286502.438 | 289303.1 | CFs
6 | 17 | 15 | 120121.471 | 149161.001 | 200434.07 | 244636.462 | 258640.08 | CFs
6 | 17 | 16 | 58825.504 | 78700.335 | 135805.179 | 188460.321 | 212082.468 | CFs
6 | 17 | 17 | 23196.902 | 26413.521 | 57881.981 | 102083.229 | 125362.835 | CFs
6 | 17 | 18 | 13322.702 | 13322.702 | 14431.067 | 35582.154 | 50605.559
6 | 17 | 19 | 0 | 0 | 0 | 0 | 0
6 | 17 | 20 | 0 | 0 | 0 | 0 | 0
6 | 17 | 21 | 0 | 0 | 0 | 0 | 0
6 | 17 | 22 | 0 | 0 | 0 | 0 | 0
6 | 17 | 23 | 0 | 0 | 0 | 0 | 0
6 | 18 | 0 | 0 | 0 | 0 | 0 | 0
6 | 18 | 1 | 0 | 0 | 0 | 0 | 0
6 | 18 | 2 | 0 | 0 | 0 | 0 | 0
6 | 18 | 3 | 0 | 0 | 0 | 0 | 0
6 | 18 | 4 | 0 | 0 | 0 | 0 | 0
6 | 18 | 5 | 19206.037 | 17871.355 | 16004.176 | 15727.665 | 15727.665
6 | 18 | 6 | 41559.683 | 39923.295 | 36971.098 | 34651.182 | 34258.055
6 | 18 | 7 | 130908.997 | 121275.807 | 100124.21 | 78008.876 | 70034.722
6 | 18 | 8 | 167656.639 | 161887.36 | 143143.065 | 122038.49 | 110325.965
6 | 18 | 9 | 264227.893 | 262676.861 | 237284.242 | 202280.692 | 178250.009
6 | 18 | 10 | 114356.6 | 115665.043 | 113492.222 | 109105.984 | 105072.693
6 | 18 | 11 | 98414.189 | 99614.89 | 99710.701 | 98645.564 | 97042.876
6 | 18 | 12 | 198161.068 | 210385.448 | 218941.859 | 218885.632 | 210249.07
6 | 18 | 13 | 88849.928 | 90566.643 | 92489.414 | 93492.228 | 92988.267
6 | 18 | 14 | 148409.445 | 163881.99 | 187139.389 | 204520.115 | 206057.819 | CFs
6 | 18 | 15 | 123651.393 | 154206.187 | 208412.878 | 255635.562 | 270687.064 | CFs
6 | 18 | 16 | 57235.137 | 79040.823 | 142148.72 | 200886.546 | 227469.324 | CFs
6 | 18 | 17 | 15355.427 | 19628.558 | 65583.579 | 131368.586 | 165643.643 | CFs
6 | 18 | 18 | 10574.758 | 10574.758 | 12135.648 | 45234.563 | 68901.618
6 | 18 | 19 | 0 | 0 | 0 | 0 | 0
6 | 18 | 20 | 0 | 0 | 0 | 0 | 0
6 | 18 | 21 | 0 | 0 | 0 | 0 | 0
6 | 18 | 22 | 0 | 0 | 0 | 0 | 0
6 | 18 | 23 | 0 | 0 | 0 | 0 | 0
6 | 19 | 0 | 0 | 0 | 0 | 0 | 0
6 | 19 | 1 | 0 | 0 | 0 | 0 | 0
6 | 19 | 2 | 0 | 0 | 0 | 0 | 0
6 | 19 | 3 | 0 | 0 | 0 | 0 | 0
6 | 19 | 4 | 0 | 0 | 0 | 0 | 0
6 | 19 | 5 | 64134.283 | 43175.436 | 14601.942 | 12024.102 | 12024.102
6 | 19 | 6 | 90516.447 | 78249.756 | 54926.273 | 37397.699 | 35017.707
6 | 19 | 7 | 163372.13 | 148923.83 | 116988.23 | 82975.471 | 70709.721
6 | 19 | 8 | 249183.259 | 237154.181 | 197721.157 | 152385.203 | 126270.145
6 | 19 | 9 | 233348.906 | 232095.726 | 212141.554 | 184773.841 | 166073.432
6 | 19 | 10 | 256772.407 | 263512.829 | 252194.644 | 229163.276 | 207732.92
6 | 19 | 11 | 241347.799 | 253584.417 | 254514.985 | 243613.748 | 227098.863
6 | 19 | 12 | 241445.701 | 260890.981 | 274365.684 | 274233.82 | 260569.051
6 | 19 | 13 | 159488.572 | 170507.042 | 182755.995 | 189099.089 | 185892.826
6 | 19 | 14 | 145909.525 | 158647.925 | 177778.135 | 192065.313 | 193316.802 | CFs
6 | 19 | 15 | 111366.473 | 125955.793 | 152807.792 | 176640.557 | 184284.213 | CFs
6 | 19 | 16 | 45429.992 | 45929.369 | 47360.295 | 48851.724 | 49555.902 | CFs
6 | 19 | 17 | 20495.355 | 24247.833 | 62033.842 | 114987.427 | 142399.908 | CFs
6 | 19 | 18 | 14266.959 | 14266.959 | 14616.236 | 18672.516 | 21558.793
6 | 19 | 19 | 0 | 0 | 0 | 0 | 0
6 | 19 | 20 | 0 | 0 | 0 | 0 | 0
6 | 19 | 21 | 0 | 0 | 0 | 0 | 0
6 | 19 | 22 | 0 | 0 | 0 | 0 | 0
6 | 19 | 23 | 0 | 0 | 0 | 0 | 0
6 | 20 | 0 | 0 | 0 | 0 | 0 | 0
6 | 20 | 1 | 0 | 0 | 0 | 0 | 0
6 | 20 | 2 | 0 | 0 | 0 | 0 | 0
6 | 20 | 3 | 0 | 0 | 0 | 0 | 0
6 | 20 | 4 | 0 | 0 | 0 | 0 | 0
6 | 20 | 5 | 26640.274 | 22379.678 | 16497.038 | 15840.15 | 15840.15
6 | 20 | 6 | 88192.77 | 76511.232 | 54296.623 | 37546.502 | 35263.843
6 | 20 | 7 | 111264.332 | 104009.101 | 88140.505 | 71811.045 | 65935.341
6 | 20 | 8 | 174069.726 | 167929.443 | 148020.907 | 125490.163 | 112901.912
6 | 20 | 9 | 271939.669 | 270250.361 | 243743.143 | 206852.969 | 181319.214
6 | 20 | 10 | 299313.411 | 307812.264 | 293387.215 | 263689.621 | 235615.49
6 | 20 | 11 | 261495.075 | 275481.758 | 276495.848 | 263981.202 | 244924.26
6 | 20 | 12 | 182843.675 | 193216.772 | 200425.32 | 200329.983 | 192985.049
6 | 20 | 13 | 203974.726 | 224937.632 | 247846.07 | 259528.378 | 253591.383
6 | 20 | 14 | 184598.852 | 213321.164 | 255194.82 | 285434.524 | 288008.895 | CFs
6 | 20 | 15 | 116823.296 | 139154.114 | 178748.77 | 212949.609 | 223737.472 | CFs
6 | 20 | 16 | 59150.165 | 77494.904 | 129637.129 | 177291.85 | 198528.718 | CFs
6 | 20 | 17 | 15334.569 | 19535.08 | 62640.542 | 122573.954 | 153003.242 | CFs
6 | 20 | 18 | 13951.938 | 13951.938 | 14660.506 | 24405.756 | 31352.437
6 | 20 | 19 | 0 | 0 | 0 | 0 | 0
6 | 20 | 20 | 0 | 0 | 0 | 0 | 0
6 | 20 | 21 | 0 | 0 | 0 | 0 | 0
6 | 20 | 22 | 0 | 0 | 0 | 0 | 0
6 | 20 | 23 | 0 | 0 | 0 | 0 | 0
6 | 21 | 0 | 0 | 0 | 0 | 0 | 0
6 | 21 | 1 | 0 | 0 | 0 | 0 | 0
6 | 21 | 2 | 0 | 0 | 0 | 0 | 0
6 | 21 | 3 | 0 | 0 | 0 | 0 | 0
6 | 21 | 4 | 0 | 0 | 0 | 0 | 0
6 | 21 | 5 | 23741.904 | 20559.168 | 16132.693 | 15575.907 | 15575.907
6 | 21 | 6 | 19178.465 | 19178.465 | 19178.465 | 19178.465 | 19178.465
6 | 21 | 7 | 67225.691 | 65482.677 | 61700.25 | 57882.115 | 56513.464
6 | 21 | 8 | 66166.122 | 65641.766 | 63960.06 | 62094.65 | 61108.277
6 | 21 | 9 | 130951.236 | 130555.406 | 124534.849 | 116384.312 | 110882.144
6 | 21 | 10 | 246969.026 | 253142.209 | 242597.274 | 221162.776 | 201178.432
6 | 21 | 11 | 246564.066 | 259518.625 | 260418.419 | 248765.121 | 231111.223
6 | 21 | 12 | 268721.171 | 292997.199 | 309579.483 | 309302.419 | 292315.299
6 | 21 | 13 | 152490.399 | 162553.859 | 173706.998 | 179455.372 | 176502.314
6 | 21 | 14 | 147965.066 | 162758.617 | 184846.096 | 201243.328 | 202638.369 | CFs
6 | 21 | 15 | 125511.237 | 155471.291 | 207896.929 | 253018.092 | 267211.221 | CFs
6 | 21 | 16 | 23207.116 | 23207.116 | 23207.116 | 23207.116 | 23207.116 | CFs
6 | 21 | 17 | 33264.599 | 34782.746 | 46298.084 | 61817.824 | 70306.073 | CFs
6 | 21 | 18 | 14489.6 | 14489.6 | 15351.804 | 29085.237 | 38884.58
6 | 21 | 19 | 0 | 0 | 0 | 0 | 0
6 | 21 | 20 | 0 | 0 | 0 | 0 | 0
6 | 21 | 21 | 0 | 0 | 0 | 0 | 0
6 | 21 | 22 | 0 | 0 | 0 | 0 | 0
6 | 21 | 23 | 0 | 0 | 0 | 0 | 0
6 | 22 | 0 | 0 | 0 | 0 | 0 | 0
6 | 22 | 1 | 0 | 0 | 0 | 0 | 0
6 | 22 | 2 | 0 | 0 | 0 | 0 | 0
6 | 22 | 3 | 0 | 0 | 0 | 0 | 0
6 | 22 | 4 | 0 | 0 | 0 | 0 | 0
6 | 22 | 5 | 86042.356 | 55959.135 | 14647.254 | 11620.729 | 11620.729
6 | 22 | 6 | 62773.165 | 56937.951 | 46133.31 | 37903.265 | 36693.262
6 | 22 | 7 | 73346.306 | 70468.37 | 64240.457 | 58050.128 | 55831.529
6 | 22 | 8 | 54056.548 | 53759.991 | 52810.661 | 51759.625 | 51209.359
6 | 22 | 9 | 69698.167 | 69624.836 | 68527.948 | 67049.449 | 66055.496
6 | 22 | 10 | 125846.4 | 127333.967 | 124780.09 | 119667.835 | 114983.915
6 | 22 | 11 | 166869.346 | 171908.501 | 172245.128 | 167685.035 | 160869.538
6 | 22 | 12 | 208850.531 | 223151.967 | 233014.926 | 232812.387 | 222658.633
6 | 22 | 13 | 237661.576 | 266118.291 | 296951.538 | 312523.671 | 304471.899
6 | 22 | 14 | 189445.044 | 219591.982 | 263718.234 | 295752.401 | 298403.298 | CFs
6 | 22 | 15 | 128149.099 | 158398.259 | 211191.294 | 256560.5 | 270783.952 | CFs
6 | 22 | 16 | 61050.271 | 83013.136 | 145455.034 | 202550.915 | 228055.422 | CFs
6 | 22 | 17 | 17389.572 | 22026.698 | 68706.949 | 133819.026 | 167118.087 | CFs
6 | 22 | 18 | 11553.516 | 11553.516 | 13475.097 | 50156.8 | 76204.525
6 | 22 | 19 | 0 | 0 | 0 | 0 | 0
6 | 22 | 20 | 0 | 0 | 0 | 0 | 0
6 | 22 | 21 | 0 | 0 | 0 | 0 | 0
6 | 22 | 22 | 0 | 0 | 0 | 0 | 0
6 | 22 | 23 | 0 | 0 | 0 | 0 | 0
6 | 23 | 0 | 0 | 0 | 0 | 0 | 0
6 | 23 | 1 | 0 | 0 | 0 | 0 | 0
6 | 23 | 2 | 0 | 0 | 0 | 0 | 0
6 | 23 | 3 | 0 | 0 | 0 | 0 | 0
6 | 23 | 4 | 0 | 0 | 0 | 0 | 0
6 | 23 | 5 | 94239.412 | 60105.175 | 13017.266 | 9820.347 | 9820.347
6 | 23 | 6 | 179277.593 | 144110.315 | 73891.889 | 21944.404 | 16068.797
6 | 23 | 7 | 237330.59 | 211591.275 | 153257.849 | 88103.239 | 64494.937
6 | 23 | 8 | 276980.008 | 263053.353 | 217187.607 | 163391.605 | 131739.079
6 | 23 | 9 | 298069.815 | 296058.777 | 265748.339 | 223232.231 | 193617.066
6 | 23 | 10 | 300687.82 | 308911.782 | 294650.878 | 265342.792 | 237589.708
6 | 23 | 11 | 288473.614 | 304725.763 | 305750.935 | 291016.452 | 268443.082
6 | 23 | 12 | 263109.449 | 285252.527 | 300106.655 | 299747.53 | 284358.896
6 | 23 | 13 | 172313.822 | 186450.382 | 201881.142 | 209713.163 | 205615.985
6 | 23 | 14 | 185506.255 | 213646.925 | 254069.258 | 282797.622 | 285105.115 | CFs
6 | 23 | 15 | 124797.659 | 155069.159 | 206753.324 | 250121.65 | 263471.289 | CFs
6 | 23 | 16 | 59997.014 | 82037.243 | 143918.098 | 199153.547 | 223404.055 | CFs
6 | 23 | 17 | 15227.835 | 19966.812 | 67691.566 | 133538.81 | 166660.918 | CFs
6 | 23 | 18 | 9997.461 | 9997.461 | 12067.358 | 53401.624 | 82659.105
6 | 23 | 19 | 0 | 0 | 0 | 0 | 0
6 | 23 | 20 | 0 | 0 | 0 | 0 | 0
6 | 23 | 21 | 0 | 0 | 0 | 0 | 0
6 | 23 | 22 | 0 | 0 | 0 | 0 | 0
6 | 23 | 23 | 0 | 0 | 0 | 0 | 0
6 | 24 | 0 | 0 | 0 | 0 | 0 | 0
6 | 24 | 1 | 0 | 0 | 0 | 0 | 0
6 | 24 | 2 | 0 | 0 | 0 | 0 | 0
6 | 24 | 3 | 0 | 0 | 0 | 0 | 0
6 | 24 | 4 | 0 | 0 | 0 | 0 | 0
6 | 24 | 5 | 93942.699 | 59994.246 | 12881.077 | 9779.12 | 9779.12
6 | 24 | 6 | 170411.504 | 137875.12 | 73108.684 | 25080.146 | 19589.422
6 | 24 | 7 | 232492.283 | 207468.694 | 150832.561 | 87917.126 | 65142.815
6 | 24 | 8 | 235494.554 | 224411.338 | 188306.221 | 146671.477 | 122790.839
6 | 24 | 9 | 299611.041 | 297543.7 | 266745.156 | 223845.29 | 194150.557
6 | 24 | 10 | 308907.252 | 317674.095 | 302414.583 | 271369.034 | 242297.318
6 | 24 | 11 | 252877.469 | 266521.755 | 267353.132 | 254906.159 | 236236.372
6 | 24 | 12 | 276618.33 | 301735.284 | 318822.665 | 318337.897 | 300546.299
6 | 24 | 13 | 211913.156 | 234424.794 | 259006.892 | 271466.93 | 264873.632
6 | 24 | 14 | 172757.312 | 196152.871 | 230699.644 | 256052.876 | 258077.013 | CFs
6 | 24 | 15 | 120440.252 | 145257.572 | 189256.14 | 227569.928 | 239600.294 | CFs
6 | 24 | 16 | 62746.268 | 83484.896 | 142170.902 | 195977.192 | 220023.406 | CFs
6 | 24 | 17 | 14468.092 | 19046.027 | 64626.072 | 127990.148 | 160220.984 | CFs
6 | 24 | 18 | 12850.916 | 12850.916 | 14758.192 | 46711.27 | 69403.564
6 | 24 | 19 | 0 | 0 | 0 | 0 | 0
6 | 24 | 20 | 0 | 0 | 0 | 0 | 0
6 | 24 | 21 | 0 | 0 | 0 | 0 | 0
6 | 24 | 22 | 0 | 0 | 0 | 0 | 0
6 | 24 | 23 | 0 | 0 | 0 | 0 | 0
6 | 25 | 0 | 0 | 0 | 0 | 0 | 0
6 | 25 | 1 | 0 | 0 | 0 | 0 | 0
6 | 25 | 2 | 0 | 0 | 0 | 0 | 0
6 | 25 | 3 | 0 | 0 | 0 | 0 | 0
6 | 25 | 4 | 0 | 0 | 0 | 0 | 0
6 | 25 | 5 | 79117.464 | 52201.042 | 14869.088 | 12237.445 | 12237.445
6 | 25 | 6 | 165632.602 | 133792.101 | 71008.185 | 24844.962 | 19609.809
6 | 25 | 7 | 226418.923 | 201669.146 | 146076.184 | 85030.354 | 63082.833
6 | 25 | 8 | 226671.872 | 216053.963 | 181658.482 | 142325.842 | 120017.017
6 | 25 | 9 | 293025.991 | 290924.792 | 259887.148 | 216954.804 | 187426.762
6 | 25 | 10 | 300425.836 | 309166.811 | 293896.85 | 262947.138 | 234076.632
6 | 25 | 11 | 291051.371 | 308967.161 | 310010.142 | 293607.729 | 268929.325
6 | 25 | 12 | 263449.049 | 287281.465 | 303467.15 | 302940.431 | 285990.866
6 | 25 | 13 | 227135.044 | 254475.596 | 284102.504 | 298997.879 | 291027.195
6 | 25 | 14 | 181388.546 | 209685.607 | 251143.837 | 281310.998 | 283650.733 | CFs
6 | 25 | 15 | 123275.178 | 151761.161 | 201603.228 | 244628.441 | 258028.584 | CFs
6 | 25 | 16 | 61767 | 81935.75 | 138873.697 | 191105.669 | 214438.681 | CFs
6 | 25 | 17 | 20319.686 | 24699.327 | 66395.842 | 124005.143 | 153484.408 | CFs
6 | 25 | 18 | 11952.84 | 11952.84 | 13904.41 | 47207.136 | 70847.183
6 | 25 | 19 | 0 | 0 | 0 | 0 | 0
6 | 25 | 20 | 0 | 0 | 0 | 0 | 0
6 | 25 | 21 | 0 | 0 | 0 | 0 | 0
6 | 25 | 22 | 0 | 0 | 0 | 0 | 0
6 | 25 | 23 | 0 | 0 | 0 | 0 | 0
6 | 26 | 0 | 0 | 0 | 0 | 0 | 0
6 | 26 | 1 | 0 | 0 | 0 | 0 | 0
6 | 26 | 2 | 0 | 0 | 0 | 0 | 0
6 | 26 | 3 | 0 | 0 | 0 | 0 | 0
6 | 26 | 4 | 0 | 0 | 0 | 0 | 0
6 | 26 | 5 | 80287.915 | 52845.721 | 14489.034 | 11911.078 | 11911.078
6 | 26 | 6 | 162247.574 | 131582.6 | 70910.698 | 26143.575 | 21078.327
6 | 26 | 7 | 222871.74 | 199039.224 | 145153.19 | 85555.192 | 64034.216
6 | 26 | 8 | 264376.342 | 251052.375 | 207363.812 | 156338.191 | 126634.26
6 | 26 | 9 | 288315.717 | 286299.376 | 256502.52 | 215063.614 | 186424.295
6 | 26 | 10 | 295672.394 | 304053.746 | 289360.72 | 259508.753 | 231565.525
6 | 26 | 11 | 286833.288 | 304025.492 | 304983.769 | 289187.868 | 265399.183
6 | 26 | 12 | 261214.659 | 284551.407 | 300288.051 | 299709.511 | 283128.78
6 | 26 | 13 | 224724.132 | 251400.127 | 280058.052 | 294336.647 | 286604.678
6 | 26 | 14 | 178448.106 | 205907.095 | 245745.628 | 274430.954 | 276583.717 | CFs
6 | 26 | 15 | 121812.007 | 148738.794 | 195468.287 | 235429.738 | 247754.541 | CFs
6 | 26 | 16 | 63611.65 | 82419.579 | 135099.74 | 183148.899 | 204484.83 | CFs
6 | 26 | 17 | 24055.846 | 28142.393 | 65573.86 | 116854.119 | 143126.267 | CFs
6 | 26 | 18 | 14644.863 | 14644.863 | 16276.432 | 42468.923 | 61031.165
6 | 26 | 19 | 0 | 0 | 0 | 0 | 0
6 | 26 | 20 | 0 | 0 | 0 | 0 | 0
6 | 26 | 21 | 0 | 0 | 0 | 0 | 0
6 | 26 | 22 | 0 | 0 | 0 | 0 | 0
6 | 26 | 23 | 0 | 0 | 0 | 0 | 0
6 | 27 | 0 | 0 | 0 | 0 | 0 | 0
6 | 27 | 1 | 0 | 0 | 0 | 0 | 0
6 | 27 | 2 | 0 | 0 | 0 | 0 | 0
6 | 27 | 3 | 0 | 0 | 0 | 0 | 0
6 | 27 | 4 | 0 | 0 | 0 | 0 | 0
6 | 27 | 5 | 62050.71 | 43552.626 | 17576.48 | 15660.565 | 15660.565
6 | 27 | 6 | 142632.755 | 117484.989 | 68057.76 | 31285.322 | 26955.32
6 | 27 | 7 | 199288.321 | 179567.852 | 134678.239 | 84769.302 | 66630.997
6 | 27 | 8 | 243139.644 | 231644.998 | 193752.205 | 149160.754 | 123160.382
6 | 27 | 9 | 276241.633 | 274333.112 | 246029.401 | 206449.051 | 178959.692
6 | 27 | 10 | 286606.281 | 294587.847 | 280563.734 | 252034.663 | 225279.12
6 | 27 | 11 | 279717.213 | 296308.082 | 297195.58 | 281899.559 | 258884.102
6 | 27 | 12 | 258197.965 | 281278.927 | 296802.87 | 296163.852 | 279708.17
6 | 27 | 13 | 223774.199 | 250525.61 | 279274.176 | 293574.436 | 285722.84
6 | 27 | 14 | 177586.9 | 204998.83 | 244804.456 | 273510.156 | 275600.109 | CFs
6 | 27 | 15 | 121037.18 | 147847.966 | 194351.517 | 234175.055 | 246422.072 | CFs
6 | 27 | 16 | 63361.744 | 81957.464 | 133880.49 | 181231.248 | 202233.631 | CFs
6 | 27 | 17 | 23559.638 | 27650.846 | 64855.845 | 115680.509 | 141635.661 | CFs
6 | 27 | 18 | 14179.093 | 14179.093 | 15826.306 | 42605.143 | 61524.583
6 | 27 | 19 | 0 | 0 | 0 | 0 | 0
6 | 27 | 20 | 0 | 0 | 0 | 0 | 0
6 | 27 | 21 | 0 | 0 | 0 | 0 | 0
6 | 27 | 22 | 0 | 0 | 0 | 0 | 0
6 | 27 | 23 | 0 | 0 | 0 | 0 | 0
6 | 28 | 0 | 0 | 0 | 0 | 0 | 0
6 | 28 | 1 | 0 | 0 | 0 | 0 | 0
6 | 28 | 2 | 0 | 0 | 0 | 0 | 0
6 | 28 | 3 | 0 | 0 | 0 | 0 | 0
6 | 28 | 4 | 0 | 0 | 0 | 0 | 0
6 | 28 | 5 | 60726.79 | 42788.54 | 17491.174 | 15659.249 | 15659.249
6 | 28 | 6 | 144509.013 | 118837.384 | 68633.984 | 31515.221 | 27194.346
6 | 28 | 7 | 205809.305 | 184984.778 | 137977.679 | 86362.142 | 67730.934
6 | 28 | 8 | 249939.761 | 237911.107 | 198427.245 | 152284.752 | 125550.82
6 | 28 | 9 | 272927.545 | 271091.072 | 243797.772 | 205769.829 | 179440.869
6 | 28 | 10 | 280617.957 | 288297.45 | 274790.964 | 247325.542 | 221574.516
6 | 28 | 11 | 274271.214 | 290267.394 | 291090.137 | 276295.602 | 254054.526
6 | 28 | 12 | 252910.991 | 275239.017 | 290196.649 | 289513.893 | 273559.439
6 | 28 | 13 | 177709.575 | 193113.086 | 209839.193 | 218214.543 | 213542.691
6 | 28 | 14 | 176357.344 | 202815.404 | 241129.893 | 268691.093 | 270627.09 | CFs
6 | 28 | 15 | 122423.003 | 147809.998 | 191939.644 | 229815.036 | 241429.117 | CFs
6 | 28 | 16 | 67120.553 | 84155.876 | 131638.298 | 175274.025 | 194694.951 | CFs
6 | 28 | 17 | 28745.327 | 32595.029 | 65519.975 | 110192.843 | 133279.344 | CFs
6 | 28 | 18 | 15334.768 | 15334.768 | 16915.959 | 39044.796 | 54664.143
6 | 28 | 19 | 0 | 0 | 0 | 0 | 0
6 | 28 | 20 | 0 | 0 | 0 | 0 | 0
6 | 28 | 21 | 0 | 0 | 0 | 0 | 0
6 | 28 | 22 | 0 | 0 | 0 | 0 | 0
6 | 28 | 23 | 0 | 0 | 0 | 0 | 0
6 | 29 | 0 | 0 | 0 | 0 | 0 | 0
6 | 29 | 1 | 0 | 0 | 0 | 0 | 0
6 | 29 | 2 | 0 | 0 | 0 | 0 | 0
6 | 29 | 3 | 0 | 0 | 0 | 0 | 0
6 | 29 | 4 | 0 | 0 | 0 | 0 | 0
6 | 29 | 5 | 61390.514 | 42800.901 | 16483.298 | 14730.788 | 14730.788
6 | 29 | 6 | 143931.48 | 117907.458 | 67174.675 | 29929.992 | 25676.813
6 | 29 | 7 | 207276.305 | 185683.902 | 137067.786 | 83961.433 | 64852.567
6 | 29 | 8 | 253121.604 | 240522.794 | 199274.76 | 151297.786 | 123593.241
6 | 29 | 9 | 279057.361 | 277112.377 | 248049.966 | 207694.366 | 179838.295
6 | 29 | 10 | 287292.507 | 295409.554 | 281141.727 | 252234.019 | 225250.389
6 | 29 | 11 | 280255.275 | 297082.69 | 297918.386 | 282305.273 | 258951.362
6 | 29 | 12 | 231962.278 | 250537.832 | 263048.357 | 262417.699 | 248997.672
6 | 29 | 13 | 225296.769 | 252777.386 | 282259.548 | 296841.375 | 288595.928
6 | 29 | 14 | 178894.02 | 207289.784 | 248499.729 | 278229.695 | 280241.849 | CFs
6 | 29 | 15 | 121212.352 | 149443.816 | 198332.112 | 240370.86 | 253227.524 | CFs
6 | 29 | 16 | 61243.751 | 81063.783 | 136250.478 | 186694.619 | 209078.67 | CFs
6 | 29 | 17 | 21476.813 | 25779.472 | 65203.606 | 119251.821 | 146784.591 | CFs
6 | 29 | 18 | 11886.526 | 11886.526 | 13896.869 | 45724.429 | 68077.581
6 | 29 | 19 | 0 | 0 | 0 | 0 | 0
6 | 29 | 20 | 0 | 0 | 0 | 0 | 0
6 | 29 | 21 | 0 | 0 | 0 | 0 | 0
6 | 29 | 22 | 0 | 0 | 0 | 0 | 0
6 | 29 | 23 | 0 | 0 | 0 | 0 | 0
6 | 30 | 0 | 0 | 0 | 0 | 0 | 0
6 | 30 | 1 | 0 | 0 | 0 | 0 | 0
6 | 30 | 2 | 0 | 0 | 0 | 0 | 0
6 | 30 | 3 | 0 | 0 | 0 | 0 | 0
6 | 30 | 4 | 0 | 0 | 0 | 0 | 0
6 | 30 | 5 | 76288.056 | 50146.364 | 12965.821 | 10822.786 | 10822.786
6 | 30 | 6 | 160602.652 | 129121.035 | 67231.297 | 22375.333 | 17607.339
6 | 30 | 7 | 220392.124 | 196082.951 | 141158.718 | 80816.16 | 59130.99
6 | 30 | 8 | 263062.327 | 249548.812 | 205242.179 | 153602.27 | 123588.994
6 | 30 | 9 | 287733.763 | 285685.19 | 254778.488 | 211911.656 | 182351.707
6 | 30 | 10 | 292851.034 | 301330.067 | 286445.618 | 256333.379 | 228281.951
6 | 30 | 11 | 284278.161 | 301666.263 | 302501.806 | 286323.555 | 262214.392
6 | 30 | 12 | 262658.561 | 286826.486 | 303015.054 | 302123.749 | 284645.56
6 | 30 | 13 | 227576.286 | 256446.519 | 287436.585 | 302734.59 | 293945.898
6 | 30 | 14 | 180648.823 | 209800.055 | 252140.254 | 282728.382 | 284713.072 | CFs
6 | 30 | 15 | 121147.312 | 150865.693 | 202189.696 | 246375.116 | 259839.053 | CFs
6 | 30 | 16 | 58741.73 | 78802.629 | 134596.073 | 185689.673 | 208371.692 | CFs
6 | 30 | 17 | 32800.812 | 34443.712 | 46146.668 | 61702.53 | 70096.645 | CFs
6 | 30 | 18 | 14555.242 | 14555.242 | 16121.169 | 38300.742 | 53838.319
6 | 30 | 19 | 0 | 0 | 0 | 0 | 0
6 | 30 | 20 | 0 | 0 | 0 | 0 | 0
6 | 30 | 21 | 0 | 0 | 0 | 0 | 0
6 | 30 | 22 | 0 | 0 | 0 | 0 | 0
6 | 30 | 23 | 0 | 0 | 0 | 0 | 0
7 | 1 | 0 | 0 | 0 | 0 | 0 | 0
7 | 1 | 1 | 0 | 0 | 0 | 0 | 0
7 | 1 | 2 | 0 | 0 | 0 | 0 | 0
7 | 1 | 3 | 0 | 0 | 0 | 0 | 0
7 | 1 | 4 | 0 | 0 | 0 | 0 | 0
7 | 1 | 5 | 18269.101 | 16770.861 | 14629.501 | 14422.987 | 14422.987
7 | 1 | 6 | 65212.334 | 58432.115 | 45835.297 | 36472.76 | 35223.511
7 | 1 | 7 | 161711.765 | 146963.536 | 114299.121 | 79740.993 | 67402.853
7 | 1 | 8 | 163655.921 | 157899.771 | 139312.768 | 118339.363 | 106788.952
7 | 1 | 9 | 136426.305 | 135971.928 | 129108.676 | 119831.412 | 113578.192
7 | 1 | 10 | 118180.675 | 119568.567 | 117143.514 | 112320.259 | 107920.816
7 | 1 | 11 | 207230.217 | 216101.043 | 216516.365 | 208237.574 | 196046.89
7 | 1 | 12 | 255449.53 | 279283.27 | 295237.046 | 294281.608 | 276950.513
7 | 1 | 13 | 210194.998 | 233017.302 | 257636.841 | 269809.398 | 262696.569
7 | 1 | 14 | 153465.154 | 170259.098 | 194919.647 | 212966.738 | 214090.059 | CFs
7 | 1 | 15 | 122205.819 | 148475.568 | 194331.204 | 234150.305 | 246280.612 | CFs
7 | 1 | 16 | 65177.888 | 83142.507 | 133086.035 | 179411.448 | 200103.726 | CFs
7 | 1 | 17 | 30027.014 | 33359.345 | 61781.01 | 100714.838 | 120975.668 | CFs
7 | 1 | 18 | 14541.349 | 14541.349 | 16156.51 | 39308.076 | 55546.979
7 | 1 | 19 | 0 | 0 | 0 | 0 | 0
7 | 1 | 20 | 0 | 0 | 0 | 0 | 0
7 | 1 | 21 | 0 | 0 | 0 | 0 | 0
7 | 1 | 22 | 0 | 0 | 0 | 0 | 0
7 | 1 | 23 | 0 | 0 | 0 | 0 | 0
7 | 2 | 0 | 0 | 0 | 0 | 0 | 0
7 | 2 | 1 | 0 | 0 | 0 | 0 | 0
7 | 2 | 2 | 0 | 0 | 0 | 0 | 0
7 | 2 | 3 | 0 | 0 | 0 | 0 | 0
7 | 2 | 4 | 0 | 0 | 0 | 0 | 0
7 | 2 | 5 | 2718.736 | 2718.736 | 2718.736 | 2718.736 | 2718.736
7 | 2 | 6 | 36718.919 | 35548.507 | 33493.595 | 31859.034 | 31565.412
7 | 2 | 7 | 111264.133 | 103662.26 | 86951.056 | 69749.443 | 63586.751
7 | 2 | 8 | 49852.775 | 49621.049 | 48874.763 | 48047.76 | 47618.916
7 | 2 | 9 | 33969.935 | 33963.621 | 33866.721 | 33736.002 | 33648.038
7 | 2 | 10 | 112823.79 | 114089.571 | 111884.565 | 107493.331 | 103483.941
7 | 2 | 11 | 130866.822 | 134211.914 | 134364.51 | 131235.853 | 126649.333
7 | 2 | 12 | 91011.026 | 92459.263 | 93437.842 | 93374.186 | 92305.525
7 | 2 | 13 | 119531.449 | 124828.976 | 130593.012 | 133455.337 | 131752.582
7 | 2 | 14 | 178441.331 | 206270.215 | 246469.584 | 275371.299 | 277062.944 | CFs
7 | 2 | 15 | 121440.782 | 149819.231 | 198652.845 | 240598.529 | 253227.693 | CFs
7 | 2 | 16 | 60621.404 | 81130.344 | 137620.403 | 189119.955 | 211834.151 | CFs
7 | 2 | 17 | 19137.294 | 23766.711 | 65794.803 | 123300.62 | 152433.124 | CFs
7 | 2 | 18 | 11135.085 | 11135.085 | 13238.373 | 47343.556 | 70984.465
7 | 2 | 19 | 0 | 0 | 0 | 0 | 0
7 | 2 | 20 | 0 | 0 | 0 | 0 | 0
7 | 2 | 21 | 0 | 0 | 0 | 0 | 0
7 | 2 | 22 | 0 | 0 | 0 | 0 | 0
7 | 2 | 23 | 0 | 0 | 0 | 0 | 0
7 | 3 | 0 | 0 | 0 | 0 | 0 | 0
7 | 3 | 1 | 0 | 0 | 0 | 0 | 0
7 | 3 | 2 | 0 | 0 | 0 | 0 | 0
7 | 3 | 3 | 0 | 0 | 0 | 0 | 0
7 | 3 | 4 | 0 | 0 | 0 | 0 | 0
7 | 3 | 5 | 8081.422 | 8081.422 | 8081.422 | 8081.422 | 8081.422
7 | 3 | 6 | 5775.488 | 5775.488 | 5775.488 | 5775.488 | 5775.488
7 | 3 | 7 | 102704.047 | 96627.019 | 83245.608 | 69418.022 | 64462.742
7 | 3 | 8 | 147341.285 | 142567.933 | 127055.38 | 109513.221 | 99902.377
7 | 3 | 9 | 195309.49 | 194393.378 | 179952.316 | 160207.608 | 146753.944
7 | 3 | 10 | 216458.693 | 221389.122 | 212824.651 | 195600.417 | 179695.803
7 | 3 | 11 | 234709.714 | 246567.498 | 247093.504 | 235991.802 | 219580.002
7 | 3 | 12 | 150612.557 | 157067.589 | 161402.473 | 161099.466 | 156334.013
7 | 3 | 13 | 144119.628 | 151969.14 | 160468.428 | 164660.527 | 162124.198
7 | 3 | 14 | 94744.343 | 98957.475 | 105156.475 | 109708.328 | 109961.904 | CFs
7 | 3 | 15 | 107969.078 | 122103.323 | 147305.177 | 169362.29 | 176025.564 | CFs
7 | 3 | 16 | 54199.573 | 55690.154 | 59800.614 | 63840.616 | 65678.012 | CFs
7 | 3 | 17 | 13123.594 | 13123.594 | 13123.594 | 13123.594 | 13123.594 | CFs
7 | 3 | 18 | 9380.727 | 9380.727 | 9381.094 | 9383.477 | 9385.142
7 | 3 | 19 | 0 | 0 | 0 | 0 | 0
7 | 3 | 20 | 0 | 0 | 0 | 0 | 0
7 | 3 | 21 | 0 | 0 | 0 | 0 | 0
7 | 3 | 22 | 0 | 0 | 0 | 0 | 0
7 | 3 | 23 | 0 | 0 | 0 | 0 | 0
7 | 4 | 0 | 0 | 0 | 0 | 0 | 0
7 | 4 | 1 | 0 | 0 | 0 | 0 | 0
7 | 4 | 2 | 0 | 0 | 0 | 0 | 0
7 | 4 | 3 | 0 | 0 | 0 | 0 | 0
7 | 4 | 4 | 0 | 0 | 0 | 0 | 0
7 | 4 | 5 | 70459.233 | 47027.308 | 12635.534 | 10912.112 | 10912.112
7 | 4 | 6 | 161008.292 | 129142.781 | 66620.216 | 21856.616 | 17433.605
7 | 4 | 7 | 225513.916 | 200416.078 | 143367.428 | 80752.416 | 58192.823
7 | 4 | 8 | 268607.076 | 254865.514 | 209316.689 | 155906.327 | 124735.887
7 | 4 | 9 | 293236.808 | 291311.167 | 259929.151 | 216205.419 | 185905.751
7 | 4 | 10 | 300459.573 | 309395.667 | 293926.813 | 262418.31 | 232902.357
7 | 4 | 11 | 292626.839 | 310809.492 | 311597.421 | 294561.123 | 269182.188
7 | 4 | 12 | 267630.318 | 292261.28 | 308494.02 | 307285.808 | 289297.012
7 | 4 | 13 | 231069.825 | 259251.763 | 289085.195 | 303488.721 | 294637.649
7 | 4 | 14 | 183405.371 | 212181.725 | 253401.506 | 282797.813 | 284309.24 | CFs
7 | 4 | 15 | 109220.005 | 123690.591 | 149415.996 | 171913.07 | 178666.071 | CFs
7 | 4 | 16 | 67809.791 | 86302.359 | 136714.621 | 182799.394 | 203052.746 | CFs
7 | 4 | 17 | 27814.09 | 32008.807 | 67160.033 | 114587.166 | 138791.229 | CFs
7 | 4 | 18 | 14226.799 | 14226.799 | 15896.137 | 40870.401 | 57979.617
7 | 4 | 19 | 0 | 0 | 0 | 0 | 0
7 | 4 | 20 | 0 | 0 | 0 | 0 | 0
7 | 4 | 21 | 0 | 0 | 0 | 0 | 0
7 | 4 | 22 | 0 | 0 | 0 | 0 | 0
7 | 4 | 23 | 0 | 0 | 0 | 0 | 0
7 | 5 | 0 | 0 | 0 | 0 | 0 | 0
7 | 5 | 1 | 0 | 0 | 0 | 0 | 0
7 | 5 | 2 | 0 | 0 | 0 | 0 | 0
7 | 5 | 3 | 0 | 0 | 0 | 0 | 0
7 | 5 | 4 | 0 | 0 | 0 | 0 | 0
7 | 5 | 5 | 77564.558 | 51139.929 | 11751.445 | 10001.791 | 10001.791
7 | 5 | 6 | 167750.839 | 134216.253 | 67575.445 | 19729.676 | 15201.931
7 | 5 | 7 | 225452.242 | 201056.288 | 144656.138 | 81399.551 | 58350.431
7 | 5 | 8 | 265907.04 | 252730.337 | 208399.656 | 155408.128 | 123970.642
7 | 5 | 9 | 291597.453 | 289774.322 | 259041.966 | 215734.666 | 185408.388
7 | 5 | 10 | 298467.766 | 307114.928 | 292228.472 | 261728.918 | 232988.524
7 | 5 | 11 | 292306.079 | 310012.677 | 310767.502 | 294163.847 | 269367.802
7 | 5 | 12 | 268173.881 | 293052.992 | 309346.173 | 308053.674 | 289873.784
7 | 5 | 13 | 233160.799 | 262400.751 | 293137.87 | 307847.691 | 298646.496
7 | 5 | 14 | 186352.732 | 216593.612 | 259600.595 | 290045.819 | 291493.139 | CFs
7 | 5 | 15 | 126412.952 | 157476.403 | 209663.693 | 253786.736 | 266717.74 | CFs
7 | 5 | 16 | 59286.622 | 82476.428 | 145119.74 | 201065.286 | 225266.007 | CFs
7 | 5 | 17 | 15323.986 | 20488.397 | 68323.332 | 133190.027 | 165312.757 | CFs
7 | 5 | 18 | 9617.272 | 9617.272 | 11927.389 | 52561.801 | 79938.386
7 | 5 | 19 | 0 | 0 | 0 | 0 | 0
7 | 5 | 20 | 0 | 0 | 0 | 0 | 0
7 | 5 | 21 | 0 | 0 | 0 | 0 | 0
7 | 5 | 22 | 0 | 0 | 0 | 0 | 0
7 | 5 | 23 | 0 | 0 | 0 | 0 | 0
7 | 6 | 0 | 0 | 0 | 0 | 0 | 0
7 | 6 | 1 | 0 | 0 | 0 | 0 | 0
7 | 6 | 2 | 0 | 0 | 0 | 0 | 0
7 | 6 | 3 | 0 | 0 | 0 | 0 | 0
7 | 6 | 4 | 0 | 0 | 0 | 0 | 0
7 | 6 | 5 | 78205.253 | 51298.52 | 10796.105 | 9124.249 | 9124.249
7 | 6 | 6 | 169931.19 | 135498.154 | 67346.176 | 18824.451 | 14379.398
7 | 6 | 7 | 232468.753 | 206632.537 | 147285.815 | 81461.242 | 57604.959
7 | 6 | 8 | 275958.376 | 261757.082 | 214183.206 | 157939.664 | 124846.221
7 | 6 | 9 | 296394.999 | 294581.695 | 263087.118 | 218977.657 | 188248.422
7 | 6 | 10 | 303862.246 | 312924.228 | 297438.983 | 265726.389 | 235898.264
7 | 6 | 11 | 294597.447 | 312743.75 | 313509.649 | 296481.409 | 271076.621
7 | 6 | 12 | 264203.421 | 288312.075 | 304051.619 | 302724 | 285047.152
7 | 6 | 13 | 227384.575 | 254983.197 | 283867.131 | 297596.788 | 288848.416
7 | 6 | 14 | 181374.471 | 210056.382 | 250560.703 | 279030.829 | 280269.812 | CFs
7 | 6 | 15 | 123527.309 | 152363.185 | 200658.941 | 241217.735 | 252968.423 | CFs
7 | 6 | 16 | 62951.869 | 83618.622 | 138964.885 | 188340.54 | 209591.39 | CFs
7 | 6 | 17 | 22473.092 | 27024.867 | 67094.07 | 121019.695 | 147900.793 | CFs
7 | 6 | 18 | 12343.109 | 12343.109 | 14368.003 | 44883.198 | 65424.912
7 | 6 | 19 | 0 | 0 | 0 | 0 | 0
7 | 6 | 20 | 0 | 0 | 0 | 0 | 0
7 | 6 | 21 | 0 | 0 | 0 | 0 | 0
7 | 6 | 22 | 0 | 0 | 0 | 0 | 0
7 | 6 | 23 | 0 | 0 | 0 | 0 | 0
7 | 7 | 0 | 0 | 0 | 0 | 0 | 0
7 | 7 | 1 | 0 | 0 | 0 | 0 | 0
7 | 7 | 2 | 0 | 0 | 0 | 0 | 0
7 | 7 | 3 | 0 | 0 | 0 | 0 | 0
7 | 7 | 4 | 0 | 0 | 0 | 0 | 0
7 | 7 | 5 | 62698.213 | 43161.08 | 13622.561 | 12209.545 | 12209.545
7 | 7 | 6 | 147993.512 | 120276.124 | 65887.956 | 26820.746 | 23016.266
7 | 7 | 7 | 212249.992 | 190145.754 | 139248.627 | 83046.575 | 62539.281
7 | 7 | 8 | 254086.926 | 241857.897 | 200523.094 | 151317.299 | 122363.387
7 | 7 | 9 | 278741.395 | 277163.736 | 248581.796 | 208177.094 | 179781.881
7 | 7 | 10 | 288510.811 | 296964.05 | 282625.893 | 253067.883 | 225086.529
7 | 7 | 11 | 283279.656 | 300302.979 | 301017.155 | 285038.483 | 261170.681
7 | 7 | 12 | 239396.477 | 259066.874 | 271916.373 | 270766.093 | 256247.735
7 | 7 | 13 | 225442.31 | 252969.65 | 281678.008 | 295240.107 | 286432.739
7 | 7 | 14 | 181011.802 | 208966.175 | 248386.077 | 276068.687 | 277161.173 | CFs
7 | 7 | 15 | 124704.367 | 152309.025 | 198674.702 | 237746.926 | 249011.836 | CFs
7 | 7 | 16 | 65302.285 | 84690.932 | 136545.4 | 183158.285 | 203274.605 | CFs
7 | 7 | 17 | 25095.697 | 29487.092 | 67125.996 | 117649.239 | 142963.435 | CFs
7 | 7 | 18 | 14608.351 | 14608.351 | 15641.517 | 29304.64 | 38502.743
7 | 7 | 19 | 0 | 0 | 0 | 0 | 0
7 | 7 | 20 | 0 | 0 | 0 | 0 | 0
7 | 7 | 21 | 0 | 0 | 0 | 0 | 0
7 | 7 | 22 | 0 | 0 | 0 | 0 | 0
7 | 7 | 23 | 0 | 0 | 0 | 0 | 0
7 | 8 | 0 | 0 | 0 | 0 | 0 | 0
7 | 8 | 1 | 0 | 0 | 0 | 0 | 0
7 | 8 | 2 | 0 | 0 | 0 | 0 | 0
7 | 8 | 3 | 0 | 0 | 0 | 0 | 0
7 | 8 | 4 | 0 | 0 | 0 | 0 | 0
7 | 8 | 5 | 60324.457 | 41926.705 | 13963.115 | 12647.498 | 12647.498
7 | 8 | 6 | 145023.335 | 118070.928 | 65692.173 | 28290.103 | 24628.753
7 | 8 | 7 | 210029.271 | 188081.781 | 137929.968 | 83292.877 | 63459.728
7 | 8 | 8 | 257364.752 | 244681.897 | 202039.628 | 152012.024 | 122940.044
7 | 8 | 9 | 289838.091 | 288191.132 | 257210.052 | 213933.538 | 183835.495
7 | 8 | 10 | 298035.333 | 307244.821 | 291782.068 | 260100.753 | 230382.94
7 | 8 | 11 | 289328.227 | 307758.75 | 308533.65 | 291227.374 | 265522.931
7 | 8 | 12 | 264725.066 | 289863.59 | 306234.483 | 304686.033 | 286069.393
7 | 8 | 13 | 226627.404 | 255141.06 | 284992.936 | 299089.997 | 289749.798
7 | 8 | 14 | 165155.747 | 187788.783 | 220009.131 | 242887.573 | 243698.207 | CFs
7 | 8 | 15 | 106729.595 | 119122.403 | 140780.958 | 159568.913 | 165033.027 | CFs
7 | 8 | 16 | 3804.421 | 3804.421 | 3804.421 | 3804.421 | 3804.421 | CFs
7 | 8 | 17 | 32914.659 | 33390.553 | 36405.612 | 40312.49 | 42410.725 | CFs
7 | 8 | 18 | 0 | 0 | 0 | 0 | 0
7 | 8 | 19 | 0 | 0 | 0 | 0 | 0
7 | 8 | 20 | 0 | 0 | 0 | 0 | 0
7 | 8 | 21 | 0 | 0 | 0 | 0 | 0
7 | 8 | 22 | 0 | 0 | 0 | 0 | 0
7 | 8 | 23 | 0 | 0 | 0 | 0 | 0
7 | 9 | 0 | 0 | 0 | 0 | 0 | 0
7 | 9 | 1 | 0 | 0 | 0 | 0 | 0
7 | 9 | 2 | 0 | 0 | 0 | 0 | 0
7 | 9 | 3 | 0 | 0 | 0 | 0 | 0
7 | 9 | 4 | 0 | 0 | 0 | 0 | 0
7 | 9 | 5 | 66168.075 | 44720.722 | 11518.472 | 10257.015 | 10257.015
7 | 9 | 6 | 155990.404 | 125070.251 | 64436.132 | 21635.672 | 17811.893
7 | 9 | 7 | 219345.633 | 195055.702 | 139232.364 | 78081.359 | 55865.194
7 | 9 | 8 | 264145.887 | 250739.432 | 205390.074 | 151935.381 | 120586.441
7 | 9 | 9 | 291339.548 | 289719.324 | 257663.041 | 212785.668 | 181502.987
7 | 9 | 10 | 297986.991 | 307342.569 | 291789.087 | 259833.04 | 229814.592
7 | 9 | 11 | 288974.122 | 307526.485 | 308310.008 | 290894.435 | 265023.417
7 | 9 | 12 | 264723.936 | 290079.881 | 306525.411 | 304887.071 | 286062.915
7 | 9 | 13 | 227848.424 | 257070.149 | 287529.23 | 301810.051 | 292160.496
7 | 9 | 14 | 179692.953 | 209268.797 | 250929.329 | 280180.172 | 281082.922 | CFs
7 | 9 | 15 | 119302.106 | 150346.306 | 201825.011 | 245122.561 | 257420.727 | CFs
7 | 9 | 16 | 61061.04 | 67049.681 | 83052.017 | 98399.929 | 105180.422 | CFs
7 | 9 | 17 | 32535.932 | 33561.785 | 40172.247 | 48765.322 | 53349.622 | CFs
7 | 9 | 18 | 7550.619 | 7550.619 | 7550.619 | 7550.619 | 7550.619
7 | 9 | 19 | 0 | 0 | 0 | 0 | 0
7 | 9 | 20 | 0 | 0 | 0 | 0 | 0
7 | 9 | 21 | 0 | 0 | 0 | 0 | 0
7 | 9 | 22 | 0 | 0 | 0 | 0 | 0
7 | 9 | 23 | 0 | 0 | 0 | 0 | 0
7 | 10 | 0 | 0 | 0 | 0 | 0 | 0
7 | 10 | 1 | 0 | 0 | 0 | 0 | 0
7 | 10 | 2 | 0 | 0 | 0 | 0 | 0
7 | 10 | 3 | 0 | 0 | 0 | 0 | 0
7 | 10 | 4 | 0 | 0 | 0 | 0 | 0
7 | 10 | 5 | 65020.339 | 44222.955 | 11609.944 | 10429.663 | 10429.663
7 | 10 | 6 | 122975.598 | 100581.753 | 57356.884 | 26512.071 | 23426.758
7 | 10 | 7 | 54091.275 | 53100.575 | 50910.412 | 48734.839 | 47936.74
7 | 10 | 8 | 204919.74 | 196427.998 | 167705.692 | 134234.313 | 115002.778
7 | 10 | 9 | 194041.899 | 193349.371 | 178936.216 | 159008.371 | 145262.293
7 | 10 | 10 | 211605.537 | 216665.617 | 208352.449 | 191356.706 | 175520.275
7 | 10 | 11 | 162019.95 | 167163.788 | 167384.426 | 162554.541 | 155472.988
7 | 10 | 12 | 208914.797 | 224135.77 | 234037.33 | 232998.438 | 221602.531
7 | 10 | 13 | 125581.597 | 131653.083 | 138091.642 | 141140.664 | 139035.189
7 | 10 | 14 | 126509.036 | 136608.561 | 151051.478 | 161369.209 | 161642.718 | CFs
7 | 10 | 15 | 83942.2 | 88920.256 | 97870.153 | 105709.665 | 107960.507 | CFs
7 | 10 | 16 | 59273.214 | 62984.998 | 72852.008 | 82381.533 | 86587.692 | CFs
7 | 10 | 17 | 33941.288 | 35210.972 | 44113.625 | 55851.923 | 62007.036 | CFs
7 | 10 | 18 | 1274.23 | 1274.23 | 1274.23 | 1274.23 | 1274.23
7 | 10 | 19 | 0 | 0 | 0 | 0 | 0
7 | 10 | 20 | 0 | 0 | 0 | 0 | 0
7 | 10 | 21 | 0 | 0 | 0 | 0 | 0
7 | 10 | 22 | 0 | 0 | 0 | 0 | 0
7 | 10 | 23 | 0 | 0 | 0 | 0 | 0
7 | 11 | 0 | 0 | 0 | 0 | 0 | 0
7 | 11 | 1 | 0 | 0 | 0 | 0 | 0
7 | 11 | 2 | 0 | 0 | 0 | 0 | 0
7 | 11 | 3 | 0 | 0 | 0 | 0 | 0
7 | 11 | 4 | 0 | 0 | 0 | 0 | 0
7 | 11 | 5 | 2783.16 | 2783.16 | 2783.16 | 2783.16 | 2783.16
7 | 11 | 6 | 36346.28 | 35110.714 | 32907.908 | 31165.817 | 30853.421
7 | 11 | 7 | 77820.798 | 74323.21 | 66520.75 | 58617.766 | 55717.964
7 | 11 | 8 | 50559.838 | 50329.081 | 49553.834 | 48683.877 | 48223.937
7 | 11 | 9 | 97999.207 | 97886.765 | 95400.205 | 91992.991 | 89661.315
7 | 11 | 10 | 47427.848 | 47557.713 | 47347.101 | 46919.401 | 46525.165
7 | 11 | 11 | 93995.022 | 95151.357 | 95201.742 | 94116.708 | 92531.152
7 | 11 | 12 | 35590.677 | 35704.947 | 35779.898 | 35771.621 | 35684.965
7 | 11 | 13 | 60191.096 | 60991.48 | 61840.803 | 62241.574 | 61959.08
7 | 11 | 14 | 55318.577 | 56025.997 | 57042.298 | 57772.136 | 57788.036 | CFs
7 | 11 | 15 | 95643.131 | 104555.084 | 120323.642 | 134030.717 | 137918.896 | CFs
7 | 11 | 16 | 47177.824 | 47937.299 | 49938.99 | 51933.164 | 52816.471 | CFs
7 | 11 | 17 | 17050.493 | 17050.493 | 17050.493 | 17050.493 | 17050.493 | CFs
7 | 11 | 18 | 15436.055 | 15436.055 | 16562.288 | 31778.013 | 41669.847
7 | 11 | 19 | 0 | 0 | 0 | 0 | 0
7 | 11 | 20 | 0 | 0 | 0 | 0 | 0
7 | 11 | 21 | 0 | 0 | 0 | 0 | 0
7 | 11 | 22 | 0 | 0 | 0 | 0 | 0
7 | 11 | 23 | 0 | 0 | 0 | 0 | 0
7 | 12 | 0 | 0 | 0 | 0 | 0 | 0
7 | 12 | 1 | 0 | 0 | 0 | 0 | 0
7 | 12 | 2 | 0 | 0 | 0 | 0 | 0
7 | 12 | 3 | 0 | 0 | 0 | 0 | 0
7 | 12 | 4 | 0 | 0 | 0 | 0 | 0
7 | 12 | 5 | 7175.439 | 7175.439 | 7175.439 | 7175.439 | 7175.439
7 | 12 | 6 | 25779.935 | 25424.638 | 24811.023 | 24298.638 | 24188.199
7 | 12 | 7 | 45904.203 | 45346.801 | 44115.359 | 42922.998 | 42478.919
7 | 12 | 8 | 87955.128 | 86352.546 | 80924.872 | 74784.104 | 71468.859
7 | 12 | 9 | 200928.475 | 200240.131 | 183733.963 | 160794.44 | 144885.875
7 | 12 | 10 | 188234.014 | 192233.784 | 185822.056 | 172666.002 | 160414.869
7 | 12 | 11 | 190314.355 | 198659.322 | 199028.594 | 191211.069 | 179706.52
7 | 12 | 12 | 257742.748 | 282958.761 | 299114.178 | 297262.024 | 278408.268
7 | 12 | 13 | 164727.095 | 179611.362 | 195169.004 | 202393.777 | 197200.091
7 | 12 | 14 | 176075.473 | 205574.928 | 246530.152 | 274881.524 | 275350.899 | CFs
7 | 12 | 15 | 117207.428 | 147758.251 | 197817.354 | 239474.127 | 250936.131 | CFs
7 | 12 | 16 | 56322.319 | 78516.308 | 136441.873 | 187776.407 | 209411.527 | CFs
7 | 12 | 17 | 17620.065 | 22197.047 | 64490.458 | 121566.188 | 149637.527 | CFs
7 | 12 | 18 | 10431.653 | 10431.653 | 12313.484 | 45044.386 | 65712.536
7 | 12 | 19 | 0 | 0 | 0 | 0 | 0
7 | 12 | 20 | 0 | 0 | 0 | 0 | 0
7 | 12 | 21 | 0 | 0 | 0 | 0 | 0
7 | 12 | 22 | 0 | 0 | 0 | 0 | 0
7 | 12 | 23 | 0 | 0 | 0 | 0 | 0
7 | 13 | 0 | 0 | 0 | 0 | 0 | 0
7 | 13 | 1 | 0 | 0 | 0 | 0 | 0
7 | 13 | 2 | 0 | 0 | 0 | 0 | 0
7 | 13 | 3 | 0 | 0 | 0 | 0 | 0
7 | 13 | 4 | 0 | 0 | 0 | 0 | 0
7 | 13 | 5 | 21904.464 | 18212.629 | 12293.492 | 12067.755 | 12067.755
7 | 13 | 6 | 137336.096 | 111510.079 | 60848.697 | 25118.749 | 22073.339
7 | 13 | 7 | 201879.96 | 180797.974 | 131582.612 | 77528.666 | 57580.229
7 | 13 | 8 | 247116.417 | 235317.255 | 194226.903 | 145216.917 | 116255.038
7 | 13 | 9 | 274155.989 | 273048.062 | 243822.477 | 202397.916 | 173143.966
7 | 13 | 10 | 209899.917 | 215269.58 | 206771.753 | 189198.649 | 172722.834
7 | 13 | 11 | 218749.095 | 229993.135 | 230501.023 | 219986.821 | 204436.78
7 | 13 | 12 | 224545.999 | 243501.603 | 255673.854 | 254214.801 | 239934.21
7 | 13 | 13 | 194788.231 | 216168.631 | 238264.1 | 248390.4 | 240962.099
7 | 13 | 14 | 156175.135 | 175144.177 | 201694.24 | 220250.277 | 220464.781 | CFs
7 | 13 | 15 | 117923.658 | 145493.476 | 190818.743 | 228583.531 | 238884.019 | CFs
7 | 13 | 16 | 63519.728 | 76495.647 | 110329.023 | 141186.253 | 154343.811 | CFs
7 | 13 | 17 | 25348.613 | 29321.988 | 63012.839 | 108049.135 | 130486.702 | CFs
7 | 13 | 18 | 13508.977 | 13508.977 | 14840.651 | 34128.813 | 46363.161
7 | 13 | 19 | 0 | 0 | 0 | 0 | 0
7 | 13 | 20 | 0 | 0 | 0 | 0 | 0
7 | 13 | 21 | 0 | 0 | 0 | 0 | 0
7 | 13 | 22 | 0 | 0 | 0 | 0 | 0
7 | 13 | 23 | 0 | 0 | 0 | 0 | 0
7 | 14 | 0 | 0 | 0 | 0 | 0 | 0
7 | 14 | 1 | 0 | 0 | 0 | 0 | 0
7 | 14 | 2 | 0 | 0 | 0 | 0 | 0
7 | 14 | 3 | 0 | 0 | 0 | 0 | 0
7 | 14 | 4 | 0 | 0 | 0 | 0 | 0
7 | 14 | 5 | 394.028 | 394.028 | 394.028 | 394.028 | 394.028
7 | 14 | 6 | 3336.423 | 3336.423 | 3336.423 | 3336.423 | 3336.423
7 | 14 | 7 | 9442.508 | 9442.508 | 9442.508 | 9442.508 | 9442.508
7 | 14 | 8 | 20558.095 | 20558.095 | 20558.095 | 20558.095 | 20558.095
7 | 14 | 9 | 50576.545 | 50557.582 | 50011.003 | 49256.819 | 48736.832
7 | 14 | 10 | 203109.735 | 208063.392 | 200328.643 | 184171.258 | 168877.731
7 | 14 | 11 | 229689.776 | 242540.404 | 243134.205 | 231146.246 | 213265.464
7 | 14 | 12 | 217727.713 | 235940.452 | 247591.431 | 246137.498 | 232383.801
7 | 14 | 13 | 203299.472 | 226280.986 | 249938.307 | 260699.755 | 252638.205
7 | 14 | 14 | 178162.072 | 208642.524 | 250773.278 | 279825.312 | 280007.907 | CFs
7 | 14 | 15 | 117924.971 | 150952.725 | 204506.313 | 248935.02 | 260922.576 | CFs
7 | 14 | 16 | 52769.238 | 77245.431 | 140628.089 | 196332.082 | 219563.42 | CFs
7 | 14 | 17 | 11315.231 | 16123.232 | 64421.828 | 129944.808 | 161656.492 | CFs
7 | 14 | 18 | 7020.886 | 7020.886 | 9023.526 | 50964.333 | 76425.127
7 | 14 | 19 | 0 | 0 | 0 | 0 | 0
7 | 14 | 20 | 0 | 0 | 0 | 0 | 0
7 | 14 | 21 | 0 | 0 | 0 | 0 | 0
7 | 14 | 22 | 0 | 0 | 0 | 0 | 0
7 | 14 | 23 | 0 | 0 | 0 | 0 | 0
7 | 15 | 0 | 0 | 0 | 0 | 0 | 0
7 | 15 | 1 | 0 | 0 | 0 | 0 | 0
7 | 15 | 2 | 0 | 0 | 0 | 0 | 0
7 | 15 | 3 | 0 | 0 | 0 | 0 | 0
7 | 15 | 4 | 0 | 0 | 0 | 0 | 0
7 | 15 | 5 | 71469.269 | 47902.999 | 7356.246 | 6558.371 | 6558.371
7 | 15 | 6 | 167446.491 | 132548.133 | 62306.316 | 14018.863 | 11086.322
7 | 15 | 7 | 224923.646 | 200064.37 | 140581.169 | 73411.115 | 48370.108
7 | 15 | 8 | 260368.211 | 247863.883 | 203208.544 | 148676.147 | 115490.791
7 | 15 | 9 | 281046.52 | 280140.719 | 250172.281 | 207123.118 | 176323.151
7 | 15 | 10 | 288568.819 | 298126.914 | 283407.821 | 252226.241 | 222302.265
7 | 15 | 11 | 280901.148 | 299441.675 | 300322.165 | 283069.731 | 257185.658
7 | 15 | 12 | 260049.7 | 285670.88 | 301892.243 | 299793.896 | 280505.366
7 | 15 | 13 | 224773.346 | 254674.191 | 285050.737 | 298663.586 | 288253.813
7 | 15 | 14 | 178476.805 | 209347.593 | 251646.803 | 280553.441 | 280579.719 | CFs
7 | 15 | 15 | 116713.2 | 149672.804 | 202493.982 | 245818.44 | 257314.131 | CFs
7 | 15 | 16 | 52472.498 | 76829.629 | 139277.461 | 193618.379 | 216027.771 | CFs
7 | 15 | 17 | 12079.329 | 16772.083 | 63999.614 | 127871.66 | 158656.174 | CFs
7 | 15 | 18 | 8073.539 | 8073.539 | 9927.653 | 48249.943 | 71228.548
7 | 15 | 19 | 0 | 0 | 0 | 0 | 0
7 | 15 | 20 | 0 | 0 | 0 | 0 | 0
7 | 15 | 21 | 0 | 0 | 0 | 0 | 0
7 | 15 | 22 | 0 | 0 | 0 | 0 | 0
7 | 15 | 23 | 0 | 0 | 0 | 0 | 0
7 | 16 | 0 | 0 | 0 | 0 | 0 | 0
7 | 16 | 1 | 0 | 0 | 0 | 0 | 0
7 | 16 | 2 | 0 | 0 | 0 | 0 | 0
7 | 16 | 3 | 0 | 0 | 0 | 0 | 0
7 | 16 | 4 | 0 | 0 | 0 | 0 | 0
7 | 16 | 5 | 54474.59 | 37641.94 | 8729.227 | 8102.261 | 8102.261
7 | 16 | 6 | 105116.066 | 86872.74 | 51454.401 | 26749.816 | 24886.997
7 | 16 | 7 | 219651.666 | 195335.882 | 137528.506 | 73169.908 | 49255.367
7 | 16 | 8 | 261314.018 | 248462.947 | 202528.791 | 147069.951 | 113700.048
7 | 16 | 9 | 284653.717 | 283839.082 | 252778.136 | 208408.436 | 176812.02
7 | 16 | 10 | 293729.568 | 303892.157 | 288496.487 | 255903.007 | 224757.899
7 | 16 | 11 | 286352.686 | 305964.165 | 306928.654 | 288718.057 | 261497.97
7 | 16 | 12 | 262008.075 | 288479.599 | 305272.025 | 303014.813 | 282947.541
7 | 16 | 13 | 226652.395 | 257395.208 | 288730.509 | 302744.477 | 291792.457
7 | 16 | 14 | 179105.153 | 210488.051 | 253645.433 | 283263.281 | 283126.583 | CFs
7 | 16 | 15 | 117351.165 | 150646.337 | 204251.006 | 248523.323 | 260200.707 | CFs
7 | 16 | 16 | 51885.809 | 76398.725 | 139195.908 | 194343.805 | 217117.678 | CFs
7 | 16 | 17 | 13496.244 | 18040.187 | 63525.112 | 125212.198 | 155081.357 | CFs
7 | 16 | 18 | 8771.231 | 8771.231 | 10457.572 | 45288.997 | 65942.138
7 | 16 | 19 | 0 | 0 | 0 | 0 | 0
7 | 16 | 20 | 0 | 0 | 0 | 0 | 0
7 | 16 | 21 | 0 | 0 | 0 | 0 | 0
7 | 16 | 22 | 0 | 0 | 0 | 0 | 0
7 | 16 | 23 | 0 | 0 | 0 | 0 | 0
7 | 17 | 0 | 0 | 0 | 0 | 0 | 0
7 | 17 | 1 | 0 | 0 | 0 | 0 | 0
7 | 17 | 2 | 0 | 0 | 0 | 0 | 0
7 | 17 | 3 | 0 | 0 | 0 | 0 | 0
7 | 17 | 4 | 0 | 0 | 0 | 0 | 0
7 | 17 | 5 | 55843.801 | 38866.461 | 9155.943 | 8563.535 | 8563.535
7 | 17 | 6 | 147331.154 | 117605.136 | 58888.746 | 18627.217 | 16147.466
7 | 17 | 7 | 211361.479 | 188135.133 | 133000.178 | 72195.31 | 49561.538
7 | 17 | 8 | 255246.473 | 242874.052 | 198389.97 | 144861.637 | 112745.971
7 | 17 | 9 | 277573.009 | 276904.278 | 246413.724 | 202909.993 | 171952.248
7 | 17 | 10 | 285549.032 | 295688.144 | 280582.626 | 248504.207 | 217849.271
7 | 17 | 11 | 276957.465 | 296274.294 | 297259.063 | 279369.525 | 252631.455
7 | 17 | 12 | 223577.677 | 243450.146 | 256091.842 | 254328.818 | 239151.416
7 | 17 | 13 | 189982.219 | 211523.609 | 233588.317 | 243447.119 | 235572.007
7 | 17 | 14 | 157134.72 | 181382.218 | 214820.611 | 237846.335 | 237608.726 | CFs
7 | 17 | 15 | 113690.078 | 143077.27 | 190681.66 | 230075.137 | 240358.645 | CFs
7 | 17 | 16 | 61388.856 | 74382.729 | 107556.744 | 137644.99 | 150217.673 | CFs
7 | 17 | 17 | 27724.12 | 31049.531 | 60656.7 | 100313.998 | 119821.985 | CFs
7 | 17 | 18 | 12491.755 | 12491.755 | 13677.101 | 33758.496 | 45743.276
7 | 17 | 19 | 0 | 0 | 0 | 0 | 0
7 | 17 | 20 | 0 | 0 | 0 | 0 | 0
7 | 17 | 21 | 0 | 0 | 0 | 0 | 0
7 | 17 | 22 | 0 | 0 | 0 | 0 | 0
7 | 17 | 23 | 0 | 0 | 0 | 0 | 0
7 | 18 | 0 | 0 | 0 | 0 | 0 | 0
7 | 18 | 1 | 0 | 0 | 0 | 0 | 0
7 | 18 | 2 | 0 | 0 | 0 | 0 | 0
7 | 18 | 3 | 0 | 0 | 0 | 0 | 0
7 | 18 | 4 | 0 | 0 | 0 | 0 | 0
7 | 18 | 5 | 65919.115 | 45436.298 | 8193.739 | 7607.978 | 7607.978
7 | 18 | 6 | 168290.148 | 132967.186 | 62139.687 | 13990.464 | 11495.266
7 | 18 | 7 | 233300.101 | 207378.627 | 145005.556 | 75158.508 | 48992.012
7 | 18 | 8 | 275315.371 | 262060.532 | 213739.306 | 154922.779 | 119123.229
7 | 18 | 9 | 301198.022 | 300621.978 | 267373.232 | 219530.951 | 185203.271
7 | 18 | 10 | 309052.368 | 320153.948 | 303890.63 | 269039.182 | 235490.306
7 | 18 | 11 | 300875.974 | 321878.159 | 322987.74 | 303602.669 | 274473.325
7 | 18 | 12 | 273378.946 | 301279.642 | 318827.3 | 316305.136 | 295084.535
7 | 18 | 13 | 235598.152 | 267845.27 | 300347.076 | 314618.261 | 302977.412
7 | 18 | 14 | 187281.288 | 220569.539 | 265793.711 | 296450.424 | 295957.787 | CFs
7 | 18 | 15 | 122701.925 | 158073.052 | 214303.531 | 260259.532 | 272048.439 | CFs
7 | 18 | 16 | 55198.008 | 81397.721 | 147705.246 | 205449.638 | 228979.56 | CFs
7 | 18 | 17 | 13053.551 | 17811.39 | 67766.914 | 135639.025 | 168227.444 | CFs
7 | 18 | 18 | 8456.4 | 8456.4 | 10208.46 | 51189.213 | 74430.807
7 | 18 | 19 | 0 | 0 | 0 | 0 | 0
7 | 18 | 20 | 0 | 0 | 0 | 0 | 0
7 | 18 | 21 | 0 | 0 | 0 | 0 | 0
7 | 18 | 22 | 0 | 0 | 0 | 0 | 0
7 | 18 | 23 | 0 | 0 | 0 | 0 | 0
7 | 19 | 0 | 0 | 0 | 0 | 0 | 0
7 | 19 | 1 | 0 | 0 | 0 | 0 | 0
7 | 19 | 2 | 0 | 0 | 0 | 0 | 0
7 | 19 | 3 | 0 | 0 | 0 | 0 | 0
7 | 19 | 4 | 0 | 0 | 0 | 0 | 0
7 | 19 | 5 | 53014.648 | 37693.651 | 10031.036 | 9537.885 | 9537.885
7 | 19 | 6 | 141920.042 | 114377.041 | 59749.05 | 22223.715 | 20134.471
7 | 19 | 7 | 204809.942 | 183433.843 | 132112.873 | 75346.929 | 53950.642
7 | 19 | 8 | 248821.593 | 237379.877 | 195294.766 | 144237.955 | 113438.23
7 | 19 | 9 | 130765.85 | 130681.094 | 124001.371 | 114599.906 | 107985.983
7 | 19 | 10 | 179189.676 | 183348.438 | 177372.866 | 164676.084 | 152633.763
7 | 19 | 11 | 90255.047 | 91445.419 | 91511.459 | 90414.557 | 88796.352
7 | 19 | 12 | 34007.058 | 34118.118 | 34189.153 | 34178.547 | 34092.512
7 | 19 | 13 | 15649.725 | 15649.725 | 15649.725 | 15649.725 | 15649.725
7 | 19 | 14 | 21934.941 | 21934.941 | 21934.941 | 21934.941 | 21934.941 | CFs
7 | 19 | 15 | 64512.502 | 66134.684 | 68953.435 | 71368.456 | 71993.556 | CFs
7 | 19 | 16 | 43321.551 | 43953.321 | 45536.045 | 47099.03 | 47762.933 | CFs
7 | 19 | 17 | 22559.695 | 22660.997 | 23079.235 | 23567.006 | 23838.509 | CFs
7 | 19 | 18 | 3135.191 | 3135.191 | 3135.191 | 3135.191 | 3135.191
7 | 19 | 19 | 0 | 0 | 0 | 0 | 0
7 | 19 | 20 | 0 | 0 | 0 | 0 | 0
7 | 19 | 21 | 0 | 0 | 0 | 0 | 0
7 | 19 | 22 | 0 | 0 | 0 | 0 | 0
7 | 19 | 23 | 0 | 0 | 0 | 0 | 0
7 | 20 | 0 | 0 | 0 | 0 | 0 | 0
7 | 20 | 1 | 0 | 0 | 0 | 0 | 0
7 | 20 | 2 | 0 | 0 | 0 | 0 | 0
7 | 20 | 3 | 0 | 0 | 0 | 0 | 0
7 | 20 | 4 | 0 | 0 | 0 | 0 | 0
7 | 20 | 5 | 2907.335 | 2907.335 | 2907.335 | 2907.335 | 2907.335
7 | 20 | 6 | 7551.999 | 7551.999 | 7551.999 | 7551.999 | 7551.999
7 | 20 | 7 | 37584.39 | 37282.879 | 36594.24 | 35921.93 | 35659.716
7 | 20 | 8 | 93622.961 | 91888.065 | 85548.111 | 78194.286 | 74069.002
7 | 20 | 9 | 74274.925 | 74264.123 | 72849.975 | 70859.417 | 69458.537
7 | 20 | 10 | 48794.64 | 48966.073 | 48724.425 | 48211.225 | 47727.085
7 | 20 | 11 | 96083.149 | 97432.781 | 97510.771 | 96271.573 | 94439.487
7 | 20 | 12 | 84026.118 | 85438.121 | 86338.096 | 86199.683 | 85103.797
7 | 20 | 13 | 62868.923 | 63825.762 | 64808.807 | 65242.387 | 64872.733
7 | 20 | 14 | 90398.245 | 94756.822 | 100786.3 | 104954.793 | 104836.37 | CFs
7 | 20 | 15 | 96371.564 | 107119.937 | 125175.43 | 140380.591 | 144239.534 | CFs
7 | 20 | 16 | 62134.612 | 80713.147 | 127196.487 | 168485.326 | 185283.674 | CFs
7 | 20 | 17 | 20657.371 | 24059.563 | 56787.235 | 100824.745 | 122311.585 | CFs
7 | 20 | 18 | 12264.765 | 12264.765 | 13282.839 | 31552.727 | 42018.488
7 | 20 | 19 | 0 | 0 | 0 | 0 | 0
7 | 20 | 20 | 0 | 0 | 0 | 0 | 0
7 | 20 | 21 | 0 | 0 | 0 | 0 | 0
7 | 20 | 22 | 0 | 0 | 0 | 0 | 0
7 | 20 | 23 | 0 | 0 | 0 | 0 | 0
7 | 21 | 0 | 0 | 0 | 0 | 0 | 0
7 | 21 | 1 | 0 | 0 | 0 | 0 | 0
7 | 21 | 2 | 0 | 0 | 0 | 0 | 0
7 | 21 | 3 | 0 | 0 | 0 | 0 | 0
7 | 21 | 4 | 0 | 0 | 0 | 0 | 0
7 | 21 | 5 | 8929.431 | 8725.102 | 8425.851 | 8414.494 | 8414.494
7 | 21 | 6 | 3120.407 | 3120.407 | 3120.407 | 3120.407 | 3120.407
7 | 21 | 7 | 82452.44 | 78403.785 | 68902.292 | 59008.318 | 55217.68
7 | 21 | 8 | 138145.421 | 134224.632 | 119681.862 | 102566.238 | 92705.807
7 | 21 | 9 | 150189.856 | 150170.011 | 141667.216 | 129585.566 | 121004.725
7 | 21 | 10 | 93212.709 | 93916.904 | 92943.089 | 90860.222 | 88887.317
7 | 21 | 11 | 73037.622 | 73822.337 | 73869.646 | 73151.863 | 72089.154
7 | 21 | 12 | 59648.516 | 60364.85 | 60820.358 | 60748.286 | 60190.838
7 | 21 | 13 | 86746.594 | 88556.059 | 90407.486 | 91217.187 | 90511.837
7 | 21 | 14 | 67041.263 | 68235.484 | 69884.264 | 71021.778 | 70982.295 | CFs
7 | 21 | 15 | 62628.467 | 64012.961 | 66404.54 | 68441.404 | 68953.662 | CFs
7 | 21 | 16 | 35807.037 | 36049.163 | 36644.308 | 37243.901 | 37496.651 | CFs
7 | 21 | 17 | 11374.022 | 11374.022 | 11374.022 | 11374.022 | 11374.022 | CFs
7 | 21 | 18 | 11758.478 | 11758.478 | 12375.38 | 24377.376 | 31089.808
7 | 21 | 19 | 0 | 0 | 0 | 0 | 0
7 | 21 | 20 | 0 | 0 | 0 | 0 | 0
7 | 21 | 21 | 0 | 0 | 0 | 0 | 0
7 | 21 | 22 | 0 | 0 | 0 | 0 | 0
7 | 21 | 23 | 0 | 0 | 0 | 0 | 0
7 | 22 | 0 | 0 | 0 | 0 | 0 | 0
7 | 22 | 1 | 0 | 0 | 0 | 0 | 0
7 | 22 | 2 | 0 | 0 | 0 | 0 | 0
7 | 22 | 3 | 0 | 0 | 0 | 0 | 0
7 | 22 | 4 | 0 | 0 | 0 | 0 | 0
7 | 22 | 5 | 9155 | 8919.096 | 8572.722 | 8561.57 | 8561.57
7 | 22 | 6 | 157644.746 | 125213.065 | 59542.508 | 15182.261 | 13462.653
7 | 22 | 7 | 220051.102 | 196536.742 | 138389.776 | 72523.065 | 47309.504
7 | 22 | 8 | 262750.661 | 250773.229 | 204860.509 | 147871.961 | 112547.485
7 | 22 | 9 | 246743.115 | 246819.522 | 222612.873 | 187444.469 | 161938.098
7 | 22 | 10 | 260728.029 | 269563.663 | 257567.517 | 231289.36 | 205764.857
7 | 22 | 11 | 255403.502 | 271612.845 | 272624.727 | 257882.866 | 235635.419
7 | 22 | 12 | 203510.103 | 219559.737 | 229627.928 | 227997.62 | 215585.896
7 | 22 | 13 | 209201.029 | 234661.14 | 260027.334 | 270840.707 | 261221.41
7 | 22 | 14 | 136996.182 | 150383.313 | 168572.993 | 180916.844 | 180411.849 | CFs
7 | 22 | 15 | 110307.53 | 130215.48 | 162187.536 | 188373.013 | 194765.398 | CFs
7 | 22 | 16 | 62243.407 | 71555.65 | 94645.842 | 115606.735 | 124135.132 | CFs
7 | 22 | 17 | 27121.6 | 29446.033 | 50946.651 | 79554.383 | 93661.157 | CFs
7 | 22 | 18 | 11426.868 | 11426.868 | 11691.717 | 15858.04 | 18263.574
7 | 22 | 19 | 0 | 0 | 0 | 0 | 0
7 | 22 | 20 | 0 | 0 | 0 | 0 | 0
7 | 22 | 21 | 0 | 0 | 0 | 0 | 0
7 | 22 | 22 | 0 | 0 | 0 | 0 | 0
7 | 22 | 23 | 0 | 0 | 0 | 0 | 0
7 | 23 | 0 | 0 | 0 | 0 | 0 | 0
7 | 23 | 1 | 0 | 0 | 0 | 0 | 0
7 | 23 | 2 | 0 | 0 | 0 | 0 | 0
7 | 23 | 3 | 0 | 0 | 0 | 0 | 0
7 | 23 | 4 | 0 | 0 | 0 | 0 | 0
7 | 23 | 5 | 53392.615 | 38277.898 | 7569.521 | 7310.021 | 7310.021
7 | 23 | 6 | 150426.708 | 119824.161 | 57577.418 | 15480.977 | 13966.773
7 | 23 | 7 | 209915.845 | 187936.341 | 132798.536 | 69654.94 | 45189.957
7 | 23 | 8 | 247523.981 | 236867.07 | 195079.019 | 142197.312 | 108874.709
7 | 23 | 9 | 271182.009 | 271429.717 | 243154.321 | 200838.834 | 169292.514
7 | 23 | 10 | 276537.606 | 286423.013 | 273256.803 | 243722.814 | 214329.551
7 | 23 | 11 | 270126.681 | 288380.941 | 289561.875 | 273061.058 | 247696.656
7 | 23 | 12 | 253125.252 | 278648.005 | 294281.158 | 291703.159 | 272245.015
7 | 23 | 13 | 219607.399 | 249846.473 | 279368.474 | 291690.542 | 280493.574
7 | 23 | 14 | 174647.902 | 206555.085 | 248506.62 | 275999.483 | 274712.35 | CFs
7 | 23 | 15 | 113466.092 | 148667.806 | 202735.62 | 245581.146 | 255729.528 | CFs
7 | 23 | 16 | 48530.655 | 74988.109 | 139812.478 | 194993.081 | 216566.864 | CFs
7 | 23 | 17 | 10704.888 | 14317.168 | 62261.228 | 127518.13 | 158122.528 | CFs
7 | 23 | 18 | 6550.699 | 6550.699 | 7803.724 | 46070.521 | 65395.441
7 | 23 | 19 | 0 | 0 | 0 | 0 | 0
7 | 23 | 20 | 0 | 0 | 0 | 0 | 0
7 | 23 | 21 | 0 | 0 | 0 | 0 | 0
7 | 23 | 22 | 0 | 0 | 0 | 0 | 0
7 | 23 | 23 | 0 | 0 | 0 | 0 | 0
7 | 24 | 0 | 0 | 0 | 0 | 0 | 0
7 | 24 | 1 | 0 | 0 | 0 | 0 | 0
7 | 24 | 2 | 0 | 0 | 0 | 0 | 0
7 | 24 | 3 | 0 | 0 | 0 | 0 | 0
7 | 24 | 4 | 0 | 0 | 0 | 0 | 0
7 | 24 | 5 | 49296.672 | 35584.913 | 7228.564 | 7037.257 | 7037.257
7 | 24 | 6 | 76518.93 | 65499.6 | 44034.101 | 29093.881 | 28366.304
7 | 24 | 7 | 172835.833 | 156097.627 | 115135.687 | 70241.438 | 52970.815
7 | 24 | 8 | 137336.091 | 133508.169 | 118759.917 | 101267.237 | 91067.802
7 | 24 | 9 | 283019.246 | 283489.176 | 251738.876 | 205290.838 | 171380.291
7 | 24 | 10 | 290836.619 | 302488.904 | 287316.819 | 253666.621 | 220836.767
7 | 24 | 11 | 284323.198 | 305616.084 | 307067.931 | 287876.267 | 258819.781
7 | 24 | 12 | 260403.954 | 288804.975 | 306448.977 | 303452.186 | 281470.71
7 | 24 | 13 | 172289.01 | 189649.673 | 207067.671 | 214448.891 | 207591.313
7 | 24 | 14 | 174745.384 | 208817.833 | 254191.437 | 284323.385 | 282704.255 | CFs
7 | 24 | 15 | 112506.14 | 147404.493 | 201663.931 | 245288.721 | 255566.035 | CFs
7 | 24 | 16 | 47583.688 | 73247.461 | 136318.645 | 190877.949 | 212301.921 | CFs
7 | 24 | 17 | 13567.224 | 16848.649 | 60913.378 | 121341.05 | 150031.083 | CFs
7 | 24 | 18 | 8259.146 | 8259.146 | 9286.344 | 38170.798 | 52815.711
7 | 24 | 19 | 0 | 0 | 0 | 0 | 0
7 | 24 | 20 | 0 | 0 | 0 | 0 | 0
7 | 24 | 21 | 0 | 0 | 0 | 0 | 0
7 | 24 | 22 | 0 | 0 | 0 | 0 | 0
7 | 24 | 23 | 0 | 0 | 0 | 0 | 0
7 | 25 | 0 | 0 | 0 | 0 | 0 | 0
7 | 25 | 1 | 0 | 0 | 0 | 0 | 0
7 | 25 | 2 | 0 | 0 | 0 | 0 | 0
7 | 25 | 3 | 0 | 0 | 0 | 0 | 0
7 | 25 | 4 | 0 | 0 | 0 | 0 | 0
7 | 25 | 5 | 0 | 0 | 0 | 0 | 0
7 | 25 | 6 | 46953.866 | 42802.527 | 34879.21 | 29037.459 | 28678.332
7 | 25 | 7 | 203827.148 | 182427.407 | 128889.099 | 68691.812 | 45392.589
7 | 25 | 8 | 172628.734 | 166783.004 | 143812.696 | 116073.266 | 99474.707
7 | 25 | 9 | 242022.211 | 242526.059 | 218531.931 | 183375.211 | 157656.804
7 | 25 | 10 | 285764.732 | 297409.688 | 282569.268 | 249278.023 | 216521.432
7 | 25 | 11 | 246432.333 | 262765.035 | 263929.921 | 249278.879 | 227078.135
7 | 25 | 12 | 128135.417 | 133868.271 | 137468.035 | 136839.941 | 132348.79
7 | 25 | 13 | 216378.195 | 247748.519 | 278641.242 | 291476.331 | 279295.516
7 | 25 | 14 | 168772.72 | 200734.614 | 243007.256 | 270880.887 | 269198.236 | CFs
7 | 25 | 15 | 110466.312 | 142191.261 | 191516.786 | 231005.839 | 240145.573 | CFs
7 | 25 | 16 | 36021.312 | 36326.489 | 37056.356 | 37783.453 | 38081.764 | CFs
7 | 25 | 17 | 937.476 | 937.476 | 937.476 | 937.476 | 937.476 | CFs
7 | 25 | 18 | 8661.065 | 8661.065 | 8692.84 | 9036.071 | 9263.674
7 | 25 | 19 | 0 | 0 | 0 | 0 | 0
7 | 25 | 20 | 0 | 0 | 0 | 0 | 0
7 | 25 | 21 | 0 | 0 | 0 | 0 | 0
7 | 25 | 22 | 0 | 0 | 0 | 0 | 0
7 | 25 | 23 | 0 | 0 | 0 | 0 | 0
7 | 26 | 0 | 0 | 0 | 0 | 0 | 0
7 | 26 | 1 | 0 | 0 | 0 | 0 | 0
7 | 26 | 2 | 0 | 0 | 0 | 0 | 0
7 | 26 | 3 | 0 | 0 | 0 | 0 | 0
7 | 26 | 4 | 0 | 0 | 0 | 0 | 0
7 | 26 | 5 | 0 | 0 | 0 | 0 | 0
7 | 26 | 6 | 5484.557 | 5484.557 | 5484.557 | 5484.557 | 5484.557
7 | 26 | 7 | 30224.762 | 30097.658 | 29796.522 | 29497.793 | 29376.426
7 | 26 | 8 | 118829.582 | 116223.65 | 105886.14 | 93551.87 | 86300.72
7 | 26 | 9 | 272079.559 | 272893.574 | 243109.108 | 198948.248 | 166280.13
7 | 26 | 10 | 281112.17 | 292573.991 | 278288.545 | 245955.949 | 213981.35
7 | 26 | 11 | 272696.845 | 293134.463 | 294652.984 | 276428.448 | 248558.658
7 | 26 | 12 | 120886.403 | 125914.114 | 129064.319 | 128502.786 | 124555.909
7 | 26 | 13 | 215512.37 | 246632.754 | 277118.351 | 289661.662 | 277500.122
7 | 26 | 14 | 168779.407 | 200339.981 | 241840.595 | 269039.659 | 267213.882 | CFs
7 | 26 | 15 | 110991.486 | 142337.88 | 190856.514 | 229517.517 | 238308.881 | CFs
7 | 26 | 16 | 53864.632 | 75477.52 | 127843.203 | 173198.767 | 190783.171 | CFs
7 | 26 | 17 | 21850.066 | 24442.046 | 58794.554 | 105327.3 | 127520.124 | CFs
7 | 26 | 18 | 10317.423 | 10317.423 | 10999.769 | 31117.299 | 40979.23
7 | 26 | 19 | 0 | 0 | 0 | 0 | 0
7 | 26 | 20 | 0 | 0 | 0 | 0 | 0
7 | 26 | 21 | 0 | 0 | 0 | 0 | 0
7 | 26 | 22 | 0 | 0 | 0 | 0 | 0
7 | 26 | 23 | 0 | 0 | 0 | 0 | 0
7 | 27 | 0 | 0 | 0 | 0 | 0 | 0
7 | 27 | 1 | 0 | 0 | 0 | 0 | 0
7 | 27 | 2 | 0 | 0 | 0 | 0 | 0
7 | 27 | 3 | 0 | 0 | 0 | 0 | 0
7 | 27 | 4 | 0 | 0 | 0 | 0 | 0
7 | 27 | 5 | 38747.79 | 28837.838 | 7618.508 | 7593.718 | 7593.718
7 | 27 | 6 | 59639.4 | 52224.16 | 37778.221 | 27386.267 | 26927.421
7 | 27 | 7 | 126224.599 | 116345.26 | 91676.63 | 64613.843 | 53907.598
7 | 27 | 8 | 187841.676 | 181417.135 | 155073.249 | 122208.594 | 101780.83
7 | 27 | 9 | 256714.997 | 257613.255 | 230962.332 | 190522.601 | 159942.441
7 | 27 | 10 | 221140.775 | 228389.639 | 219560.06 | 199437.427 | 179489.601
7 | 27 | 11 | 207808.2 | 219686.593 | 220610.527 | 210071.234 | 193968.88
7 | 27 | 12 | 177354.178 | 189508.422 | 197035.69 | 195670.831 | 186179.861
7 | 27 | 13 | 151167.536 | 163544.753 | 175782.799 | 180824.125 | 175830.733
7 | 27 | 14 | 128829.953 | 141563.25 | 158467.233 | 169658.385 | 168825.107 | CFs
7 | 27 | 15 | 103365.41 | 122086.014 | 151465.979 | 175014.609 | 180295.123 | CFs
7 | 27 | 16 | 56595.092 | 61913.248 | 74726.281 | 86401.05 | 91009.995 | CFs
7 | 27 | 17 | 18774.542 | 18802.654 | 18963.497 | 19147.132 | 19245.976 | CFs
7 | 27 | 18 | 4205.447 | 4205.447 | 4205.447 | 4205.447 | 4205.447
7 | 27 | 19 | 0 | 0 | 0 | 0 | 0
7 | 27 | 20 | 0 | 0 | 0 | 0 | 0
7 | 27 | 21 | 0 | 0 | 0 | 0 | 0
7 | 27 | 22 | 0 | 0 | 0 | 0 | 0
7 | 27 | 23 | 0 | 0 | 0 | 0 | 0
7 | 28 | 0 | 0 | 0 | 0 | 0 | 0
7 | 28 | 1 | 0 | 0 | 0 | 0 | 0
7 | 28 | 2 | 0 | 0 | 0 | 0 | 0
7 | 28 | 3 | 0 | 0 | 0 | 0 | 0
7 | 28 | 4 | 0 | 0 | 0 | 0 | 0
7 | 28 | 5 | 42312.069 | 31498.38 | 6407.147 | 6407.147 | 6407.147
7 | 28 | 6 | 140919.203 | 112080.91 | 52846.12 | 13811.478 | 13021.513
7 | 28 | 7 | 204240.237 | 182947.953 | 127910.442 | 64720.434 | 39803.63
7 | 28 | 8 | 245411.553 | 235261.678 | 192562.924 | 137929.435 | 102918.459
7 | 28 | 9 | 268888.927 | 270048.278 | 241522.856 | 198318.518 | 165697.519
7 | 28 | 10 | 278166.881 | 289681.714 | 275974.711 | 244211.322 | 212273.666
7 | 28 | 11 | 272012.275 | 292541.309 | 294200.779 | 276112.751 | 248115.956
7 | 28 | 12 | 250147.836 | 277648.711 | 294415.583 | 291330.907 | 270035.066
7 | 28 | 13 | 215635.361 | 247578.736 | 278453.494 | 290882.104 | 278307.918
7 | 28 | 14 | 169412.911 | 202410.243 | 245180.355 | 272785.024 | 270553.409 | CFs
7 | 28 | 15 | 107586.237 | 143461.512 | 197617.841 | 239928.969 | 249161.654 | CFs
7 | 28 | 16 | 44321.31 | 70734.093 | 134099.672 | 187738.674 | 207998.008 | CFs
7 | 28 | 17 | 11107.636 | 13515.184 | 58094.163 | 119787.043 | 148435.851 | CFs
7 | 28 | 18 | 6242.048 | 6242.048 | 6968.254 | 39646.627 | 53954.492
7 | 28 | 19 | 0 | 0 | 0 | 0 | 0
7 | 28 | 20 | 0 | 0 | 0 | 0 | 0
7 | 28 | 21 | 0 | 0 | 0 | 0 | 0
7 | 28 | 22 | 0 | 0 | 0 | 0 | 0
7 | 28 | 23 | 0 | 0 | 0 | 0 | 0
7 | 29 | 0 | 0 | 0 | 0 | 0 | 0
7 | 29 | 1 | 0 | 0 | 0 | 0 | 0
7 | 29 | 2 | 0 | 0 | 0 | 0 | 0
7 | 29 | 3 | 0 | 0 | 0 | 0 | 0
7 | 29 | 4 | 0 | 0 | 0 | 0 | 0
7 | 29 | 5 | 42852.634 | 32103.515 | 6080.357 | 6080.357 | 6080.357
7 | 29 | 6 | 140677.179 | 111733.293 | 52320.751 | 13516.535 | 12820.302
7 | 29 | 7 | 203763.32 | 182470.012 | 127282.526 | 64230.018 | 39345.719
7 | 29 | 8 | 246445.095 | 236219.733 | 192713.844 | 137418.25 | 102129.76
7 | 29 | 9 | 269437.834 | 270848.562 | 241382.351 | 196870.745 | 163346.41
7 | 29 | 10 | 277241.075 | 289310.547 | 275285.752 | 242611.999 | 209773.994
7 | 29 | 11 | 211593.297 | 224443.45 | 225535.784 | 214259.25 | 196998.545
7 | 29 | 12 | 212256.224 | 233809.575 | 247034.96 | 244551.391 | 227725.555
7 | 29 | 13 | 196897.242 | 222389.521 | 247129.585 | 257059.663 | 246799.531
7 | 29 | 14 | 142690.061 | 161641.42 | 186506.148 | 202756.981 | 201318.498 | CFs
7 | 29 | 15 | 97214.863 | 113631.686 | 139601.804 | 160514.048 | 165058.024 | CFs
7 | 29 | 16 | 52421.09 | 69422.109 | 110013.149 | 145498.569 | 159035.545 | CFs
7 | 29 | 17 | 25555.641 | 26993.139 | 46868.948 | 73573.032 | 86478.003 | CFs
7 | 29 | 18 | 8096.154 | 8096.154 | 8693.194 | 32094.958 | 42662.899
7 | 29 | 19 | 0 | 0 | 0 | 0 | 0
7 | 29 | 20 | 0 | 0 | 0 | 0 | 0
7 | 29 | 21 | 0 | 0 | 0 | 0 | 0
7 | 29 | 22 | 0 | 0 | 0 | 0 | 0
7 | 29 | 23 | 0 | 0 | 0 | 0 | 0
7 | 30 | 0 | 0 | 0 | 0 | 0 | 0
7 | 30 | 1 | 0 | 0 | 0 | 0 | 0
7 | 30 | 2 | 0 | 0 | 0 | 0 | 0
7 | 30 | 3 | 0 | 0 | 0 | 0 | 0
7 | 30 | 4 | 0 | 0 | 0 | 0 | 0
7 | 30 | 5 | 5913.929 | 5864.532 | 5791.224 | 5791.224 | 5791.224
7 | 30 | 6 | 82617.886 | 69261.037 | 42602.984 | 24389.501 | 23948.9
7 | 30 | 7 | 132411.692 | 121675.601 | 94323.439 | 64202.88 | 52182.78
7 | 30 | 8 | 181256.079 | 175313.797 | 149826.213 | 118131.174 | 98431.561
7 | 30 | 9 | 108679.028 | 108949.812 | 104103.845 | 96957.676 | 91696.618
7 | 30 | 10 | 186971.703 | 192541.442 | 186229.09 | 171606.568 | 157130.361
7 | 30 | 11 | 214188.177 | 227432.861 | 228607.051 | 217056.658 | 199300.676
7 | 30 | 12 | 211744.941 | 233440.423 | 246714.512 | 244180.651 | 227228.058
7 | 30 | 13 | 182603.966 | 205426.672 | 227569.585 | 236401.045 | 227083.404
7 | 30 | 14 | 147708.876 | 170845.437 | 200928.541 | 220400.014 | 218539.232 | CFs
7 | 30 | 15 | 101734.857 | 124677.57 | 160225.265 | 188425.833 | 194407.437 | CFs
7 | 30 | 16 | 50181.089 | 71387.798 | 121818.122 | 165152.785 | 181422.705 | CFs
7 | 30 | 17 | 20799.743 | 22583.269 | 54784.349 | 98943.389 | 119769.234 | CFs
7 | 30 | 18 | 9131.025 | 9131.025 | 9546.238 | 26744.256 | 34387.329
7 | 30 | 19 | 0 | 0 | 0 | 0 | 0
7 | 30 | 20 | 0 | 0 | 0 | 0 | 0
7 | 30 | 21 | 0 | 0 | 0 | 0 | 0
7 | 30 | 22 | 0 | 0 | 0 | 0 | 0
7 | 30 | 23 | 0 | 0 | 0 | 0 | 0
7 | 31 | 0 | 0 | 0 | 0 | 0 | 0
7 | 31 | 1 | 0 | 0 | 0 | 0 | 0
7 | 31 | 2 | 0 | 0 | 0 | 0 | 0
7 | 31 | 3 | 0 | 0 | 0 | 0 | 0
7 | 31 | 4 | 0 | 0 | 0 | 0 | 0
7 | 31 | 5 | 35857.345 | 27294.874 | 6308.158 | 6308.158 | 6308.158
7 | 31 | 6 | 132907.288 | 106193.457 | 51357.293 | 15758.978 | 15252.909
7 | 31 | 7 | 197973.724 | 177684.042 | 124455.475 | 63752.849 | 39604.882
7 | 31 | 8 | 241151.698 | 231549.52 | 189191.997 | 135063.548 | 100273.59
7 | 31 | 9 | 267101.893 | 268949.985 | 239566.743 | 194848.51 | 160932.702
7 | 31 | 10 | 276169.102 | 288881.428 | 274822.301 | 241540.047 | 207925.224
7 | 31 | 11 | 267635.828 | 289073.871 | 291048.634 | 272489.849 | 243664.027
7 | 31 | 12 | 246229.896 | 274624.653 | 291924.64 | 288572.85 | 266389.645
7 | 31 | 13 | 211763.267 | 244389.769 | 275806.797 | 288189.407 | 274850.1
7 | 31 | 14 | 164511.14 | 198721.492 | 242804.14 | 271051.606 | 268151.615 | CFs
7 | 31 | 15 | 104344.09 | 139657.469 | 192792.319 | 234195.533 | 242763.809 | CFs
7 | 31 | 16 | 42336.617 | 67839.526 | 128565.204 | 180412.778 | 199679.453 | CFs
7 | 31 | 17 | 14404.335 | 16103.823 | 55327.263 | 110379.178 | 136085.165 | CFs
7 | 31 | 18 | 7233.442 | 7233.442 | 7709.879 | 33194.981 | 43668.019
7 | 31 | 19 | 0 | 0 | 0 | 0 | 0
7 | 31 | 20 | 0 | 0 | 0 | 0 | 0
7 | 31 | 21 | 0 | 0 | 0 | 0 | 0
7 | 31 | 22 | 0 | 0 | 0 | 0 | 0
7 | 31 | 23 | 0 | 0 | 0 | 0 | 0
8 | 1 | 0 | 0 | 0 | 0 | 0 | 0
8 | 1 | 1 | 0 | 0 | 0 | 0 | 0
8 | 1 | 2 | 0 | 0 | 0 | 0 | 0
8 | 1 | 3 | 0 | 0 | 0 | 0 | 0
8 | 1 | 4 | 0 | 0 | 0 | 0 | 0
8 | 1 | 5 | 45854.229 | 35284.75 | 4933.798 | 4933.798 | 4933.798
8 | 1 | 6 | 159859.012 | 126015.837 | 55400.266 | 10460.048 | 10021.464
8 | 1 | 7 | 225358.072 | 201890.067 | 139372.072 | 67124.331 | 38277.428
8 | 1 | 8 | 269590.639 | 258910.364 | 210816.411 | 148890.394 | 108650.092
8 | 1 | 9 | 296684.985 | 299012.005 | 266129.335 | 215843.032 | 177474.788
8 | 1 | 10 | 305794.611 | 320166.98 | 304670.238 | 267634.159 | 230078.806
8 | 1 | 11 | 295941.456 | 320416.949 | 322765.537 | 301717.543 | 268892.776
8 | 1 | 12 | 270898.917 | 302995.589 | 322492.727 | 318661.142 | 293571.61
8 | 1 | 13 | 231715.847 | 268382.474 | 303458.211 | 317130.854 | 302093.995
8 | 1 | 14 | 179797.283 | 217225.411 | 265091.975 | 295520.536 | 292175.706 | CFs
8 | 1 | 15 | 112824.688 | 152656.567 | 211734.785 | 257237.961 | 266433.57 | CFs
8 | 1 | 16 | 42648.004 | 72261.26 | 142235.074 | 200991.215 | 222455.675 | CFs
8 | 1 | 17 | 18984.791 | 20391.216 | 52329.044 | 96667.821 | 117469.24 | CFs
8 | 1 | 18 | 6420.971 | 6420.971 | 6855.108 | 38136.598 | 49852.923
8 | 1 | 19 | 0 | 0 | 0 | 0 | 0
8 | 1 | 20 | 0 | 0 | 0 | 0 | 0
8 | 1 | 21 | 0 | 0 | 0 | 0 | 0
8 | 1 | 22 | 0 | 0 | 0 | 0 | 0
8 | 1 | 23 | 0 | 0 | 0 | 0 | 0
8 | 2 | 0 | 0 | 0 | 0 | 0 | 0
8 | 2 | 1 | 0 | 0 | 0 | 0 | 0
8 | 2 | 2 | 0 | 0 | 0 | 0 | 0
8 | 2 | 3 | 0 | 0 | 0 | 0 | 0
8 | 2 | 4 | 0 | 0 | 0 | 0 | 0
8 | 2 | 5 | 15032.316 | 12408.242 | 6797.318 | 6797.318 | 6797.318
8 | 2 | 6 | 74781.829 | 63662.041 | 41183.252 | 26134.096 | 25946.912
8 | 2 | 7 | 175978.905 | 159473.589 | 115732.263 | 66150.276 | 46147.027
8 | 2 | 8 | 242139.224 | 233037.025 | 191184.945 | 137341.444 | 102504.596
8 | 2 | 9 | 271615.159 | 273915.475 | 244747.952 | 199880.808 | 165393.964
8 | 2 | 10 | 281890.531 | 295127.075 | 281218.532 | 247601.877 | 213312.812
8 | 2 | 11 | 275948.214 | 298751.338 | 301028.974 | 281552.702 | 251054.07
8 | 2 | 12 | 254573.698 | 285054.215 | 303527.475 | 299847.977 | 275999.333
8 | 2 | 13 | 196864.554 | 223229.116 | 248556.214 | 258397.358 | 247352.708
8 | 2 | 14 | 136650.887 | 152326.027 | 172657.995 | 185766.134 | 184216.669 | CFs
8 | 2 | 15 | 84612.07 | 92099.575 | 104014.766 | 113603.773 | 115534.312 | CFs
8 | 2 | 16 | 54606.999 | 69032.305 | 102891.025 | 132429.785 | 143367.277 | CFs
8 | 2 | 17 | 27629.664 | 28004.499 | 33221.19 | 39869.118 | 43159.409 | CFs
8 | 2 | 18 | 7549.998 | 7549.998 | 7567.774 | 8048.334 | 8358.796
8 | 2 | 19 | 0 | 0 | 0 | 0 | 0
8 | 2 | 20 | 0 | 0 | 0 | 0 | 0
8 | 2 | 21 | 0 | 0 | 0 | 0 | 0
8 | 2 | 22 | 0 | 0 | 0 | 0 | 0
8 | 2 | 23 | 0 | 0 | 0 | 0 | 0
8 | 3 | 0 | 0 | 0 | 0 | 0 | 0
8 | 3 | 1 | 0 | 0 | 0 | 0 | 0
8 | 3 | 2 | 0 | 0 | 0 | 0 | 0
8 | 3 | 3 | 0 | 0 | 0 | 0 | 0
8 | 3 | 4 | 0 | 0 | 0 | 0 | 0
8 | 3 | 5 | 42349.33 | 33277.505 | 4376.211 | 4376.211 | 4376.211
8 | 3 | 6 | 159579.93 | 125921.893 | 54923.4 | 10471.176 | 10244.331
8 | 3 | 7 | 225967.59 | 202768.08 | 139499.544 | 65510.783 | 35620.322
8 | 3 | 8 | 268225.02 | 258151.13 | 210509.876 | 147985.009 | 106567.65
8 | 3 | 9 | 293196.152 | 295977.256 | 264017.757 | 214270.846 | 175511.305
8 | 3 | 10 | 300579.706 | 315081.491 | 300238.083 | 263870.485 | 226454.162
8 | 3 | 11 | 292439.973 | 317011.655 | 319560.554 | 298730.272 | 265883.853
8 | 3 | 12 | 267683.482 | 300091.118 | 319684.22 | 315732.857 | 290359.563
8 | 3 | 13 | 197719.401 | 224705.485 | 250608.391 | 260602.715 | 249157.517
8 | 3 | 14 | 178158.798 | 216026.87 | 264096.9 | 294391.717 | 290605.238 | CFs
8 | 3 | 15 | 106857.938 | 143698.017 | 198457.54 | 240485.574 | 248626.051 | CFs
8 | 3 | 16 | 39813.705 | 69953.623 | 140689.471 | 199766.528 | 220937.588 | CFs
8 | 3 | 17 | 10684.96 | 11801.214 | 58734.278 | 126234.798 | 156901.989 | CFs
8 | 3 | 18 | 4790.678 | 4790.678 | 5075.177 | 39263.579 | 50457.048
8 | 3 | 19 | 0 | 0 | 0 | 0 | 0
8 | 3 | 20 | 0 | 0 | 0 | 0 | 0
8 | 3 | 21 | 0 | 0 | 0 | 0 | 0
8 | 3 | 22 | 0 | 0 | 0 | 0 | 0
8 | 3 | 23 | 0 | 0 | 0 | 0 | 0
8 | 4 | 0 | 0 | 0 | 0 | 0 | 0
8 | 4 | 1 | 0 | 0 | 0 | 0 | 0
8 | 4 | 2 | 0 | 0 | 0 | 0 | 0
8 | 4 | 3 | 0 | 0 | 0 | 0 | 0
8 | 4 | 4 | 0 | 0 | 0 | 0 | 0
8 | 4 | 5 | 41854.315 | 33340.251 | 4402.763 | 4402.763 | 4402.763
8 | 4 | 6 | 157961.216 | 124699.489 | 54433.155 | 10712.532 | 10575.544
8 | 4 | 7 | 225127.206 | 202167.05 | 139046.821 | 65204.76 | 35268.597
8 | 4 | 8 | 266606.077 | 256866.34 | 209661.502 | 147300.464 | 105703.079
8 | 4 | 9 | 288543.212 | 291494.395 | 260559.53 | 211834.19 | 173360.316
8 | 4 | 10 | 232734.266 | 242452.241 | 232767.398 | 208923.155 | 184469.281
8 | 4 | 11 | 279799.61 | 302354.167 | 304771.435 | 285825.037 | 255495.82
8 | 4 | 12 | 219874.603 | 242011.168 | 255348.755 | 252628.583 | 235300.406
8 | 4 | 13 | 161902.683 | 177207.192 | 191874.278 | 197491.214 | 190928.978
8 | 4 | 14 | 99155.002 | 105453.221 | 113608.462 | 118849.651 | 118148.464 | CFs
8 | 4 | 15 | 47811.549 | 48432.406 | 49457.752 | 50292.464 | 50453.482 | CFs
8 | 4 | 16 | 41575.257 | 42280.696 | 43871.717 | 45380.156 | 45948.662 | CFs
8 | 4 | 17 | 14099.357 | 14099.357 | 14099.357 | 14099.357 | 14099.357 | CFs
8 | 4 | 18 | 0 | 0 | 0 | 0 | 0
8 | 4 | 19 | 0 | 0 | 0 | 0 | 0
8 | 4 | 20 | 0 | 0 | 0 | 0 | 0
8 | 4 | 21 | 0 | 0 | 0 | 0 | 0
8 | 4 | 22 | 0 | 0 | 0 | 0 | 0
8 | 4 | 23 | 0 | 0 | 0 | 0 | 0
8 | 5 | 0 | 0 | 0 | 0 | 0 | 0
8 | 5 | 1 | 0 | 0 | 0 | 0 | 0
8 | 5 | 2 | 0 | 0 | 0 | 0 | 0
8 | 5 | 3 | 0 | 0 | 0 | 0 | 0
8 | 5 | 4 | 0 | 0 | 0 | 0 | 0
8 | 5 | 5 | 2219.119 | 2219.119 | 2219.119 | 2219.119 | 2219.119
8 | 5 | 6 | 28915.653 | 28113.88 | 26580.602 | 25249.094 | 25243.254
8 | 5 | 7 | 29278.711 | 29170.464 | 28891.749 | 28605.861 | 28480.245
8 | 5 | 8 | 24074.741 | 24074.741 | 24074.741 | 24074.741 | 24074.741
8 | 5 | 9 | 78392.155 | 78557.831 | 76992.521 | 74611.74 | 72803.628
8 | 5 | 10 | 245558.526 | 256507.211 | 245886.831 | 219552.429 | 192569.495
8 | 5 | 11 | 214166.98 | 228325.143 | 229923.332 | 218059.866 | 199489.882
8 | 5 | 12 | 167267.933 | 179327.495 | 186721.43 | 185187.888 | 175606.945
8 | 5 | 13 | 122007.175 | 129304.325 | 136363.607 | 139067.106 | 135846.79
8 | 5 | 14 | 40984.095 | 41224.257 | 41535.553 | 41735.626 | 41707.257 | CFs
8 | 5 | 15 | 61626.973 | 63368.768 | 66156.874 | 68396.152 | 68817.784 | CFs
8 | 5 | 16 | 17318.257 | 17318.257 | 17318.257 | 17318.257 | 17318.257 | CFs
8 | 5 | 17 | 21837.459 | 22651.12 | 54540.285 | 99732.044 | 120783.728 | CFs
8 | 5 | 18 | 5881.027 | 5881.027 | 5882.887 | 6041.818 | 6143.326
8 | 5 | 19 | 0 | 0 | 0 | 0 | 0
8 | 5 | 20 | 0 | 0 | 0 | 0 | 0
8 | 5 | 21 | 0 | 0 | 0 | 0 | 0
8 | 5 | 22 | 0 | 0 | 0 | 0 | 0
8 | 5 | 23 | 0 | 0 | 0 | 0 | 0
8 | 6 | 0 | 0 | 0 | 0 | 0 | 0
8 | 6 | 1 | 0 | 0 | 0 | 0 | 0
8 | 6 | 2 | 0 | 0 | 0 | 0 | 0
8 | 6 | 3 | 0 | 0 | 0 | 0 | 0
8 | 6 | 4 | 0 | 0 | 0 | 0 | 0
8 | 6 | 5 | 32999.19 | 26037.749 | 4503.877 | 4503.877 | 4503.877
8 | 6 | 6 | 141143.095 | 112095.535 | 50491.591 | 11913.167 | 11913.167
8 | 6 | 7 | 21566.009 | 21566.009 | 21566.009 | 21566.009 | 21566.009
8 | 6 | 8 | 42826.667 | 42728.982 | 42243.067 | 41653.6 | 41305.873
8 | 6 | 9 | 90847.948 | 91109.345 | 88837.136 | 85358.408 | 82697.942
8 | 6 | 10 | 75322.123 | 75953.909 | 75357.508 | 73881.828 | 72390.844
8 | 6 | 11 | 78587.35 | 79737.284 | 79872.688 | 78914.358 | 77423.062
8 | 6 | 12 | 159453.086 | 170819.897 | 177773.809 | 176317.236 | 167283.293
8 | 6 | 13 | 129210.325 | 137771.918 | 146009.633 | 149131.643 | 145338.785
8 | 6 | 14 | 129207.296 | 144400.556 | 163784.094 | 176039.934 | 174213.102 | CFs
8 | 6 | 15 | 91638.728 | 105274.477 | 126203.329 | 142575.753 | 145564.257 | CFs
8 | 6 | 16 | 53744.688 | 64352.909 | 88883.844 | 110317.327 | 118007.264 | CFs
8 | 6 | 17 | 23254.668 | 23740.143 | 43348.778 | 70858.388 | 83774.108 | CFs
8 | 6 | 18 | 6991.506 | 6991.506 | 7008.204 | 21061.457 | 25965.912
8 | 6 | 19 | 0 | 0 | 0 | 0 | 0
8 | 6 | 20 | 0 | 0 | 0 | 0 | 0
8 | 6 | 21 | 0 | 0 | 0 | 0 | 0
8 | 6 | 22 | 0 | 0 | 0 | 0 | 0
8 | 6 | 23 | 0 | 0 | 0 | 0 | 0
8 | 7 | 0 | 0 | 0 | 0 | 0 | 0
8 | 7 | 1 | 0 | 0 | 0 | 0 | 0
8 | 7 | 2 | 0 | 0 | 0 | 0 | 0
8 | 7 | 3 | 0 | 0 | 0 | 0 | 0
8 | 7 | 4 | 0 | 0 | 0 | 0 | 0
8 | 7 | 5 | 14586.628 | 11974.438 | 5488.784 | 5488.784 | 5488.784
8 | 7 | 6 | 116199.606 | 94123.832 | 47675.781 | 18068.38 | 18068.38
8 | 7 | 7 | 189945.769 | 172014.491 | 121574.626 | 62798.896 | 38498.953
8 | 7 | 8 | 241600.145 | 233443.147 | 190837.039 | 134296.03 | 96420.171
8 | 7 | 9 | 273789.716 | 277480.919 | 247500.011 | 199843.804 | 161729.318
8 | 7 | 10 | 282792.652 | 297603.131 | 284011.642 | 249249.109 | 212923.787
8 | 7 | 11 | 277431.928 | 302094.094 | 305068.687 | 284757.701 | 252308.304
8 | 7 | 12 | 254040.391 | 285870.406 | 305026.039 | 300994.971 | 275949.178
8 | 7 | 13 | 217487.876 | 254010.744 | 288240.847 | 300888.029 | 285204.508
8 | 7 | 14 | 169228.386 | 207238.16 | 254500.257 | 283677.132 | 279127.432 | CFs
8 | 7 | 15 | 102324.372 | 143396.963 | 203001.94 | 247669.774 | 255508.219 | CFs
8 | 7 | 16 | 36590.109 | 66075.522 | 134748.293 | 192014.663 | 211827.638 | CFs
8 | 7 | 17 | 10282.337 | 10812.555 | 54086.876 | 118434.66 | 147583.708 | CFs
8 | 7 | 18 | 4473.467 | 4473.467 | 4473.467 | 30559.121 | 37887.097
8 | 7 | 19 | 0 | 0 | 0 | 0 | 0
8 | 7 | 20 | 0 | 0 | 0 | 0 | 0
8 | 7 | 21 | 0 | 0 | 0 | 0 | 0
8 | 7 | 22 | 0 | 0 | 0 | 0 | 0
8 | 7 | 23 | 0 | 0 | 0 | 0 | 0
8 | 8 | 0 | 0 | 0 | 0 | 0 | 0
8 | 8 | 1 | 0 | 0 | 0 | 0 | 0
8 | 8 | 2 | 0 | 0 | 0 | 0 | 0
8 | 8 | 3 | 0 | 0 | 0 | 0 | 0
8 | 8 | 4 | 0 | 0 | 0 | 0 | 0
8 | 8 | 5 | 27940.277 | 21747.184 | 4014.8 | 4014.8 | 4014.8
8 | 8 | 6 | 126867.888 | 101996.313 | 49331.256 | 16478.811 | 16478.811
8 | 8 | 7 | 199503.338 | 180544.375 | 126737.603 | 64020.012 | 38056.873
8 | 8 | 8 | 209733.462 | 203489.894 | 170177.577 | 126597 | 97827.479
8 | 8 | 9 | 277968.646 | 281956.656 | 251937.071 | 203981.212 | 165396.994
8 | 8 | 10 | 227723.259 | 237601.621 | 228786.243 | 206161.237 | 182683.618
8 | 8 | 11 | 192771.477 | 204197.294 | 205635.164 | 196271.237 | 181448.649
8 | 8 | 12 | 181108.115 | 195603.668 | 204425.651 | 202545.919 | 191028.013
8 | 8 | 13 | 212722.233 | 247628.025 | 280115.239 | 291980.52 | 276976.418
8 | 8 | 14 | 150651.226 | 178200.062 | 212477.74 | 233673.876 | 230192.548 | CFs
8 | 8 | 15 | 75720.305 | 81739.826 | 91148.64 | 98561.1 | 99850.16 | CFs
8 | 8 | 16 | 45602.262 | 65780.332 | 112224.385 | 151662.678 | 165323.906 | CFs
8 | 8 | 17 | 11561.897 | 11561.897 | 11561.897 | 11561.897 | 11561.897 | CFs
8 | 8 | 18 | 6243.762 | 6243.762 | 6243.762 | 13386.884 | 16050.993
8 | 8 | 19 | 0 | 0 | 0 | 0 | 0
8 | 8 | 20 | 0 | 0 | 0 | 0 | 0
8 | 8 | 21 | 0 | 0 | 0 | 0 | 0
8 | 8 | 22 | 0 | 0 | 0 | 0 | 0
8 | 8 | 23 | 0 | 0 | 0 | 0 | 0
8 | 9 | 0 | 0 | 0 | 0 | 0 | 0
8 | 9 | 1 | 0 | 0 | 0 | 0 | 0
8 | 9 | 2 | 0 | 0 | 0 | 0 | 0
8 | 9 | 3 | 0 | 0 | 0 | 0 | 0
8 | 9 | 4 | 0 | 0 | 0 | 0 | 0
8 | 9 | 5 | 23559.493 | 18047.159 | 4197.563 | 4197.563 | 4197.563
8 | 9 | 6 | 77307.023 | 64981.841 | 39313.861 | 22472.014 | 22472.014
8 | 9 | 7 | 131359.925 | 121483.591 | 93707.574 | 62192.972 | 48923.702
8 | 9 | 8 | 200948.845 | 195311.63 | 164322.207 | 123698.42 | 96834.226
8 | 9 | 9 | 219405.475 | 222210.476 | 202657.702 | 171635.188 | 146894.208
8 | 9 | 10 | 224470.283 | 234306.223 | 225775.534 | 203621.303 | 180545.979
8 | 9 | 11 | 238814.06 | 257952.598 | 260435.199 | 244894.897 | 220015.308
8 | 9 | 12 | 179317.754 | 193817.97 | 202642.656 | 200746.838 | 189207.316
8 | 9 | 13 | 161073.812 | 177495.969 | 193060.662 | 198781.098 | 191416.348
8 | 9 | 14 | 132517.103 | 149068.868 | 169821.934 | 182753.284 | 180516.357 | CFs
8 | 9 | 15 | 97741.441 | 120708.336 | 154804.218 | 180738.824 | 185089.872 | CFs
8 | 9 | 16 | 42577.533 | 64867.376 | 116233.224 | 159556.071 | 174367.185 | CFs
8 | 9 | 17 | 22242.962 | 22413.7 | 41304.821 | 68430.652 | 81041.402 | CFs
8 | 9 | 18 | 4898.891 | 4898.891 | 4898.891 | 5159.879 | 5328.501
8 | 9 | 19 | 0 | 0 | 0 | 0 | 0
8 | 9 | 20 | 0 | 0 | 0 | 0 | 0
8 | 9 | 21 | 0 | 0 | 0 | 0 | 0
8 | 9 | 22 | 0 | 0 | 0 | 0 | 0
8 | 9 | 23 | 0 | 0 | 0 | 0 | 0
8 | 10 | 0 | 0 | 0 | 0 | 0 | 0
8 | 10 | 1 | 0 | 0 | 0 | 0 | 0
8 | 10 | 2 | 0 | 0 | 0 | 0 | 0
8 | 10 | 3 | 0 | 0 | 0 | 0 | 0
8 | 10 | 4 | 0 | 0 | 0 | 0 | 0
8 | 10 | 5 | 27619.259 | 21496.211 | 3025.125 | 3025.125 | 3025.125
8 | 10 | 6 | 147225.537 | 116718.493 | 50253.768 | 9882.547 | 9882.547
8 | 10 | 7 | 213064.693 | 192837.289 | 133019.829 | 61060.247 | 30924.461
8 | 10 | 8 | 255242.46 | 247470.032 | 202671.006 | 141250.644 | 98633.407
8 | 10 | 9 | 278330.757 | 282803.179 | 253468.61 | 205509.123 | 165887.452
8 | 10 | 10 | 287327.479 | 302978.435 | 289802.758 | 254565.254 | 216841.329
8 | 10 | 11 | 133945.706 | 139293.856 | 140016.171 | 135695.384 | 128835.428
8 | 10 | 12 | 129175.204 | 135889.103 | 139990.564 | 139101.777 | 133736.624
8 | 10 | 13 | 140160.611 | 152963.052 | 165079.472 | 169498.122 | 163701.632
8 | 10 | 14 | 167370.173 | 206110.758 | 252931.998 | 281206.823 | 276130.997 | CFs
8 | 10 | 15 | 100156.93 | 141858.444 | 201228.952 | 244677.047 | 251665.431 | CFs
8 | 10 | 16 | 34036.763 | 63641.427 | 131803.141 | 187987.712 | 206727.562 | CFs
8 | 10 | 17 | 11624.229 | 11715.249 | 51822.549 | 112738.463 | 140020.771 | CFs
8 | 10 | 18 | 3891.465 | 3891.465 | 3891.465 | 24176.643 | 30556.433
8 | 10 | 19 | 0 | 0 | 0 | 0 | 0
8 | 10 | 20 | 0 | 0 | 0 | 0 | 0
8 | 10 | 21 | 0 | 0 | 0 | 0 | 0
8 | 10 | 22 | 0 | 0 | 0 | 0 | 0
8 | 10 | 23 | 0 | 0 | 0 | 0 | 0
8 | 11 | 0 | 0 | 0 | 0 | 0 | 0
8 | 11 | 1 | 0 | 0 | 0 | 0 | 0
8 | 11 | 2 | 0 | 0 | 0 | 0 | 0
8 | 11 | 3 | 0 | 0 | 0 | 0 | 0
8 | 11 | 4 | 0 | 0 | 0 | 0 | 0
8 | 11 | 5 | 3677.447 | 3578.393 | 3434.164 | 3434.164 | 3434.164
8 | 11 | 6 | 29413.696 | 28229.885 | 25819.351 | 23998.172 | 23998.172
8 | 11 | 7 | 34209.143 | 33981.188 | 33354.71 | 32696.766 | 32392.716
8 | 11 | 8 | 8876.118 | 8876.118 | 8876.118 | 8876.118 | 8876.118
8 | 11 | 9 | 109017.213 | 109803.365 | 105038.639 | 97481.331 | 91507.11
8 | 11 | 10 | 69874.455 | 70464.189 | 69981.296 | 68708.169 | 67390.038
8 | 11 | 11 | 208074.031 | 222850.613 | 224899.112 | 213086.345 | 194033.603
8 | 11 | 12 | 189826.378 | 207930.211 | 218874 | 216493.841 | 202116.27
8 | 11 | 13 | 69123.273 | 70535.434 | 71879.011 | 72367.436 | 71714.99
8 | 11 | 14 | 10403.05 | 10403.05 | 10403.05 | 10403.05 | 10403.05 | CFs
8 | 11 | 15 | 90127.265 | 105056.694 | 127391.188 | 144411.492 | 147114.306 | CFs
8 | 11 | 16 | 49944.276 | 58290.074 | 77160.377 | 93694.76 | 99367.967 | CFs
8 | 11 | 17 | 21654.355 | 21654.355 | 39852.427 | 66433.238 | 78708.174 | CFs
8 | 11 | 18 | 4643.343 | 4643.343 | 4643.343 | 6820.633 | 7733.069
8 | 11 | 19 | 0 | 0 | 0 | 0 | 0
8 | 11 | 20 | 0 | 0 | 0 | 0 | 0
8 | 11 | 21 | 0 | 0 | 0 | 0 | 0
8 | 11 | 22 | 0 | 0 | 0 | 0 | 0
8 | 11 | 23 | 0 | 0 | 0 | 0 | 0
8 | 12 | 0 | 0 | 0 | 0 | 0 | 0
8 | 12 | 1 | 0 | 0 | 0 | 0 | 0
8 | 12 | 2 | 0 | 0 | 0 | 0 | 0
8 | 12 | 3 | 0 | 0 | 0 | 0 | 0
8 | 12 | 4 | 0 | 0 | 0 | 0 | 0
8 | 12 | 5 | 7714.244 | 6270.234 | 3230.679 | 3230.679 | 3230.679
8 | 12 | 6 | 97124.344 | 79381.619 | 41407.051 | 17599.147 | 17599.147
8 | 12 | 7 | 175366.052 | 160488.987 | 116323.244 | 64377.502 | 42309.87
8 | 12 | 8 | 178703.869 | 174576.856 | 149454.846 | 116071.607 | 93648.278
8 | 12 | 9 | 206191.816 | 209253.876 | 191755.356 | 163397.121 | 140289.885
8 | 12 | 10 | 206945.5 | 216115.337 | 208831.294 | 189134.558 | 168299.141
8 | 12 | 11 | 199049.425 | 213029.677 | 215033.208 | 203939.338 | 186018.649
8 | 12 | 12 | 182399.466 | 197948.887 | 207370.783 | 205307.422 | 192922.937
8 | 12 | 13 | 161242.116 | 178463.372 | 194615.983 | 200390.789 | 192527.561
8 | 12 | 14 | 77631.719 | 80075.359 | 83129.765 | 85022.763 | 84647.776 | CFs
8 | 12 | 15 | 92832.337 | 113234.586 | 143487.416 | 166353.439 | 169871.204 | CFs
8 | 12 | 16 | 33365.632 | 61872.778 | 127794.737 | 182648.046 | 200700.288 | CFs
8 | 12 | 17 | 12271.346 | 12271.346 | 49500.472 | 107806.228 | 134004.729 | CFs
8 | 12 | 18 | 3691.903 | 3691.903 | 3691.903 | 16075.906 | 20899.311
8 | 12 | 19 | 0 | 0 | 0 | 0 | 0
8 | 12 | 20 | 0 | 0 | 0 | 0 | 0
8 | 12 | 21 | 0 | 0 | 0 | 0 | 0
8 | 12 | 22 | 0 | 0 | 0 | 0 | 0
8 | 12 | 23 | 0 | 0 | 0 | 0 | 0
8 | 13 | 0 | 0 | 0 | 0 | 0 | 0
8 | 13 | 1 | 0 | 0 | 0 | 0 | 0
8 | 13 | 2 | 0 | 0 | 0 | 0 | 0
8 | 13 | 3 | 0 | 0 | 0 | 0 | 0
8 | 13 | 4 | 0 | 0 | 0 | 0 | 0
8 | 13 | 5 | 16871.437 | 12803.965 | 2515.967 | 2515.967 | 2515.967
8 | 13 | 6 | 138306.008 | 110540.495 | 50038.24 | 13863.541 | 13863.541
8 | 13 | 7 | 216990.439 | 196747.053 | 135474.958 | 62513.704 | 31792.541
8 | 13 | 8 | 268182.979 | 260594.193 | 212192.097 | 145778.227 | 99549.297
8 | 13 | 9 | 296211.965 | 302147.353 | 270121.86 | 217215.918 | 172951.697
8 | 13 | 10 | 304445.519 | 322729.115 | 308646.7 | 269624.095 | 227534.308
8 | 13 | 11 | 293579.136 | 322127.592 | 326313.007 | 303921.368 | 267080.614
8 | 13 | 12 | 267692.392 | 304339.931 | 326161.356 | 321381.56 | 292521.212
8 | 13 | 13 | 157242.99 | 173536.887 | 188790.984 | 194200.423 | 186699.742
8 | 13 | 14 | 143151.317 | 167043.892 | 196058.344 | 213665.011 | 210049.395 | CFs
8 | 13 | 15 | 62224.521 | 64377.106 | 67687.585 | 70250.588 | 70635.116 | CFs
8 | 13 | 16 | 30076.143 | 62224.446 | 136488.209 | 197200.541 | 216744.38 | CFs
8 | 13 | 17 | 9159.336 | 9159.336 | 51294.739 | 118783.118 | 148665.621 | CFs
8 | 13 | 18 | 2332.996 | 2332.996 | 2332.996 | 19750.718 | 25220.232
8 | 13 | 19 | 0 | 0 | 0 | 0 | 0
8 | 13 | 20 | 0 | 0 | 0 | 0 | 0
8 | 13 | 21 | 0 | 0 | 0 | 0 | 0
8 | 13 | 22 | 0 | 0 | 0 | 0 | 0
8 | 13 | 23 | 0 | 0 | 0 | 0 | 0
8 | 14 | 0 | 0 | 0 | 0 | 0 | 0
8 | 14 | 1 | 0 | 0 | 0 | 0 | 0
8 | 14 | 2 | 0 | 0 | 0 | 0 | 0
8 | 14 | 3 | 0 | 0 | 0 | 0 | 0
8 | 14 | 4 | 0 | 0 | 0 | 0 | 0
8 | 14 | 5 | 19566.32 | 15078.057 | 1495.709 | 1495.709 | 1495.709
8 | 14 | 6 | 147254.111 | 117047.353 | 49343.519 | 9150.525 | 9150.525
8 | 14 | 7 | 213062.763 | 193942.946 | 133915.682 | 59846.211 | 28145.193
8 | 14 | 8 | 258290.984 | 251570.452 | 206479.133 | 142913.055 | 97529.912
8 | 14 | 9 | 284084.399 | 289903.928 | 260196.818 | 210150.793 | 167387.073
8 | 14 | 10 | 292400.71 | 309739.547 | 296793.641 | 260144.607 | 220022.238
8 | 14 | 11 | 282996.102 | 310118.226 | 314200.034 | 293138.88 | 258111.783
8 | 14 | 12 | 123955.212 | 130480.15 | 134454.098 | 133573.272 | 128346.935
8 | 14 | 13 | 111843.727 | 118775.645 | 125286.678 | 127585.05 | 124341.722
8 | 14 | 14 | 165657.512 | 207858.351 | 257267.412 | 286398.161 | 280219.893 | CFs
8 | 14 | 15 | 97212.087 | 142077.862 | 204730.671 | 249403.954 | 255726.315 | CFs
8 | 14 | 16 | 47295.169 | 51809.478 | 61850.176 | 70719.499 | 73689.394 | CFs
8 | 14 | 17 | 11778.522 | 11778.522 | 49732.731 | 110845.694 | 137885.203 | CFs
8 | 14 | 18 | 2586.562 | 2586.562 | 2586.562 | 14152.611 | 18352.184
8 | 14 | 19 | 0 | 0 | 0 | 0 | 0
8 | 14 | 20 | 0 | 0 | 0 | 0 | 0
8 | 14 | 21 | 0 | 0 | 0 | 0 | 0
8 | 14 | 22 | 0 | 0 | 0 | 0 | 0
8 | 14 | 23 | 0 | 0 | 0 | 0 | 0
8 | 15 | 0 | 0 | 0 | 0 | 0 | 0
8 | 15 | 1 | 0 | 0 | 0 | 0 | 0
8 | 15 | 2 | 0 | 0 | 0 | 0 | 0
8 | 15 | 3 | 0 | 0 | 0 | 0 | 0
8 | 15 | 4 | 0 | 0 | 0 | 0 | 0
8 | 15 | 5 | 12168.059 | 9045.2 | 1867.425 | 1867.425 | 1867.425
8 | 15 | 6 | 127295.24 | 101575.924 | 44791.322 | 11267.362 | 11267.362
8 | 15 | 7 | 73442.644 | 70428.968 | 61445.385 | 51318.62 | 46815.549
8 | 15 | 8 | 127324.151 | 125336.551 | 111735.44 | 93776.845 | 81832.921
8 | 15 | 9 | 228467.589 | 232971.765 | 211383.846 | 175366.595 | 145074.955
8 | 15 | 10 | 254558.169 | 268721.786 | 258461.5 | 229169.488 | 197221.012
8 | 15 | 11 | 216146.268 | 233041.725 | 235681.474 | 222621.893 | 201113.807
8 | 15 | 12 | 46030.724 | 46480.257 | 46754.847 | 46693.664 | 46332.542
8 | 15 | 13 | 174002.284 | 196989.465 | 218144.604 | 225458.319 | 214938.082
8 | 15 | 14 | 105815.868 | 114860.901 | 125896.508 | 132592.949 | 131101.319 | CFs
8 | 15 | 15 | 65039.727 | 67879.517 | 72175.36 | 75454.916 | 75914.169 | CFs
8 | 15 | 16 | 47494.652 | 56237.247 | 75885.322 | 92881.913 | 98444.964 | CFs
8 | 15 | 17 | 16563.96 | 16563.96 | 46596.403 | 94952.968 | 116550.303 | CFs
8 | 15 | 18 | 1939.695 | 1939.695 | 1939.695 | 9297.3 | 12427.399
8 | 15 | 19 | 0 | 0 | 0 | 0 | 0
8 | 15 | 20 | 0 | 0 | 0 | 0 | 0
8 | 15 | 21 | 0 | 0 | 0 | 0 | 0
8 | 15 | 22 | 0 | 0 | 0 | 0 | 0
8 | 15 | 23 | 0 | 0 | 0 | 0 | 0
8 | 16 | 0 | 0 | 0 | 0 | 0 | 0
8 | 16 | 1 | 0 | 0 | 0 | 0 | 0
8 | 16 | 2 | 0 | 0 | 0 | 0 | 0
8 | 16 | 3 | 0 | 0 | 0 | 0 | 0
8 | 16 | 4 | 0 | 0 | 0 | 0 | 0
8 | 16 | 5 | 12822.133 | 9642.526 | 1524.942 | 1524.942 | 1524.942
8 | 16 | 6 | 125967.252 | 101359.56 | 46588.063 | 14129.676 | 14129.676
8 | 16 | 7 | 196065.17 | 179081.394 | 125015.027 | 59128.33 | 30760.111
8 | 16 | 8 | 241520.434 | 235797.754 | 193838.957 | 134343.734 | 91676.618
8 | 16 | 9 | 263627.594 | 269491.347 | 242765.813 | 197055.39 | 157430.008
8 | 16 | 10 | 271393.358 | 287655.673 | 276247.755 | 242893.994 | 205883.069
8 | 16 | 11 | 212881.655 | 229475.377 | 232140.151 | 219426.585 | 198362.166
8 | 16 | 12 | 243022.934 | 275942.875 | 295375.819 | 291074.277 | 265239.881
8 | 16 | 13 | 205778.931 | 242703.409 | 275897.923 | 287110.316 | 270666.44
8 | 16 | 14 | 155560.529 | 195050.633 | 240616.229 | 267160.83 | 261090.457 | CFs
8 | 16 | 15 | 92412.317 | 132834.741 | 189123.978 | 228923.268 | 234169.231 | CFs
8 | 16 | 16 | 34427.502 | 60850.549 | 121400.505 | 171020.199 | 186501.964 | CFs
8 | 16 | 17 | 16043.993 | 16043.993 | 45769.896 | 94637.284 | 116427.274 | CFs
8 | 16 | 18 | 1611.331 | 1611.331 | 1611.331 | 8278.874 | 11159.888
8 | 16 | 19 | 0 | 0 | 0 | 0 | 0
8 | 16 | 20 | 0 | 0 | 0 | 0 | 0
8 | 16 | 21 | 0 | 0 | 0 | 0 | 0
8 | 16 | 22 | 0 | 0 | 0 | 0 | 0
8 | 16 | 23 | 0 | 0 | 0 | 0 | 0
8 | 17 | 0 | 0 | 0 | 0 | 0 | 0
8 | 17 | 1 | 0 | 0 | 0 | 0 | 0
8 | 17 | 2 | 0 | 0 | 0 | 0 | 0
8 | 17 | 3 | 0 | 0 | 0 | 0 | 0
8 | 17 | 4 | 0 | 0 | 0 | 0 | 0
8 | 17 | 5 | 13103.434 | 9878.521 | 1428.457 | 1428.457 | 1428.457
8 | 17 | 6 | 132365.718 | 106004.095 | 46783.399 | 12160.144 | 12160.144
8 | 17 | 7 | 204041.821 | 186244.053 | 128797.348 | 58627.192 | 28452.52
8 | 17 | 8 | 248814.79 | 243110.129 | 199330.032 | 137283.014 | 92715.083
8 | 17 | 9 | 275254.154 | 281973.701 | 253009.783 | 203352.106 | 160182.305
8 | 17 | 10 | 280809.362 | 298397.949 | 286438.105 | 251057.222 | 211808.745
8 | 17 | 11 | 271539.793 | 298407.509 | 302808.352 | 282473.975 | 248187.946
8 | 17 | 12 | 247438.195 | 281437.64 | 301539.097 | 297072.838 | 270344.578
8 | 17 | 13 | 209351.684 | 249064.586 | 284772.32 | 296753.768 | 278876.905
8 | 17 | 14 | 158645.514 | 200833.134 | 249338.969 | 277575.646 | 270871.429 | CFs
8 | 17 | 15 | 92192.423 | 135442.753 | 195552.925 | 237959.157 | 243356.07 | CFs
8 | 17 | 16 | 29128.714 | 57962.876 | 124717.231 | 179412.752 | 196278.181 | CFs
8 | 17 | 17 | 13060.128 | 13060.128 | 45898.614 | 101645.733 | 126388.618 | CFs
8 | 17 | 18 | 1299.888 | 1299.888 | 1299.888 | 8948.397 | 11916.859
8 | 17 | 19 | 0 | 0 | 0 | 0 | 0
8 | 17 | 20 | 0 | 0 | 0 | 0 | 0
8 | 17 | 21 | 0 | 0 | 0 | 0 | 0
8 | 17 | 22 | 0 | 0 | 0 | 0 | 0
8 | 17 | 23 | 0 | 0 | 0 | 0 | 0
8 | 18 | 0 | 0 | 0 | 0 | 0 | 0
8 | 18 | 1 | 0 | 0 | 0 | 0 | 0
8 | 18 | 2 | 0 | 0 | 0 | 0 | 0
8 | 18 | 3 | 0 | 0 | 0 | 0 | 0
8 | 18 | 4 | 0 | 0 | 0 | 0 | 0
8 | 18 | 5 | 11162.69 | 8324.689 | 1355.977 | 1355.977 | 1355.977
8 | 18 | 6 | 129035.831 | 103637.731 | 46052.099 | 12433.139 | 12433.139
8 | 18 | 7 | 199034.308 | 182167.582 | 126578.808 | 57880.03 | 28079.238
8 | 18 | 8 | 243434.068 | 238263.745 | 196225.179 | 135754.228 | 91727.279
8 | 18 | 9 | 269771.928 | 276533.628 | 248829.42 | 200648.936 | 158132.962
8 | 18 | 10 | 278116.141 | 295946.256 | 284209.377 | 248794.778 | 209094.222
8 | 18 | 11 | 268152.563 | 294775.52 | 299248.874 | 279286.115 | 245401.982
8 | 18 | 12 | 245411.415 | 279579.682 | 299731.931 | 295245.406 | 268415.396
8 | 18 | 13 | 207398.496 | 245993.067 | 280482.82 | 291928.971 | 274548.403
8 | 18 | 14 | 155118.416 | 197082.679 | 244620.884 | 271959.818 | 265251.045 | CFs
8 | 18 | 15 | 89771.676 | 132671.29 | 191522.019 | 232335.964 | 237300.819 | CFs
8 | 18 | 16 | 27773.242 | 56127.621 | 121457.318 | 174241.429 | 190167.615 | CFs
8 | 18 | 17 | 12642.855 | 12642.855 | 43765.04 | 97215.459 | 120705.823 | CFs
8 | 18 | 18 | 1079.714 | 1079.714 | 1079.714 | 6948.369 | 9465.312
8 | 18 | 19 | 0 | 0 | 0 | 0 | 0
8 | 18 | 20 | 0 | 0 | 0 | 0 | 0
8 | 18 | 21 | 0 | 0 | 0 | 0 | 0
8 | 18 | 22 | 0 | 0 | 0 | 0 | 0
8 | 18 | 23 | 0 | 0 | 0 | 0 | 0
8 | 19 | 0 | 0 | 0 | 0 | 0 | 0
8 | 19 | 1 | 0 | 0 | 0 | 0 | 0
8 | 19 | 2 | 0 | 0 | 0 | 0 | 0
8 | 19 | 3 | 0 | 0 | 0 | 0 | 0
8 | 19 | 4 | 0 | 0 | 0 | 0 | 0
8 | 19 | 5 | 6524.231 | 4942.461 | 1236.937 | 1236.937 | 1236.937
8 | 19 | 6 | 113867.73 | 92411.894 | 44128.91 | 15841.047 | 15841.047
8 | 19 | 7 | 185093.067 | 169956.152 | 120063.017 | 59484.415 | 33204.835
8 | 19 | 8 | 233017.008 | 228316.754 | 188176.096 | 131248.576 | 90331.749
8 | 19 | 9 | 259691.789 | 266590.146 | 239854.946 | 193675.176 | 153350.743
8 | 19 | 10 | 241248.425 | 255891.604 | 246540.716 | 218254.517 | 187017.108
8 | 19 | 11 | 218129.324 | 236734.156 | 239979.324 | 226070.426 | 202791.038
8 | 19 | 12 | 194987.237 | 216512.685 | 229459.927 | 226553.619 | 209408.87
8 | 19 | 13 | 172710.657 | 197475.201 | 220077.688 | 227637.782 | 215987.671
8 | 19 | 14 | 107026.709 | 117580.345 | 130156.38 | 137632.914 | 135713.189 | CFs
8 | 19 | 15 | 84012.611 | 104177.509 | 133213.605 | 154324.08 | 156834.092 | CFs
8 | 19 | 16 | 31829.308 | 54580.219 | 107316.333 | 150861.55 | 164053.387 | CFs
8 | 19 | 17 | 14298.073 | 14298.073 | 37794.315 | 78391.413 | 96505.603 | CFs
8 | 19 | 18 | 660.208 | 660.208 | 660.208 | 2988.261 | 4124.562
8 | 19 | 19 | 0 | 0 | 0 | 0 | 0
8 | 19 | 20 | 0 | 0 | 0 | 0 | 0
8 | 19 | 21 | 0 | 0 | 0 | 0 | 0
8 | 19 | 22 | 0 | 0 | 0 | 0 | 0
8 | 19 | 23 | 0 | 0 | 0 | 0 | 0
8 | 20 | 0 | 0 | 0 | 0 | 0 | 0
8 | 20 | 1 | 0 | 0 | 0 | 0 | 0
8 | 20 | 2 | 0 | 0 | 0 | 0 | 0
8 | 20 | 3 | 0 | 0 | 0 | 0 | 0
8 | 20 | 4 | 0 | 0 | 0 | 0 | 0
8 | 20 | 5 | 4327.77 | 3166.122 | 702.805 | 702.805 | 702.805
8 | 20 | 6 | 94156.28 | 78046.565 | 41886.222 | 20526.657 | 20526.657
8 | 20 | 7 | 169799.239 | 156680.597 | 113083.7 | 60523.168 | 37579.266
8 | 20 | 8 | 222464.852 | 218342.539 | 181006.805 | 128213.295 | 90362.632
8 | 20 | 9 | 250865.405 | 257732.972 | 232452.621 | 188676.701 | 150432.265
8 | 20 | 10 | 263021.365 | 280688.126 | 269772.709 | 236102.513 | 198588.791
8 | 20 | 11 | 190949.263 | 206289.622 | 209041.686 | 197655.667 | 178595.092
8 | 20 | 12 | 205002.298 | 230986.879 | 246580.56 | 243076.498 | 222406.055
8 | 20 | 13 | 177499.267 | 207004.958 | 233803.546 | 242676.219 | 228769.849
8 | 20 | 14 | 138217.307 | 169835.853 | 206328.174 | 227600.034 | 221978.709 | CFs
8 | 20 | 15 | 88542.394 | 121209.318 | 167252.366 | 199981.59 | 203690.239 | CFs
8 | 20 | 16 | 36291.62 | 58079.712 | 108582.404 | 150596.161 | 163241.983 | CFs
8 | 20 | 17 | 18316.176 | 18316.176 | 39692.807 | 76452.341 | 92925.683 | CFs
8 | 20 | 18 | 314.226 | 314.226 | 314.226 | 2281.637 | 3246.196
8 | 20 | 19 | 0 | 0 | 0 | 0 | 0
8 | 20 | 20 | 0 | 0 | 0 | 0 | 0
8 | 20 | 21 | 0 | 0 | 0 | 0 | 0
8 | 20 | 22 | 0 | 0 | 0 | 0 | 0
8 | 20 | 23 | 0 | 0 | 0 | 0 | 0
8 | 21 | 0 | 0 | 0 | 0 | 0 | 0
8 | 21 | 1 | 0 | 0 | 0 | 0 | 0
8 | 21 | 2 | 0 | 0 | 0 | 0 | 0
8 | 21 | 3 | 0 | 0 | 0 | 0 | 0
8 | 21 | 4 | 0 | 0 | 0 | 0 | 0
8 | 21 | 5 | 2258.015 | 1745.453 | 513.763 | 513.763 | 513.763
8 | 21 | 6 | 85242.325 | 71385.23 | 40274.589 | 21581.084 | 21581.084
8 | 21 | 7 | 162047.3 | 149938.247 | 109225.018 | 60300.218 | 38838.511
8 | 21 | 8 | 215491.861 | 211807.025 | 176161.612 | 125673.287 | 89402.048
8 | 21 | 9 | 246201.686 | 253285.776 | 228462.114 | 185221.893 | 147257.129
8 | 21 | 10 | 259450.269 | 277441.436 | 266684.353 | 232962.597 | 195269.777
8 | 21 | 11 | 254190.556 | 281847.993 | 286900.525 | 266619.645 | 232142.588
8 | 21 | 12 | 179710.777 | 199272.228 | 211078.503 | 208417.499 | 192790.047
8 | 21 | 13 | 190964.22 | 226834.139 | 259205.75 | 269804.436 | 252910.002
8 | 21 | 14 | 143752.819 | 178491.96 | 218224.407 | 241238.246 | 234960.479 | CFs
8 | 21 | 15 | 88295.597 | 120471.494 | 165788.327 | 197903.721 | 201382.858 | CFs
8 | 21 | 16 | 43416.634 | 60288.168 | 99235.906 | 131986.994 | 141808.063 | CFs
8 | 21 | 17 | 22544.56 | 22544.56 | 35791.447 | 58559.891 | 68835.743 | CFs
8 | 21 | 18 | 0 | 0 | 0 | 0 | 0
8 | 21 | 19 | 0 | 0 | 0 | 0 | 0
8 | 21 | 20 | 0 | 0 | 0 | 0 | 0
8 | 21 | 21 | 0 | 0 | 0 | 0 | 0
8 | 21 | 22 | 0 | 0 | 0 | 0 | 0
8 | 21 | 23 | 0 | 0 | 0 | 0 | 0
8 | 22 | 0 | 0 | 0 | 0 | 0 | 0
8 | 22 | 1 | 0 | 0 | 0 | 0 | 0
8 | 22 | 2 | 0 | 0 | 0 | 0 | 0
8 | 22 | 3 | 0 | 0 | 0 | 0 | 0
8 | 22 | 4 | 0 | 0 | 0 | 0 | 0
8 | 22 | 5 | 0 | 0 | 0 | 0 | 0
8 | 22 | 6 | 17029.43 | 16825.111 | 16384.299 | 16020.298 | 16020.298
8 | 22 | 7 | 19399.417 | 19399.417 | 19399.417 | 19399.417 | 19399.417
8 | 22 | 8 | 10024.517 | 10024.517 | 10024.517 | 10024.517 | 10024.517
8 | 22 | 9 | 26604.704 | 26608.111 | 26596.8 | 26577.397 | 26561.269
8 | 22 | 10 | 45668.255 | 45913.736 | 45771.359 | 45324.501 | 44834.885
8 | 22 | 11 | 70041.875 | 71144.191 | 71353.052 | 70546.358 | 69195.885
8 | 22 | 12 | 85914.555 | 88089.406 | 89413.753 | 89114.206 | 87365.56
8 | 22 | 13 | 94991.568 | 100637.798 | 105827.43 | 107536.124 | 104773.833
8 | 22 | 14 | 99592.559 | 108849.137 | 119729.552 | 126100.354 | 124299.414 | CFs
8 | 22 | 15 | 33195.324 | 33401.3 | 33717.874 | 33959.604 | 33984.871 | CFs
8 | 22 | 16 | 38636.685 | 53101.449 | 86572.176 | 114703.285 | 123032.868 | CFs
8 | 22 | 17 | 19308.918 | 19308.918 | 36894.565 | 68575.933 | 82707.205 | CFs
8 | 22 | 18 | 0 | 0 | 0 | 283.129 | 368.765
8 | 22 | 19 | 0 | 0 | 0 | 0 | 0
8 | 22 | 20 | 0 | 0 | 0 | 0 | 0
8 | 22 | 21 | 0 | 0 | 0 | 0 | 0
8 | 22 | 22 | 0 | 0 | 0 | 0 | 0
8 | 22 | 23 | 0 | 0 | 0 | 0 | 0
8 | 23 | 0 | 0 | 0 | 0 | 0 | 0
8 | 23 | 1 | 0 | 0 | 0 | 0 | 0
8 | 23 | 2 | 0 | 0 | 0 | 0 | 0
8 | 23 | 3 | 0 | 0 | 0 | 0 | 0
8 | 23 | 4 | 0 | 0 | 0 | 0 | 0
8 | 23 | 5 | 6632.368 | 4724.464 | 523.014 | 523.014 | 523.014
8 | 23 | 6 | 123345.477 | 99146.724 | 43087.329 | 11608.225 | 11608.225
8 | 23 | 7 | 198004.02 | 181927.813 | 124997.466 | 54468.303 | 23882.399
8 | 23 | 8 | 246002.712 | 242144.984 | 198235.697 | 133967.946 | 86313.338
8 | 23 | 9 | 271031.69 | 279952.828 | 251419.58 | 200368.485 | 154114.889
8 | 23 | 10 | 277803.86 | 298021.524 | 286733.391 | 249791.629 | 207645.003
8 | 23 | 11 | 268314.822 | 298232.933 | 303931.882 | 282440.782 | 245230.96
8 | 23 | 12 | 244549.564 | 282298.338 | 304630.705 | 299621.391 | 269876.686
8 | 23 | 13 | 204554.139 | 246834.104 | 284319.415 | 296282.803 | 276559.217
8 | 23 | 14 | 150747.31 | 196265.499 | 246410.434 | 274757.776 | 266565.794 | CFs
8 | 23 | 15 | 81114.199 | 128258.406 | 192525.398 | 236256.036 | 240507.486 | CFs
8 | 23 | 16 | 20091.424 | 49335.227 | 119535.226 | 176593.423 | 192811.642 | CFs
8 | 23 | 17 | 9636.17 | 9636.17 | 39038.386 | 96145.548 | 121194.743 | CFs
8 | 23 | 18 | 301.499 | 301.499 | 301.499 | 2044.879 | 2430.607
8 | 23 | 19 | 0 | 0 | 0 | 0 | 0
8 | 23 | 20 | 0 | 0 | 0 | 0 | 0
8 | 23 | 21 | 0 | 0 | 0 | 0 | 0
8 | 23 | 22 | 0 | 0 | 0 | 0 | 0
8 | 23 | 23 | 0 | 0 | 0 | 0 | 0
8 | 24 | 0 | 0 | 0 | 0 | 0 | 0
8 | 24 | 1 | 0 | 0 | 0 | 0 | 0
8 | 24 | 2 | 0 | 0 | 0 | 0 | 0
8 | 24 | 3 | 0 | 0 | 0 | 0 | 0
8 | 24 | 4 | 0 | 0 | 0 | 0 | 0
8 | 24 | 5 | 2723.826 | 2390.385 | 744.176 | 744.176 | 744.176
8 | 24 | 6 | 116543.399 | 94159.865 | 42135.221 | 12917.232 | 12917.232
8 | 24 | 7 | 190957.929 | 175897.324 | 121769.69 | 54769.254 | 25602.878
8 | 24 | 8 | 239016.35 | 235590.419 | 192963.125 | 130505.666 | 84171.931
8 | 24 | 9 | 263400.397 | 272413.15 | 244887.119 | 195339.77 | 150238.674
8 | 24 | 10 | 270394.193 | 290734.95 | 279760.591 | 243168.896 | 201217.898
8 | 24 | 11 | 259978.741 | 289764.629 | 295567.65 | 274363.062 | 237464.141
8 | 24 | 12 | 233168.63 | 269402.915 | 290866.721 | 286050.306 | 257473.282
8 | 24 | 13 | 194774.812 | 235005.92 | 270684.773 | 281997.845 | 263054.076
8 | 24 | 14 | 142544.556 | 185977.894 | 233901.987 | 260955.402 | 252894.212 | CFs
8 | 24 | 15 | 78622.581 | 121160.456 | 179533.693 | 219425.715 | 223112.507 | CFs
8 | 24 | 16 | 24878.33 | 49792.52 | 109586.96 | 158669.882 | 172546.441 | CFs
8 | 24 | 17 | 13292.261 | 13292.261 | 35792.857 | 79471.212 | 98770.857 | CFs
8 | 24 | 18 | 0 | 0 | 0 | 0 | 0
8 | 24 | 19 | 0 | 0 | 0 | 0 | 0
8 | 24 | 20 | 0 | 0 | 0 | 0 | 0
8 | 24 | 21 | 0 | 0 | 0 | 0 | 0
8 | 24 | 22 | 0 | 0 | 0 | 0 | 0
8 | 24 | 23 | 0 | 0 | 0 | 0 | 0
8 | 25 | 0 | 0 | 0 | 0 | 0 | 0
8 | 25 | 1 | 0 | 0 | 0 | 0 | 0
8 | 25 | 2 | 0 | 0 | 0 | 0 | 0
8 | 25 | 3 | 0 | 0 | 0 | 0 | 0
8 | 25 | 4 | 0 | 0 | 0 | 0 | 0
8 | 25 | 5 | 778.028 | 664.159 | 103.012 | 103.012 | 103.012
8 | 25 | 6 | 93485.095 | 76936.407 | 38571.014 | 16423.48 | 16423.48
8 | 25 | 7 | 168946.699 | 156457.821 | 111086.834 | 55323.373 | 30892.348
8 | 25 | 8 | 222683.096 | 219860.086 | 181109.875 | 124521.848 | 82684.721
8 | 25 | 9 | 255047.013 | 264217.987 | 237464.823 | 189149.816 | 145183.292
8 | 25 | 10 | 264061.366 | 284400.961 | 273792.301 | 237877.328 | 196751.222
8 | 25 | 11 | 255564.866 | 285600.956 | 291605.201 | 270368.236 | 233445.573
8 | 25 | 12 | 231309.896 | 268747.048 | 291033.912 | 286027.158 | 256400.411
8 | 25 | 13 | 192976.497 | 234561.483 | 271563.93 | 283244.033 | 263390.574
8 | 25 | 14 | 140576.466 | 184516.182 | 232909.523 | 260241.799 | 251846.712 | CFs
8 | 25 | 15 | 76343.276 | 118596.569 | 176814.088 | 216662.701 | 220152.692 | CFs
8 | 25 | 16 | 24256.875 | 48273.919 | 106636.719 | 154884.908 | 168404.477 | CFs
8 | 25 | 17 | 13152.055 | 13152.055 | 34062.899 | 75605.371 | 93434.188 | CFs
8 | 25 | 18 | 0 | 0 | 0 | 0 | 0
8 | 25 | 19 | 0 | 0 | 0 | 0 | 0
8 | 25 | 20 | 0 | 0 | 0 | 0 | 0
8 | 25 | 21 | 0 | 0 | 0 | 0 | 0
8 | 25 | 22 | 0 | 0 | 0 | 0 | 0
8 | 25 | 23 | 0 | 0 | 0 | 0 | 0
8 | 26 | 0 | 0 | 0 | 0 | 0 | 0
8 | 26 | 1 | 0 | 0 | 0 | 0 | 0
8 | 26 | 2 | 0 | 0 | 0 | 0 | 0
8 | 26 | 3 | 0 | 0 | 0 | 0 | 0
8 | 26 | 4 | 0 | 0 | 0 | 0 | 0
8 | 26 | 5 | 1193.754 | 1042.535 | 302.525 | 302.525 | 302.525
8 | 26 | 6 | 42892.168 | 37848.492 | 26255.94 | 18949.84 | 18949.84
8 | 26 | 7 | 163140.447 | 151232.38 | 107087.603 | 52570.938 | 28669.436
8 | 26 | 8 | 158512.411 | 157087.91 | 135283.281 | 104012.78 | 81315.594
8 | 26 | 9 | 213788.166 | 220852.341 | 201158.656 | 165530.63 | 133318.181
8 | 26 | 10 | 233897.219 | 250996.889 | 242380.447 | 212704.911 | 178691.462
8 | 26 | 11 | 226041.96 | 249815.499 | 254686.885 | 237995.197 | 208978.894
8 | 26 | 12 | 194889.415 | 219839.896 | 234826.472 | 231453.033 | 211586.915
8 | 26 | 13 | 179179.255 | 213058.229 | 243285.962 | 252782.112 | 236400.697
8 | 26 | 14 | 124566.626 | 150733.02 | 180091.483 | 196785.798 | 191495.477 | CFs
8 | 26 | 15 | 74363.147 | 113936.493 | 168368.886 | 205443.874 | 208499.197 | CFs
8 | 26 | 16 | 22576.61 | 46656.002 | 105686.918 | 154162.332 | 167487.553 | CFs
8 | 26 | 17 | 12370.065 | 12370.065 | 32974.99 | 74991.694 | 91934.794 | CFs
8 | 26 | 18 | 0 | 0 | 0 | 0 | 0
8 | 26 | 19 | 0 | 0 | 0 | 0 | 0
8 | 26 | 20 | 0 | 0 | 0 | 0 | 0
8 | 26 | 21 | 0 | 0 | 0 | 0 | 0
8 | 26 | 22 | 0 | 0 | 0 | 0 | 0
8 | 26 | 23 | 0 | 0 | 0 | 0 | 0
8 | 27 | 0 | 0 | 0 | 0 | 0 | 0
8 | 27 | 1 | 0 | 0 | 0 | 0 | 0
8 | 27 | 2 | 0 | 0 | 0 | 0 | 0
8 | 27 | 3 | 0 | 0 | 0 | 0 | 0
8 | 27 | 4 | 0 | 0 | 0 | 0 | 0
8 | 27 | 5 | 0 | 0 | 0 | 0 | 0
8 | 27 | 6 | 93632.698 | 76267.868 | 35311.409 | 12480.812 | 12480.812
8 | 27 | 7 | 174290.462 | 161375.362 | 112345.402 | 51288.688 | 24604.98
8 | 27 | 8 | 176769.539 | 175267.014 | 148954.2 | 110601.978 | 82302.566
8 | 27 | 9 | 221632.478 | 229509.738 | 208468.627 | 170067.76 | 135028.765
8 | 27 | 10 | 233974.88 | 251093.092 | 242764.879 | 213540.8 | 179968.332
8 | 27 | 11 | 221359.504 | 245028.889 | 249988.222 | 233502.947 | 204765.337
8 | 27 | 12 | 229144.856 | 267248.614 | 289952.206 | 284859.821 | 254697.792
8 | 27 | 13 | 190283.88 | 232485.514 | 269853.96 | 281455.279 | 261123.073
8 | 27 | 14 | 135727.257 | 181878.885 | 231857.827 | 259748.342 | 250697.239 | CFs
8 | 27 | 15 | 71150.549 | 115430.369 | 175796.455 | 216333.646 | 219458.942 | CFs
8 | 27 | 16 | 18183.931 | 42862.283 | 104618.478 | 155308.188 | 169019.623 | CFs
8 | 27 | 17 | 10393.664 | 10393.664 | 31478.186 | 76055.629 | 92903.253 | CFs
8 | 27 | 18 | 0 | 0 | 0 | 0 | 0
8 | 27 | 19 | 0 | 0 | 0 | 0 | 0
8 | 27 | 20 | 0 | 0 | 0 | 0 | 0
8 | 27 | 21 | 0 | 0 | 0 | 0 | 0
8 | 27 | 22 | 0 | 0 | 0 | 0 | 0
8 | 27 | 23 | 0 | 0 | 0 | 0 | 0
8 | 28 | 0 | 0 | 0 | 0 | 0 | 0
8 | 28 | 1 | 0 | 0 | 0 | 0 | 0
8 | 28 | 2 | 0 | 0 | 0 | 0 | 0
8 | 28 | 3 | 0 | 0 | 0 | 0 | 0
8 | 28 | 4 | 0 | 0 | 0 | 0 | 0
8 | 28 | 5 | 208.001 | 117.562 | 0 | 0 | 0
8 | 28 | 6 | 96883.211 | 79141.981 | 36955.814 | 13504.784 | 13504.784
8 | 28 | 7 | 173246.701 | 160733.089 | 112239.808 | 51624.35 | 25077.081
8 | 28 | 8 | 61210.147 | 61109.042 | 59055.031 | 56180.56 | 54154.693
8 | 28 | 9 | 97393.915 | 98921.144 | 95024.232 | 87967.87 | 81766.429
8 | 28 | 10 | 108979.891 | 112515.972 | 110851.964 | 104951.914 | 98252.678
8 | 28 | 11 | 90404.24 | 92566.722 | 93033.492 | 91532.168 | 88939.418
8 | 28 | 12 | 226439.899 | 263555.384 | 285461.005 | 280568.703 | 251392.419
8 | 28 | 13 | 188363.932 | 230013.636 | 266415.593 | 277545.368 | 257718.796
8 | 28 | 14 | 136681.077 | 182167.727 | 230721.637 | 257495.576 | 248586.533 | CFs
8 | 28 | 15 | 70371.038 | 115992.173 | 177776.847 | 218799.008 | 221740.167 | CFs
8 | 28 | 16 | 17955.915 | 43014.687 | 106451.985 | 158304.449 | 172081.185 | CFs
8 | 28 | 17 | 10146.051 | 10146.051 | 31451.024 | 77769.685 | 94078.083 | CFs
8 | 28 | 18 | 0 | 0 | 0 | 0 | 0
8 | 28 | 19 | 0 | 0 | 0 | 0 | 0
8 | 28 | 20 | 0 | 0 | 0 | 0 | 0
8 | 28 | 21 | 0 | 0 | 0 | 0 | 0
8 | 28 | 22 | 0 | 0 | 0 | 0 | 0
8 | 28 | 23 | 0 | 0 | 0 | 0 | 0
8 | 29 | 0 | 0 | 0 | 0 | 0 | 0
8 | 29 | 1 | 0 | 0 | 0 | 0 | 0
8 | 29 | 2 | 0 | 0 | 0 | 0 | 0
8 | 29 | 3 | 0 | 0 | 0 | 0 | 0
8 | 29 | 4 | 0 | 0 | 0 | 0 | 0
8 | 29 | 5 | 162.097 | 82.203 | 0 | 0 | 0
8 | 29 | 6 | 97828.449 | 80238.46 | 36856.912 | 12896.343 | 12896.343
8 | 29 | 7 | 43485.365 | 42895.667 | 40684.37 | 38091.348 | 36793.864
8 | 29 | 8 | 69136.864 | 69016.386 | 66058.578 | 61861.75 | 58858.05
8 | 29 | 9 | 250783.767 | 261108.207 | 235650.334 | 187650.867 | 142103.118
8 | 29 | 10 | 259619.228 | 281072.81 | 271394.531 | 235537.381 | 193162.848
8 | 29 | 11 | 250427.832 | 281326.389 | 287990.08 | 266992.708 | 229393.977
8 | 29 | 12 | 224638.488 | 261642.64 | 283468.918 | 278603.584 | 249537.445
8 | 29 | 13 | 186608.837 | 228952.279 | 265758.141 | 276896.507 | 256750.262
8 | 29 | 14 | 133420.321 | 179411.057 | 227907.972 | 254406.456 | 245364.724 | CFs
8 | 29 | 15 | 67826.983 | 112916.744 | 173577.654 | 213383.858 | 216024.569 | CFs
8 | 29 | 16 | 17290.065 | 41464.672 | 103404.815 | 153831.576 | 166987.224 | CFs
8 | 29 | 17 | 10183.931 | 10183.931 | 30030.366 | 74205.997 | 88689.696 | CFs
8 | 29 | 18 | 0 | 0 | 0 | 0 | 0
8 | 29 | 19 | 0 | 0 | 0 | 0 | 0
8 | 29 | 20 | 0 | 0 | 0 | 0 | 0
8 | 29 | 21 | 0 | 0 | 0 | 0 | 0
8 | 29 | 22 | 0 | 0 | 0 | 0 | 0
8 | 29 | 23 | 0 | 0 | 0 | 0 | 0
8 | 30 | 0 | 0 | 0 | 0 | 0 | 0
8 | 30 | 1 | 0 | 0 | 0 | 0 | 0
8 | 30 | 2 | 0 | 0 | 0 | 0 | 0
8 | 30 | 3 | 0 | 0 | 0 | 0 | 0
8 | 30 | 4 | 0 | 0 | 0 | 0 | 0
8 | 30 | 5 | 0 | 0 | 0 | 0 | 0
8 | 30 | 6 | 101289.882 | 83244.484 | 36735.113 | 11465.95 | 11465.95
8 | 30 | 7 | 178034.709 | 165347.657 | 113885.98 | 48945.293 | 20699.029
8 | 30 | 8 | 226552.188 | 225259.305 | 184445.42 | 122406.899 | 74901.259
8 | 30 | 9 | 249740.107 | 260627.919 | 234886.79 | 186244.701 | 140124.719
8 | 30 | 10 | 257630.298 | 279833.599 | 270168.82 | 233734.933 | 190794.796
8 | 30 | 11 | 247479.768 | 279128.944 | 286119.083 | 264742.665 | 226541.597
8 | 30 | 12 | 222067.729 | 261010.939 | 284146.684 | 278988.359 | 248256.209
8 | 30 | 13 | 182845.365 | 225648.835 | 263116.05 | 274432.986 | 253687.699
8 | 30 | 14 | 130317.84 | 176534.137 | 225437.613 | 252247.473 | 242843.207 | CFs
8 | 30 | 15 | 71085.702 | 92213.014 | 121719.056 | 141981.083 | 143238.536 | CFs
8 | 30 | 16 | 901.921 | 901.921 | 901.921 | 901.921 | 901.921 | CFs
8 | 30 | 17 | 12901.714 | 12901.714 | 13304.361 | 13897.665 | 14159.973 | CFs
8 | 30 | 18 | 0 | 0 | 0 | 0 | 0
8 | 30 | 19 | 0 | 0 | 0 | 0 | 0
8 | 30 | 20 | 0 | 0 | 0 | 0 | 0
8 | 30 | 21 | 0 | 0 | 0 | 0 | 0
8 | 30 | 22 | 0 | 0 | 0 | 0 | 0
8 | 30 | 23 | 0 | 0 | 0 | 0 | 0
8 | 31 | 0 | 0 | 0 | 0 | 0 | 0
8 | 31 | 1 | 0 | 0 | 0 | 0 | 0
8 | 31 | 2 | 0 | 0 | 0 | 0 | 0
8 | 31 | 3 | 0 | 0 | 0 | 0 | 0
8 | 31 | 4 | 0 | 0 | 0 | 0 | 0
8 | 31 | 5 | 0 | 0 | 0 | 0 | 0
8 | 31 | 6 | 74968.517 | 63157.48 | 31746.837 | 13930.465 | 13930.465
8 | 31 | 7 | 59850.719 | 58112.37 | 51215.482 | 42936.971 | 38918.264
8 | 31 | 8 | 179878.702 | 179244.449 | 151813.752 | 110561.178 | 79298.41
8 | 31 | 9 | 242064.38 | 252498.671 | 228770.307 | 183285.926 | 139699.751
8 | 31 | 10 | 251381.907 | 272446.925 | 263626.71 | 229459.509 | 188702.92
8 | 31 | 11 | 244225.13 | 274703.567 | 281542.954 | 261176.035 | 224446.221
8 | 31 | 12 | 109177.815 | 115872.913 | 119946.806 | 119033.864 | 113663.001
8 | 31 | 13 | 75844.371 | 78213.191 | 80349.497 | 81003.338 | 79792.617
8 | 31 | 14 | 52150.409 | 53261.615 | 54538.638 | 55257.361 | 54996.916 | CFs
8 | 31 | 15 | 43244.519 | 44017.228 | 45158.093 | 45998.798 | 46046.853 | CFs
8 | 31 | 16 | 34834.827 | 44304.71 | 67961.5 | 87933.287 | 93167.862 | CFs
8 | 31 | 17 | 12599.087 | 12599.087 | 27904.234 | 62632.205 | 72587.704 | CFs
8 | 31 | 18 | 0 | 0 | 0 | 0 | 0
8 | 31 | 19 | 0 | 0 | 0 | 0 | 0
8 | 31 | 20 | 0 | 0 | 0 | 0 | 0
8 | 31 | 21 | 0 | 0 | 0 | 0 | 0
8 | 31 | 22 | 0 | 0 | 0 | 0 | 0
8 | 31 | 23 | 0 | 0 | 0 | 0 | 0
9 | 1 | 0 | 0 | 0 | 0 | 0 | 0
9 | 1 | 1 | 0 | 0 | 0 | 0 | 0
9 | 1 | 2 | 0 | 0 | 0 | 0 | 0
9 | 1 | 3 | 0 | 0 | 0 | 0 | 0
9 | 1 | 4 | 0 | 0 | 0 | 0 | 0
9 | 1 | 5 | 0 | 0 | 0 | 0 | 0
9 | 1 | 6 | 118777.816 | 98700.85 | 40611.335 | 9753.153 | 9753.153
9 | 1 | 7 | 197915.901 | 184380.692 | 126215.627 | 51062.748 | 18378.204
9 | 1 | 8 | 244312.917 | 243705.309 | 200819.946 | 133461.019 | 80352.315
9 | 1 | 9 | 269317.889 | 281460.118 | 254855.369 | 202828.373 | 151602.065
9 | 1 | 10 | 193148.838 | 205926.07 | 200759.597 | 180485.76 | 156587.608
9 | 1 | 11 | 268611.348 | 302800.346 | 310569.48 | 288006.815 | 246781.599
9 | 1 | 12 | 241405.048 | 283363.832 | 308021.855 | 302568.018 | 269738.585
9 | 1 | 13 | 197981.701 | 244148.385 | 283771.39 | 295431.38 | 273390.186
9 | 1 | 14 | 134184.942 | 182798.114 | 232905.111 | 259820.548 | 249925.16
9 | 1 | 15 | 68729.278 | 106777.68 | 158378.301 | 192229.689 | 193956.373
9 | 1 | 16 | 35941.399 | 39804.174 | 48613.658 | 56176.049 | 58179.566
9 | 1 | 17 | 15148.411 | 15148.411 | 16547.502 | 19310.252 | 20202.453
9 | 1 | 18 | 0 | 0 | 0 | 0 | 0
9 | 1 | 19 | 0 | 0 | 0 | 0 | 0
9 | 1 | 20 | 0 | 0 | 0 | 0 | 0
9 | 1 | 21 | 0 | 0 | 0 | 0 | 0
9 | 1 | 22 | 0 | 0 | 0 | 0 | 0
9 | 1 | 23 | 0 | 0 | 0 | 0 | 0
9 | 2 | 0 | 0 | 0 | 0 | 0 | 0
9 | 2 | 1 | 0 | 0 | 0 | 0 | 0
9 | 2 | 2 | 0 | 0 | 0 | 0 | 0
9 | 2 | 3 | 0 | 0 | 0 | 0 | 0
9 | 2 | 4 | 0 | 0 | 0 | 0 | 0
9 | 2 | 5 | 0 | 0 | 0 | 0 | 0
9 | 2 | 6 | 105581.482 | 89053.269 | 38994.462 | 12227.174 | 12227.174
9 | 2 | 7 | 190739.671 | 178085.289 | 122662.023 | 51350.481 | 20346.118
9 | 2 | 8 | 240553.35 | 240326.649 | 197800.642 | 131228.559 | 78940.458
9 | 2 | 9 | 267691.128 | 280639.663 | 253392.322 | 200081.32 | 147874.57
9 | 2 | 10 | 273629.061 | 298191.604 | 288668.427 | 249965.708 | 203321.774
9 | 2 | 11 | 263892.55 | 298677.679 | 306761.084 | 283939.916 | 242324.302
9 | 2 | 12 | 236803.96 | 279254.322 | 304395.002 | 298835.919 | 265458.258
9 | 2 | 13 | 194124.914 | 240884.124 | 281398.006 | 293318.029 | 270503.228
9 | 2 | 14 | 134731.485 | 187211.524 | 241388.079 | 270568.959 | 259560.769
9 | 2 | 15 | 65893.633 | 115561.37 | 182412.323 | 225518.508 | 227485.519
9 | 2 | 16 | 15115.48 | 38768.316 | 105181.758 | 159725.67 | 173125.162
9 | 2 | 17 | 10248.865 | 10248.865 | 27584.256 | 71062.339 | 80635.2
9 | 2 | 18 | 0 | 0 | 0 | 0 | 0
9 | 2 | 19 | 0 | 0 | 0 | 0 | 0
9 | 2 | 20 | 0 | 0 | 0 | 0 | 0
9 | 2 | 21 | 0 | 0 | 0 | 0 | 0
9 | 2 | 22 | 0 | 0 | 0 | 0 | 0
9 | 2 | 23 | 0 | 0 | 0 | 0 | 0
9 | 3 | 0 | 0 | 0 | 0 | 0 | 0
9 | 3 | 1 | 0 | 0 | 0 | 0 | 0
9 | 3 | 2 | 0 | 0 | 0 | 0 | 0
9 | 3 | 3 | 0 | 0 | 0 | 0 | 0
9 | 3 | 4 | 0 | 0 | 0 | 0 | 0
9 | 3 | 5 | 0 | 0 | 0 | 0 | 0
9 | 3 | 6 | 27353.885 | 25529.489 | 20373.533 | 17084.734 | 17084.734
9 | 3 | 7 | 164579.124 | 154404.655 | 109141.114 | 51462.019 | 26216.144
9 | 3 | 8 | 219709.179 | 219851.796 | 181563.829 | 122079.187 | 75743.368
9 | 3 | 9 | 247805.557 | 260266.476 | 235070.121 | 185792.917 | 137944.164
9 | 3 | 10 | 258198.946 | 282592.983 | 273482.694 | 235734.601 | 190436.896
9 | 3 | 11 | 247991.736 | 281682.145 | 289687.658 | 267705.768 | 227720.708
9 | 3 | 12 | 218103.739 | 257759.585 | 281460.798 | 276220.192 | 244855.663
9 | 3 | 13 | 177788.873 | 219559.001 | 256063.62 | 266794.974 | 245999.775
9 | 3 | 14 | 126272.593 | 168353.368 | 212463.081 | 236372.636 | 227115.012
9 | 3 | 15 | 66350.206 | 100644.578 | 147626.363 | 178582.194 | 179840.02
9 | 3 | 16 | 30300.547 | 40507.221 | 66903.705 | 89273.111 | 94886.194
9 | 3 | 17 | 9031.481 | 9031.481 | 9057.912 | 9100.42 | 9118.664
9 | 3 | 18 | 0 | 0 | 0 | 0 | 0
9 | 3 | 19 | 0 | 0 | 0 | 0 | 0
9 | 3 | 20 | 0 | 0 | 0 | 0 | 0
9 | 3 | 21 | 0 | 0 | 0 | 0 | 0
9 | 3 | 22 | 0 | 0 | 0 | 0 | 0
9 | 3 | 23 | 0 | 0 | 0 | 0 | 0
9 | 4 | 0 | 0 | 0 | 0 | 0 | 0
9 | 4 | 1 | 0 | 0 | 0 | 0 | 0
9 | 4 | 2 | 0 | 0 | 0 | 0 | 0
9 | 4 | 3 | 0 | 0 | 0 | 0 | 0
9 | 4 | 4 | 0 | 0 | 0 | 0 | 0
9 | 4 | 5 | 0 | 0 | 0 | 0 | 0
9 | 4 | 6 | 117861.677 | 100412.832 | 39570.935 | 8112.442 | 8112.442
9 | 4 | 7 | 201131.174 | 188093.286 | 127655.916 | 48949.786 | 15421.776
9 | 4 | 8 | 247703.237 | 248274.432 | 203945.371 | 133237.792 | 76864.87
9 | 4 | 9 | 272558.448 | 286741.492 | 259067.369 | 203848.833 | 148758.626
9 | 4 | 10 | 278265.66 | 304742.922 | 295263.426 | 254683.742 | 205186.594
9 | 4 | 11 | 265604.594 | 302369.212 | 311195.876 | 287518.882 | 243840.031
9 | 4 | 12 | 235453.381 | 279661.192 | 305829.513 | 300077.683 | 265370.379
9 | 4 | 13 | 191953.942 | 240615.454 | 282508.894 | 294625.198 | 270777.083
9 | 4 | 14 | 132396.355 | 186795.366 | 241935.798 | 271316.209 | 259708.21
9 | 4 | 15 | 59844.331 | 112980.566 | 184320.427 | 229638.721 | 231225.597
9 | 4 | 16 | 11175.925 | 34373.904 | 105862.858 | 164832.474 | 178807.809
9 | 4 | 17 | 6426.45 | 6426.45 | 24964.424 | 76143.034 | 84049.562
9 | 4 | 18 | 0 | 0 | 0 | 0 | 0
9 | 4 | 19 | 0 | 0 | 0 | 0 | 0
9 | 4 | 20 | 0 | 0 | 0 | 0 | 0
9 | 4 | 21 | 0 | 0 | 0 | 0 | 0
9 | 4 | 22 | 0 | 0 | 0 | 0 | 0
9 | 4 | 23 | 0 | 0 | 0 | 0 | 0
9 | 5 | 0 | 0 | 0 | 0 | 0 | 0
9 | 5 | 1 | 0 | 0 | 0 | 0 | 0
9 | 5 | 2 | 0 | 0 | 0 | 0 | 0
9 | 5 | 3 | 0 | 0 | 0 | 0 | 0
9 | 5 | 4 | 0 | 0 | 0 | 0 | 0
9 | 5 | 5 | 0 | 0 | 0 | 0 | 0
9 | 5 | 6 | 109506.691 | 94274.876 | 37319.181 | 7875.24 | 7875.24
9 | 5 | 7 | 191871.65 | 179849.534 | 122473.703 | 47292.585 | 15252.432
9 | 5 | 8 | 239357.031 | 240311.27 | 197292.852 | 128106.651 | 72623.154
9 | 5 | 9 | 263239.937 | 277254.785 | 250895.158 | 197705.174 | 144147.89
9 | 5 | 10 | 270565.808 | 296575.144 | 287637.114 | 248302.79 | 199994.298
9 | 5 | 11 | 260279.618 | 296609.046 | 305467.763 | 282286.755 | 239271.705
9 | 5 | 12 | 232419.944 | 276448.252 | 302517.26 | 296804.603 | 262253.004
9 | 5 | 13 | 189676.73 | 238288.677 | 280101.167 | 292109.22 | 268154.555
9 | 5 | 14 | 130484.625 | 184889.181 | 239777.72 | 268918.314 | 257139.052
9 | 5 | 15 | 58871.823 | 111583.655 | 182377.38 | 227117.363 | 228445.943
9 | 5 | 16 | 12001.838 | 34034.909 | 104076.496 | 161859.971 | 175306.381
9 | 5 | 17 | 7011.821 | 7011.821 | 24115.155 | 72627.439 | 78835.295
9 | 5 | 18 | 0 | 0 | 0 | 0 | 0
9 | 5 | 19 | 0 | 0 | 0 | 0 | 0
9 | 5 | 20 | 0 | 0 | 0 | 0 | 0
9 | 5 | 21 | 0 | 0 | 0 | 0 | 0
9 | 5 | 22 | 0 | 0 | 0 | 0 | 0
9 | 5 | 23 | 0 | 0 | 0 | 0 | 0
9 | 6 | 0 | 0 | 0 | 0 | 0 | 0
9 | 6 | 1 | 0 | 0 | 0 | 0 | 0
9 | 6 | 2 | 0 | 0 | 0 | 0 | 0
9 | 6 | 3 | 0 | 0 | 0 | 0 | 0
9 | 6 | 4 | 0 | 0 | 0 | 0 | 0
9 | 6 | 5 | 0 | 0 | 0 | 0 | 0
9 | 6 | 6 | 68316.475 | 60046.314 | 29353.047 | 12523.658 | 12523.658
9 | 6 | 7 | 97928.992 | 93718.532 | 73727.627 | 48484.826 | 37042.465
9 | 6 | 8 | 170118.32 | 170914.164 | 146005.854 | 107091.686 | 76693.426
9 | 6 | 9 | 218847.665 | 229977.854 | 209842.368 | 169438.9 | 129699.764
9 | 6 | 10 | 243358.827 | 265989.589 | 258504.589 | 224920.818 | 184017.907
9 | 6 | 11 | 212716.13 | 239143.256 | 245756.769 | 228924.082 | 197983.124
9 | 6 | 12 | 157792.929 | 176048.613 | 187122.285 | 184685.343 | 170121.162
9 | 6 | 13 | 90942.815 | 97635.915 | 103587.365 | 105322.753 | 101832.623
9 | 6 | 14 | 46576.921 | 47318.471 | 48165.54 | 48628.318 | 48435.672
9 | 6 | 15 | 47095.938 | 48785.318 | 51185.692 | 52863.549 | 52905.106
9 | 6 | 16 | 31270.956 | 32596.995 | 35632.729 | 38237.578 | 38881.708
9 | 6 | 17 | 10203.52 | 10203.52 | 10520.292 | 11069.647 | 11300.357
9 | 6 | 18 | 0 | 0 | 0 | 0 | 0
9 | 6 | 19 | 0 | 0 | 0 | 0 | 0
9 | 6 | 20 | 0 | 0 | 0 | 0 | 0
9 | 6 | 21 | 0 | 0 | 0 | 0 | 0
9 | 6 | 22 | 0 | 0 | 0 | 0 | 0
9 | 6 | 23 | 0 | 0 | 0 | 0 | 0
9 | 7 | 0 | 0 | 0 | 0 | 0 | 0
9 | 7 | 1 | 0 | 0 | 0 | 0 | 0
9 | 7 | 2 | 0 | 0 | 0 | 0 | 0
9 | 7 | 3 | 0 | 0 | 0 | 0 | 0
9 | 7 | 4 | 0 | 0 | 0 | 0 | 0
9 | 7 | 5 | 0 | 0 | 0 | 0 | 0
9 | 7 | 6 | 77083.89 | 68250.502 | 31905.046 | 12495.228 | 12495.228
9 | 7 | 7 | 74639.402 | 72006.317 | 59314.798 | 43472.171 | 35886.12
9 | 7 | 8 | 215690.327 | 217256.992 | 179496.175 | 119141.925 | 71143.87
9 | 7 | 9 | 245837.413 | 260018.166 | 235251.2 | 184841.106 | 134364.151
9 | 7 | 10 | 255401.148 | 281290.954 | 273083.44 | 235153.188 | 188630.59
9 | 7 | 11 | 153456.495 | 166514.058 | 169856.821 | 161568.723 | 146415.818
9 | 7 | 12 | 63478.97 | 64882.206 | 65740.859 | 65552.017 | 64426.28
9 | 7 | 13 | 176010.818 | 222795.674 | 263321.815 | 274863.645 | 251253.525
9 | 7 | 14 | 120481.458 | 170310.181 | 221024.577 | 247955.064 | 236556.945
9 | 7 | 15 | 58182.478 | 66410.904 | 77944.881 | 85758.004 | 85908.661
9 | 7 | 16 | 20472.627 | 36039.034 | 86713.907 | 129421.21 | 139217.284
9 | 7 | 17 | 11023.942 | 11023.942 | 19384.146 | 42046.981 | 45550.065
9 | 7 | 18 | 0 | 0 | 0 | 0 | 0
9 | 7 | 19 | 0 | 0 | 0 | 0 | 0
9 | 7 | 20 | 0 | 0 | 0 | 0 | 0
9 | 7 | 21 | 0 | 0 | 0 | 0 | 0
9 | 7 | 22 | 0 | 0 | 0 | 0 | 0
9 | 7 | 23 | 0 | 0 | 0 | 0 | 0
9 | 8 | 0 | 0 | 0 | 0 | 0 | 0
9 | 8 | 1 | 0 | 0 | 0 | 0 | 0
9 | 8 | 2 | 0 | 0 | 0 | 0 | 0
9 | 8 | 3 | 0 | 0 | 0 | 0 | 0
9 | 8 | 4 | 0 | 0 | 0 | 0 | 0
9 | 8 | 5 | 0 | 0 | 0 | 0 | 0
9 | 8 | 6 | 71376.765 | 63689.827 | 29235.971 | 10995.186 | 10995.186
9 | 8 | 7 | 69125.822 | 67039.289 | 56622.238 | 43513.662 | 37370.773
9 | 8 | 8 | 154910.628 | 156028.385 | 134367.325 | 100430.922 | 73931.248
9 | 8 | 9 | 182246.092 | 190663.743 | 176500.35 | 147771.051 | 119712.008
9 | 8 | 10 | 73189.526 | 74410.81 | 74037.511 | 72288.174 | 70187.225
9 | 8 | 11 | 44455.316 | 44838.542 | 44938.514 | 44696.652 | 44254.674
9 | 8 | 12 | 107303.66 | 114645.282 | 119130.514 | 118147.872 | 112268.536
9 | 8 | 13 | 153204.06 | 181990.109 | 207155.599 | 214320.417 | 199496.02
9 | 8 | 14 | 124803.648 | 181057.952 | 237180.115 | 266657.219 | 253928.508
9 | 8 | 15 | 57226.229 | 105787.843 | 171455.468 | 212692.372 | 213253.992
9 | 8 | 16 | 16936.783 | 33843.765 | 92938.334 | 142386.386 | 153414.276
9 | 8 | 17 | 8981.87 | 8981.87 | 20113.777 | 51300.112 | 55786.445
9 | 8 | 18 | 0 | 0 | 0 | 0 | 0
9 | 8 | 19 | 0 | 0 | 0 | 0 | 0
9 | 8 | 20 | 0 | 0 | 0 | 0 | 0
9 | 8 | 21 | 0 | 0 | 0 | 0 | 0
9 | 8 | 22 | 0 | 0 | 0 | 0 | 0
9 | 8 | 23 | 0 | 0 | 0 | 0 | 0
9 | 9 | 0 | 0 | 0 | 0 | 0 | 0
9 | 9 | 1 | 0 | 0 | 0 | 0 | 0
9 | 9 | 2 | 0 | 0 | 0 | 0 | 0
9 | 9 | 3 | 0 | 0 | 0 | 0 | 0
9 | 9 | 4 | 0 | 0 | 0 | 0 | 0
9 | 9 | 5 | 0 | 0 | 0 | 0 | 0
9 | 9 | 6 | 24785.021 | 23445.78 | 18330.636 | 15198.691 | 15198.691
9 | 9 | 7 | 9668.337 | 9668.337 | 9668.337 | 9668.337 | 9668.337
9 | 9 | 8 | 27356.39 | 27360.29 | 27297.217 | 27204.12 | 27135.536
9 | 9 | 9 | 27643.892 | 27651.492 | 27639.157 | 27614.113 | 27591.03
9 | 9 | 10 | 39854.771 | 40007.761 | 39962.98 | 39746.662 | 39485.532
9 | 9 | 11 | 50464.256 | 51045.231 | 51198.973 | 50835.412 | 50167.541
9 | 9 | 12 | 47422.529 | 47990.767 | 48338.824 | 48262.769 | 47807.166
9 | 9 | 13 | 46668.844 | 47262.708 | 47788.791 | 47938.874 | 47625.017
9 | 9 | 14 | 25909.624 | 25909.624 | 25909.624 | 25909.624 | 25909.624
9 | 9 | 15 | 34076.818 | 34471.373 | 35032.785 | 35432.183 | 35435.499
9 | 9 | 16 | 31040.102 | 33724.933 | 40942.995 | 47122.809 | 48565.682
9 | 9 | 17 | 454.196 | 454.196 | 454.196 | 454.196 | 454.196
9 | 9 | 18 | 0 | 0 | 0 | 0 | 0
9 | 9 | 19 | 0 | 0 | 0 | 0 | 0
9 | 9 | 20 | 0 | 0 | 0 | 0 | 0
9 | 9 | 21 | 0 | 0 | 0 | 0 | 0
9 | 9 | 22 | 0 | 0 | 0 | 0 | 0
9 | 9 | 23 | 0 | 0 | 0 | 0 | 0
9 | 10 | 0 | 0 | 0 | 0 | 0 | 0
9 | 10 | 1 | 0 | 0 | 0 | 0 | 0
9 | 10 | 2 | 0 | 0 | 0 | 0 | 0
9 | 10 | 3 | 0 | 0 | 0 | 0 | 0
9 | 10 | 4 | 0 | 0 | 0 | 0 | 0
9 | 10 | 5 | 0 | 0 | 0 | 0 | 0
9 | 10 | 6 | 103485.768 | 94162.447 | 36343.367 | 7450.061 | 7450.061
9 | 10 | 7 | 198492.081 | 187544.925 | 126675.625 | 45982.605 | 12784.186
9 | 10 | 8 | 248565.266 | 251766.966 | 206782.131 | 132303.067 | 71489.917
9 | 10 | 9 | 276098.107 | 293853.509 | 265920.985 | 207159.967 | 146425.834
9 | 10 | 10 | 284231.874 | 315425.305 | 306753.164 | 262789.439 | 207858.468
9 | 10 | 11 | 271126.518 | 313409.785 | 324552.603 | 298653.194 | 249631.523
9 | 10 | 12 | 240376.226 | 290842.781 | 320961.035 | 314454.832 | 274758.687
9 | 10 | 13 | 193494.368 | 248551.828 | 295724.51 | 308810.084 | 280947.709
9 | 10 | 14 | 127407.199 | 189363.348 | 250137.221 | 281769.415 | 267527.887
9 | 10 | 15 | 53128.835 | 109949.244 | 186674.257 | 233773.92 | 233902.437
9 | 10 | 16 | 10236.63 | 28075.879 | 102080.124 | 164100.712 | 177269.817
9 | 10 | 17 | 5316.366 | 5316.366 | 19211.606 | 61222.398 | 66264.53
9 | 10 | 18 | 0 | 0 | 0 | 0 | 0
9 | 10 | 19 | 0 | 0 | 0 | 0 | 0
9 | 10 | 20 | 0 | 0 | 0 | 0 | 0
9 | 10 | 21 | 0 | 0 | 0 | 0 | 0
9 | 10 | 22 | 0 | 0 | 0 | 0 | 0
9 | 10 | 23 | 0 | 0 | 0 | 0 | 0
9 | 11 | 0 | 0 | 0 | 0 | 0 | 0
9 | 11 | 1 | 0 | 0 | 0 | 0 | 0
9 | 11 | 2 | 0 | 0 | 0 | 0 | 0
9 | 11 | 3 | 0 | 0 | 0 | 0 | 0
9 | 11 | 4 | 0 | 0 | 0 | 0 | 0
9 | 11 | 5 | 0 | 0 | 0 | 0 | 0
9 | 11 | 6 | 93810.45 | 86427.341 | 34520.204 | 8309.27 | 8309.27
9 | 11 | 7 | 185574.639 | 175999.54 | 120454.627 | 45675.873 | 14671.885
9 | 11 | 8 | 235291.196 | 238666.993 | 196990.155 | 126694.95 | 68417.814
9 | 11 | 9 | 259902.646 | 276437.992 | 251267.603 | 197225.595 | 140233.197
9 | 11 | 10 | 266036.842 | 294582.065 | 287019.091 | 247165.495 | 196548.044
9 | 11 | 11 | 254416.321 | 293130.358 | 303403.981 | 280002.644 | 235092.606
9 | 11 | 12 | 226404.297 | 273166.02 | 300851.378 | 294906.114 | 258356.934
9 | 11 | 13 | 182744.346 | 233997.255 | 277459.093 | 289358.886 | 263656.75
9 | 11 | 14 | 120326.532 | 178328.335 | 234413.322 | 263265.638 | 250026.966
9 | 11 | 15 | 49127.62 | 102761.499 | 174810.525 | 218526.123 | 218406.454
9 | 11 | 16 | 10880.061 | 26736.88 | 94560.977 | 151308.894 | 163118.337
9 | 11 | 17 | 6089.269 | 6089.269 | 17420.205 | 51361.336 | 55871.866
9 | 11 | 18 | 0 | 0 | 0 | 0 | 0
9 | 11 | 19 | 0 | 0 | 0 | 0 | 0
9 | 11 | 20 | 0 | 0 | 0 | 0 | 0
9 | 11 | 21 | 0 | 0 | 0 | 0 | 0
9 | 11 | 22 | 0 | 0 | 0 | 0 | 0
9 | 11 | 23 | 0 | 0 | 0 | 0 | 0
9 | 12 | 0 | 0 | 0 | 0 | 0 | 0
9 | 12 | 1 | 0 | 0 | 0 | 0 | 0
9 | 12 | 2 | 0 | 0 | 0 | 0 | 0
9 | 12 | 3 | 0 | 0 | 0 | 0 | 0
9 | 12 | 4 | 0 | 0 | 0 | 0 | 0
9 | 12 | 5 | 0 | 0 | 0 | 0 | 0
9 | 12 | 6 | 85813.709 | 79924.315 | 33082.836 | 9483.689 | 9483.689
9 | 12 | 7 | 180686.019 | 171592.349 | 117305.715 | 44846.784 | 14893.725
9 | 12 | 8 | 232053.924 | 235831.16 | 194612.497 | 125319.013 | 68175.847
9 | 12 | 9 | 259790.599 | 277327.997 | 251538.732 | 195998.344 | 137743.466
9 | 12 | 10 | 265064.417 | 294511.173 | 287043.456 | 246575.455 | 195400.87
9 | 12 | 11 | 252813.441 | 292465.125 | 303190.726 | 279319.926 | 233654.336
9 | 12 | 12 | 223111.16 | 270052.172 | 298073.402 | 292061.338 | 255181.169
9 | 12 | 13 | 178301.142 | 230101.093 | 274264.551 | 286320.212 | 259976.715
9 | 12 | 14 | 116099.507 | 173158.117 | 228657.643 | 257238.373 | 243844.168
9 | 12 | 15 | 48096.175 | 98538.263 | 166754.016 | 208294.653 | 207952.443
9 | 12 | 16 | 14301.92 | 27832.075 | 87699.171 | 138139.519 | 148496.006
9 | 12 | 17 | 6729.855 | 6729.855 | 15546.466 | 41401.518 | 45380.735
9 | 12 | 18 | 0 | 0 | 0 | 0 | 0
9 | 12 | 19 | 0 | 0 | 0 | 0 | 0
9 | 12 | 20 | 0 | 0 | 0 | 0 | 0
9 | 12 | 21 | 0 | 0 | 0 | 0 | 0
9 | 12 | 22 | 0 | 0 | 0 | 0 | 0
9 | 12 | 23 | 0 | 0 | 0 | 0 | 0
9 | 13 | 0 | 0 | 0 | 0 | 0 | 0
9 | 13 | 1 | 0 | 0 | 0 | 0 | 0
9 | 13 | 2 | 0 | 0 | 0 | 0 | 0
9 | 13 | 3 | 0 | 0 | 0 | 0 | 0
9 | 13 | 4 | 0 | 0 | 0 | 0 | 0
9 | 13 | 5 | 0 | 0 | 0 | 0 | 0
9 | 13 | 6 | 31895.22 | 30108.543 | 19401.239 | 13345.795 | 13345.795
9 | 13 | 7 | 135867.871 | 129844.686 | 93012.231 | 44506.394 | 23806.066
9 | 13 | 8 | 114991.618 | 116288.728 | 103713.476 | 83560.516 | 67601.313
9 | 13 | 9 | 177931.75 | 187287.59 | 174000.042 | 145514.155 | 116618.976
9 | 13 | 10 | 207561.799 | 226373.083 | 221807.094 | 196373.046 | 164439.458
9 | 13 | 11 | 156341.51 | 170897.906 | 174938.395 | 166163.384 | 149585.717
9 | 13 | 12 | 133067.551 | 145436.369 | 152985.782 | 151360.339 | 141493.919
9 | 13 | 13 | 134507.093 | 155760.826 | 174252.638 | 179334.522 | 168130.171
9 | 13 | 14 | 96959.43 | 116838.294 | 137408.316 | 148191.317 | 143015.358
9 | 13 | 15 | 33014.202 | 33418.507 | 33984.871 | 34381.519 | 34375.978
9 | 13 | 16 | 29054.079 | 31348.505 | 39089.537 | 45730.11 | 47162.227
9 | 13 | 17 | 8230.472 | 8230.472 | 11230.57 | 19408.665 | 21123.858
9 | 13 | 18 | 0 | 0 | 0 | 0 | 0
9 | 13 | 19 | 0 | 0 | 0 | 0 | 0
9 | 13 | 20 | 0 | 0 | 0 | 0 | 0
9 | 13 | 21 | 0 | 0 | 0 | 0 | 0
9 | 13 | 22 | 0 | 0 | 0 | 0 | 0
9 | 13 | 23 | 0 | 0 | 0 | 0 | 0
9 | 14 | 0 | 0 | 0 | 0 | 0 | 0
9 | 14 | 1 | 0 | 0 | 0 | 0 | 0
9 | 14 | 2 | 0 | 0 | 0 | 0 | 0
9 | 14 | 3 | 0 | 0 | 0 | 0 | 0
9 | 14 | 4 | 0 | 0 | 0 | 0 | 0
9 | 14 | 5 | 0 | 0 | 0 | 0 | 0
9 | 14 | 6 | 13449.762 | 13227.613 | 12597.114 | 12116.707 | 12116.707
9 | 14 | 7 | 77277.276 | 75019.918 | 60964.1 | 42765.32 | 34289.023
9 | 14 | 8 | 101670.072 | 102723.287 | 93479.739 | 78577.399 | 66729.478
9 | 14 | 9 | 175116.952 | 184467.307 | 171615.822 | 143768.433 | 115370.124
9 | 14 | 10 | 230251.483 | 254386.383 | 248812.75 | 216530.037 | 175561.542
9 | 14 | 11 | 241561.567 | 279225.141 | 289682.656 | 267365.172 | 224308.41
9 | 14 | 12 | 200804.431 | 239372.111 | 262576.167 | 257619.238 | 227188.133
9 | 14 | 13 | 167856.558 | 212789.157 | 251254.957 | 261648.862 | 238383.915
9 | 14 | 14 | 101642.566 | 126325.146 | 151354.469 | 164384.081 | 158010.26
9 | 14 | 15 | 50604.019 | 92923.871 | 150932.413 | 186501.465 | 185811.09
9 | 14 | 16 | 11682.29 | 25027.376 | 95879.186 | 156279.367 | 168131.54
9 | 14 | 17 | 5296.934 | 5296.934 | 14816.517 | 44144.626 | 48358.409
9 | 14 | 18 | 0 | 0 | 0 | 0 | 0
9 | 14 | 19 | 0 | 0 | 0 | 0 | 0
9 | 14 | 20 | 0 | 0 | 0 | 0 | 0
9 | 14 | 21 | 0 | 0 | 0 | 0 | 0
9 | 14 | 22 | 0 | 0 | 0 | 0 | 0
9 | 14 | 23 | 0 | 0 | 0 | 0 | 0
9 | 15 | 0 | 0 | 0 | 0 | 0 | 0
9 | 15 | 1 | 0 | 0 | 0 | 0 | 0
9 | 15 | 2 | 0 | 0 | 0 | 0 | 0
9 | 15 | 3 | 0 | 0 | 0 | 0 | 0
9 | 15 | 4 | 0 | 0 | 0 | 0 | 0
9 | 15 | 5 | 0 | 0 | 0 | 0 | 0
9 | 15 | 6 | 15641.472 | 15276.08 | 13994.252 | 13097.612 | 13097.612
9 | 15 | 7 | 38520.488 | 38223.412 | 36353.134 | 33977.225 | 32660.202
9 | 15 | 8 | 72296.998 | 72869.777 | 68283.452 | 60995.837 | 55274.189
9 | 15 | 9 | 140226.681 | 146419.007 | 138180.538 | 120163.265 | 101884.699
9 | 15 | 10 | 178438.173 | 193481.466 | 190171.157 | 170315.338 | 145083.207
9 | 15 | 11 | 189659.29 | 212887.135 | 219429.558 | 205754.094 | 179321.089
9 | 15 | 12 | 215804.86 | 261906.802 | 289066.522 | 283321.975 | 247511.115
9 | 15 | 13 | 173163.942 | 223390.549 | 265397.069 | 276507.541 | 251228.473
9 | 15 | 14 | 111349.281 | 168895.765 | 223330.993 | 250694.942 | 237125.676
9 | 15 | 15 | 46118.925 | 95537.064 | 162497.709 | 202449.899 | 201457.456
9 | 15 | 16 | 16308.481 | 26861.093 | 82790.966 | 130567.655 | 139823.49
9 | 15 | 17 | 6049.47 | 6049.47 | 12493.617 | 31516.3 | 35021.148
9 | 15 | 18 | 0 | 0 | 0 | 0 | 0
9 | 15 | 19 | 0 | 0 | 0 | 0 | 0
9 | 15 | 20 | 0 | 0 | 0 | 0 | 0
9 | 15 | 21 | 0 | 0 | 0 | 0 | 0
9 | 15 | 22 | 0 | 0 | 0 | 0 | 0
9 | 15 | 23 | 0 | 0 | 0 | 0 | 0
9 | 16 | 0 | 0 | 0 | 0 | 0 | 0
9 | 16 | 1 | 0 | 0 | 0 | 0 | 0
9 | 16 | 2 | 0 | 0 | 0 | 0 | 0
9 | 16 | 3 | 0 | 0 | 0 | 0 | 0
9 | 16 | 4 | 0 | 0 | 0 | 0 | 0
9 | 16 | 5 | 0 | 0 | 0 | 0 | 0
9 | 16 | 6 | 37261.276 | 34978.762 | 20197.975 | 11685.539 | 11685.539
9 | 16 | 7 | 164630.977 | 157820.612 | 109735.643 | 44558.203 | 18212.844
9 | 16 | 8 | 217221.048 | 222260.378 | 184713.635 | 119430.487 | 64429.714
9 | 16 | 9 | 244127.32 | 261903.43 | 238956.795 | 186924.247 | 130281.485
9 | 16 | 10 | 249969.884 | 278819.757 | 272825.635 | 234974.098 | 185502.164
9 | 16 | 11 | 199320.454 | 226802.663 | 234616.271 | 218593.851 | 187382.046
9 | 16 | 12 | 173433.645 | 201803.892 | 218867.137 | 215246.281 | 192895.269
9 | 16 | 13 | 119455.337 | 137416.168 | 152914.771 | 157072.249 | 147551.038
9 | 16 | 14 | 73897.34 | 82402.917 | 91323.217 | 95945.547 | 93595.128
9 | 16 | 15 | 44120.633 | 92656.142 | 158579.08 | 197666.517 | 196477.241
9 | 16 | 16 | 16087.816 | 25657.59 | 80024.322 | 126695.659 | 135548.796
9 | 16 | 17 | 0 | 0 | 0 | 0 | 0
9 | 16 | 18 | 0 | 0 | 0 | 0 | 0
9 | 16 | 19 | 0 | 0 | 0 | 0 | 0
9 | 16 | 20 | 0 | 0 | 0 | 0 | 0
9 | 16 | 21 | 0 | 0 | 0 | 0 | 0
9 | 16 | 22 | 0 | 0 | 0 | 0 | 0
9 | 16 | 23 | 0 | 0 | 0 | 0 | 0
9 | 17 | 0 | 0 | 0 | 0 | 0 | 0
9 | 17 | 1 | 0 | 0 | 0 | 0 | 0
9 | 17 | 2 | 0 | 0 | 0 | 0 | 0
9 | 17 | 3 | 0 | 0 | 0 | 0 | 0
9 | 17 | 4 | 0 | 0 | 0 | 0 | 0
9 | 17 | 5 | 0 | 0 | 0 | 0 | 0
9 | 17 | 6 | 4692.918 | 4692.918 | 4692.918 | 4692.918 | 4692.918
9 | 17 | 7 | 34171.134 | 33998.766 | 32831.642 | 31353.943 | 30431.214
9 | 17 | 8 | 31824.711 | 31855.032 | 31648.943 | 31327.184 | 31078.242
9 | 17 | 9 | 51943.887 | 52317.258 | 51851.435 | 50819.079 | 49811.734
9 | 17 | 10 | 43189.87 | 43430.844 | 43382.71 | 43073.664 | 42684.739
9 | 17 | 11 | 59429.118 | 60451.257 | 60750.311 | 60151.197 | 59004.694
9 | 17 | 12 | 149223.658 | 168694.441 | 180542.886 | 178027.537 | 162567.995
9 | 17 | 13 | 58852.486 | 60343.059 | 61641.732 | 61990.029 | 61184.083
9 | 17 | 14 | 85647.305 | 99300.573 | 113217.271 | 120379.087 | 116670.657
9 | 17 | 15 | 7713.174 | 7713.174 | 7713.174 | 7713.174 | 7713.174
9 | 17 | 16 | 3213.588 | 3213.588 | 3213.588 | 3213.588 | 3213.588
9 | 17 | 17 | 0 | 0 | 0 | 0 | 0
9 | 17 | 18 | 0 | 0 | 0 | 0 | 0
9 | 17 | 19 | 0 | 0 | 0 | 0 | 0
9 | 17 | 20 | 0 | 0 | 0 | 0 | 0
9 | 17 | 21 | 0 | 0 | 0 | 0 | 0
9 | 17 | 22 | 0 | 0 | 0 | 0 | 0
9 | 17 | 23 | 0 | 0 | 0 | 0 | 0
9 | 18 | 0 | 0 | 0 | 0 | 0 | 0
9 | 18 | 1 | 0 | 0 | 0 | 0 | 0
9 | 18 | 2 | 0 | 0 | 0 | 0 | 0
9 | 18 | 3 | 0 | 0 | 0 | 0 | 0
9 | 18 | 4 | 0 | 0 | 0 | 0 | 0
9 | 18 | 5 | 0 | 0 | 0 | 0 | 0
9 | 18 | 6 | 3423.243 | 3423.243 | 3423.243 | 3423.243 | 3423.243
9 | 18 | 7 | 61511.66 | 60296.343 | 51179.17 | 39177.367 | 33636.644
9 | 18 | 8 | 154910.678 | 158386.828 | 136324.696 | 98591.715 | 67339.363
9 | 18 | 9 | 177924.611 | 188859.006 | 175627.389 | 145578.59 | 113855.448
9 | 18 | 10 | 196607.904 | 215875.933 | 212246.932 | 187712.649 | 156105.639
9 | 18 | 11 | 177382.44 | 199417.931 | 205872.609 | 193154.048 | 168383.551
9 | 18 | 12 | 136037.818 | 152772.34 | 162978.275 | 160816.87 | 147516.506
9 | 18 | 13 | 90512.374 | 98735.788 | 105854.613 | 107745.759 | 103312.909
9 | 18 | 14 | 69076.145 | 76318.517 | 83932.325 | 87845.297 | 85780.551
9 | 18 | 15 | 46323.526 | 49488.116 | 53887.777 | 56727.146 | 56606.89
9 | 18 | 16 | 14331.575 | 14331.575 | 14331.575 | 14331.575 | 14331.575
9 | 18 | 17 | 4338.359 | 4338.359 | 4478.719 | 4837.355 | 4973.719
9 | 18 | 18 | 0 | 0 | 0 | 0 | 0
9 | 18 | 19 | 0 | 0 | 0 | 0 | 0
9 | 18 | 20 | 0 | 0 | 0 | 0 | 0
9 | 18 | 21 | 0 | 0 | 0 | 0 | 0
9 | 18 | 22 | 0 | 0 | 0 | 0 | 0
9 | 18 | 23 | 0 | 0 | 0 | 0 | 0
9 | 19 | 0 | 0 | 0 | 0 | 0 | 0
9 | 19 | 1 | 0 | 0 | 0 | 0 | 0
9 | 19 | 2 | 0 | 0 | 0 | 0 | 0
9 | 19 | 3 | 0 | 0 | 0 | 0 | 0
9 | 19 | 4 | 0 | 0 | 0 | 0 | 0
9 | 19 | 5 | 0 | 0 | 0 | 0 | 0
9 | 19 | 6 | 0 | 0 | 0 | 0 | 0
9 | 19 | 7 | 8498.626 | 8498.626 | 8498.626 | 8498.626 | 8498.626
9 | 19 | 8 | 20906.935 | 20906.935 | 20906.935 | 20906.935 | 20906.935
9 | 19 | 9 | 57627.525 | 58202.558 | 57528.404 | 56000.074 | 54478.114
9 | 19 | 10 | 10298.43 | 10298.43 | 10298.43 | 10298.43 | 10298.43
9 | 19 | 11 | 38652.244 | 38854.607 | 38915.115 | 38798.314 | 38572.64
9 | 19 | 12 | 32474.941 | 32581.26 | 32646.653 | 32632.81 | 32547.84
9 | 19 | 13 | 37150.496 | 37406.303 | 37628.752 | 37687.512 | 37548.15
9 | 19 | 14 | 63041.37 | 66485.367 | 70085.082 | 71927.193 | 70937.234
9 | 19 | 15 | 29474.46 | 29807.242 | 30262.998 | 30574.741 | 30559.742
9 | 19 | 16 | 14974.292 | 14976.391 | 14983.433 | 14989.252 | 14990.438
9 | 19 | 17 | 475.81 | 475.81 | 475.81 | 475.81 | 475.81
9 | 19 | 18 | 0 | 0 | 0 | 0 | 0
9 | 19 | 19 | 0 | 0 | 0 | 0 | 0
9 | 19 | 20 | 0 | 0 | 0 | 0 | 0
9 | 19 | 21 | 0 | 0 | 0 | 0 | 0
9 | 19 | 22 | 0 | 0 | 0 | 0 | 0
9 | 19 | 23 | 0 | 0 | 0 | 0 | 0
9 | 20 | 0 | 0 | 0 | 0 | 0 | 0
9 | 20 | 1 | 0 | 0 | 0 | 0 | 0
9 | 20 | 2 | 0 | 0 | 0 | 0 | 0
9 | 20 | 3 | 0 | 0 | 0 | 0 | 0
9 | 20 | 4 | 0 | 0 | 0 | 0 | 0
9 | 20 | 5 | 0 | 0 | 0 | 0 | 0
9 | 20 | 6 | 71568.993 | 67850.963 | 28929.876 | 7350.516 | 7350.516
9 | 20 | 7 | 176960.623 | 170661.703 | 115592.508 | 39861.958 | 11663.545
9 | 20 | 8 | 228744.173 | 236084.492 | 195183.656 | 121806.951 | 59136.627
9 | 20 | 9 | 256841.988 | 278441.037 | 253855.7 | 195832.177 | 131058.026
9 | 20 | 10 | 260757.397 | 294424.697 | 288782.512 | 246736.074 | 191133.049
9 | 20 | 11 | 247759.269 | 291911.159 | 304951.034 | 280107.818 | 230465.592
9 | 20 | 12 | 216038.722 | 268237.801 | 299350.343 | 292847.48 | 252083.291
9 | 20 | 13 | 168170.598 | 224532.414 | 270963.38 | 282852.912 | 254106.979
9 | 20 | 14 | 103301.248 | 164737.923 | 222002.859 | 250123.953 | 234819.506
9 | 20 | 15 | 47546.428 | 76023.061 | 115723.764 | 139523.308 | 138249.564
9 | 20 | 16 | 23621.446 | 24782.009 | 30517.293 | 35453.86 | 36380.285
9 | 20 | 17 | 3162.526 | 3162.526 | 4396.309 | 8213.844 | 9103.229
9 | 20 | 18 | 0 | 0 | 0 | 0 | 0
9 | 20 | 19 | 0 | 0 | 0 | 0 | 0
9 | 20 | 20 | 0 | 0 | 0 | 0 | 0
9 | 20 | 21 | 0 | 0 | 0 | 0 | 0
9 | 20 | 22 | 0 | 0 | 0 | 0 | 0
9 | 20 | 23 | 0 | 0 | 0 | 0 | 0
9 | 21 | 0 | 0 | 0 | 0 | 0 | 0
9 | 21 | 1 | 0 | 0 | 0 | 0 | 0
9 | 21 | 2 | 0 | 0 | 0 | 0 | 0
9 | 21 | 3 | 0 | 0 | 0 | 0 | 0
9 | 21 | 4 | 0 | 0 | 0 | 0 | 0
9 | 21 | 5 | 0 | 0 | 0 | 0 | 0
9 | 21 | 6 | 1064.288 | 1064.288 | 1064.288 | 1064.288 | 1064.288
9 | 21 | 7 | 53019.575 | 52241.873 | 45362.77 | 36232.846 | 31983.582
9 | 21 | 8 | 28741.747 | 28766.749 | 28637.25 | 28429.129 | 28264.307
9 | 21 | 9 | 65315.516 | 66219.762 | 65222.302 | 62906.884 | 60556.354
9 | 21 | 10 | 92645.632 | 96767.055 | 96108.733 | 91053.937 | 84552.84
9 | 21 | 11 | 158025.092 | 175472 | 180762.166 | 170893.034 | 151485.308
9 | 21 | 12 | 102478.555 | 110787.287 | 115887.933 | 114814.884 | 108190.709
9 | 21 | 13 | 47790.267 | 48543.798 | 49195.577 | 49365.094 | 48953.033
9 | 21 | 14 | 101410.007 | 167104.24 | 228312.851 | 258196.737 | 241638.063
9 | 21 | 15 | 34595.924 | 87745.316 | 161939.963 | 204652.359 | 202136.214
9 | 21 | 16 | 11970.217 | 18439.161 | 76896.28 | 128892.623 | 137664.728
9 | 21 | 17 | 1964.801 | 1964.801 | 4721.477 | 13734.15 | 15495.307
9 | 21 | 18 | 0 | 0 | 0 | 0 | 0
9 | 21 | 19 | 0 | 0 | 0 | 0 | 0
9 | 21 | 20 | 0 | 0 | 0 | 0 | 0
9 | 21 | 21 | 0 | 0 | 0 | 0 | 0
9 | 21 | 22 | 0 | 0 | 0 | 0 | 0
9 | 21 | 23 | 0 | 0 | 0 | 0 | 0
9 | 22 | 0 | 0 | 0 | 0 | 0 | 0
9 | 22 | 1 | 0 | 0 | 0 | 0 | 0
9 | 22 | 2 | 0 | 0 | 0 | 0 | 0
9 | 22 | 3 | 0 | 0 | 0 | 0 | 0
9 | 22 | 4 | 0 | 0 | 0 | 0 | 0
9 | 22 | 5 | 0 | 0 | 0 | 0 | 0
9 | 22 | 6 | 61325.036 | 58065.599 | 26472.423 | 8065.329 | 8065.329
9 | 22 | 7 | 165030.553 | 159949.783 | 109379.809 | 39005.529 | 13357.023
9 | 22 | 8 | 216675.777 | 224317.126 | 186557.14 | 117190.167 | 57057.511
9 | 22 | 9 | 244190.424 | 265325.558 | 242686.154 | 187754.768 | 125203.833
9 | 22 | 10 | 250088.29 | 282875.309 | 278005.81 | 237934.429 | 184149.194
9 | 22 | 11 | 210005.105 | 244388.255 | 254778.757 | 235674.471 | 197304.963
9 | 22 | 12 | 190204.699 | 232271.279 | 257450.285 | 252209.052 | 219292.93
9 | 22 | 13 | 162583.806 | 219723.166 | 266103.664 | 277769.191 | 248836.589
9 | 22 | 14 | 98350.144 | 160977.052 | 219087.736 | 247150.609 | 231334.949
9 | 22 | 15 | 45923.623 | 75940.261 | 118092.716 | 142980.929 | 141361.898
9 | 22 | 16 | 12230.43 | 17415.515 | 67696.028 | 112712.034 | 120150.505
9 | 22 | 17 | 1645.387 | 1645.387 | 3454.801 | 9338.744 | 10765.681
9 | 22 | 18 | 0 | 0 | 0 | 0 | 0
9 | 22 | 19 | 0 | 0 | 0 | 0 | 0
9 | 22 | 20 | 0 | 0 | 0 | 0 | 0
9 | 22 | 21 | 0 | 0 | 0 | 0 | 0
9 | 22 | 22 | 0 | 0 | 0 | 0 | 0
9 | 22 | 23 | 0 | 0 | 0 | 0 | 0
9 | 23 | 0 | 0 | 0 | 0 | 0 | 0
9 | 23 | 1 | 0 | 0 | 0 | 0 | 0
9 | 23 | 2 | 0 | 0 | 0 | 0 | 0
9 | 23 | 3 | 0 | 0 | 0 | 0 | 0
9 | 23 | 4 | 0 | 0 | 0 | 0 | 0
9 | 23 | 5 | 0 | 0 | 0 | 0 | 0
9 | 23 | 6 | 2465.396 | 2465.396 | 2465.396 | 2465.396 | 2465.396
9 | 23 | 7 | 18388.509 | 18383.53 | 18335.366 | 18272.237 | 18234.733
9 | 23 | 8 | 52544.655 | 52873.315 | 51357.506 | 48820.03 | 46756.001
9 | 23 | 9 | 89603.777 | 92615.441 | 89485.909 | 82031.814 | 74313.072
9 | 23 | 10 | 102096.683 | 107329.621 | 106590.893 | 100307.713 | 92131.636
9 | 23 | 11 | 31595.635 | 31679.509 | 31705.594 | 31658.609 | 31566.079
9 | 23 | 12 | 3903.236 | 3903.236 | 3903.236 | 3903.236 | 3903.236
9 | 23 | 13 | 97210.915 | 108207.106 | 117559.227 | 119948.974 | 113991.925
9 | 23 | 14 | 51215.816 | 52811.072 | 54515.732 | 55370.114 | 54877.722
9 | 23 | 15 | 16504.399 | 16504.399 | 16504.399 | 16504.399 | 16504.399
9 | 23 | 16 | 8663.55 | 8663.55 | 8663.55 | 8663.55 | 8663.55
9 | 23 | 17 | 1453.101 | 1453.101 | 3439.113 | 10079.57 | 11525.734
9 | 23 | 18 | 0 | 0 | 0 | 0 | 0
9 | 23 | 19 | 0 | 0 | 0 | 0 | 0
9 | 23 | 20 | 0 | 0 | 0 | 0 | 0
9 | 23 | 21 | 0 | 0 | 0 | 0 | 0
9 | 23 | 22 | 0 | 0 | 0 | 0 | 0
9 | 23 | 23 | 0 | 0 | 0 | 0 | 0
9 | 24 | 0 | 0 | 0 | 0 | 0 | 0
9 | 24 | 1 | 0 | 0 | 0 | 0 | 0
9 | 24 | 2 | 0 | 0 | 0 | 0 | 0
9 | 24 | 3 | 0 | 0 | 0 | 0 | 0
9 | 24 | 4 | 0 | 0 | 0 | 0 | 0
9 | 24 | 5 | 0 | 0 | 0 | 0 | 0
9 | 24 | 6 | 67027.486 | 63620.921 | 28566.667 | 7536.508 | 7536.508
9 | 24 | 7 | 186562.095 | 181456.905 | 122647.826 | 40898.408 | 13049.433
9 | 24 | 8 | 245614.028 | 255715.458 | 211214.036 | 128988.879 | 58022.426
9 | 24 | 9 | 274218.355 | 299855.183 | 273986.779 | 210269.342 | 137318.774
9 | 24 | 10 | 280205.687 | 320078.045 | 314851.011 | 267259.57 | 203360.955
9 | 24 | 11 | 146086.523 | 161716.984 | 166602.667 | 157938.235 | 140708.938
9 | 24 | 12 | 229240.181 | 289183.236 | 325093.288 | 317652.661 | 270761.8
9 | 24 | 13 | 176777.954 | 243363.693 | 297287.249 | 310717.518 | 276636.037
9 | 24 | 14 | 54886.531 | 57096.025 | 59422.653 | 60580.637 | 59901.858
9 | 24 | 15 | 28786.766 | 89689.582 | 176795.877 | 226122.447 | 222353.221
9 | 24 | 16 | 23108.983 | 24184.428 | 33150.504 | 41125.615 | 42472.407
9 | 24 | 17 | 1000.564 | 1000.564 | 3341.054 | 11284.971 | 12781.765
9 | 24 | 18 | 0 | 0 | 0 | 0 | 0
9 | 24 | 19 | 0 | 0 | 0 | 0 | 0
9 | 24 | 20 | 0 | 0 | 0 | 0 | 0
9 | 24 | 21 | 0 | 0 | 0 | 0 | 0
9 | 24 | 22 | 0 | 0 | 0 | 0 | 0
9 | 24 | 23 | 0 | 0 | 0 | 0 | 0
9 | 25 | 0 | 0 | 0 | 0 | 0 | 0
9 | 25 | 1 | 0 | 0 | 0 | 0 | 0
9 | 25 | 2 | 0 | 0 | 0 | 0 | 0
9 | 25 | 3 | 0 | 0 | 0 | 0 | 0
9 | 25 | 4 | 0 | 0 | 0 | 0 | 0
9 | 25 | 5 | 0 | 0 | 0 | 0 | 0
9 | 25 | 6 | 70638.973 | 67143.992 | 29255.584 | 6133.637 | 6133.637
9 | 25 | 7 | 190916.746 | 186057.619 | 125009.271 | 39572.776 | 11154.701
9 | 25 | 8 | 245736.524 | 256280.191 | 212174.609 | 129688.417 | 58080.595
9 | 25 | 9 | 274233.236 | 300534.476 | 274763.906 | 210434.355 | 136088.956
9 | 25 | 10 | 279659.158 | 320104.838 | 315154.008 | 267373.222 | 202769.208
9 | 25 | 11 | 263653.77 | 315796.815 | 331945.359 | 303666.594 | 245905.413
9 | 25 | 12 | 227977.214 | 288159.852 | 324131.043 | 316699.257 | 269717.979
9 | 25 | 13 | 173871.08 | 240417.072 | 293846.965 | 307025.118 | 273147.533
9 | 25 | 14 | 100881.97 | 174381.009 | 242394.687 | 274601.484 | 255483.611
9 | 25 | 15 | 42641.536 | 72055.757 | 114201.956 | 138809.758 | 136772.414
9 | 25 | 16 | 7890.505 | 11856.284 | 74167.338 | 131587.489 | 140644.819
9 | 25 | 17 | 633.844 | 633.844 | 2577.865 | 9199.691 | 10507.289
9 | 25 | 18 | 0 | 0 | 0 | 0 | 0
9 | 25 | 19 | 0 | 0 | 0 | 0 | 0
9 | 25 | 20 | 0 | 0 | 0 | 0 | 0
9 | 25 | 21 | 0 | 0 | 0 | 0 | 0
9 | 25 | 22 | 0 | 0 | 0 | 0 | 0
9 | 25 | 23 | 0 | 0 | 0 | 0 | 0
9 | 26 | 0 | 0 | 0 | 0 | 0 | 0
9 | 26 | 1 | 0 | 0 | 0 | 0 | 0
9 | 26 | 2 | 0 | 0 | 0 | 0 | 0
9 | 26 | 3 | 0 | 0 | 0 | 0 | 0
9 | 26 | 4 | 0 | 0 | 0 | 0 | 0
9 | 26 | 5 | 0 | 0 | 0 | 0 | 0
9 | 26 | 6 | 40225.322 | 37759.343 | 19410.319 | 7578.439 | 7578.439
9 | 26 | 7 | 109645.356 | 107511.122 | 78725.109 | 39079.346 | 24968.595
9 | 26 | 8 | 168959.267 | 175629.803 | 149194.615 | 100855.007 | 59563.45
9 | 26 | 9 | 207596.139 | 226018.069 | 208483.119 | 164583.58 | 114970.286
9 | 26 | 10 | 162835.348 | 178304.016 | 176525.329 | 158507.382 | 134592.389
9 | 26 | 11 | 217049.427 | 256806.361 | 269303.12 | 247782.87 | 203974.964
9 | 26 | 12 | 174979.333 | 212849.357 | 235804.919 | 231050.421 | 201197.215
9 | 26 | 13 | 161088.767 | 224101.736 | 274525.889 | 286878.607 | 254739.132
9 | 26 | 14 | 92837.494 | 162277.527 | 226717.354 | 257066.142 | 238741.427
9 | 26 | 15 | 24775.141 | 80088.465 | 160204.518 | 205169.388 | 201217.382
9 | 26 | 16 | 9219.391 | 12515.473 | 71678.83 | 126781.31 | 135419.061
9 | 26 | 17 | 784.585 | 784.585 | 1759.803 | 4822.383 | 5123.204
9 | 26 | 18 | 0 | 0 | 0 | 0 | 0
9 | 26 | 19 | 0 | 0 | 0 | 0 | 0
9 | 26 | 20 | 0 | 0 | 0 | 0 | 0
9 | 26 | 21 | 0 | 0 | 0 | 0 | 0
9 | 26 | 22 | 0 | 0 | 0 | 0 | 0
9 | 26 | 23 | 0 | 0 | 0 | 0 | 0
9 | 27 | 0 | 0 | 0 | 0 | 0 | 0
9 | 27 | 1 | 0 | 0 | 0 | 0 | 0
9 | 27 | 2 | 0 | 0 | 0 | 0 | 0
9 | 27 | 3 | 0 | 0 | 0 | 0 | 0
9 | 27 | 4 | 0 | 0 | 0 | 0 | 0
9 | 27 | 5 | 0 | 0 | 0 | 0 | 0
9 | 27 | 6 | 57308.386 | 54370.74 | 25120.259 | 6293.437 | 6293.437
9 | 27 | 7 | 170817.009 | 167289.043 | 113363.756 | 37117.585 | 12456.48
9 | 27 | 8 | 226024.396 | 236622.499 | 196361.443 | 119405.931 | 51831.948
9 | 27 | 9 | 251746.137 | 276534.913 | 253615.765 | 194731.102 | 125299.519
9 | 27 | 10 | 257366.414 | 295082.905 | 291096.804 | 247424.478 | 187472.052
9 | 27 | 11 | 242668.931 | 291073.09 | 306249.365 | 280461.311 | 227039.296
9 | 27 | 12 | 210532.134 | 266444.217 | 299695.051 | 292862.01 | 249403.753
9 | 27 | 13 | 159661.311 | 221817.54 | 270912.768 | 282790.104 | 251455.193
9 | 27 | 14 | 91172.719 | 160873.473 | 225210.001 | 255101.383 | 236766.114
9 | 27 | 15 | 25262.293 | 79667.224 | 158409.775 | 202250.211 | 198160.546
9 | 27 | 16 | 10012.599 | 12893.857 | 69221.972 | 121599.099 | 129726.756
9 | 27 | 17 | 810.785 | 810.785 | 1291.454 | 2714.893 | 2858.755
9 | 27 | 18 | 0 | 0 | 0 | 0 | 0
9 | 27 | 19 | 0 | 0 | 0 | 0 | 0
9 | 27 | 20 | 0 | 0 | 0 | 0 | 0
9 | 27 | 21 | 0 | 0 | 0 | 0 | 0
9 | 27 | 22 | 0 | 0 | 0 | 0 | 0
9 | 27 | 23 | 0 | 0 | 0 | 0 | 0
9 | 28 | 0 | 0 | 0 | 0 | 0 | 0
9 | 28 | 1 | 0 | 0 | 0 | 0 | 0
9 | 28 | 2 | 0 | 0 | 0 | 0 | 0
9 | 28 | 3 | 0 | 0 | 0 | 0 | 0
9 | 28 | 4 | 0 | 0 | 0 | 0 | 0
9 | 28 | 5 | 0 | 0 | 0 | 0 | 0
9 | 28 | 6 | 46824.301 | 44222.73 | 22142.875 | 7474.557 | 7474.557
9 | 28 | 7 | 42762.594 | 42472.545 | 37833.695 | 31509.317 | 28678.877
9 | 28 | 8 | 143388.882 | 148963.838 | 128873.52 | 91718.187 | 59849.821
9 | 28 | 9 | 97590.7 | 101714.309 | 98005.9 | 88617.173 | 78522.872
9 | 28 | 10 | 71960.445 | 73672.199 | 73502.5 | 71550.594 | 68958.7
9 | 28 | 11 | 67488.396 | 69208.095 | 69766.142 | 68835.992 | 66961.982
9 | 28 | 12 | 83296.78 | 87149.498 | 89522.767 | 89030.35 | 85959.638
9 | 28 | 13 | 57560.681 | 59321.377 | 60811.553 | 61178.249 | 60206.798
9 | 28 | 14 | 47148.415 | 48426.792 | 49799.572 | 50471.273 | 50050.563
9 | 28 | 15 | 28392.403 | 28857.923 | 29475.224 | 29882.675 | 29841.437
9 | 28 | 16 | 11916.56 | 11916.56 | 11916.56 | 11916.56 | 11916.56
9 | 28 | 17 | 590.292 | 590.292 | 848.317 | 1555.617 | 1629.738
9 | 28 | 18 | 0 | 0 | 0 | 0 | 0
9 | 28 | 19 | 0 | 0 | 0 | 0 | 0
9 | 28 | 20 | 0 | 0 | 0 | 0 | 0
9 | 28 | 21 | 0 | 0 | 0 | 0 | 0
9 | 28 | 22 | 0 | 0 | 0 | 0 | 0
9 | 28 | 23 | 0 | 0 | 0 | 0 | 0
9 | 29 | 0 | 0 | 0 | 0 | 0 | 0
9 | 29 | 1 | 0 | 0 | 0 | 0 | 0
9 | 29 | 2 | 0 | 0 | 0 | 0 | 0
9 | 29 | 3 | 0 | 0 | 0 | 0 | 0
9 | 29 | 4 | 0 | 0 | 0 | 0 | 0
9 | 29 | 5 | 0 | 0 | 0 | 0 | 0
9 | 29 | 6 | 46526.609 | 44071.752 | 22170.939 | 7304.573 | 7304.573
9 | 29 | 7 | 157518.757 | 155013.005 | 106334.78 | 37146.115 | 14994.647
9 | 29 | 8 | 211105.984 | 221577.279 | 185199.624 | 114168.072 | 51042.502
9 | 29 | 9 | 161849.525 | 174412.564 | 163433.774 | 134892.775 | 102338.594
9 | 29 | 10 | 165843.813 | 183812.396 | 182182.701 | 161841.164 | 134160.187
9 | 29 | 11 | 230680.63 | 275863.607 | 290147.165 | 266549.121 | 216809.569
9 | 29 | 12 | 202286.692 | 256013.994 | 287715.083 | 281235.613 | 239734.58
9 | 29 | 13 | 152674.44 | 215121.792 | 263529.24 | 274989.774 | 243932.553
9 | 29 | 14 | 86285.118 | 155121.552 | 218261.099 | 247013.633 | 228798.786
9 | 29 | 15 | 23274.252 | 75624.124 | 152443.531 | 195045.456 | 190596.735
9 | 29 | 16 | 9536.154 | 11456.812 | 65458.62 | 116621.106 | 124405.176
9 | 29 | 17 | 0 | 0 | 332.672 | 1248.212 | 1349.216
9 | 29 | 18 | 0 | 0 | 0 | 0 | 0
9 | 29 | 19 | 0 | 0 | 0 | 0 | 0
9 | 29 | 20 | 0 | 0 | 0 | 0 | 0
9 | 29 | 21 | 0 | 0 | 0 | 0 | 0
9 | 29 | 22 | 0 | 0 | 0 | 0 | 0
9 | 29 | 23 | 0 | 0 | 0 | 0 | 0
9 | 30 | 0 | 0 | 0 | 0 | 0 | 0
9 | 30 | 1 | 0 | 0 | 0 | 0 | 0
9 | 30 | 2 | 0 | 0 | 0 | 0 | 0
9 | 30 | 3 | 0 | 0 | 0 | 0 | 0
9 | 30 | 4 | 0 | 0 | 0 | 0 | 0
9 | 30 | 5 | 0 | 0 | 0 | 0 | 0
9 | 30 | 6 | 47496.023 | 45027.445 | 22049.841 | 6061.067 | 6061.067
9 | 30 | 7 | 159490.342 | 157284.08 | 107126.227 | 34793.493 | 12244.857
9 | 30 | 8 | 132508.422 | 137942.202 | 119993.462 | 86220.57 | 57008.482
9 | 30 | 9 | 241840.96 | 267108.516 | 245654.057 | 188228.33 | 118960.958
9 | 30 | 10 | 246033.539 | 283171.999 | 280108.435 | 238367.445 | 179930.801
9 | 30 | 11 | 233162.871 | 280832.916 | 296093.612 | 271254.646 | 219010.485
9 | 30 | 12 | 202793.804 | 258351.007 | 291339.345 | 284590.412 | 241488.736
9 | 30 | 13 | 151667.991 | 215690.916 | 265395.519 | 277113.547 | 244999.287
9 | 30 | 14 | 84734.567 | 153908.425 | 217649.891 | 246559.69 | 227937.741
9 | 30 | 15 | 21675.714 | 73514.574 | 150155.337 | 192740.352 | 188052.748
9 | 30 | 16 | 10451.294 | 11949.774 | 63001.628 | 111788.347 | 118197.465
9 | 30 | 17 | 0 | 0 | 0 | 0 | 0
9 | 30 | 18 | 0 | 0 | 0 | 0 | 0
9 | 30 | 19 | 0 | 0 | 0 | 0 | 0
9 | 30 | 20 | 0 | 0 | 0 | 0 | 0
9 | 30 | 21 | 0 | 0 | 0 | 0 | 0
9 | 30 | 22 | 0 | 0 | 0 | 0 | 0
9 | 30 | 23 | 0 | 0 | 0 | 0 | 0
10 | 1 | 0 | 0 | 0 | 0 | 0 | 0
10 | 1 | 1 | 0 | 0 | 0 | 0 | 0
10 | 1 | 2 | 0 | 0 | 0 | 0 | 0
10 | 1 | 3 | 0 | 0 | 0 | 0 | 0
10 | 1 | 4 | 0 | 0 | 0 | 0 | 0
10 | 1 | 5 | 0 | 0 | 0 | 0 | 0
10 | 1 | 6 | 45894.014 | 43523.432 | 21827.349 | 6397.999 | 6397.999
10 | 1 | 7 | 160665.704 | 158763.275 | 107820.124 | 35633.055 | 13752.02
10 | 1 | 8 | 218894.447 | 231085.586 | 192357.828 | 116677.429 | 50277.498
10 | 1 | 9 | 251932.553 | 279754.38 | 256764.919 | 195109.025 | 121428.71
10 | 1 | 10 | 78619.346 | 80972.233 | 80792.41 | 78185.073 | 74670.06
10 | 1 | 11 | 82133.99 | 85241.373 | 86272.477 | 84624.253 | 81260.813
10 | 1 | 12 | 210292.563 | 270934.761 | 307339.426 | 299871.66 | 252457.585
10 | 1 | 13 | 157785.819 | 226510.985 | 280261.71 | 292932.436 | 257863.956
10 | 1 | 14 | 85430.796 | 161084.081 | 231653.273 | 263742.736 | 242712.506
10 | 1 | 15 | 20226.552 | 75752.409 | 159994.558 | 207302.829 | 201804.229
10 | 1 | 16 | 8514.119 | 9725.355 | 66337.972 | 121892.63 | 127170.855
10 | 1 | 17 | 0 | 0 | 0 | 0 | 0
10 | 1 | 18 | 0 | 0 | 0 | 0 | 0
10 | 1 | 19 | 0 | 0 | 0 | 0 | 0
10 | 1 | 20 | 0 | 0 | 0 | 0 | 0
10 | 1 | 21 | 0 | 0 | 0 | 0 | 0
10 | 1 | 22 | 0 | 0 | 0 | 0 | 0
10 | 1 | 23 | 0 | 0 | 0 | 0 | 0
10 | 2 | 0 | 0 | 0 | 0 | 0 | 0
10 | 2 | 1 | 0 | 0 | 0 | 0 | 0
10 | 2 | 2 | 0 | 0 | 0 | 0 | 0
10 | 2 | 3 | 0 | 0 | 0 | 0 | 0
10 | 2 | 4 | 0 | 0 | 0 | 0 | 0
10 | 2 | 5 | 0 | 0 | 0 | 0 | 0
10 | 2 | 6 | 46658.917 | 44283.838 | 21880.66 | 5505.204 | 5505.204
10 | 2 | 7 | 169344.947 | 167695.897 | 112741.848 | 34488.796 | 11916.68
10 | 2 | 8 | 227871.453 | 241364.559 | 200186.695 | 118809.371 | 47204.54
10 | 2 | 9 | 255034.042 | 283783.778 | 260670.267 | 197927.314 | 122231.605
10 | 2 | 10 | 261123.334 | 303978.519 | 301042.607 | 253857.699 | 187763.387
10 | 2 | 11 | 246754.908 | 301420.101 | 319326.674 | 290994.087 | 231556.34
10 | 2 | 12 | 211788.53 | 274630.511 | 312362.539 | 304626.2 | 255490.369
10 | 2 | 13 | 157207.667 | 228133.831 | 283317.132 | 296219.588 | 260055.39
10 | 2 | 14 | 83496.207 | 160012.027 | 231425.089 | 263661.437 | 242194.094
10 | 2 | 15 | 19443.353 | 73886.25 | 157459.431 | 204421.651 | 198696.126
10 | 2 | 16 | 9135.654 | 10007.82 | 63504.19 | 116595.844 | 119722.538
10 | 2 | 17 | 0 | 0 | 0 | 0 | 0
10 | 2 | 18 | 0 | 0 | 0 | 0 | 0
10 | 2 | 19 | 0 | 0 | 0 | 0 | 0
10 | 2 | 20 | 0 | 0 | 0 | 0 | 0
10 | 2 | 21 | 0 | 0 | 0 | 0 | 0
10 | 2 | 22 | 0 | 0 | 0 | 0 | 0
10 | 2 | 23 | 0 | 0 | 0 | 0 | 0
10 | 3 | 0 | 0 | 0 | 0 | 0 | 0
10 | 3 | 1 | 0 | 0 | 0 | 0 | 0
10 | 3 | 2 | 0 | 0 | 0 | 0 | 0
10 | 3 | 3 | 0 | 0 | 0 | 0 | 0
10 | 3 | 4 | 0 | 0 | 0 | 0 | 0
10 | 3 | 5 | 0 | 0 | 0 | 0 | 0
10 | 3 | 6 | 42115.833 | 39910.704 | 19738.179 | 4593.714 | 4593.714
10 | 3 | 7 | 142322.092 | 141280.964 | 96072.511 | 31960.781 | 13189.107
10 | 3 | 8 | 172014.298 | 181577.09 | 153591.154 | 99061.189 | 51546.256
10 | 3 | 9 | 157065.094 | 170348.273 | 159943.98 | 131751.016 | 99396.686
10 | 3 | 10 | 154407.682 | 170576.578 | 169572.071 | 151966.168 | 127737.679
10 | 3 | 11 | 94565.49 | 101284.143 | 103542.632 | 100024.508 | 92781.313
10 | 3 | 12 | 80167.678 | 83984.704 | 86338.361 | 85851.779 | 82809.485
10 | 3 | 13 | 88445.878 | 99770.033 | 109093.295 | 111291.631 | 105087.78
10 | 3 | 14 | 47288.718 | 48839.504 | 50476.405 | 51255.554 | 50726.963
10 | 3 | 15 | 24027.193 | 24279.638 | 24608.671 | 24821.534 | 24793.453
10 | 3 | 16 | 12184.983 | 12197.321 | 12436.295 | 12624.317 | 12651.144
10 | 3 | 17 | 0 | 0 | 0 | 0 | 0
10 | 3 | 18 | 0 | 0 | 0 | 0 | 0
10 | 3 | 19 | 0 | 0 | 0 | 0 | 0
10 | 3 | 20 | 0 | 0 | 0 | 0 | 0
10 | 3 | 21 | 0 | 0 | 0 | 0 | 0
10 | 3 | 22 | 0 | 0 | 0 | 0 | 0
10 | 3 | 23 | 0 | 0 | 0 | 0 | 0
10 | 4 | 0 | 0 | 0 | 0 | 0 | 0
10 | 4 | 1 | 0 | 0 | 0 | 0 | 0
10 | 4 | 2 | 0 | 0 | 0 | 0 | 0
10 | 4 | 3 | 0 | 0 | 0 | 0 | 0
10 | 4 | 4 | 0 | 0 | 0 | 0 | 0
10 | 4 | 5 | 0 | 0 | 0 | 0 | 0
10 | 4 | 6 | 25906.254 | 24450.272 | 14372.015 | 6758.048 | 6758.048
10 | 4 | 7 | 28762.948 | 28743.733 | 27647.008 | 26116.512 | 25344.823
10 | 4 | 8 | 39125.541 | 39342.685 | 38733.044 | 37654.022 | 36737.836
10 | 4 | 9 | 23292.049 | 23292.049 | 23292.049 | 23292.049 | 23292.049
10 | 4 | 10 | 51035.547 | 51667.412 | 51632.309 | 50950.801 | 50021.238
10 | 4 | 11 | 26453.128 | 26453.128 | 26453.128 | 26453.128 | 26453.128
10 | 4 | 12 | 31823.429 | 31932.696 | 32000.105 | 31986.166 | 31899.045
10 | 4 | 13 | 49099.109 | 50156.441 | 51048.123 | 51256.893 | 50660.444
10 | 4 | 14 | 21685.586 | 21685.586 | 21685.586 | 21685.586 | 21685.586
10 | 4 | 15 | 11045.55 | 11045.55 | 11045.55 | 11045.55 | 11045.55
10 | 4 | 16 | 9373.879 | 9373.879 | 9373.879 | 9373.879 | 9373.879
10 | 4 | 17 | 0 | 0 | 0 | 0 | 0
10 | 4 | 18 | 0 | 0 | 0 | 0 | 0
10 | 4 | 19 | 0 | 0 | 0 | 0 | 0
10 | 4 | 20 | 0 | 0 | 0 | 0 | 0
10 | 4 | 21 | 0 | 0 | 0 | 0 | 0
10 | 4 | 22 | 0 | 0 | 0 | 0 | 0
10 | 4 | 23 | 0 | 0 | 0 | 0 | 0
10 | 5 | 0 | 0 | 0 | 0 | 0 | 0
10 | 5 | 1 | 0 | 0 | 0 | 0 | 0
10 | 5 | 2 | 0 | 0 | 0 | 0 | 0
10 | 5 | 3 | 0 | 0 | 0 | 0 | 0
10 | 5 | 4 | 0 | 0 | 0 | 0 | 0
10 | 5 | 5 | 0 | 0 | 0 | 0 | 0
10 | 5 | 6 | 21618.266 | 20377.844 | 12127.508 | 5800.702 | 5800.702
10 | 5 | 7 | 46723.425 | 46662.141 | 39772.396 | 30064.08 | 26652.874
10 | 5 | 8 | 183910.637 | 195170.509 | 164472.767 | 102304.269 | 46980.611
10 | 5 | 9 | 48534.186 | 49032.55 | 48662.209 | 47640.048 | 46564.777
10 | 5 | 10 | 67592.91 | 69334.229 | 69248.951 | 67386.907 | 64825.184
10 | 5 | 11 | 81052.467 | 84444.48 | 85599.267 | 83843.73 | 80201.505
10 | 5 | 12 | 54399.054 | 55690.06 | 56486.268 | 56321.578 | 55292.38
10 | 5 | 13 | 54481.345 | 56255.644 | 57733.577 | 58076.532 | 57083.87
10 | 5 | 14 | 65305.535 | 78747.312 | 92050.287 | 98137.767 | 93879.138
10 | 5 | 15 | 23186.118 | 23476.757 | 23852.987 | 24094.402 | 24059.516
10 | 5 | 16 | 4893.719 | 4893.719 | 4893.719 | 4893.719 | 4893.719
10 | 5 | 17 | 0 | 0 | 0 | 0 | 0
10 | 5 | 18 | 0 | 0 | 0 | 0 | 0
10 | 5 | 19 | 0 | 0 | 0 | 0 | 0
10 | 5 | 20 | 0 | 0 | 0 | 0 | 0
10 | 5 | 21 | 0 | 0 | 0 | 0 | 0
10 | 5 | 22 | 0 | 0 | 0 | 0 | 0
10 | 5 | 23 | 0 | 0 | 0 | 0 | 0
10 | 6 | 0 | 0 | 0 | 0 | 0 | 0
10 | 6 | 1 | 0 | 0 | 0 | 0 | 0
10 | 6 | 2 | 0 | 0 | 0 | 0 | 0
10 | 6 | 3 | 0 | 0 | 0 | 0 | 0
10 | 6 | 4 | 0 | 0 | 0 | 0 | 0
10 | 6 | 5 | 0 | 0 | 0 | 0 | 0
10 | 6 | 6 | 3582.101 | 3582.101 | 3582.101 | 3582.101 | 3582.101
10 | 6 | 7 | 62356.663 | 62339.375 | 49339.746 | 30894.438 | 24970.558
10 | 6 | 8 | 85669.883 | 88650.457 | 80855.626 | 65777.564 | 52674.357
10 | 6 | 9 | 219153.723 | 244666.986 | 226262.717 | 173033.233 | 106149.223
10 | 6 | 10 | 226567.736 | 264309.832 | 262732.636 | 222600.044 | 163761.142
10 | 6 | 11 | 213703.55 | 261643.537 | 277517.269 | 253557.471 | 201661.945
10 | 6 | 12 | 183167.635 | 238638.923 | 271322.517 | 264655.367 | 221861.53
10 | 6 | 13 | 133113.41 | 196625.32 | 244103.1 | 254699.023 | 223278.789
10 | 6 | 14 | 70105.005 | 137121.927 | 198757.248 | 225370.243 | 206519.86
10 | 6 | 15 | 16008.069 | 60786.969 | 131831.89 | 171227.537 | 165557.37
10 | 6 | 16 | 9506.847 | 9536.357 | 48357.779 | 83855.932 | 85146.322
10 | 6 | 17 | 0 | 0 | 0 | 0 | 0
10 | 6 | 18 | 0 | 0 | 0 | 0 | 0
10 | 6 | 19 | 0 | 0 | 0 | 0 | 0
10 | 6 | 20 | 0 | 0 | 0 | 0 | 0
10 | 6 | 21 | 0 | 0 | 0 | 0 | 0
10 | 6 | 22 | 0 | 0 | 0 | 0 | 0
10 | 6 | 23 | 0 | 0 | 0 | 0 | 0
10 | 7 | 0 | 0 | 0 | 0 | 0 | 0
10 | 7 | 1 | 0 | 0 | 0 | 0 | 0
10 | 7 | 2 | 0 | 0 | 0 | 0 | 0
10 | 7 | 3 | 0 | 0 | 0 | 0 | 0
10 | 7 | 4 | 0 | 0 | 0 | 0 | 0
10 | 7 | 5 | 0 | 0 | 0 | 0 | 0
10 | 7 | 6 | 26245.73 | 24800.975 | 13388.762 | 3872.095 | 3872.095
10 | 7 | 7 | 138773.861 | 139038.154 | 94408.998 | 30050.724 | 12907.51
10 | 7 | 8 | 194651.209 | 208094.355 | 173938.606 | 103312.798 | 40400.604
10 | 7 | 9 | 221710.934 | 248559.549 | 229681.097 | 174681.121 | 105728.122
10 | 7 | 10 | 227251.614 | 266152.435 | 264760.066 | 223765.248 | 163611.067
10 | 7 | 11 | 213258.211 | 261989.325 | 278255.321 | 253987.161 | 201383.2
10 | 7 | 12 | 182164.01 | 238082.328 | 271138.042 | 264380.668 | 221130.389
10 | 7 | 13 | 132962.246 | 197458.791 | 245733.74 | 256448.39 | 224289.983
10 | 7 | 14 | 69676.689 | 137002.978 | 199256.503 | 226033.67 | 206762.324
10 | 7 | 15 | 16036.508 | 60306.592 | 131715.37 | 171397.841 | 165456.179
10 | 7 | 16 | 9416.422 | 9416.422 | 47976.367 | 82519.587 | 83770.48
10 | 7 | 17 | 0 | 0 | 0 | 0 | 0
10 | 7 | 18 | 0 | 0 | 0 | 0 | 0
10 | 7 | 19 | 0 | 0 | 0 | 0 | 0
10 | 7 | 20 | 0 | 0 | 0 | 0 | 0
10 | 7 | 21 | 0 | 0 | 0 | 0 | 0
10 | 7 | 22 | 0 | 0 | 0 | 0 | 0
10 | 7 | 23 | 0 | 0 | 0 | 0 | 0
10 | 8 | 0 | 0 | 0 | 0 | 0 | 0
10 | 8 | 1 | 0 | 0 | 0 | 0 | 0
10 | 8 | 2 | 0 | 0 | 0 | 0 | 0
10 | 8 | 3 | 0 | 0 | 0 | 0 | 0
10 | 8 | 4 | 0 | 0 | 0 | 0 | 0
10 | 8 | 5 | 0 | 0 | 0 | 0 | 0
10 | 8 | 6 | 3008.212 | 3006.78 | 3000.093 | 2995.5 | 2995.5
10 | 8 | 7 | 23535.555 | 23545.914 | 22842.327 | 21837.754 | 21365.123
10 | 8 | 8 | 191416.311 | 205192.552 | 171393.826 | 101376.508 | 39353.762
10 | 8 | 9 | 218202.282 | 245586.87 | 226806.828 | 171788.346 | 103236.711
10 | 8 | 10 | 224352.963 | 264506.483 | 263299.372 | 221366.602 | 160341.76
10 | 8 | 11 | 65244.322 | 67281.708 | 67988.092 | 66949.838 | 64774.936
10 | 8 | 12 | 129858.043 | 153712.424 | 168300.041 | 165281.256 | 146369.184
10 | 8 | 13 | 111066.984 | 146025.158 | 173377.771 | 179507.886 | 160990.909
10 | 8 | 14 | 54617.214 | 62551.417 | 70574.908 | 74225.894 | 71549.341
10 | 8 | 15 | 26176.704 | 57074.266 | 106812.583 | 135220.571 | 130757.448
10 | 8 | 16 | 13359.394 | 13359.394 | 15081.585 | 16495.55 | 16627.185
10 | 8 | 17 | 0 | 0 | 0 | 0 | 0
10 | 8 | 18 | 0 | 0 | 0 | 0 | 0
10 | 8 | 19 | 0 | 0 | 0 | 0 | 0
10 | 8 | 20 | 0 | 0 | 0 | 0 | 0
10 | 8 | 21 | 0 | 0 | 0 | 0 | 0
10 | 8 | 22 | 0 | 0 | 0 | 0 | 0
10 | 8 | 23 | 0 | 0 | 0 | 0 | 0
10 | 9 | 0 | 0 | 0 | 0 | 0 | 0
10 | 9 | 1 | 0 | 0 | 0 | 0 | 0
10 | 9 | 2 | 0 | 0 | 0 | 0 | 0
10 | 9 | 3 | 0 | 0 | 0 | 0 | 0
10 | 9 | 4 | 0 | 0 | 0 | 0 | 0
10 | 9 | 5 | 0 | 0 | 0 | 0 | 0
10 | 9 | 6 | 21517.281 | 20334.699 | 11281.062 | 3279.847 | 3279.847
10 | 9 | 7 | 10577.565 | 10577.565 | 10577.565 | 10577.565 | 10577.565
10 | 9 | 8 | 35950.913 | 36169.589 | 35653.123 | 34704.349 | 33879.207
10 | 9 | 9 | 33411.469 | 33551.615 | 33457.669 | 33184.684 | 32892.602
10 | 9 | 10 | 86782.574 | 91993.53 | 91865.439 | 86472.87 | 78903.326
10 | 9 | 11 | 63869.979 | 65708.598 | 66349.38 | 65417.291 | 63457.894
10 | 9 | 12 | 60007.3 | 61910.113 | 63082.959 | 62839.206 | 61321.531
10 | 9 | 13 | 137946.293 | 209679.101 | 262888.17 | 274512.526 | 238697.153
10 | 9 | 14 | 65947.505 | 87249.81 | 108184.654 | 117475.405 | 110561.954
10 | 9 | 15 | 12744.289 | 60603.935 | 141739.337 | 186741.426 | 179498.01
10 | 9 | 16 | 6818.027 | 6818.027 | 50298.492 | 87616.501 | 88851.144
10 | 9 | 17 | 0 | 0 | 0 | 0 | 0
10 | 9 | 18 | 0 | 0 | 0 | 0 | 0
10 | 9 | 19 | 0 | 0 | 0 | 0 | 0
10 | 9 | 20 | 0 | 0 | 0 | 0 | 0
10 | 9 | 21 | 0 | 0 | 0 | 0 | 0
10 | 9 | 22 | 0 | 0 | 0 | 0 | 0
10 | 9 | 23 | 0 | 0 | 0 | 0 | 0
10 | 10 | 0 | 0 | 0 | 0 | 0 | 0
10 | 10 | 1 | 0 | 0 | 0 | 0 | 0
10 | 10 | 2 | 0 | 0 | 0 | 0 | 0
10 | 10 | 3 | 0 | 0 | 0 | 0 | 0
10 | 10 | 4 | 0 | 0 | 0 | 0 | 0
10 | 10 | 5 | 0 | 0 | 0 | 0 | 0
10 | 10 | 6 | 20612.663 | 19564.862 | 10848.789 | 2537.771 | 2537.771
10 | 10 | 7 | 148111.973 | 149462.493 | 100171.242 | 28545.725 | 11169.288
10 | 10 | 8 | 206421.696 | 222279.933 | 185772.077 | 108099.271 | 38826.949
10 | 10 | 9 | 234662.161 | 265506.066 | 245412.614 | 184745.203 | 107514.194
10 | 10 | 10 | 201366.027 | 234970.404 | 234339.58 | 199812.124 | 149312.797
10 | 10 | 11 | 179454.057 | 216127.833 | 228797.873 | 210522.077 | 171361.221
10 | 10 | 12 | 170406.979 | 222437.979 | 253735.996 | 247268.083 | 206474.399
10 | 10 | 13 | 118406.609 | 167789.746 | 205518.74 | 213779.82 | 188088.497
10 | 10 | 14 | 64406.139 | 139805.687 | 210197.712 | 239945.35 | 217506.974
10 | 10 | 15 | 12784.393 | 57179.052 | 133681.11 | 176492.548 | 169332.693
10 | 10 | 16 | 9500.722 | 9500.722 | 39257.837 | 64218.587 | 65226.342
10 | 10 | 17 | 0 | 0 | 0 | 0 | 0
10 | 10 | 18 | 0 | 0 | 0 | 0 | 0
10 | 10 | 19 | 0 | 0 | 0 | 0 | 0
10 | 10 | 20 | 0 | 0 | 0 | 0 | 0
10 | 10 | 21 | 0 | 0 | 0 | 0 | 0
10 | 10 | 22 | 0 | 0 | 0 | 0 | 0
10 | 10 | 23 | 0 | 0 | 0 | 0 | 0
10 | 11 | 0 | 0 | 0 | 0 | 0 | 0
10 | 11 | 1 | 0 | 0 | 0 | 0 | 0
10 | 11 | 2 | 0 | 0 | 0 | 0 | 0
10 | 11 | 3 | 0 | 0 | 0 | 0 | 0
10 | 11 | 4 | 0 | 0 | 0 | 0 | 0
10 | 11 | 5 | 0 | 0 | 0 | 0 | 0
10 | 11 | 6 | 16386.304 | 15513.398 | 8605.591 | 1872.266 | 1872.266
10 | 11 | 7 | 139014.682 | 140623.141 | 94213.475 | 27042.029 | 11136.419
10 | 11 | 8 | 194791.498 | 210332.789 | 175679.215 | 101716.909 | 36113.186
10 | 11 | 9 | 223647.596 | 253998.044 | 234704.237 | 175897.85 | 101022.885
10 | 11 | 10 | 227949.405 | 270708.339 | 270138.732 | 226537.952 | 161689.809
10 | 11 | 11 | 213430.157 | 266969.616 | 285413.985 | 259041.859 | 201857.476
10 | 11 | 12 | 181929.984 | 243674.228 | 280667.393 | 273013.557 | 224718.819
10 | 11 | 13 | 127720.369 | 198865.843 | 251692.807 | 263085.855 | 227077.147
10 | 11 | 14 | 60020.235 | 134119.97 | 203674.357 | 232928.287 | 210515.623
10 | 11 | 15 | 11172.31 | 54464.823 | 131837.797 | 175146.922 | 167659.921
10 | 11 | 16 | 6371.046 | 6371.046 | 43877.825 | 74627.122 | 75680.452
10 | 11 | 17 | 0 | 0 | 0 | 0 | 0
10 | 11 | 18 | 0 | 0 | 0 | 0 | 0
10 | 11 | 19 | 0 | 0 | 0 | 0 | 0
10 | 11 | 20 | 0 | 0 | 0 | 0 | 0
10 | 11 | 21 | 0 | 0 | 0 | 0 | 0
10 | 11 | 22 | 0 | 0 | 0 | 0 | 0
10 | 11 | 23 | 0 | 0 | 0 | 0 | 0
10 | 12 | 0 | 0 | 0 | 0 | 0 | 0
10 | 12 | 1 | 0 | 0 | 0 | 0 | 0
10 | 12 | 2 | 0 | 0 | 0 | 0 | 0
10 | 12 | 3 | 0 | 0 | 0 | 0 | 0
10 | 12 | 4 | 0 | 0 | 0 | 0 | 0
10 | 12 | 5 | 0 | 0 | 0 | 0 | 0
10 | 12 | 6 | 1096.899 | 1096.899 | 1096.899 | 1096.899 | 1096.899
10 | 12 | 7 | 20072.168 | 20095.589 | 19599.188 | 18874.271 | 18558.352
10 | 12 | 8 | 32741.594 | 32934.496 | 32519.193 | 31739.195 | 31051.547
10 | 12 | 9 | 19159.584 | 19159.584 | 19159.584 | 19159.584 | 19159.584
10 | 12 | 10 | 133973.132 | 149340.937 | 149215.264 | 133667.711 | 111198.503
10 | 12 | 11 | 219384.481 | 275355.502 | 294711.594 | 267289.761 | 207597.386
10 | 12 | 12 | 185624 | 250102.372 | 288737.94 | 280721.154 | 230256.021
10 | 12 | 13 | 128942.565 | 202660.962 | 257275.05 | 268957.276 | 231530.04
10 | 12 | 14 | 63916.895 | 97176.362 | 129587.735 | 143565.792 | 132677.315
10 | 12 | 15 | 31818.264 | 39937.917 | 53033.518 | 60738.874 | 59325.02
10 | 12 | 16 | 10326.574 | 10326.574 | 27967.327 | 42149.702 | 42791.804
10 | 12 | 17 | 0 | 0 | 0 | 0 | 0
10 | 12 | 18 | 0 | 0 | 0 | 0 | 0
10 | 12 | 19 | 0 | 0 | 0 | 0 | 0
10 | 12 | 20 | 0 | 0 | 0 | 0 | 0
10 | 12 | 21 | 0 | 0 | 0 | 0 | 0
10 | 12 | 22 | 0 | 0 | 0 | 0 | 0
10 | 12 | 23 | 0 | 0 | 0 | 0 | 0
10 | 13 | 0 | 0 | 0 | 0 | 0 | 0
10 | 13 | 1 | 0 | 0 | 0 | 0 | 0
10 | 13 | 2 | 0 | 0 | 0 | 0 | 0
10 | 13 | 3 | 0 | 0 | 0 | 0 | 0
10 | 13 | 4 | 0 | 0 | 0 | 0 | 0
10 | 13 | 5 | 0 | 0 | 0 | 0 | 0
10 | 13 | 6 | 16744.089 | 16024.433 | 9442.947 | 1430.634 | 1430.634
10 | 13 | 7 | 13578.406 | 13578.406 | 13578.406 | 13578.406 | 13578.406
10 | 13 | 8 | 33316.202 | 33518.015 | 33096.045 | 32297.731 | 31590.865
10 | 13 | 9 | 46832.157 | 47388.509 | 47050.537 | 46016.338 | 44891.923
10 | 13 | 10 | 240294.75 | 287304.809 | 287161.752 | 239939.731 | 168679.073
10 | 13 | 11 | 191856.994 | 236940.458 | 252690.407 | 230589.216 | 182652.868
10 | 13 | 12 | 119076.404 | 140400.66 | 153440.955 | 150708.56 | 133763.195
10 | 13 | 13 | 129007.433 | 203546.28 | 258243.244 | 269800.388 | 232202.484
10 | 13 | 14 | 62674.059 | 93590.82 | 123748.869 | 136672.222 | 126451.631
10 | 13 | 15 | 26270.36 | 47852.554 | 85709.645 | 107461.829 | 103393.627
10 | 13 | 16 | 5934.486 | 5934.486 | 42262.242 | 70156.325 | 71103.932
10 | 13 | 17 | 0 | 0 | 0 | 0 | 0
10 | 13 | 18 | 0 | 0 | 0 | 0 | 0
10 | 13 | 19 | 0 | 0 | 0 | 0 | 0
10 | 13 | 20 | 0 | 0 | 0 | 0 | 0
10 | 13 | 21 | 0 | 0 | 0 | 0 | 0
10 | 13 | 22 | 0 | 0 | 0 | 0 | 0
10 | 13 | 23 | 0 | 0 | 0 | 0 | 0
10 | 14 | 0 | 0 | 0 | 0 | 0 | 0
10 | 14 | 1 | 0 | 0 | 0 | 0 | 0
10 | 14 | 2 | 0 | 0 | 0 | 0 | 0
10 | 14 | 3 | 0 | 0 | 0 | 0 | 0
10 | 14 | 4 | 0 | 0 | 0 | 0 | 0
10 | 14 | 5 | 0 | 0 | 0 | 0 | 0
10 | 14 | 6 | 15563.491 | 14915.286 | 9142.4 | 1539.883 | 1539.883
10 | 14 | 7 | 151213.486 | 154103.822 | 101898.98 | 25326.497 | 9264.954
10 | 14 | 8 | 207448.214 | 225533.62 | 188531.35 | 106194.97 | 32321.986
10 | 14 | 9 | 232348.915 | 264929.895 | 245706.538 | 184264.23 | 103034.149
10 | 14 | 10 | 236699.266 | 282743.147 | 282827.473 | 236910.29 | 166480.844
10 | 14 | 11 | 221399.27 | 278910.658 | 298846.318 | 271073.532 | 209842.111
10 | 14 | 12 | 186024.958 | 251670.84 | 290541.324 | 282442.486 | 231480.548
10 | 14 | 13 | 128118.662 | 204516.182 | 259916.961 | 271466.416 | 233289.219
10 | 14 | 14 | 58468.638 | 135898.389 | 208270.294 | 237796.767 | 214120.229
10 | 14 | 15 | 10077.873 | 52584.031 | 134107.505 | 179394.331 | 170811.228
10 | 14 | 16 | 6140.352 | 6140.352 | 41793.933 | 68029.537 | 68840.434
10 | 14 | 17 | 0 | 0 | 0 | 0 | 0
10 | 14 | 18 | 0 | 0 | 0 | 0 | 0
10 | 14 | 19 | 0 | 0 | 0 | 0 | 0
10 | 14 | 20 | 0 | 0 | 0 | 0 | 0
10 | 14 | 21 | 0 | 0 | 0 | 0 | 0
10 | 14 | 22 | 0 | 0 | 0 | 0 | 0
10 | 14 | 23 | 0 | 0 | 0 | 0 | 0
10 | 15 | 0 | 0 | 0 | 0 | 0 | 0
10 | 15 | 1 | 0 | 0 | 0 | 0 | 0
10 | 15 | 2 | 0 | 0 | 0 | 0 | 0
10 | 15 | 3 | 0 | 0 | 0 | 0 | 0
10 | 15 | 4 | 0 | 0 | 0 | 0 | 0
10 | 15 | 5 | 0 | 0 | 0 | 0 | 0
10 | 15 | 6 | 2884.039 | 2799.173 | 2225.577 | 1668.179 | 1668.179
10 | 15 | 7 | 67090.822 | 68183.403 | 51445.615 | 27218.814 | 21003.814
10 | 15 | 8 | 2388.498 | 2388.498 | 2388.498 | 2388.498 | 2388.498
10 | 15 | 9 | 46258.61 | 46846.909 | 46506.09 | 45435.894 | 44263.398
10 | 15 | 10 | 50605.802 | 51440.012 | 51445.561 | 50619.197 | 49441.953
10 | 15 | 11 | 97098.768 | 106485.288 | 109841.402 | 105216.718 | 95300.222
10 | 15 | 12 | 180457.171 | 245102.711 | 283599.341 | 275524.044 | 225139.104
10 | 15 | 13 | 125098.088 | 201931.441 | 258217.28 | 269902.743 | 230797.654
10 | 15 | 14 | 56980.007 | 135101.13 | 209099.259 | 239351.085 | 214709.722
10 | 15 | 15 | 10458.885 | 51906.256 | 134453.541 | 180777.732 | 171698.436
10 | 15 | 16 | 5888.464 | 5888.464 | 41473.815 | 66773.655 | 67546.851
10 | 15 | 17 | 0 | 0 | 0 | 0 | 0
10 | 15 | 18 | 0 | 0 | 0 | 0 | 0
10 | 15 | 19 | 0 | 0 | 0 | 0 | 0
10 | 15 | 20 | 0 | 0 | 0 | 0 | 0
10 | 15 | 21 | 0 | 0 | 0 | 0 | 0
10 | 15 | 22 | 0 | 0 | 0 | 0 | 0
10 | 15 | 23 | 0 | 0 | 0 | 0 | 0
10 | 16 | 0 | 0 | 0 | 0 | 0 | 0
10 | 16 | 1 | 0 | 0 | 0 | 0 | 0
10 | 16 | 2 | 0 | 0 | 0 | 0 | 0
10 | 16 | 3 | 0 | 0 | 0 | 0 | 0
10 | 16 | 4 | 0 | 0 | 0 | 0 | 0
10 | 16 | 5 | 0 | 0 | 0 | 0 | 0
10 | 16 | 6 | 14543.125 | 13954.971 | 8517.808 | 923.548 | 923.548
10 | 16 | 7 | 156871.693 | 160769.166 | 105040.267 | 23735.84 | 7966.924
10 | 16 | 8 | 212438.855 | 232284.308 | 193917.336 | 107676.969 | 31321.063
10 | 16 | 9 | 240574.94 | 276497.024 | 256255.386 | 190106.56 | 103128.784
10 | 16 | 10 | 244744.497 | 294952.205 | 295509.827 | 246130.36 | 170114.784
10 | 16 | 11 | 227281.979 | 289104.269 | 310791.086 | 281068.4 | 215504.64
10 | 16 | 12 | 189330.419 | 259516.693 | 300959.593 | 292242.195 | 237878.306
10 | 16 | 13 | 129311.022 | 210470.028 | 269103.56 | 281115.064 | 240262.408
10 | 16 | 14 | 55786.485 | 137856.296 | 215279.224 | 246531.039 | 220690.782
10 | 16 | 15 | 8643.276 | 48660.805 | 130846.326 | 176860.545 | 167586.043
10 | 16 | 16 | 6018.688 | 6018.688 | 37300.912 | 59013.811 | 59768.439
10 | 16 | 17 | 0 | 0 | 0 | 0 | 0
10 | 16 | 18 | 0 | 0 | 0 | 0 | 0
10 | 16 | 19 | 0 | 0 | 0 | 0 | 0
10 | 16 | 20 | 0 | 0 | 0 | 0 | 0
10 | 16 | 21 | 0 | 0 | 0 | 0 | 0
10 | 16 | 22 | 0 | 0 | 0 | 0 | 0
10 | 16 | 23 | 0 | 0 | 0 | 0 | 0
10 | 17 | 0 | 0 | 0 | 0 | 0 | 0
10 | 17 | 1 | 0 | 0 | 0 | 0 | 0
10 | 17 | 2 | 0 | 0 | 0 | 0 | 0
10 | 17 | 3 | 0 | 0 | 0 | 0 | 0
10 | 17 | 4 | 0 | 0 | 0 | 0 | 0
10 | 17 | 5 | 0 | 0 | 0 | 0 | 0
10 | 17 | 6 | 12546.34 | 12042.658 | 7341.277 | 1005.593 | 1005.593
10 | 17 | 7 | 152501.887 | 156760.268 | 103116.68 | 24334.484 | 9377.958
10 | 17 | 8 | 209659.972 | 229560.82 | 192052.408 | 106648.623 | 30529.112
10 | 17 | 9 | 234626.368 | 269439.889 | 250282.033 | 186560.607 | 102273.225
10 | 17 | 10 | 239365.93 | 288214.767 | 288970.903 | 241250.409 | 167130.178
10 | 17 | 11 | 223399.659 | 284024.186 | 305337.471 | 276337.546 | 212111.69
10 | 17 | 12 | 186192.963 | 255742.851 | 296590.98 | 287963.8 | 234299.125
10 | 17 | 13 | 126254.163 | 206984.252 | 264928.693 | 276662.3 | 236125.628
10 | 17 | 14 | 53841.07 | 135613.763 | 212753.274 | 243591.374 | 217705.034
10 | 17 | 15 | 10080.433 | 49775.914 | 133389.087 | 180025.277 | 170368.447
10 | 17 | 16 | 5534.058 | 5534.058 | 37709.957 | 58652.722 | 59295.741
10 | 17 | 17 | 0 | 0 | 0 | 0 | 0
10 | 17 | 18 | 0 | 0 | 0 | 0 | 0
10 | 17 | 19 | 0 | 0 | 0 | 0 | 0
10 | 17 | 20 | 0 | 0 | 0 | 0 | 0
10 | 17 | 21 | 0 | 0 | 0 | 0 | 0
10 | 17 | 22 | 0 | 0 | 0 | 0 | 0
10 | 17 | 23 | 0 | 0 | 0 | 0 | 0
10 | 18 | 0 | 0 | 0 | 0 | 0 | 0
10 | 18 | 1 | 0 | 0 | 0 | 0 | 0
10 | 18 | 2 | 0 | 0 | 0 | 0 | 0
10 | 18 | 3 | 0 | 0 | 0 | 0 | 0
10 | 18 | 4 | 0 | 0 | 0 | 0 | 0
10 | 18 | 5 | 0 | 0 | 0 | 0 | 0
10 | 18 | 6 | 7033.48 | 6890.877 | 4840.054 | 1164.178 | 1164.178
10 | 18 | 7 | 139380.354 | 143718.837 | 94914.715 | 22980.699 | 9653.501
10 | 18 | 8 | 195380.94 | 214146.743 | 179643.68 | 99861.126 | 28396.799
10 | 18 | 9 | 221429.858 | 254320.211 | 236654.831 | 176588.754 | 95981.193
10 | 18 | 10 | 225766.54 | 271446.657 | 272342.103 | 228021.967 | 157879.269
10 | 18 | 11 | 209466.106 | 265424.494 | 284944.26 | 258541.78 | 199194.482
10 | 18 | 12 | 173862.163 | 237754.974 | 274501.299 | 266743.69 | 218178.551
10 | 18 | 13 | 118043 | 192445.992 | 244545.976 | 254871.302 | 218477.212
10 | 18 | 14 | 50914.266 | 126519.215 | 197026.429 | 224677.986 | 201123.199
10 | 18 | 15 | 11747.132 | 46996.175 | 122568.268 | 164431.646 | 155539.908
10 | 18 | 16 | 5381.988 | 5381.988 | 33671.824 | 51725.167 | 52342.253
10 | 18 | 17 | 0 | 0 | 0 | 0 | 0
10 | 18 | 18 | 0 | 0 | 0 | 0 | 0
10 | 18 | 19 | 0 | 0 | 0 | 0 | 0
10 | 18 | 20 | 0 | 0 | 0 | 0 | 0
10 | 18 | 21 | 0 | 0 | 0 | 0 | 0
10 | 18 | 22 | 0 | 0 | 0 | 0 | 0
10 | 18 | 23 | 0 | 0 | 0 | 0 | 0
10 | 19 | 0 | 0 | 0 | 0 | 0 | 0
10 | 19 | 1 | 0 | 0 | 0 | 0 | 0
10 | 19 | 2 | 0 | 0 | 0 | 0 | 0
10 | 19 | 3 | 0 | 0 | 0 | 0 | 0
10 | 19 | 4 | 0 | 0 | 0 | 0 | 0
10 | 19 | 5 | 0 | 0 | 0 | 0 | 0
10 | 19 | 6 | 3494.632 | 3437.798 | 2592.8 | 1094.815 | 1094.815
10 | 19 | 7 | 119017.856 | 123045.036 | 82585.978 | 23927.125 | 12891.946
10 | 19 | 8 | 117060.943 | 126352.403 | 109780.466 | 73395.298 | 41637.72
10 | 19 | 9 | 211127.049 | 244249.855 | 226792.586 | 167634.934 | 91024.444
10 | 19 | 10 | 215836.394 | 261439.027 | 262529.991 | 218527.274 | 150446.626
10 | 19 | 11 | 149721.861 | 179863.337 | 190722.408 | 176171.162 | 144439.109
10 | 19 | 12 | 140611.131 | 183452.279 | 208994.26 | 203513.749 | 170052.101
10 | 19 | 13 | 111474.266 | 184170.313 | 236741.317 | 247207.68 | 209981.557
10 | 19 | 14 | 48878.673 | 117340.452 | 183057.977 | 209247.455 | 186578.849
10 | 19 | 15 | 13400.734 | 43725.862 | 110258.427 | 147981.697 | 139659.786
10 | 19 | 16 | 6034.358 | 6034.358 | 27304.129 | 40766.915 | 41262.114
10 | 19 | 17 | 0 | 0 | 0 | 0 | 0
10 | 19 | 18 | 0 | 0 | 0 | 0 | 0
10 | 19 | 19 | 0 | 0 | 0 | 0 | 0
10 | 19 | 20 | 0 | 0 | 0 | 0 | 0
10 | 19 | 21 | 0 | 0 | 0 | 0 | 0
10 | 19 | 22 | 0 | 0 | 0 | 0 | 0
10 | 19 | 23 | 0 | 0 | 0 | 0 | 0
10 | 20 | 0 | 0 | 0 | 0 | 0 | 0
10 | 20 | 1 | 0 | 0 | 0 | 0 | 0
10 | 20 | 2 | 0 | 0 | 0 | 0 | 0
10 | 20 | 3 | 0 | 0 | 0 | 0 | 0
10 | 20 | 4 | 0 | 0 | 0 | 0 | 0
10 | 20 | 5 | 0 | 0 | 0 | 0 | 0
10 | 20 | 6 | 2432.82 | 2395.322 | 1818.765 | 812.816 | 812.816
10 | 20 | 7 | 109705.628 | 113740.94 | 76720.608 | 22923.796 | 13041.352
10 | 20 | 8 | 117394.575 | 127100.371 | 110198.967 | 72575.834 | 39738.706
10 | 20 | 9 | 150272.141 | 169413.18 | 159529.929 | 125828.888 | 83184.837
10 | 20 | 10 | 133668.259 | 152065.518 | 152582.027 | 134925.316 | 108228.693
10 | 20 | 11 | 120435.518 | 139373.145 | 146231.328 | 137100.073 | 117193.229
10 | 20 | 12 | 127474.223 | 161381.073 | 181515.764 | 177173.109 | 150750.442
10 | 20 | 13 | 81355.554 | 102176.412 | 118026.487 | 121178.781 | 109837.907
10 | 20 | 14 | 53203.657 | 74912.46 | 96208.893 | 104900.849 | 97259.669
10 | 20 | 15 | 18640.867 | 39041.082 | 82599.52 | 107270.81 | 101651.997
10 | 20 | 16 | 862.265 | 862.265 | 862.265 | 862.265 | 862.265
10 | 20 | 17 | 0 | 0 | 0 | 0 | 0
10 | 20 | 18 | 0 | 0 | 0 | 0 | 0
10 | 20 | 19 | 0 | 0 | 0 | 0 | 0
10 | 20 | 20 | 0 | 0 | 0 | 0 | 0
10 | 20 | 21 | 0 | 0 | 0 | 0 | 0
10 | 20 | 22 | 0 | 0 | 0 | 0 | 0
10 | 20 | 23 | 0 | 0 | 0 | 0 | 0
10 | 21 | 0 | 0 | 0 | 0 | 0 | 0
10 | 21 | 1 | 0 | 0 | 0 | 0 | 0
10 | 21 | 2 | 0 | 0 | 0 | 0 | 0
10 | 21 | 3 | 0 | 0 | 0 | 0 | 0
10 | 21 | 4 | 0 | 0 | 0 | 0 | 0
10 | 21 | 5 | 0 | 0 | 0 | 0 | 0
10 | 21 | 6 | 189.222 | 189.222 | 189.222 | 189.222 | 189.222
10 | 21 | 7 | 81987.953 | 85033.702 | 59180.12 | 21579.134 | 14369.084
10 | 21 | 8 | 143892.649 | 157919.363 | 134042.423 | 79611.251 | 32195.789
10 | 21 | 9 | 194017.89 | 224939.971 | 209344.348 | 154889.156 | 84076.388
10 | 21 | 10 | 153219.985 | 178763.731 | 179577.483 | 155206.287 | 117919.117
10 | 21 | 11 | 128029.55 | 150047.668 | 158042.714 | 147459.585 | 124337.336
10 | 21 | 12 | 55394.566 | 57409.021 | 58636.071 | 58368.571 | 56763.246
10 | 21 | 13 | 51524.606 | 54049.216 | 56056.677 | 56453.197 | 55006.412
10 | 21 | 14 | 50363.962 | 67746.003 | 84979.466 | 92051.953 | 85739.369
10 | 21 | 15 | 25493.698 | 33646.136 | 49797.893 | 59197.72 | 56944.013
10 | 21 | 16 | 6126.079 | 6126.079 | 11645.804 | 15422.124 | 15586.368
10 | 21 | 17 | 0 | 0 | 0 | 0 | 0
10 | 21 | 18 | 0 | 0 | 0 | 0 | 0
10 | 21 | 19 | 0 | 0 | 0 | 0 | 0
10 | 21 | 20 | 0 | 0 | 0 | 0 | 0
10 | 21 | 21 | 0 | 0 | 0 | 0 | 0
10 | 21 | 22 | 0 | 0 | 0 | 0 | 0
10 | 21 | 23 | 0 | 0 | 0 | 0 | 0
10 | 22 | 0 | 0 | 0 | 0 | 0 | 0
10 | 22 | 1 | 0 | 0 | 0 | 0 | 0
10 | 22 | 2 | 0 | 0 | 0 | 0 | 0
10 | 22 | 3 | 0 | 0 | 0 | 0 | 0
10 | 22 | 4 | 0 | 0 | 0 | 0 | 0
10 | 22 | 5 | 0 | 0 | 0 | 0 | 0
10 | 22 | 6 | 0 | 0 | 0 | 0 | 0
10 | 22 | 7 | 18026.415 | 18098.901 | 17530.969 | 16656.108 | 16354.749
10 | 22 | 8 | 111420.681 | 120892.099 | 105147.639 | 69489.537 | 38371.579
10 | 22 | 9 | 153987.085 | 175152.277 | 164691.708 | 127880.181 | 80976.518
10 | 22 | 10 | 214118.778 | 260844.307 | 262484.32 | 218214.805 | 147334
10 | 22 | 11 | 198376.892 | 255197.105 | 275366.625 | 248754.876 | 188845.676
10 | 22 | 12 | 162052.741 | 226858.71 | 263784.842 | 255792.265 | 206802.977
10 | 22 | 13 | 106425.868 | 182540.807 | 235219.684 | 245215.996 | 207662.895
10 | 22 | 14 | 42737.719 | 116058.767 | 185207.386 | 211497.693 | 187700.532
10 | 22 | 15 | 10060.722 | 39599.044 | 110528.347 | 149915.969 | 140615.733
10 | 22 | 16 | 4320.373 | 4320.373 | 24081.859 | 34793.224 | 35148.424
10 | 22 | 17 | 0 | 0 | 0 | 0 | 0
10 | 22 | 18 | 0 | 0 | 0 | 0 | 0
10 | 22 | 19 | 0 | 0 | 0 | 0 | 0
10 | 22 | 20 | 0 | 0 | 0 | 0 | 0
10 | 22 | 21 | 0 | 0 | 0 | 0 | 0
10 | 22 | 22 | 0 | 0 | 0 | 0 | 0
10 | 22 | 23 | 0 | 0 | 0 | 0 | 0
10 | 23 | 0 | 0 | 0 | 0 | 0 | 0
10 | 23 | 1 | 0 | 0 | 0 | 0 | 0
10 | 23 | 2 | 0 | 0 | 0 | 0 | 0
10 | 23 | 3 | 0 | 0 | 0 | 0 | 0
10 | 23 | 4 | 0 | 0 | 0 | 0 | 0
10 | 23 | 5 | 0 | 0 | 0 | 0 | 0
10 | 23 | 6 | 0 | 0 | 0 | 0 | 0
10 | 23 | 7 | 42999.827 | 43943.907 | 34898.783 | 21126.927 | 18228.698
10 | 23 | 8 | 29555.058 | 29783.959 | 29412.435 | 28658.388 | 27963.721
10 | 23 | 9 | 47793.079 | 48640.268 | 48228.91 | 46798.843 | 45176.435
10 | 23 | 10 | 120323.804 | 135937.925 | 136549.81 | 121809.096 | 99409.226
10 | 23 | 11 | 91068.96 | 100555.895 | 104033.588 | 99480.254 | 89544.126
10 | 23 | 12 | 118701.084 | 149379.104 | 167571.407 | 163566.737 | 139625.24
10 | 23 | 13 | 55030.056 | 58490.084 | 61196.025 | 61717.769 | 59749.71
10 | 23 | 14 | 35778.081 | 37037.811 | 38316.323 | 38864.269 | 38360.275
10 | 23 | 15 | 2008.722 | 2008.722 | 2008.722 | 2008.722 | 2008.722
10 | 23 | 16 | 0 | 0 | 0 | 0 | 0
10 | 23 | 17 | 0 | 0 | 0 | 0 | 0
10 | 23 | 18 | 0 | 0 | 0 | 0 | 0
10 | 23 | 19 | 0 | 0 | 0 | 0 | 0
10 | 23 | 20 | 0 | 0 | 0 | 0 | 0
10 | 23 | 21 | 0 | 0 | 0 | 0 | 0
10 | 23 | 22 | 0 | 0 | 0 | 0 | 0
10 | 23 | 23 | 0 | 0 | 0 | 0 | 0
10 | 24 | 0 | 0 | 0 | 0 | 0 | 0
10 | 24 | 1 | 0 | 0 | 0 | 0 | 0
10 | 24 | 2 | 0 | 0 | 0 | 0 | 0
10 | 24 | 3 | 0 | 0 | 0 | 0 | 0
10 | 24 | 4 | 0 | 0 | 0 | 0 | 0
10 | 24 | 5 | 0 | 0 | 0 | 0 | 0
10 | 24 | 6 | 0 | 0 | 0 | 0 | 0
10 | 24 | 7 | 17309.082 | 17395.605 | 16791.908 | 15852.795 | 15547.386
10 | 24 | 8 | 29241.13 | 29482.2 | 29099.364 | 28317.21 | 27594.153
10 | 24 | 9 | 37199.082 | 37587.729 | 37402.839 | 36752.817 | 36018.627
10 | 24 | 10 | 46688.685 | 47452.973 | 47485.623 | 46767.498 | 45719.477
10 | 24 | 11 | 32462.596 | 32641.857 | 32707.836 | 32621.871 | 32434.334
10 | 24 | 12 | 26394.61 | 26408.91 | 26417.648 | 26415.705 | 26404.22
10 | 24 | 13 | 23104.851 | 23104.851 | 23104.851 | 23104.851 | 23104.851
10 | 24 | 14 | 14983.497 | 14983.497 | 14983.497 | 14983.497 | 14983.497
10 | 24 | 15 | 10895.198 | 10895.198 | 10895.198 | 10895.198 | 10895.198
10 | 24 | 16 | 3834.747 | 3834.747 | 20380.752 | 28339.859 | 28579.913
10 | 24 | 17 | 0 | 0 | 0 | 0 | 0
10 | 24 | 18 | 0 | 0 | 0 | 0 | 0
10 | 24 | 19 | 0 | 0 | 0 | 0 | 0
10 | 24 | 20 | 0 | 0 | 0 | 0 | 0
10 | 24 | 21 | 0 | 0 | 0 | 0 | 0
10 | 24 | 22 | 0 | 0 | 0 | 0 | 0
10 | 24 | 23 | 0 | 0 | 0 | 0 | 0
10 | 25 | 0 | 0 | 0 | 0 | 0 | 0
10 | 25 | 1 | 0 | 0 | 0 | 0 | 0
10 | 25 | 2 | 0 | 0 | 0 | 0 | 0
10 | 25 | 3 | 0 | 0 | 0 | 0 | 0
10 | 25 | 4 | 0 | 0 | 0 | 0 | 0
10 | 25 | 5 | 0 | 0 | 0 | 0 | 0
10 | 25 | 6 | 0 | 0 | 0 | 0 | 0
10 | 25 | 7 | 124717.197 | 126265.661 | 85750.721 | 18190.776 | 8748.975
10 | 25 | 8 | 183266.95 | 204097.324 | 171546.433 | 91581.952 | 21571.227
10 | 25 | 9 | 205335.13 | 239013.521 | 223472.204 | 164584.753 | 83809.586
10 | 25 | 10 | 208772.397 | 254464.92 | 256506.909 | 213965.415 | 143208.837
10 | 25 | 11 | 195044.294 | 251859.412 | 271987.17 | 245789.05 | 185951.367
10 | 25 | 12 | 159669.31 | 226816.34 | 264438.04 | 256136.161 | 205897.554
10 | 25 | 13 | 103589.733 | 182666.449 | 236631.881 | 246497.635 | 207471.009
10 | 25 | 14 | 40013.367 | 114450.897 | 185216.347 | 211474.244 | 186603.136
10 | 25 | 15 | 9861.493 | 37116.611 | 109017.477 | 148965.889 | 138735.701
10 | 25 | 16 | 2764.33 | 2764.33 | 18073.972 | 25107.752 | 25295.812
10 | 25 | 17 | 0 | 0 | 0 | 0 | 0
10 | 25 | 18 | 0 | 0 | 0 | 0 | 0
10 | 25 | 19 | 0 | 0 | 0 | 0 | 0
10 | 25 | 20 | 0 | 0 | 0 | 0 | 0
10 | 25 | 21 | 0 | 0 | 0 | 0 | 0
10 | 25 | 22 | 0 | 0 | 0 | 0 | 0
10 | 25 | 23 | 0 | 0 | 0 | 0 | 0
10 | 26 | 0 | 0 | 0 | 0 | 0 | 0
10 | 26 | 1 | 0 | 0 | 0 | 0 | 0
10 | 26 | 2 | 0 | 0 | 0 | 0 | 0
10 | 26 | 3 | 0 | 0 | 0 | 0 | 0
10 | 26 | 4 | 0 | 0 | 0 | 0 | 0
10 | 26 | 5 | 0 | 0 | 0 | 0 | 0
10 | 26 | 6 | 0 | 0 | 0 | 0 | 0
10 | 26 | 7 | 113733.837 | 115255.128 | 79471.812 | 18120.41 | 9569.253
10 | 26 | 8 | 177918.719 | 198775.192 | 166910.301 | 89444.396 | 22968.698
10 | 26 | 9 | 206568.605 | 242611.138 | 226235.9 | 164433.352 | 82223.76
10 | 26 | 10 | 179568.493 | 218284.589 | 220161.588 | 184208.314 | 126639.802
10 | 26 | 11 | 165381.578 | 210317.707 | 226573.88 | 205533.212 | 158407.007
10 | 26 | 12 | 144189.739 | 204244.982 | 238329.771 | 230720.783 | 185294.69
10 | 26 | 13 | 101117.584 | 178628.726 | 231649.205 | 241246.711 | 202654.481
10 | 26 | 14 | 40381.724 | 99905.988 | 157460.397 | 179039.86 | 158286.208
10 | 26 | 15 | 17527.572 | 32798.792 | 71183.854 | 93075.274 | 87146.496
10 | 26 | 16 | 2734.889 | 2734.889 | 8015.725 | 11167.704 | 11248.337
10 | 26 | 17 | 0 | 0 | 0 | 0 | 0
10 | 26 | 18 | 0 | 0 | 0 | 0 | 0
10 | 26 | 19 | 0 | 0 | 0 | 0 | 0
10 | 26 | 20 | 0 | 0 | 0 | 0 | 0
10 | 26 | 21 | 0 | 0 | 0 | 0 | 0
10 | 26 | 22 | 0 | 0 | 0 | 0 | 0
10 | 26 | 23 | 0 | 0 | 0 | 0 | 0
10 | 27 | 0 | 0 | 0 | 0 | 0 | 0
10 | 27 | 1 | 0 | 0 | 0 | 0 | 0
10 | 27 | 2 | 0 | 0 | 0 | 0 | 0
10 | 27 | 3 | 0 | 0 | 0 | 0 | 0
10 | 27 | 4 | 0 | 0 | 0 | 0 | 0
10 | 27 | 5 | 0 | 0 | 0 | 0 | 0
10 | 27 | 6 | 0 | 0 | 0 | 0 | 0
10 | 27 | 7 | 39182.247 | 39831.965 | 32043.746 | 18783.286 | 16401.559
10 | 27 | 8 | 81765.989 | 88143.402 | 78619.611 | 56662.508 | 37715.501
10 | 27 | 9 | 119073.58 | 133357.779 | 126960.585 | 103081.76 | 72988.21
10 | 27 | 10 | 107686.392 | 121397.19 | 122110.086 | 109414.219 | 89924.939
10 | 27 | 11 | 86323.985 | 95445.436 | 98817.228 | 94475.896 | 84950.313
10 | 27 | 12 | 65569.085 | 69609.919 | 72029.572 | 71479.376 | 68281.371
10 | 27 | 13 | 40418.681 | 41403.175 | 42203.094 | 42349.616 | 41756.839
10 | 27 | 14 | 29382.444 | 30042.318 | 30705.162 | 30982.498 | 30711.681
10 | 27 | 15 | 11516.626 | 11516.626 | 11516.626 | 11516.626 | 11516.626
10 | 27 | 16 | 0 | 0 | 0 | 0 | 0
10 | 27 | 17 | 0 | 0 | 0 | 0 | 0
10 | 27 | 18 | 0 | 0 | 0 | 0 | 0
10 | 27 | 19 | 0 | 0 | 0 | 0 | 0
10 | 27 | 20 | 0 | 0 | 0 | 0 | 0
10 | 27 | 21 | 0 | 0 | 0 | 0 | 0
10 | 27 | 22 | 0 | 0 | 0 | 0 | 0
10 | 27 | 23 | 0 | 0 | 0 | 0 | 0
10 | 28 | 0 | 0 | 0 | 0 | 0 | 0
10 | 28 | 1 | 0 | 0 | 0 | 0 | 0
10 | 28 | 2 | 0 | 0 | 0 | 0 | 0
10 | 28 | 3 | 0 | 0 | 0 | 0 | 0
10 | 28 | 4 | 0 | 0 | 0 | 0 | 0
10 | 28 | 5 | 0 | 0 | 0 | 0 | 0
10 | 28 | 6 | 0 | 0 | 0 | 0 | 0
10 | 28 | 7 | 0 | 0 | 0 | 0 | 0
10 | 28 | 8 | 17765.097 | 17765.097 | 17765.097 | 17765.097 | 17765.097
10 | 28 | 9 | 6101.302 | 6101.302 | 6101.302 | 6101.302 | 6101.302
10 | 28 | 10 | 10393.361 | 10393.361 | 10393.361 | 10393.361 | 10393.361
10 | 28 | 11 | 31807.955 | 31980.722 | 32044.775 | 31962.582 | 31782.305
10 | 28 | 12 | 41178.988 | 41880.637 | 42307.637 | 42209.737 | 41644.318
10 | 28 | 13 | 44785.963 | 46190.377 | 47329.207 | 47534.983 | 46687.064
10 | 28 | 14 | 5895.882 | 5895.882 | 5895.882 | 5895.882 | 5895.882
10 | 28 | 15 | 6547.423 | 6547.423 | 6547.423 | 6547.423 | 6547.423
10 | 28 | 16 | 0 | 0 | 0 | 0 | 0
10 | 28 | 17 | 0 | 0 | 0 | 0 | 0
10 | 28 | 18 | 0 | 0 | 0 | 0 | 0
10 | 28 | 19 | 0 | 0 | 0 | 0 | 0
10 | 28 | 20 | 0 | 0 | 0 | 0 | 0
10 | 28 | 21 | 0 | 0 | 0 | 0 | 0
10 | 28 | 22 | 0 | 0 | 0 | 0 | 0
10 | 28 | 23 | 0 | 0 | 0 | 0 | 0
10 | 29 | 0 | 0 | 0 | 0 | 0 | 0
10 | 29 | 1 | 0 | 0 | 0 | 0 | 0
10 | 29 | 2 | 0 | 0 | 0 | 0 | 0
10 | 29 | 3 | 0 | 0 | 0 | 0 | 0
10 | 29 | 4 | 0 | 0 | 0 | 0 | 0
10 | 29 | 5 | 0 | 0 | 0 | 0 | 0
10 | 29 | 6 | 0 | 0 | 0 | 0 | 0
10 | 29 | 7 | 7956.9 | 7956.9 | 7956.9 | 7956.9 | 7956.9
10 | 29 | 8 | 14943.225 | 14943.225 | 14943.225 | 14943.225 | 14943.225
10 | 29 | 9 | 29108.073 | 29245.919 | 29186.359 | 28964.3 | 28709.856
10 | 29 | 10 | 41509.32 | 42059.605 | 42091.348 | 41585.943 | 40839.595
10 | 29 | 11 | 26786.315 | 26795.431 | 26798.816 | 26794.486 | 26784.977
10 | 29 | 12 | 39114.781 | 39687.32 | 40035.332 | 39954.863 | 39493.078
10 | 29 | 13 | 33093.37 | 33545.264 | 33910.933 | 33976.087 | 33702.536
10 | 29 | 14 | 37052.16 | 110213.16 | 182036.719 | 208363.779 | 181874.171
10 | 29 | 15 | 12909.66 | 34738.11 | 99483.716 | 136243.746 | 125338.47
10 | 29 | 16 | 1855.976 | 1855.976 | 8862.19 | 12942.926 | 12989.382
10 | 29 | 17 | 0 | 0 | 0 | 0 | 0
10 | 29 | 18 | 0 | 0 | 0 | 0 | 0
10 | 29 | 19 | 0 | 0 | 0 | 0 | 0
10 | 29 | 20 | 0 | 0 | 0 | 0 | 0
10 | 29 | 21 | 0 | 0 | 0 | 0 | 0
10 | 29 | 22 | 0 | 0 | 0 | 0 | 0
10 | 29 | 23 | 0 | 0 | 0 | 0 | 0
10 | 30 | 0 | 0 | 0 | 0 | 0 | 0
10 | 30 | 1 | 0 | 0 | 0 | 0 | 0
10 | 30 | 2 | 0 | 0 | 0 | 0 | 0
10 | 30 | 3 | 0 | 0 | 0 | 0 | 0
10 | 30 | 4 | 0 | 0 | 0 | 0 | 0
10 | 30 | 5 | 0 | 0 | 0 | 0 | 0
10 | 30 | 6 | 0 | 0 | 0 | 0 | 0
10 | 30 | 7 | 94794.277 | 96448.769 | 70258.299 | 17433.39 | 11193.802
10 | 30 | 8 | 166924.44 | 187721.17 | 158289.971 | 84134.872 | 21220.212
10 | 30 | 9 | 65907.39 | 70050.836 | 68292.989 | 61578.405 | 53492.859
10 | 30 | 10 | 157789.655 | 189588.103 | 191485.67 | 162451.592 | 115779.553
10 | 30 | 11 | 150578.343 | 189912.152 | 204322.506 | 185911.116 | 144631.74
10 | 30 | 12 | 152418.195 | 224134.899 | 264063.705 | 254851.476 | 201163.075
10 | 30 | 13 | 87771.57 | 142288.477 | 180305.253 | 186888.795 | 158515.318
10 | 30 | 14 | 37912.288 | 91520.119 | 144173.192 | 163400.721 | 143761.137
10 | 30 | 15 | 15360.909 | 29971.643 | 72171.576 | 96191.944 | 88803.798
10 | 30 | 16 | 1686.708 | 1686.708 | 4894.545 | 7071.045 | 7086.854
10 | 30 | 17 | 0 | 0 | 0 | 0 | 0
10 | 30 | 18 | 0 | 0 | 0 | 0 | 0
10 | 30 | 19 | 0 | 0 | 0 | 0 | 0
10 | 30 | 20 | 0 | 0 | 0 | 0 | 0
10 | 30 | 21 | 0 | 0 | 0 | 0 | 0
10 | 30 | 22 | 0 | 0 | 0 | 0 | 0
10 | 30 | 23 | 0 | 0 | 0 | 0 | 0
10 | 31 | 0 | 0 | 0 | 0 | 0 | 0
10 | 31 | 1 | 0 | 0 | 0 | 0 | 0
10 | 31 | 2 | 0 | 0 | 0 | 0 | 0
10 | 31 | 3 | 0 | 0 | 0 | 0 | 0
10 | 31 | 4 | 0 | 0 | 0 | 0 | 0
10 | 31 | 5 | 0 | 0 | 0 | 0 | 0
10 | 31 | 6 | 0 | 0 | 0 | 0 | 0
10 | 31 | 7 | 1211.157 | 1211.157 | 1211.157 | 1211.157 | 1211.157
10 | 31 | 8 | 30438.398 | 30812.324 | 30294.166 | 29187.993 | 28142.239
10 | 31 | 9 | 23173.069 | 23173.069 | 23173.069 | 23173.069 | 23173.069
10 | 31 | 10 | 19670.062 | 19670.062 | 19670.062 | 19670.062 | 19670.062
10 | 31 | 11 | 25819.073 | 25819.073 | 25819.073 | 25819.073 | 25819.073
10 | 31 | 12 | 21499.768 | 21499.768 | 21499.768 | 21499.768 | 21499.768
10 | 31 | 13 | 7109.749 | 7109.749 | 7109.749 | 7109.749 | 7109.749
10 | 31 | 14 | 12622.303 | 12622.303 | 12622.303 | 12622.303 | 12622.303
10 | 31 | 15 | 14819.418 | 14985.327 | 15290.722 | 15465.977 | 15408.305
10 | 31 | 16 | 1511.538 | 1511.538 | 4046.159 | 5948.385 | 5953.167
10 | 31 | 17 | 0 | 0 | 0 | 0 | 0
10 | 31 | 18 | 0 | 0 | 0 | 0 | 0
10 | 31 | 19 | 0 | 0 | 0 | 0 | 0
10 | 31 | 20 | 0 | 0 | 0 | 0 | 0
10 | 31 | 21 | 0 | 0 | 0 | 0 | 0
10 | 31 | 22 | 0 | 0 | 0 | 0 | 0
10 | 31 | 23 | 0 | 0 | 0 | 0 | 0
11 | 1 | 0 | 0 | 0 | 0 | 0 | 0
11 | 1 | 1 | 0 | 0 | 0 | 0 | 0
11 | 1 | 2 | 0 | 0 | 0 | 0 | 0
11 | 1 | 3 | 0 | 0 | 0 | 0 | 0
11 | 1 | 4 | 0 | 0 | 0 | 0 | 0
11 | 1 | 5 | 0 | 0 | 0 | 0 | 0
11 | 1 | 6 | 0 | 0 | 0 | 0 | 0
11 | 1 | 7 | 94862.598 | 96692.638 | 71283.606 | 15041.658 | 9226.257
11 | 1 | 8 | 169604.16 | 191945.019 | 161286.232 | 83631.873 | 19256.379
11 | 1 | 9 | 201520.879 | 239659.868 | 224144.022 | 160528.722 | 75295.855
11 | 1 | 10 | 207093.243 | 258862.822 | 262159.375 | 215352.486 | 136521.399
11 | 1 | 11 | 190850.211 | 252323.775 | 274467.61 | 246248.705 | 181125.943
11 | 1 | 12 | 151660.191 | 225530.406 | 266008.045 | 256515.078 | 201704.653
11 | 1 | 13 | 94507.688 | 178534.812 | 234559.554 | 243863.025 | 201912.58
11 | 1 | 14 | 32405.694 | 107649.809 | 181258.535 | 207174.355 | 179889.241
11 | 1 | 15 | 9519.475 | 30916.034 | 101244.156 | 140781.054 | 127963.802
11 | 1 | 16 | 865.729 | 865.729 | 7319.902 | 10955.226 | 10947.233
11 | 1 | 17 | 0 | 0 | 0 | 0 | 0
11 | 1 | 18 | 0 | 0 | 0 | 0 | 0
11 | 1 | 19 | 0 | 0 | 0 | 0 | 0
11 | 1 | 20 | 0 | 0 | 0 | 0 | 0
11 | 1 | 21 | 0 | 0 | 0 | 0 | 0
11 | 1 | 22 | 0 | 0 | 0 | 0 | 0
11 | 1 | 23 | 0 | 0 | 0 | 0 | 0
11 | 2 | 0 | 0 | 0 | 0 | 0 | 0
11 | 2 | 1 | 0 | 0 | 0 | 0 | 0
11 | 2 | 2 | 0 | 0 | 0 | 0 | 0
11 | 2 | 3 | 0 | 0 | 0 | 0 | 0
11 | 2 | 4 | 0 | 0 | 0 | 0 | 0
11 | 2 | 5 | 0 | 0 | 0 | 0 | 0
11 | 2 | 6 | 0 | 0 | 0 | 0 | 0
11 | 2 | 7 | 97044.606 | 98979.612 | 73415.028 | 13544.902 | 7830.313
11 | 2 | 8 | 171653.899 | 194936.864 | 163402.659 | 83057.376 | 16856.418
11 | 2 | 9 | 201969.064 | 241066.292 | 225427.723 | 160410.679 | 73114.011
11 | 2 | 10 | 205796.742 | 257472.625 | 260873.513 | 214317.645 | 135394.759
11 | 2 | 11 | 189655.736 | 251923.695 | 274353.879 | 245810.67 | 179665.423
11 | 2 | 12 | 150485.33 | 224126.032 | 264221.367 | 254728.312 | 200283.662
11 | 2 | 13 | 92477.63 | 177515.624 | 233884.638 | 243056.849 | 200788.501
11 | 2 | 14 | 30245.349 | 106282.054 | 180444.656 | 206166.331 | 178669.948
11 | 2 | 15 | 9823.545 | 30167.382 | 99976.577 | 138903.429 | 126041.445
11 | 2 | 16 | 690.126 | 690.126 | 6727.31 | 10164.062 | 10141.277
11 | 2 | 17 | 0 | 0 | 0 | 0 | 0
11 | 2 | 18 | 0 | 0 | 0 | 0 | 0
11 | 2 | 19 | 0 | 0 | 0 | 0 | 0
11 | 2 | 20 | 0 | 0 | 0 | 0 | 0
11 | 2 | 21 | 0 | 0 | 0 | 0 | 0
11 | 2 | 22 | 0 | 0 | 0 | 0 | 0
11 | 2 | 23 | 0 | 0 | 0 | 0 | 0
11 | 3 | 0 | 0 | 0 | 0 | 0 | 0
11 | 3 | 1 | 0 | 0 | 0 | 0 | 0
11 | 3 | 2 | 0 | 0 | 0 | 0 | 0
11 | 3 | 3 | 0 | 0 | 0 | 0 | 0
11 | 3 | 4 | 0 | 0 | 0 | 0 | 0
11 | 3 | 5 | 0 | 0 | 0 | 0 | 0
11 | 3 | 6 | 0 | 0 | 0 | 0 | 0
11 | 3 | 7 | 7877.969 | 7877.969 | 7877.969 | 7877.969 | 7877.969
11 | 3 | 8 | 66919.038 | 72386.704 | 65125.335 | 47946.488 | 33317.232
11 | 3 | 9 | 197382.64 | 236398.548 | 221007.198 | 156747.626 | 71645.157
11 | 3 | 10 | 204207.06 | 257656.774 | 261301.007 | 213253.131 | 132603.408
11 | 3 | 11 | 187398.748 | 250476.543 | 273401.883 | 244279.224 | 177217.344
11 | 3 | 12 | 110204.294 | 145067.58 | 164936.634 | 160139.535 | 133360.264
11 | 3 | 13 | 80493.012 | 129952.312 | 164678.488 | 170334.754 | 143967.323
11 | 3 | 14 | 30800.079 | 91715.642 | 152491.155 | 173935.608 | 150670.897
11 | 3 | 15 | 10152.733 | 29014.592 | 94562.548 | 130140.93 | 118886.896
11 | 3 | 16 | 1049.78 | 1049.78 | 3802.498 | 4764.685 | 4757.515
11 | 3 | 17 | 0 | 0 | 0 | 0 | 0
11 | 3 | 18 | 0 | 0 | 0 | 0 | 0
11 | 3 | 19 | 0 | 0 | 0 | 0 | 0
11 | 3 | 20 | 0 | 0 | 0 | 0 | 0
11 | 3 | 21 | 0 | 0 | 0 | 0 | 0
11 | 3 | 22 | 0 | 0 | 0 | 0 | 0
11 | 3 | 23 | 0 | 0 | 0 | 0 | 0
11 | 4 | 0 | 0 | 0 | 0 | 0 | 0
11 | 4 | 1 | 0 | 0 | 0 | 0 | 0
11 | 4 | 2 | 0 | 0 | 0 | 0 | 0
11 | 4 | 3 | 0 | 0 | 0 | 0 | 0
11 | 4 | 4 | 0 | 0 | 0 | 0 | 0
11 | 4 | 5 | 0 | 0 | 0 | 0 | 0
11 | 4 | 6 | 0 | 0 | 0 | 0 | 0
11 | 4 | 7 | 79638.174 | 81496.311 | 62508.96 | 14434.572 | 10172.365
11 | 4 | 8 | 157831.253 | 179650.822 | 150875.502 | 78512.924 | 19914.041
11 | 4 | 9 | 192004.191 | 229691.288 | 215050.135 | 153320.096 | 71952.733
11 | 4 | 10 | 158496.186 | 193217.943 | 195669.437 | 164502.022 | 113546.11
11 | 4 | 11 | 5536.531 | 5536.531 | 5536.531 | 5536.531 | 5536.531
11 | 4 | 12 | 6805.237 | 6805.237 | 6805.237 | 6805.237 | 6805.237
11 | 4 | 13 | 55122.994 | 63018.087 | 69012.483 | 69983.986 | 65380.838
11 | 4 | 14 | 17100.278 | 17100.278 | 17100.278 | 17100.278 | 17100.278
11 | 4 | 15 | 5655.458 | 5655.458 | 5655.458 | 5655.458 | 5655.458
11 | 4 | 16 | 0 | 0 | 0 | 0 | 0
11 | 4 | 17 | 0 | 0 | 0 | 0 | 0
11 | 4 | 18 | 0 | 0 | 0 | 0 | 0
11 | 4 | 19 | 0 | 0 | 0 | 0 | 0
11 | 4 | 20 | 0 | 0 | 0 | 0 | 0
11 | 4 | 21 | 0 | 0 | 0 | 0 | 0
11 | 4 | 22 | 0 | 0 | 0 | 0 | 0
11 | 4 | 23 | 0 | 0 | 0 | 0 | 0
11 | 5 | 0 | 0 | 0 | 0 | 0 | 0
11 | 5 | 1 | 0 | 0 | 0 | 0 | 0
11 | 5 | 2 | 0 | 0 | 0 | 0 | 0
11 | 5 | 3 | 0 | 0 | 0 | 0 | 0
11 | 5 | 4 | 0 | 0 | 0 | 0 | 0
11 | 5 | 5 | 0 | 0 | 0 | 0 | 0
11 | 5 | 6 | 0 | 0 | 0 | 0 | 0
11 | 5 | 7 | 94539.046 | 96524.287 | 74548.162 | 12690.431 | 8136.703
11 | 5 | 8 | 179353.277 | 205600.186 | 171344.579 | 84129.204 | 14649.623
11 | 5 | 9 | 211253.344 | 254242.22 | 237800.639 | 167307.207 | 73550.305
11 | 5 | 10 | 216382.708 | 273968.046 | 278101.939 | 226657.705 | 139237.705
11 | 5 | 11 | 198708.381 | 268286.287 | 293489.641 | 261508.55 | 187400.683
11 | 5 | 12 | 156553.037 | 239555.27 | 284751.445 | 273676.654 | 212030.859
11 | 5 | 13 | 94428.068 | 187332.936 | 249760.037 | 259450.776 | 212054.717
11 | 5 | 14 | 27861.785 | 110320.539 | 192818.423 | 221055.541 | 189475.859
11 | 5 | 15 | 9098.427 | 29017.345 | 104680.117 | 142542.229 | 131938.446
11 | 5 | 16 | 741.192 | 741.192 | 3912.821 | 5058.515 | 5042.897
11 | 5 | 17 | 0 | 0 | 0 | 0 | 0
11 | 5 | 18 | 0 | 0 | 0 | 0 | 0
11 | 5 | 19 | 0 | 0 | 0 | 0 | 0
11 | 5 | 20 | 0 | 0 | 0 | 0 | 0
11 | 5 | 21 | 0 | 0 | 0 | 0 | 0
11 | 5 | 22 | 0 | 0 | 0 | 0 | 0
11 | 5 | 23 | 0 | 0 | 0 | 0 | 0
11 | 6 | 0 | 0 | 0 | 0 | 0 | 0
11 | 6 | 1 | 0 | 0 | 0 | 0 | 0
11 | 6 | 2 | 0 | 0 | 0 | 0 | 0
11 | 6 | 3 | 0 | 0 | 0 | 0 | 0
11 | 6 | 4 | 0 | 0 | 0 | 0 | 0
11 | 6 | 5 | 0 | 0 | 0 | 0 | 0
11 | 6 | 6 | 0 | 0 | 0 | 0 | 0
11 | 6 | 7 | 13968.272 | 14128.038 | 13454.763 | 12344.327 | 12126.834
11 | 6 | 8 | 162517.476 | 186098.974 | 155625.456 | 76946.488 | 13937.769
11 | 6 | 9 | 193782.373 | 233113.22 | 218320.571 | 153662.943 | 66698.186
11 | 6 | 10 | 200435.296 | 253799.214 | 257701.619 | 210204.065 | 128427.575
11 | 6 | 11 | 184617.597 | 249760.489 | 273173.512 | 243453.621 | 173995.968
11 | 6 | 12 | 145442.104 | 223901.095 | 266204.33 | 255741.298 | 197776.944
11 | 6 | 13 | 87396.902 | 175614.395 | 234634.308 | 243601.432 | 198707.436
11 | 6 | 14 | 24819.923 | 102719.451 | 180800.384 | 207237.621 | 177216.989
11 | 6 | 15 | 8378.731 | 26595.515 | 97666.411 | 131734.989 | 122871.684
11 | 6 | 16 | 1570.607 | 1570.607 | 1570.607 | 1570.607 | 1570.607
11 | 6 | 17 | 0 | 0 | 0 | 0 | 0
11 | 6 | 18 | 0 | 0 | 0 | 0 | 0
11 | 6 | 19 | 0 | 0 | 0 | 0 | 0
11 | 6 | 20 | 0 | 0 | 0 | 0 | 0
11 | 6 | 21 | 0 | 0 | 0 | 0 | 0
11 | 6 | 22 | 0 | 0 | 0 | 0 | 0
11 | 6 | 23 | 0 | 0 | 0 | 0 | 0
11 | 7 | 0 | 0 | 0 | 0 | 0 | 0
11 | 7 | 1 | 0 | 0 | 0 | 0 | 0
11 | 7 | 2 | 0 | 0 | 0 | 0 | 0
11 | 7 | 3 | 0 | 0 | 0 | 0 | 0
11 | 7 | 4 | 0 | 0 | 0 | 0 | 0
11 | 7 | 5 | 0 | 0 | 0 | 0 | 0
11 | 7 | 6 | 0 | 0 | 0 | 0 | 0
11 | 7 | 7 | 79719.026 | 81813.268 | 64323.215 | 10285.3 | 6635.364
11 | 7 | 8 | 161816.397 | 186273.272 | 155077.941 | 75711.096 | 13770.764
11 | 7 | 9 | 193759.71 | 234586.928 | 219405.789 | 152942.468 | 65048.321
11 | 7 | 10 | 198230.005 | 252850.684 | 256946.386 | 208400.811 | 125588.601
11 | 7 | 11 | 179293.39 | 243488.098 | 266617.592 | 237258.95 | 168888.797
11 | 7 | 12 | 139597.42 | 216441.357 | 257930.486 | 247545.374 | 190580.296
11 | 7 | 13 | 82729.53 | 167160.608 | 223859.214 | 232307.777 | 189032.728
11 | 7 | 14 | 25285.649 | 96802.724 | 168458.891 | 192473.604 | 164783.629
11 | 7 | 15 | 15118.541 | 23357.755 | 52810.33 | 66843.147 | 63158.495
11 | 7 | 16 | 220.355 | 220.355 | 1778.644 | 2358.037 | 2346.455
11 | 7 | 17 | 0 | 0 | 0 | 0 | 0
11 | 7 | 18 | 0 | 0 | 0 | 0 | 0
11 | 7 | 19 | 0 | 0 | 0 | 0 | 0
11 | 7 | 20 | 0 | 0 | 0 | 0 | 0
11 | 7 | 21 | 0 | 0 | 0 | 0 | 0
11 | 7 | 22 | 0 | 0 | 0 | 0 | 0
11 | 7 | 23 | 0 | 0 | 0 | 0 | 0
11 | 8 | 0 | 0 | 0 | 0 | 0 | 0
11 | 8 | 1 | 0 | 0 | 0 | 0 | 0
11 | 8 | 2 | 0 | 0 | 0 | 0 | 0
11 | 8 | 3 | 0 | 0 | 0 | 0 | 0
11 | 8 | 4 | 0 | 0 | 0 | 0 | 0
11 | 8 | 5 | 0 | 0 | 0 | 0 | 0
11 | 8 | 6 | 0 | 0 | 0 | 0 | 0
11 | 8 | 7 | 77410.568 | 79519.953 | 63422.276 | 9854.728 | 6534.456
11 | 8 | 8 | 158886.658 | 183228.789 | 152654.625 | 74315.943 | 13494.102
11 | 8 | 9 | 189431.729 | 229292.066 | 214694.205 | 149685.648 | 62978.944
11 | 8 | 10 | 194104.978 | 246740.69 | 250745.974 | 204116.059 | 123448.13
11 | 8 | 11 | 177248.324 | 241502.373 | 264498.336 | 235280.808 | 166781.474
11 | 8 | 12 | 138453.21 | 215066.448 | 256190.735 | 245779.456 | 189139.991
11 | 8 | 13 | 81213.029 | 167030.17 | 224777.89 | 233220.474 | 188983.718
11 | 8 | 14 | 24161.407 | 95941.266 | 168563.665 | 192807.261 | 164430.552
11 | 8 | 15 | 8301.739 | 24073.35 | 87669.416 | 115787.634 | 109553.569
11 | 8 | 16 | 0 | 0 | 1132.609 | 1565.928 | 1555.86
11 | 8 | 17 | 0 | 0 | 0 | 0 | 0
11 | 8 | 18 | 0 | 0 | 0 | 0 | 0
11 | 8 | 19 | 0 | 0 | 0 | 0 | 0
11 | 8 | 20 | 0 | 0 | 0 | 0 | 0
11 | 8 | 21 | 0 | 0 | 0 | 0 | 0
11 | 8 | 22 | 0 | 0 | 0 | 0 | 0
11 | 8 | 23 | 0 | 0 | 0 | 0 | 0
11 | 9 | 0 | 0 | 0 | 0 | 0 | 0
11 | 9 | 1 | 0 | 0 | 0 | 0 | 0
11 | 9 | 2 | 0 | 0 | 0 | 0 | 0
11 | 9 | 3 | 0 | 0 | 0 | 0 | 0
11 | 9 | 4 | 0 | 0 | 0 | 0 | 0
11 | 9 | 5 | 0 | 0 | 0 | 0 | 0
11 | 9 | 6 | 0 | 0 | 0 | 0 | 0
11 | 9 | 7 | 68958.298 | 70980.886 | 57335.417 | 9313.316 | 6509.143
11 | 9 | 8 | 149871.195 | 173195.642 | 144341.834 | 70305.058 | 13340.573
11 | 9 | 9 | 180898.243 | 219142.684 | 205321.159 | 143026.236 | 59866.898
11 | 9 | 10 | 185989.501 | 237328.386 | 241294.08 | 195927.861 | 117100.173
11 | 9 | 11 | 169308.145 | 231968.56 | 254280.391 | 225897.292 | 159078.937
11 | 9 | 12 | 131460.217 | 204599.057 | 243690.818 | 233685.617 | 179629.983
11 | 9 | 13 | 78267.38 | 158156.102 | 211825.184 | 219501.714 | 178275.987
11 | 9 | 14 | 23447.852 | 90649.267 | 158582.179 | 181082.907 | 154339.792
11 | 9 | 15 | 8837.311 | 23168.557 | 81866.794 | 106723.846 | 101711.262
11 | 9 | 16 | 0 | 0 | 0 | 0 | 0
11 | 9 | 17 | 0 | 0 | 0 | 0 | 0
11 | 9 | 18 | 0 | 0 | 0 | 0 | 0
11 | 9 | 19 | 0 | 0 | 0 | 0 | 0
11 | 9 | 20 | 0 | 0 | 0 | 0 | 0
11 | 9 | 21 | 0 | 0 | 0 | 0 | 0
11 | 9 | 22 | 0 | 0 | 0 | 0 | 0
11 | 9 | 23 | 0 | 0 | 0 | 0 | 0
11 | 10 | 0 | 0 | 0 | 0 | 0 | 0
11 | 10 | 1 | 0 | 0 | 0 | 0 | 0
11 | 10 | 2 | 0 | 0 | 0 | 0 | 0
11 | 10 | 3 | 0 | 0 | 0 | 0 | 0
11 | 10 | 4 | 0 | 0 | 0 | 0 | 0
11 | 10 | 5 | 0 | 0 | 0 | 0 | 0
11 | 10 | 6 | 0 | 0 | 0 | 0 | 0
11 | 10 | 7 | 44860.383 | 46503.327 | 37843.091 | 9920.776 | 8061.052
11 | 10 | 8 | 96238.842 | 109475.803 | 93405.283 | 53609.28 | 22377.996
11 | 10 | 9 | 117239.079 | 136902.724 | 129836.595 | 98602.415 | 58738.277
11 | 10 | 10 | 130654.175 | 158558.135 | 160777.935 | 136078.919 | 95053.56
11 | 10 | 11 | 115032.453 | 143537.681 | 153945.984 | 140710.459 | 110584.582
11 | 10 | 12 | 133663.466 | 209421.666 | 250048.777 | 239506.885 | 183268.855
11 | 10 | 13 | 78638.502 | 161325.418 | 217237.399 | 225094.416 | 181936.397
11 | 10 | 14 | 23693.343 | 92556.042 | 162994.226 | 186211.833 | 158202.01
11 | 10 | 15 | 8662.878 | 22962.398 | 83530.224 | 108119.109 | 103765.131
11 | 10 | 16 | 0 | 0 | 0 | 0 | 0
11 | 10 | 17 | 0 | 0 | 0 | 0 | 0
11 | 10 | 18 | 0 | 0 | 0 | 0 | 0
11 | 10 | 19 | 0 | 0 | 0 | 0 | 0
11 | 10 | 20 | 0 | 0 | 0 | 0 | 0
11 | 10 | 21 | 0 | 0 | 0 | 0 | 0
11 | 10 | 22 | 0 | 0 | 0 | 0 | 0
11 | 10 | 23 | 0 | 0 | 0 | 0 | 0
11 | 11 | 0 | 0 | 0 | 0 | 0 | 0
11 | 11 | 1 | 0 | 0 | 0 | 0 | 0
11 | 11 | 2 | 0 | 0 | 0 | 0 | 0
11 | 11 | 3 | 0 | 0 | 0 | 0 | 0
11 | 11 | 4 | 0 | 0 | 0 | 0 | 0
11 | 11 | 5 | 0 | 0 | 0 | 0 | 0
11 | 11 | 6 | 0 | 0 | 0 | 0 | 0
11 | 11 | 7 | 31979.529 | 33144.901 | 27678.129 | 10023.17 | 8858.729
11 | 11 | 8 | 109155.888 | 125613.945 | 105867.875 | 56299.2 | 18480.499
11 | 11 | 9 | 91655.615 | 104192.885 | 99733.275 | 80025.21 | 55229.801
11 | 11 | 10 | 16873.16 | 16873.16 | 16873.16 | 16873.16 | 16873.16
11 | 11 | 11 | 94193.587 | 111765.819 | 118202.219 | 110005.243 | 91482.051
11 | 11 | 12 | 99245.083 | 133759.347 | 152842.856 | 147807.513 | 121448.969
11 | 11 | 13 | 41253.736 | 42939.823 | 44266.257 | 44455.992 | 43397.886
11 | 11 | 14 | 11783.292 | 11783.292 | 11783.292 | 11783.292 | 11783.292
11 | 11 | 15 | 3555.776 | 3555.776 | 3555.776 | 3555.776 | 3555.776
11 | 11 | 16 | 0 | 0 | 0 | 0 | 0
11 | 11 | 17 | 0 | 0 | 0 | 0 | 0
11 | 11 | 18 | 0 | 0 | 0 | 0 | 0
11 | 11 | 19 | 0 | 0 | 0 | 0 | 0
11 | 11 | 20 | 0 | 0 | 0 | 0 | 0
11 | 11 | 21 | 0 | 0 | 0 | 0 | 0
11 | 11 | 22 | 0 | 0 | 0 | 0 | 0
11 | 11 | 23 | 0 | 0 | 0 | 0 | 0
11 | 12 | 0 | 0 | 0 | 0 | 0 | 0
11 | 12 | 1 | 0 | 0 | 0 | 0 | 0
11 | 12 | 2 | 0 | 0 | 0 | 0 | 0
11 | 12 | 3 | 0 | 0 | 0 | 0 | 0
11 | 12 | 4 | 0 | 0 | 0 | 0 | 0
11 | 12 | 5 | 0 | 0 | 0 | 0 | 0
11 | 12 | 6 | 0 | 0 | 0 | 0 | 0
11 | 12 | 7 | 7287.388 | 7310.017 | 7227.254 | 7087.641 | 7069.055
11 | 12 | 8 | 29859.962 | 30504.781 | 29751.283 | 28042.022 | 26379.444
11 | 12 | 9 | 49922.753 | 52071.522 | 51314.366 | 48021.543 | 44015.762
11 | 12 | 10 | 169668.293 | 215044.369 | 218719.849 | 178751.628 | 110382.163
11 | 12 | 11 | 159441.311 | 217420.987 | 238097.66 | 211675.887 | 149955.534
11 | 12 | 12 | 125404.06 | 191423.958 | 226869.354 | 217435.281 | 168100.748
11 | 12 | 13 | 76938.966 | 146741.154 | 194493.526 | 200943.86 | 163729.208
11 | 12 | 14 | 28683.608 | 83550.622 | 140054.617 | 158651.391 | 135516.654
11 | 12 | 15 | 14019.724 | 19815.482 | 41820.891 | 50745.562 | 48754.364
11 | 12 | 16 | 0 | 0 | 0 | 0 | 0
11 | 12 | 17 | 0 | 0 | 0 | 0 | 0
11 | 12 | 18 | 0 | 0 | 0 | 0 | 0
11 | 12 | 19 | 0 | 0 | 0 | 0 | 0
11 | 12 | 20 | 0 | 0 | 0 | 0 | 0
11 | 12 | 21 | 0 | 0 | 0 | 0 | 0
11 | 12 | 22 | 0 | 0 | 0 | 0 | 0
11 | 12 | 23 | 0 | 0 | 0 | 0 | 0
11 | 13 | 0 | 0 | 0 | 0 | 0 | 0
11 | 13 | 1 | 0 | 0 | 0 | 0 | 0
11 | 13 | 2 | 0 | 0 | 0 | 0 | 0
11 | 13 | 3 | 0 | 0 | 0 | 0 | 0
11 | 13 | 4 | 0 | 0 | 0 | 0 | 0
11 | 13 | 5 | 0 | 0 | 0 | 0 | 0
11 | 13 | 6 | 0 | 0 | 0 | 0 | 0
11 | 13 | 7 | 0 | 0 | 0 | 0 | 0
11 | 13 | 8 | 2146.636 | 2146.636 | 2146.636 | 2146.636 | 2146.636
11 | 13 | 9 | 8070.695 | 8070.695 | 8070.695 | 8070.695 | 8070.695
11 | 13 | 10 | 11839.526 | 11839.526 | 11839.526 | 11839.526 | 11839.526
11 | 13 | 11 | 16052.966 | 16052.966 | 16052.966 | 16052.966 | 16052.966
11 | 13 | 12 | 26599.015 | 26685.998 | 26737.599 | 26723.589 | 26652.174
11 | 13 | 13 | 20162.011 | 20162.011 | 20162.011 | 20162.011 | 20162.011
11 | 13 | 14 | 10820.352 | 10820.352 | 10820.352 | 10820.352 | 10820.352
11 | 13 | 15 | 14704.183 | 25048.801 | 68335.523 | 84444.618 | 81197.569
11 | 13 | 16 | 0 | 0 | 0 | 0 | 0
11 | 13 | 17 | 0 | 0 | 0 | 0 | 0
11 | 13 | 18 | 0 | 0 | 0 | 0 | 0
11 | 13 | 19 | 0 | 0 | 0 | 0 | 0
11 | 13 | 20 | 0 | 0 | 0 | 0 | 0
11 | 13 | 21 | 0 | 0 | 0 | 0 | 0
11 | 13 | 22 | 0 | 0 | 0 | 0 | 0
11 | 13 | 23 | 0 | 0 | 0 | 0 | 0
11 | 14 | 0 | 0 | 0 | 0 | 0 | 0
11 | 14 | 1 | 0 | 0 | 0 | 0 | 0
11 | 14 | 2 | 0 | 0 | 0 | 0 | 0
11 | 14 | 3 | 0 | 0 | 0 | 0 | 0
11 | 14 | 4 | 0 | 0 | 0 | 0 | 0
11 | 14 | 5 | 0 | 0 | 0 | 0 | 0
11 | 14 | 6 | 0 | 0 | 0 | 0 | 0
11 | 14 | 7 | 46574.923 | 48527.456 | 40818.454 | 10544.351 | 9170.54
11 | 14 | 8 | 28915.679 | 29523.831 | 28827.846 | 27236.633 | 25683.516
11 | 14 | 9 | 42525.654 | 43654.613 | 43264.599 | 41579.033 | 39579.665
11 | 14 | 10 | 185793.927 | 238365.001 | 242708.285 | 196502.198 | 117097.622
11 | 14 | 11 | 172082.488 | 238700.859 | 262347.843 | 231979.105 | 160981.362
11 | 14 | 12 | 134833.004 | 213883.373 | 255879.666 | 244413.405 | 185555.202
11 | 14 | 13 | 70643.623 | 122705.921 | 159141.298 | 163889.101 | 135126.145
11 | 14 | 14 | 33318.771 | 40450.963 | 47614.109 | 50119.256 | 46899.819
11 | 14 | 15 | 12300.243 | 12513.814 | 13027.081 | 13303.146 | 13179.881
11 | 14 | 16 | 0 | 0 | 0 | 0 | 0
11 | 14 | 17 | 0 | 0 | 0 | 0 | 0
11 | 14 | 18 | 0 | 0 | 0 | 0 | 0
11 | 14 | 19 | 0 | 0 | 0 | 0 | 0
11 | 14 | 20 | 0 | 0 | 0 | 0 | 0
11 | 14 | 21 | 0 | 0 | 0 | 0 | 0
11 | 14 | 22 | 0 | 0 | 0 | 0 | 0
11 | 14 | 23 | 0 | 0 | 0 | 0 | 0
11 | 15 | 0 | 0 | 0 | 0 | 0 | 0
11 | 15 | 1 | 0 | 0 | 0 | 0 | 0
11 | 15 | 2 | 0 | 0 | 0 | 0 | 0
11 | 15 | 3 | 0 | 0 | 0 | 0 | 0
11 | 15 | 4 | 0 | 0 | 0 | 0 | 0
11 | 15 | 5 | 0 | 0 | 0 | 0 | 0
11 | 15 | 6 | 0 | 0 | 0 | 0 | 0
11 | 15 | 7 | 19274.454 | 20024.454 | 17246.329 | 8733.79 | 8278.45
11 | 15 | 8 | 59326.164 | 65677.93 | 58429.493 | 40746.739 | 26922.508
11 | 15 | 9 | 117244.071 | 138518.806 | 131256.026 | 97677.369 | 55036.779
11 | 15 | 10 | 119228.07 | 144464.047 | 146578.173 | 124379.63 | 87386.443
11 | 15 | 11 | 167370.325 | 233056.677 | 256173.575 | 226384.32 | 156229.459
11 | 15 | 12 | 129610.967 | 207267.942 | 248153.736 | 236860.603 | 179106.971
11 | 15 | 13 | 52390.511 | 62423.802 | 69826.473 | 70785.214 | 64837.662
11 | 15 | 14 | 33006.429 | 40216.839 | 47448.835 | 49961.003 | 46677.864
11 | 15 | 15 | 11903.221 | 22498.367 | 71040.385 | 86892.519 | 83654.929
11 | 15 | 16 | 0 | 0 | 0 | 0 | 0
11 | 15 | 17 | 0 | 0 | 0 | 0 | 0
11 | 15 | 18 | 0 | 0 | 0 | 0 | 0
11 | 15 | 19 | 0 | 0 | 0 | 0 | 0
11 | 15 | 20 | 0 | 0 | 0 | 0 | 0
11 | 15 | 21 | 0 | 0 | 0 | 0 | 0
11 | 15 | 22 | 0 | 0 | 0 | 0 | 0
11 | 15 | 23 | 0 | 0 | 0 | 0 | 0
11 | 16 | 0 | 0 | 0 | 0 | 0 | 0
11 | 16 | 1 | 0 | 0 | 0 | 0 | 0
11 | 16 | 2 | 0 | 0 | 0 | 0 | 0
11 | 16 | 3 | 0 | 0 | 0 | 0 | 0
11 | 16 | 4 | 0 | 0 | 0 | 0 | 0
11 | 16 | 5 | 0 | 0 | 0 | 0 | 0
11 | 16 | 6 | 0 | 0 | 0 | 0 | 0
11 | 16 | 7 | 44348.879 | 46199.192 | 38986.613 | 8278.917 | 7300.876
11 | 16 | 8 | 131765.161 | 154976.055 | 128666.498 | 61812.256 | 14737.49
11 | 16 | 9 | 170244.302 | 208582.927 | 195666.76 | 134162.948 | 54027.114
11 | 16 | 10 | 141272.966 | 177104.834 | 180107.143 | 148657.725 | 94984.441
11 | 16 | 11 | 163160.564 | 227262.817 | 249620.235 | 220699.624 | 152103.598
11 | 16 | 12 | 100132.975 | 140848.971 | 162758.003 | 156606.755 | 125625.489
11 | 16 | 13 | 73229.96 | 151848.268 | 204473.523 | 210880.818 | 169449.757
11 | 16 | 14 | 23804.048 | 84990.814 | 147992.086 | 167702.199 | 141196.787
11 | 16 | 15 | 14568.339 | 15417.781 | 18271.234 | 19437.061 | 19019.03
11 | 16 | 16 | 0 | 0 | 0 | 0 | 0
11 | 16 | 17 | 0 | 0 | 0 | 0 | 0
11 | 16 | 18 | 0 | 0 | 0 | 0 | 0
11 | 16 | 19 | 0 | 0 | 0 | 0 | 0
11 | 16 | 20 | 0 | 0 | 0 | 0 | 0
11 | 16 | 21 | 0 | 0 | 0 | 0 | 0
11 | 16 | 22 | 0 | 0 | 0 | 0 | 0
11 | 16 | 23 | 0 | 0 | 0 | 0 | 0
11 | 17 | 0 | 0 | 0 | 0 | 0 | 0
11 | 17 | 1 | 0 | 0 | 0 | 0 | 0
11 | 17 | 2 | 0 | 0 | 0 | 0 | 0
11 | 17 | 3 | 0 | 0 | 0 | 0 | 0
11 | 17 | 4 | 0 | 0 | 0 | 0 | 0
11 | 17 | 5 | 0 | 0 | 0 | 0 | 0
11 | 17 | 6 | 0 | 0 | 0 | 0 | 0
11 | 17 | 7 | 0 | 0 | 0 | 0 | 0
11 | 17 | 8 | 2591.43 | 2591.43 | 2591.43 | 2591.43 | 2591.43
11 | 17 | 9 | 9686.778 | 9686.778 | 9686.778 | 9686.778 | 9686.778
11 | 17 | 10 | 12850.432 | 12850.432 | 12850.432 | 12850.432 | 12850.432
11 | 17 | 11 | 20299.878 | 20299.878 | 20299.878 | 20299.878 | 20299.878
11 | 17 | 12 | 15317.736 | 15317.736 | 15317.736 | 15317.736 | 15317.736
11 | 17 | 13 | 14990 | 14990 | 14990 | 14990 | 14990
11 | 17 | 14 | 20078.329 | 20330.709 | 20570.901 | 20658.154 | 20541.317
11 | 17 | 15 | 11792.387 | 21826.327 | 68841.245 | 82941.618 | 79539.37
11 | 17 | 16 | 0 | 0 | 0 | 0 | 0
11 | 17 | 17 | 0 | 0 | 0 | 0 | 0
11 | 17 | 18 | 0 | 0 | 0 | 0 | 0
11 | 17 | 19 | 0 | 0 | 0 | 0 | 0
11 | 17 | 20 | 0 | 0 | 0 | 0 | 0
11 | 17 | 21 | 0 | 0 | 0 | 0 | 0
11 | 17 | 22 | 0 | 0 | 0 | 0 | 0
11 | 17 | 23 | 0 | 0 | 0 | 0 | 0
11 | 18 | 0 | 0 | 0 | 0 | 0 | 0
11 | 18 | 1 | 0 | 0 | 0 | 0 | 0
11 | 18 | 2 | 0 | 0 | 0 | 0 | 0
11 | 18 | 3 | 0 | 0 | 0 | 0 | 0
11 | 18 | 4 | 0 | 0 | 0 | 0 | 0
11 | 18 | 5 | 0 | 0 | 0 | 0 | 0
11 | 18 | 6 | 0 | 0 | 0 | 0 | 0
11 | 18 | 7 | 6475.482 | 6530.9 | 6348.143 | 6034.579 | 6012.597
11 | 18 | 8 | 16656.101 | 16714.93 | 16649.94 | 16499.222 | 16356.382
11 | 18 | 9 | 38567.01 | 39485.814 | 39178.416 | 37825.066 | 36219.047
11 | 18 | 10 | 82358.854 | 93196.465 | 94119.274 | 84597.478 | 69033.264
11 | 18 | 11 | 56926.686 | 60104.585 | 61261.311 | 59756.893 | 56410.12
11 | 18 | 12 | 103181.222 | 150123.766 | 175203.889 | 167976.923 | 132078.698
11 | 18 | 13 | 58980.801 | 80762.737 | 96343.628 | 98200.738 | 85610.832
11 | 18 | 14 | 20276.573 | 91359.318 | 165411.607 | 188046.719 | 156404.617
11 | 18 | 15 | 8164.221 | 20251.501 | 80972.09 | 97294.178 | 93523.589
11 | 18 | 16 | 0 | 0 | 0 | 0 | 0
11 | 18 | 17 | 0 | 0 | 0 | 0 | 0
11 | 18 | 18 | 0 | 0 | 0 | 0 | 0
11 | 18 | 19 | 0 | 0 | 0 | 0 | 0
11 | 18 | 20 | 0 | 0 | 0 | 0 | 0
11 | 18 | 21 | 0 | 0 | 0 | 0 | 0
11 | 18 | 22 | 0 | 0 | 0 | 0 | 0
11 | 18 | 23 | 0 | 0 | 0 | 0 | 0
11 | 19 | 0 | 0 | 0 | 0 | 0 | 0
11 | 19 | 1 | 0 | 0 | 0 | 0 | 0
11 | 19 | 2 | 0 | 0 | 0 | 0 | 0
11 | 19 | 3 | 0 | 0 | 0 | 0 | 0
11 | 19 | 4 | 0 | 0 | 0 | 0 | 0
11 | 19 | 5 | 0 | 0 | 0 | 0 | 0
11 | 19 | 6 | 0 | 0 | 0 | 0 | 0
11 | 19 | 7 | 39771.669 | 41637.593 | 34719.346 | 6589.841 | 6017.558
11 | 19 | 8 | 130972.382 | 155716.704 | 128423.042 | 59701.616 | 14303.563
11 | 19 | 9 | 103787.772 | 122311.42 | 116168.666 | 87245.375 | 51180.394
11 | 19 | 10 | 135331.774 | 170263.682 | 173223.946 | 142640.32 | 90827.671
11 | 19 | 11 | 164586.188 | 233313.959 | 257245.14 | 225936.162 | 152317.099
11 | 19 | 12 | 103410.506 | 153167.014 | 179797.138 | 172007.689 | 133747.703
11 | 19 | 13 | 55622.978 | 74311.669 | 87817.923 | 89393.278 | 78397.774
11 | 19 | 14 | 15321.398 | 15321.398 | 15321.398 | 15321.398 | 15321.398
11 | 19 | 15 | 11557.827 | 21033.521 | 67787.888 | 80294.935 | 76938.792
11 | 19 | 16 | 0 | 0 | 0 | 0 | 0
11 | 19 | 17 | 0 | 0 | 0 | 0 | 0
11 | 19 | 18 | 0 | 0 | 0 | 0 | 0
11 | 19 | 19 | 0 | 0 | 0 | 0 | 0
11 | 19 | 20 | 0 | 0 | 0 | 0 | 0
11 | 19 | 21 | 0 | 0 | 0 | 0 | 0
11 | 19 | 22 | 0 | 0 | 0 | 0 | 0
11 | 19 | 23 | 0 | 0 | 0 | 0 | 0
11 | 20 | 0 | 0 | 0 | 0 | 0 | 0
11 | 20 | 1 | 0 | 0 | 0 | 0 | 0
11 | 20 | 2 | 0 | 0 | 0 | 0 | 0
11 | 20 | 3 | 0 | 0 | 0 | 0 | 0
11 | 20 | 4 | 0 | 0 | 0 | 0 | 0
11 | 20 | 5 | 0 | 0 | 0 | 0 | 0
11 | 20 | 6 | 0 | 0 | 0 | 0 | 0
11 | 20 | 7 | 20937.972 | 22066.773 | 18161.595 | 6102.416 | 5810.266
11 | 20 | 8 | 99116.576 | 116985.99 | 97435.184 | 48614.183 | 16271.209
11 | 20 | 9 | 125001.229 | 151212.463 | 142611.307 | 101426.259 | 49587.089
11 | 20 | 10 | 125444.678 | 155128.587 | 157639.485 | 131705.69 | 87638.895
11 | 20 | 11 | 138639.21 | 189823.298 | 207678.433 | 184215.536 | 129446.108
11 | 20 | 12 | 103867.046 | 154097.703 | 180761.482 | 172864.647 | 134265.955
11 | 20 | 13 | 61741.244 | 90392.218 | 110610.676 | 112886.166 | 96469.703
11 | 20 | 14 | 27174.264 | 65508.867 | 105736.947 | 118385.499 | 100183.106
11 | 20 | 15 | 12024.349 | 18763.837 | 48664.496 | 57414.842 | 54428.708
11 | 20 | 16 | 0 | 0 | 0 | 0 | 0
11 | 20 | 17 | 0 | 0 | 0 | 0 | 0
11 | 20 | 18 | 0 | 0 | 0 | 0 | 0
11 | 20 | 19 | 0 | 0 | 0 | 0 | 0
11 | 20 | 20 | 0 | 0 | 0 | 0 | 0
11 | 20 | 21 | 0 | 0 | 0 | 0 | 0
11 | 20 | 22 | 0 | 0 | 0 | 0 | 0
11 | 20 | 23 | 0 | 0 | 0 | 0 | 0
11 | 21 | 0 | 0 | 0 | 0 | 0 | 0
11 | 21 | 1 | 0 | 0 | 0 | 0 | 0
11 | 21 | 2 | 0 | 0 | 0 | 0 | 0
11 | 21 | 3 | 0 | 0 | 0 | 0 | 0
11 | 21 | 4 | 0 | 0 | 0 | 0 | 0
11 | 21 | 5 | 0 | 0 | 0 | 0 | 0
11 | 21 | 6 | 0 | 0 | 0 | 0 | 0
11 | 21 | 7 | 15404.161 | 16212.181 | 13521.303 | 6461.237 | 6296.027
11 | 21 | 8 | 86838.11 | 100036.21 | 85706.647 | 50300.548 | 26190.793
11 | 21 | 9 | 8622.93 | 8622.93 | 8622.93 | 8622.93 | 8622.93
11 | 21 | 10 | 11771.77 | 11771.77 | 11771.77 | 11771.77 | 11771.77
11 | 21 | 11 | 25977.877 | 26052.4 | 26079.67 | 26043.71 | 25965.588
11 | 21 | 12 | 39726.919 | 40848.941 | 41503.082 | 41305.851 | 40372.892
11 | 21 | 13 | 16099.689 | 16099.689 | 16099.689 | 16099.689 | 16099.689
11 | 21 | 14 | 24590.158 | 25620.966 | 26592.748 | 26935.581 | 26448.168
11 | 21 | 15 | 2282.013 | 2282.013 | 2282.013 | 2282.013 | 2282.013
11 | 21 | 16 | 0 | 0 | 0 | 0 | 0
11 | 21 | 17 | 0 | 0 | 0 | 0 | 0
11 | 21 | 18 | 0 | 0 | 0 | 0 | 0
11 | 21 | 19 | 0 | 0 | 0 | 0 | 0
11 | 21 | 20 | 0 | 0 | 0 | 0 | 0
11 | 21 | 21 | 0 | 0 | 0 | 0 | 0
11 | 21 | 22 | 0 | 0 | 0 | 0 | 0
11 | 21 | 23 | 0 | 0 | 0 | 0 | 0
11 | 22 | 0 | 0 | 0 | 0 | 0 | 0
11 | 22 | 1 | 0 | 0 | 0 | 0 | 0
11 | 22 | 2 | 0 | 0 | 0 | 0 | 0
11 | 22 | 3 | 0 | 0 | 0 | 0 | 0
11 | 22 | 4 | 0 | 0 | 0 | 0 | 0
11 | 22 | 5 | 0 | 0 | 0 | 0 | 0
11 | 22 | 6 | 0 | 0 | 0 | 0 | 0
11 | 22 | 7 | 23274.724 | 24759.649 | 19777.693 | 5238.549 | 5023.369
11 | 22 | 8 | 98648.386 | 116633.331 | 97221.977 | 48809.125 | 17747.657
11 | 22 | 9 | 12125.27 | 12125.27 | 12125.27 | 12125.27 | 12125.27
11 | 22 | 10 | 42060.404 | 43237.766 | 43338.203 | 42302.809 | 40738.691
11 | 22 | 11 | 42374.315 | 43601.304 | 44049.26 | 43455.489 | 42168.18
11 | 22 | 12 | 85471.553 | 117592.651 | 134872.894 | 129601.01 | 104433.148
11 | 22 | 13 | 59690.606 | 97831.645 | 124553.154 | 127387.472 | 105459.787
11 | 22 | 14 | 26805.52 | 28435.962 | 29969.833 | 30507.043 | 29731.846
11 | 22 | 15 | 3373.592 | 3373.592 | 3373.592 | 3373.592 | 3373.592
11 | 22 | 16 | 0 | 0 | 0 | 0 | 0
11 | 22 | 17 | 0 | 0 | 0 | 0 | 0
11 | 22 | 18 | 0 | 0 | 0 | 0 | 0
11 | 22 | 19 | 0 | 0 | 0 | 0 | 0
11 | 22 | 20 | 0 | 0 | 0 | 0 | 0
11 | 22 | 21 | 0 | 0 | 0 | 0 | 0
11 | 22 | 22 | 0 | 0 | 0 | 0 | 0
11 | 22 | 23 | 0 | 0 | 0 | 0 | 0
11 | 23 | 0 | 0 | 0 | 0 | 0 | 0
11 | 23 | 1 | 0 | 0 | 0 | 0 | 0
11 | 23 | 2 | 0 | 0 | 0 | 0 | 0
11 | 23 | 3 | 0 | 0 | 0 | 0 | 0
11 | 23 | 4 | 0 | 0 | 0 | 0 | 0
11 | 23 | 5 | 0 | 0 | 0 | 0 | 0
11 | 23 | 6 | 0 | 0 | 0 | 0 | 0
11 | 23 | 7 | 35155.713 | 36743.144 | 30881.192 | 4067.075 | 3922.535
11 | 23 | 8 | 145772.021 | 176596.909 | 143506.973 | 60131.496 | 10186.194
11 | 23 | 9 | 186251.268 | 234140.458 | 218837.201 | 142838.113 | 46194.78
11 | 23 | 10 | 193188.458 | 255924.127 | 261109.459 | 206823.301 | 110115.707
11 | 23 | 11 | 174769.527 | 252147.578 | 278421.571 | 243322.877 | 159823.019
11 | 23 | 12 | 133000.797 | 223937.23 | 270018.184 | 255861.055 | 187188.144
11 | 23 | 13 | 72986.956 | 170736.623 | 235878.987 | 242429.145 | 189307.137
11 | 23 | 14 | 15772.492 | 93851.439 | 177075.521 | 201583.223 | 164060.452
11 | 23 | 15 | 7084.595 | 18878.837 | 85639.478 | 98199.385 | 94268.371
11 | 23 | 16 | 0 | 0 | 0 | 0 | 0
11 | 23 | 17 | 0 | 0 | 0 | 0 | 0
11 | 23 | 18 | 0 | 0 | 0 | 0 | 0
11 | 23 | 19 | 0 | 0 | 0 | 0 | 0
11 | 23 | 20 | 0 | 0 | 0 | 0 | 0
11 | 23 | 21 | 0 | 0 | 0 | 0 | 0
11 | 23 | 22 | 0 | 0 | 0 | 0 | 0
11 | 23 | 23 | 0 | 0 | 0 | 0 | 0
11 | 24 | 0 | 0 | 0 | 0 | 0 | 0
11 | 24 | 1 | 0 | 0 | 0 | 0 | 0
11 | 24 | 2 | 0 | 0 | 0 | 0 | 0
11 | 24 | 3 | 0 | 0 | 0 | 0 | 0
11 | 24 | 4 | 0 | 0 | 0 | 0 | 0
11 | 24 | 5 | 0 | 0 | 0 | 0 | 0
11 | 24 | 6 | 0 | 0 | 0 | 0 | 0
11 | 24 | 7 | 9385.425 | 9894.592 | 8256.94 | 4105.319 | 4084.86
11 | 24 | 8 | 49121.353 | 55201.154 | 48718.071 | 32942.264 | 22372.875
11 | 24 | 9 | 38732.486 | 39829.923 | 39473.009 | 37871.215 | 35963.955
11 | 24 | 10 | 46960.581 | 48562.95 | 48698.434 | 47289.613 | 45135.187
11 | 24 | 11 | 47160.693 | 48685.186 | 49238.702 | 48496.717 | 46894.239
11 | 24 | 12 | 41910.212 | 43214.987 | 43970.129 | 43732.908 | 42642.424
11 | 24 | 13 | 36152.889 | 37484.108 | 38500.347 | 38605.733 | 37738.443
11 | 24 | 14 | 20621.598 | 21011.472 | 21376.167 | 21501.924 | 21314.991
11 | 24 | 15 | 6305.85 | 6305.85 | 6305.85 | 6305.85 | 6305.85
11 | 24 | 16 | 0 | 0 | 0 | 0 | 0
11 | 24 | 17 | 0 | 0 | 0 | 0 | 0
11 | 24 | 18 | 0 | 0 | 0 | 0 | 0
11 | 24 | 19 | 0 | 0 | 0 | 0 | 0
11 | 24 | 20 | 0 | 0 | 0 | 0 | 0
11 | 24 | 21 | 0 | 0 | 0 | 0 | 0
11 | 24 | 22 | 0 | 0 | 0 | 0 | 0
11 | 24 | 23 | 0 | 0 | 0 | 0 | 0
11 | 25 | 0 | 0 | 0 | 0 | 0 | 0
11 | 25 | 1 | 0 | 0 | 0 | 0 | 0
11 | 25 | 2 | 0 | 0 | 0 | 0 | 0
11 | 25 | 3 | 0 | 0 | 0 | 0 | 0
11 | 25 | 4 | 0 | 0 | 0 | 0 | 0
11 | 25 | 5 | 0 | 0 | 0 | 0 | 0
11 | 25 | 6 | 0 | 0 | 0 | 0 | 0
11 | 25 | 7 | 2933.937 | 2950.218 | 2900.638 | 2814.5 | 2814.5
11 | 25 | 8 | 36238.995 | 39359.234 | 36048.38 | 28038.587 | 22545.687
11 | 25 | 9 | 36636.934 | 37587.352 | 37278.999 | 35892.837 | 34241.785
11 | 25 | 10 | 70078.815 | 78477.036 | 79177.894 | 71840.152 | 59945.515
11 | 25 | 11 | 69895.955 | 79373.845 | 82729.102 | 78203.758 | 68124.132
11 | 25 | 12 | 46288.686 | 48198.134 | 49294.526 | 48945.323 | 47353.144
11 | 25 | 13 | 32925.046 | 33886.767 | 34619.113 | 34692.754 | 34064.502
11 | 25 | 14 | 30857.817 | 50581.161 | 71215.82 | 77583.219 | 67673.777
11 | 25 | 15 | 3466.303 | 3466.303 | 3466.303 | 3466.303 | 3466.303
11 | 25 | 16 | 0 | 0 | 0 | 0 | 0
11 | 25 | 17 | 0 | 0 | 0 | 0 | 0
11 | 25 | 18 | 0 | 0 | 0 | 0 | 0
11 | 25 | 19 | 0 | 0 | 0 | 0 | 0
11 | 25 | 20 | 0 | 0 | 0 | 0 | 0
11 | 25 | 21 | 0 | 0 | 0 | 0 | 0
11 | 25 | 22 | 0 | 0 | 0 | 0 | 0
11 | 25 | 23 | 0 | 0 | 0 | 0 | 0
11 | 26 | 0 | 0 | 0 | 0 | 0 | 0
11 | 26 | 1 | 0 | 0 | 0 | 0 | 0
11 | 26 | 2 | 0 | 0 | 0 | 0 | 0
11 | 26 | 3 | 0 | 0 | 0 | 0 | 0
11 | 26 | 4 | 0 | 0 | 0 | 0 | 0
11 | 26 | 5 | 0 | 0 | 0 | 0 | 0
11 | 26 | 6 | 0 | 0 | 0 | 0 | 0
11 | 26 | 7 | 23400.255 | 24563.736 | 20415.175 | 2622.92 | 2622.92
11 | 26 | 8 | 137071.55 | 167403.746 | 135312.978 | 55223.222 | 10083.355
11 | 26 | 9 | 104279.205 | 125395.02 | 118690.262 | 86025.7 | 45954.491
11 | 26 | 10 | 131881.483 | 168553.402 | 171554.148 | 139753.336 | 85293.873
11 | 26 | 11 | 167002.765 | 243079.445 | 268679.322 | 233865.683 | 151482.989
11 | 26 | 12 | 126686.635 | 215475.173 | 260298.029 | 245918.855 | 177988.054
11 | 26 | 13 | 68555.632 | 163655.201 | 227493.822 | 233357.332 | 180141.677
11 | 26 | 14 | 31078.659 | 42532.076 | 54400.492 | 58078.983 | 52285.368
11 | 26 | 15 | 7865.961 | 18079.479 | 74974.301 | 84587.857 | 80511.763
11 | 26 | 16 | 0 | 0 | 0 | 0 | 0
11 | 26 | 17 | 0 | 0 | 0 | 0 | 0
11 | 26 | 18 | 0 | 0 | 0 | 0 | 0
11 | 26 | 19 | 0 | 0 | 0 | 0 | 0
11 | 26 | 20 | 0 | 0 | 0 | 0 | 0
11 | 26 | 21 | 0 | 0 | 0 | 0 | 0
11 | 26 | 22 | 0 | 0 | 0 | 0 | 0
11 | 26 | 23 | 0 | 0 | 0 | 0 | 0
11 | 27 | 0 | 0 | 0 | 0 | 0 | 0
11 | 27 | 1 | 0 | 0 | 0 | 0 | 0
11 | 27 | 2 | 0 | 0 | 0 | 0 | 0
11 | 27 | 3 | 0 | 0 | 0 | 0 | 0
11 | 27 | 4 | 0 | 0 | 0 | 0 | 0
11 | 27 | 5 | 0 | 0 | 0 | 0 | 0
11 | 27 | 6 | 0 | 0 | 0 | 0 | 0
11 | 27 | 7 | 21568.038 | 22692.893 | 18720.393 | 2061.268 | 2061.268
11 | 27 | 8 | 135073.222 | 165234.919 | 133439.816 | 53942.998 | 9847.278
11 | 27 | 9 | 174694.35 | 221059.796 | 206551.885 | 133213.401 | 40830.082
11 | 27 | 10 | 182558.283 | 243076.688 | 247896.718 | 195836.281 | 101855.805
11 | 27 | 11 | 165403.464 | 240161.363 | 264959.679 | 230982.793 | 149705.366
11 | 27 | 12 | 126506.373 | 214876.95 | 258845.705 | 244576.73 | 177208.752
11 | 27 | 13 | 68210.693 | 164637.374 | 228610.622 | 234259.925 | 180681.467
11 | 27 | 14 | 15122.375 | 90075.314 | 170154.945 | 193197.389 | 155670.415
11 | 27 | 15 | 6846.961 | 17591.172 | 80281.636 | 89214.373 | 85270.721
11 | 27 | 16 | 0 | 0 | 0 | 0 | 0
11 | 27 | 17 | 0 | 0 | 0 | 0 | 0
11 | 27 | 18 | 0 | 0 | 0 | 0 | 0
11 | 27 | 19 | 0 | 0 | 0 | 0 | 0
11 | 27 | 20 | 0 | 0 | 0 | 0 | 0
11 | 27 | 21 | 0 | 0 | 0 | 0 | 0
11 | 27 | 22 | 0 | 0 | 0 | 0 | 0
11 | 27 | 23 | 0 | 0 | 0 | 0 | 0
11 | 28 | 0 | 0 | 0 | 0 | 0 | 0
11 | 28 | 1 | 0 | 0 | 0 | 0 | 0
11 | 28 | 2 | 0 | 0 | 0 | 0 | 0
11 | 28 | 3 | 0 | 0 | 0 | 0 | 0
11 | 28 | 4 | 0 | 0 | 0 | 0 | 0
11 | 28 | 5 | 0 | 0 | 0 | 0 | 0
11 | 28 | 6 | 0 | 0 | 0 | 0 | 0
11 | 28 | 7 | 19312.542 | 20502.284 | 16465.876 | 1696.501 | 1696.501
11 | 28 | 8 | 125683.329 | 152760.016 | 124248.416 | 50475.309 | 10375.929
11 | 28 | 9 | 166665.39 | 211313.568 | 197365.584 | 126977.942 | 39167.116
11 | 28 | 10 | 175713.108 | 235662.787 | 240404.352 | 188780.595 | 96539
11 | 28 | 11 | 159492.21 | 233878.205 | 258625.07 | 224504.574 | 143661.624
11 | 28 | 12 | 103227.006 | 164626.235 | 195997.133 | 185628.223 | 137793.606
11 | 28 | 13 | 59524.19 | 101410.795 | 130352.622 | 132875.526 | 108259.449
11 | 28 | 14 | 16556.501 | 84603.542 | 157652.892 | 178693.814 | 143952.824
11 | 28 | 15 | 6854.171 | 17048.682 | 74967.185 | 83388.126 | 79236.532
11 | 28 | 16 | 0 | 0 | 0 | 0 | 0
11 | 28 | 17 | 0 | 0 | 0 | 0 | 0
11 | 28 | 18 | 0 | 0 | 0 | 0 | 0
11 | 28 | 19 | 0 | 0 | 0 | 0 | 0
11 | 28 | 20 | 0 | 0 | 0 | 0 | 0
11 | 28 | 21 | 0 | 0 | 0 | 0 | 0
11 | 28 | 22 | 0 | 0 | 0 | 0 | 0
11 | 28 | 23 | 0 | 0 | 0 | 0 | 0
11 | 29 | 0 | 0 | 0 | 0 | 0 | 0
11 | 29 | 1 | 0 | 0 | 0 | 0 | 0
11 | 29 | 2 | 0 | 0 | 0 | 0 | 0
11 | 29 | 3 | 0 | 0 | 0 | 0 | 0
11 | 29 | 4 | 0 | 0 | 0 | 0 | 0
11 | 29 | 5 | 0 | 0 | 0 | 0 | 0
11 | 29 | 6 | 0 | 0 | 0 | 0 | 0
11 | 29 | 7 | 240.824 | 240.824 | 240.824 | 240.824 | 240.824
11 | 29 | 8 | 34611.122 | 37738.988 | 34454.759 | 26106.618 | 20856.055
11 | 29 | 9 | 68012.23 | 77980.892 | 74816.443 | 59661.493 | 41393.411
11 | 29 | 10 | 57921.689 | 63636.662 | 64097.137 | 59082.677 | 51110.385
11 | 29 | 11 | 122847.827 | 169542.738 | 185314.247 | 163440.252 | 112921.02
11 | 29 | 12 | 53937.472 | 58976.622 | 61711.577 | 60790.667 | 56688.592
11 | 29 | 13 | 28790.133 | 29427.968 | 29909.036 | 29951.322 | 29530.028
11 | 29 | 14 | 26549.017 | 28174.678 | 29678.214 | 30177.52 | 29379.272
11 | 29 | 15 | 9938.536 | 10146.774 | 10720.251 | 11007.997 | 10840.822
11 | 29 | 16 | 0 | 0 | 0 | 0 | 0
11 | 29 | 17 | 0 | 0 | 0 | 0 | 0
11 | 29 | 18 | 0 | 0 | 0 | 0 | 0
11 | 29 | 19 | 0 | 0 | 0 | 0 | 0
11 | 29 | 20 | 0 | 0 | 0 | 0 | 0
11 | 29 | 21 | 0 | 0 | 0 | 0 | 0
11 | 29 | 22 | 0 | 0 | 0 | 0 | 0
11 | 29 | 23 | 0 | 0 | 0 | 0 | 0
11 | 30 | 0 | 0 | 0 | 0 | 0 | 0
11 | 30 | 1 | 0 | 0 | 0 | 0 | 0
11 | 30 | 2 | 0 | 0 | 0 | 0 | 0
11 | 30 | 3 | 0 | 0 | 0 | 0 | 0
11 | 30 | 4 | 0 | 0 | 0 | 0 | 0
11 | 30 | 5 | 0 | 0 | 0 | 0 | 0
11 | 30 | 6 | 0 | 0 | 0 | 0 | 0
11 | 30 | 7 | 8723.593 | 9365.053 | 7370.22 | 2403.385 | 2403.385
11 | 30 | 8 | 36556.175 | 40058.769 | 36382.604 | 26731.599 | 20889.531
11 | 30 | 9 | 62792.924 | 70239.213 | 67872.588 | 56593.308 | 43051.749
11 | 30 | 10 | 11486.548 | 11486.548 | 11486.548 | 11486.548 | 11486.548
11 | 30 | 11 | 5528.443 | 5528.443 | 5528.443 | 5528.443 | 5528.443
11 | 30 | 12 | 18839.895 | 18839.895 | 18839.895 | 18839.895 | 18839.895
11 | 30 | 13 | 12176.669 | 12176.669 | 12176.669 | 12176.669 | 12176.669
11 | 30 | 14 | 5887.855 | 5887.855 | 5887.855 | 5887.855 | 5887.855
11 | 30 | 15 | 12312.454 | 19363.598 | 53905.632 | 60469.245 | 56801.061
11 | 30 | 16 | 0 | 0 | 0 | 0 | 0
11 | 30 | 17 | 0 | 0 | 0 | 0 | 0
11 | 30 | 18 | 0 | 0 | 0 | 0 | 0
11 | 30 | 19 | 0 | 0 | 0 | 0 | 0
11 | 30 | 20 | 0 | 0 | 0 | 0 | 0
11 | 30 | 21 | 0 | 0 | 0 | 0 | 0
11 | 30 | 22 | 0 | 0 | 0 | 0 | 0
11 | 30 | 23 | 0 | 0 | 0 | 0 | 0
12 | 1 | 0 | 0 | 0 | 0 | 0 | 0
12 | 1 | 1 | 0 | 0 | 0 | 0 | 0
12 | 1 | 2 | 0 | 0 | 0 | 0 | 0
12 | 1 | 3 | 0 | 0 | 0 | 0 | 0
12 | 1 | 4 | 0 | 0 | 0 | 0 | 0
12 | 1 | 5 | 0 | 0 | 0 | 0 | 0
12 | 1 | 6 | 0 | 0 | 0 | 0 | 0
12 | 1 | 7 | 16203.358 | 17099.679 | 14009.436 | 1919.507 | 1919.507
12 | 1 | 8 | 130502.974 | 156367.997 | 129126.786 | 49502.35 | 9177.373
12 | 1 | 9 | 110476.377 | 136448.439 | 128286.334 | 88118.312 | 39664.385
12 | 1 | 10 | 138883.51 | 182785.02 | 186155.565 | 148114.15 | 82194.35
12 | 1 | 11 | 165112.148 | 243675.875 | 269516.031 | 233104.376 | 147298.715
12 | 1 | 12 | 124749.394 | 216303.82 | 261767 | 246117.578 | 174991.909
12 | 1 | 13 | 67068.297 | 165238.225 | 230802.981 | 235827.75 | 179381.797
12 | 1 | 14 | 15167.571 | 90112.729 | 171026.946 | 193949.338 | 154370.214
12 | 1 | 15 | 7540.723 | 17865.888 | 78085.285 | 85560.414 | 81510.176
12 | 1 | 16 | 0 | 0 | 0 | 0 | 0
12 | 1 | 17 | 0 | 0 | 0 | 0 | 0
12 | 1 | 18 | 0 | 0 | 0 | 0 | 0
12 | 1 | 19 | 0 | 0 | 0 | 0 | 0
12 | 1 | 20 | 0 | 0 | 0 | 0 | 0
12 | 1 | 21 | 0 | 0 | 0 | 0 | 0
12 | 1 | 22 | 0 | 0 | 0 | 0 | 0
12 | 1 | 23 | 0 | 0 | 0 | 0 | 0
12 | 2 | 0 | 0 | 0 | 0 | 0 | 0
12 | 2 | 1 | 0 | 0 | 0 | 0 | 0
12 | 2 | 2 | 0 | 0 | 0 | 0 | 0
12 | 2 | 3 | 0 | 0 | 0 | 0 | 0
12 | 2 | 4 | 0 | 0 | 0 | 0 | 0
12 | 2 | 5 | 0 | 0 | 0 | 0 | 0
12 | 2 | 6 | 0 | 0 | 0 | 0 | 0
12 | 2 | 7 | 14516.809 | 15356.789 | 12491.894 | 1718.895 | 1718.895
12 | 2 | 8 | 21754.609 | 22341.533 | 21729.86 | 20279.151 | 19156.907
12 | 2 | 9 | 58727.219 | 65846.203 | 63587.137 | 52748.316 | 39779.558
12 | 2 | 10 | 84706.78 | 100688.553 | 101908.986 | 87932.429 | 64704.727
12 | 2 | 11 | 88667.065 | 110140.384 | 117385.99 | 107109.374 | 83871.46
12 | 2 | 12 | 86690.422 | 123655.422 | 142538.654 | 135934.098 | 106569.937
12 | 2 | 13 | 56901.589 | 91821.812 | 115792.923 | 117587.48 | 96682.471
12 | 2 | 14 | 26332.264 | 55181.854 | 85372.017 | 94114.818 | 78938.767
12 | 2 | 15 | 11741.923 | 14645.509 | 27396.662 | 30323.794 | 28609.038
12 | 2 | 16 | 0 | 0 | 0 | 0 | 0
12 | 2 | 17 | 0 | 0 | 0 | 0 | 0
12 | 2 | 18 | 0 | 0 | 0 | 0 | 0
12 | 2 | 19 | 0 | 0 | 0 | 0 | 0
12 | 2 | 20 | 0 | 0 | 0 | 0 | 0
12 | 2 | 21 | 0 | 0 | 0 | 0 | 0
12 | 2 | 22 | 0 | 0 | 0 | 0 | 0
12 | 2 | 23 | 0 | 0 | 0 | 0 | 0
12 | 3 | 0 | 0 | 0 | 0 | 0 | 0
12 | 3 | 1 | 0 | 0 | 0 | 0 | 0
12 | 3 | 2 | 0 | 0 | 0 | 0 | 0
12 | 3 | 3 | 0 | 0 | 0 | 0 | 0
12 | 3 | 4 | 0 | 0 | 0 | 0 | 0
12 | 3 | 5 | 0 | 0 | 0 | 0 | 0
12 | 3 | 6 | 0 | 0 | 0 | 0 | 0
12 | 3 | 7 | 4351.394 | 4571.519 | 3930.543 | 2900.528 | 2900.528
12 | 3 | 8 | 92171.085 | 108419.858 | 91276.137 | 38316.968 | 11559.513
12 | 3 | 9 | 131889.547 | 167168.098 | 156133.723 | 101007.167 | 34478.226
12 | 3 | 10 | 84838.785 | 101126.632 | 102351.292 | 88067.25 | 64463.454
12 | 3 | 11 | 99139.35 | 128795.121 | 138739.792 | 124521.363 | 92347.222
12 | 3 | 12 | 76174.533 | 100410.417 | 113043.809 | 108550.341 | 88978.344
12 | 3 | 13 | 3235.632 | 3235.632 | 3235.632 | 3235.632 | 3235.632
12 | 3 | 14 | 25627.828 | 27125.042 | 28496.954 | 28938.826 | 28191.178
12 | 3 | 15 | 0 | 0 | 0 | 0 | 0
12 | 3 | 16 | 0 | 0 | 0 | 0 | 0
12 | 3 | 17 | 0 | 0 | 0 | 0 | 0
12 | 3 | 18 | 0 | 0 | 0 | 0 | 0
12 | 3 | 19 | 0 | 0 | 0 | 0 | 0
12 | 3 | 20 | 0 | 0 | 0 | 0 | 0
12 | 3 | 21 | 0 | 0 | 0 | 0 | 0
12 | 3 | 22 | 0 | 0 | 0 | 0 | 0
12 | 3 | 23 | 0 | 0 | 0 | 0 | 0
12 | 4 | 0 | 0 | 0 | 0 | 0 | 0
12 | 4 | 1 | 0 | 0 | 0 | 0 | 0
12 | 4 | 2 | 0 | 0 | 0 | 0 | 0
12 | 4 | 3 | 0 | 0 | 0 | 0 | 0
12 | 4 | 4 | 0 | 0 | 0 | 0 | 0
12 | 4 | 5 | 0 | 0 | 0 | 0 | 0
12 | 4 | 6 | 0 | 0 | 0 | 0 | 0
12 | 4 | 7 | 0 | 0 | 0 | 0 | 0
12 | 4 | 8 | 6455.136 | 6455.136 | 6455.136 | 6455.136 | 6455.136
12 | 4 | 9 | 13736.299 | 13736.299 | 13736.299 | 13736.299 | 13736.299
12 | 4 | 10 | 25387.041 | 25534.987 | 25546.156 | 25414.001 | 25215.963
12 | 4 | 11 | 32665.946 | 33179.729 | 33359.721 | 33100.419 | 32553.808
12 | 4 | 12 | 5403.841 | 5403.841 | 5403.841 | 5403.841 | 5403.841
12 | 4 | 13 | 11332.021 | 11332.021 | 11332.021 | 11332.021 | 11332.021
12 | 4 | 14 | 27762.679 | 31046.739 | 34276.6 | 35254.749 | 33542.683
12 | 4 | 15 | 10784.389 | 11150.739 | 12155.029 | 12648.254 | 12339.978
12 | 4 | 16 | 0 | 0 | 0 | 0 | 0
12 | 4 | 17 | 0 | 0 | 0 | 0 | 0
12 | 4 | 18 | 0 | 0 | 0 | 0 | 0
12 | 4 | 19 | 0 | 0 | 0 | 0 | 0
12 | 4 | 20 | 0 | 0 | 0 | 0 | 0
12 | 4 | 21 | 0 | 0 | 0 | 0 | 0
12 | 4 | 22 | 0 | 0 | 0 | 0 | 0
12 | 4 | 23 | 0 | 0 | 0 | 0 | 0
12 | 5 | 0 | 0 | 0 | 0 | 0 | 0
12 | 5 | 1 | 0 | 0 | 0 | 0 | 0
12 | 5 | 2 | 0 | 0 | 0 | 0 | 0
12 | 5 | 3 | 0 | 0 | 0 | 0 | 0
12 | 5 | 4 | 0 | 0 | 0 | 0 | 0
12 | 5 | 5 | 0 | 0 | 0 | 0 | 0
12 | 5 | 6 | 0 | 0 | 0 | 0 | 0
12 | 5 | 7 | 0 | 0 | 0 | 0 | 0
12 | 5 | 8 | 39609.867 | 43920.598 | 39373.287 | 25726.708 | 18208.652
12 | 5 | 9 | 148261.721 | 189712.398 | 176732.781 | 111611.792 | 33448.72
12 | 5 | 10 | 163529.138 | 220900.754 | 224962.056 | 174890.709 | 87224.01
12 | 5 | 11 | 151385.551 | 223644.665 | 246958.051 | 213001.657 | 133490.614
12 | 5 | 12 | 115828.716 | 200591.133 | 242184.72 | 227043.713 | 160335.722
12 | 5 | 13 | 63422.978 | 153019.612 | 212416.228 | 216249.563 | 163823.888
12 | 5 | 14 | 15568.602 | 83318.94 | 155853.868 | 175853.019 | 139239.062
12 | 5 | 15 | 6707.658 | 16516.909 | 69170.237 | 76513.373 | 72198.102
12 | 5 | 16 | 0 | 0 | 0 | 0 | 0
12 | 5 | 17 | 0 | 0 | 0 | 0 | 0
12 | 5 | 18 | 0 | 0 | 0 | 0 | 0
12 | 5 | 19 | 0 | 0 | 0 | 0 | 0
12 | 5 | 20 | 0 | 0 | 0 | 0 | 0
12 | 5 | 21 | 0 | 0 | 0 | 0 | 0
12 | 5 | 22 | 0 | 0 | 0 | 0 | 0
12 | 5 | 23 | 0 | 0 | 0 | 0 | 0
12 | 6 | 0 | 0 | 0 | 0 | 0 | 0
12 | 6 | 1 | 0 | 0 | 0 | 0 | 0
12 | 6 | 2 | 0 | 0 | 0 | 0 | 0
12 | 6 | 3 | 0 | 0 | 0 | 0 | 0
12 | 6 | 4 | 0 | 0 | 0 | 0 | 0
12 | 6 | 5 | 0 | 0 | 0 | 0 | 0
12 | 6 | 6 | 0 | 0 | 0 | 0 | 0
12 | 6 | 7 | 316.818 | 316.818 | 316.818 | 316.818 | 316.818
12 | 6 | 8 | 28379.843 | 30380.685 | 28273.839 | 22310.627 | 18747.282
12 | 6 | 9 | 13114.701 | 13114.701 | 13114.701 | 13114.701 | 13114.701
12 | 6 | 10 | 26493.796 | 26707.174 | 26722.648 | 26531.149 | 26244.893
12 | 6 | 11 | 47609.189 | 49876.524 | 50654.796 | 49513.938 | 47081.169
12 | 6 | 12 | 27163.951 | 27408.641 | 27545.694 | 27494.8 | 27285.782
12 | 6 | 13 | 24571.226 | 24859.617 | 25073.497 | 25087.535 | 24893.502
12 | 6 | 14 | 26632.854 | 74237.418 | 123881.612 | 137661.33 | 112208.548
12 | 6 | 15 | 11952.005 | 18431.5 | 47602.257 | 53493.385 | 49861.595
12 | 6 | 16 | 0 | 0 | 0 | 0 | 0
12 | 6 | 17 | 0 | 0 | 0 | 0 | 0
12 | 6 | 18 | 0 | 0 | 0 | 0 | 0
12 | 6 | 19 | 0 | 0 | 0 | 0 | 0
12 | 6 | 20 | 0 | 0 | 0 | 0 | 0
12 | 6 | 21 | 0 | 0 | 0 | 0 | 0
12 | 6 | 22 | 0 | 0 | 0 | 0 | 0
12 | 6 | 23 | 0 | 0 | 0 | 0 | 0
12 | 7 | 0 | 0 | 0 | 0 | 0 | 0
12 | 7 | 1 | 0 | 0 | 0 | 0 | 0
12 | 7 | 2 | 0 | 0 | 0 | 0 | 0
12 | 7 | 3 | 0 | 0 | 0 | 0 | 0
12 | 7 | 4 | 0 | 0 | 0 | 0 | 0
12 | 7 | 5 | 0 | 0 | 0 | 0 | 0
12 | 7 | 6 | 0 | 0 | 0 | 0 | 0
12 | 7 | 7 | 1636.98 | 1636.98 | 1636.98 | 1636.98 | 1636.98
12 | 7 | 8 | 36706.934 | 40417.394 | 36480.816 | 24258.117 | 17634.232
12 | 7 | 9 | 98938.737 | 120812.633 | 113853.958 | 79865.856 | 39812.794
12 | 7 | 10 | 123028.296 | 160197.206 | 162735.37 | 129960.312 | 74384.393
12 | 7 | 11 | 106693.337 | 142939.221 | 154757.394 | 137257.083 | 97503.811
12 | 7 | 12 | 94445.692 | 147755.334 | 174369.229 | 164384.074 | 121623.425
12 | 7 | 13 | 58609.086 | 123540.358 | 166988.106 | 169552.043 | 130652.054
12 | 7 | 14 | 27357.165 | 33726.937 | 39991.682 | 41841.36 | 38460.675
12 | 7 | 15 | 10570.588 | 14763.37 | 32825.713 | 36772.813 | 34290.807
12 | 7 | 16 | 0 | 0 | 0 | 0 | 0
12 | 7 | 17 | 0 | 0 | 0 | 0 | 0
12 | 7 | 18 | 0 | 0 | 0 | 0 | 0
12 | 7 | 19 | 0 | 0 | 0 | 0 | 0
12 | 7 | 20 | 0 | 0 | 0 | 0 | 0
12 | 7 | 21 | 0 | 0 | 0 | 0 | 0
12 | 7 | 22 | 0 | 0 | 0 | 0 | 0
12 | 7 | 23 | 0 | 0 | 0 | 0 | 0
12 | 8 | 0 | 0 | 0 | 0 | 0 | 0
12 | 8 | 1 | 0 | 0 | 0 | 0 | 0
12 | 8 | 2 | 0 | 0 | 0 | 0 | 0
12 | 8 | 3 | 0 | 0 | 0 | 0 | 0
12 | 8 | 4 | 0 | 0 | 0 | 0 | 0
12 | 8 | 5 | 0 | 0 | 0 | 0 | 0
12 | 8 | 6 | 0 | 0 | 0 | 0 | 0
12 | 8 | 7 | 306.864 | 306.864 | 306.864 | 306.864 | 306.864
12 | 8 | 8 | 39155.044 | 43137.253 | 38890.952 | 25268.225 | 18073.77
12 | 8 | 9 | 6476.649 | 6476.649 | 6476.649 | 6476.649 | 6476.649
12 | 8 | 10 | 28088.68 | 28412.981 | 28435.42 | 28142.842 | 27706.737
12 | 8 | 11 | 30763.789 | 31192.271 | 31339.684 | 31119.62 | 30661.068
12 | 8 | 12 | 30468.93 | 30983.339 | 31269.814 | 31160.432 | 30719.315
12 | 8 | 13 | 63350.446 | 132671.882 | 178706.461 | 181278.291 | 139845.586
12 | 8 | 14 | 22992.159 | 73171.64 | 125669.39 | 140002.359 | 112735.702
12 | 8 | 15 | 10449.709 | 17539.152 | 50197.389 | 56150.977 | 52401.811
12 | 8 | 16 | 0 | 0 | 0 | 0 | 0
12 | 8 | 17 | 0 | 0 | 0 | 0 | 0
12 | 8 | 18 | 0 | 0 | 0 | 0 | 0
12 | 8 | 19 | 0 | 0 | 0 | 0 | 0
12 | 8 | 20 | 0 | 0 | 0 | 0 | 0
12 | 8 | 21 | 0 | 0 | 0 | 0 | 0
12 | 8 | 22 | 0 | 0 | 0 | 0 | 0
12 | 8 | 23 | 0 | 0 | 0 | 0 | 0
12 | 9 | 0 | 0 | 0 | 0 | 0 | 0
12 | 9 | 1 | 0 | 0 | 0 | 0 | 0
12 | 9 | 2 | 0 | 0 | 0 | 0 | 0
12 | 9 | 3 | 0 | 0 | 0 | 0 | 0
12 | 9 | 4 | 0 | 0 | 0 | 0 | 0
12 | 9 | 5 | 0 | 0 | 0 | 0 | 0
12 | 9 | 6 | 0 | 0 | 0 | 0 | 0
12 | 9 | 7 | 0 | 0 | 0 | 0 | 0
12 | 9 | 8 | 5070.248 | 5070.248 | 5070.248 | 5070.248 | 5070.248
12 | 9 | 9 | 42917.073 | 46635.542 | 45411.856 | 39794.162 | 33196.623
12 | 9 | 10 | 12242.603 | 12242.603 | 12242.603 | 12242.603 | 12242.603
12 | 9 | 11 | 16155.184 | 16155.184 | 16155.184 | 16155.184 | 16155.184
12 | 9 | 12 | 25961.124 | 26155.022 | 26262.673 | 26220.999 | 26054.419
12 | 9 | 13 | 27111.404 | 27682.727 | 28103.532 | 28127.168 | 27739.778
12 | 9 | 14 | 22003.923 | 22921.967 | 23752.235 | 24007.827 | 23538.712
12 | 9 | 15 | 3604.064 | 3604.064 | 3604.064 | 3604.064 | 3604.064
12 | 9 | 16 | 0 | 0 | 0 | 0 | 0
12 | 9 | 17 | 0 | 0 | 0 | 0 | 0
12 | 9 | 18 | 0 | 0 | 0 | 0 | 0
12 | 9 | 19 | 0 | 0 | 0 | 0 | 0
12 | 9 | 20 | 0 | 0 | 0 | 0 | 0
12 | 9 | 21 | 0 | 0 | 0 | 0 | 0
12 | 9 | 22 | 0 | 0 | 0 | 0 | 0
12 | 9 | 23 | 0 | 0 | 0 | 0 | 0
12 | 10 | 0 | 0 | 0 | 0 | 0 | 0
12 | 10 | 1 | 0 | 0 | 0 | 0 | 0
12 | 10 | 2 | 0 | 0 | 0 | 0 | 0
12 | 10 | 3 | 0 | 0 | 0 | 0 | 0
12 | 10 | 4 | 0 | 0 | 0 | 0 | 0
12 | 10 | 5 | 0 | 0 | 0 | 0 | 0
12 | 10 | 6 | 0 | 0 | 0 | 0 | 0
12 | 10 | 7 | 0 | 0 | 0 | 0 | 0
12 | 10 | 8 | 0 | 0 | 0 | 0 | 0
12 | 10 | 9 | 708.885 | 708.885 | 708.885 | 708.885 | 708.885
12 | 10 | 10 | 1960.739 | 1960.739 | 1960.739 | 1960.739 | 1960.739
12 | 10 | 11 | 9763.852 | 9763.852 | 9763.852 | 9763.852 | 9763.852
12 | 10 | 12 | 2629.3 | 2629.3 | 2629.3 | 2629.3 | 2629.3
12 | 10 | 13 | 1681.845 | 1681.845 | 1681.845 | 1681.845 | 1681.845
12 | 10 | 14 | 15880.651 | 15888.135 | 15894.886 | 15896.948 | 15893.113
12 | 10 | 15 | 12629.034 | 18307.83 | 42493.819 | 47464.715 | 44221.041
12 | 10 | 16 | 0 | 0 | 0 | 0 | 0
12 | 10 | 17 | 0 | 0 | 0 | 0 | 0
12 | 10 | 18 | 0 | 0 | 0 | 0 | 0
12 | 10 | 19 | 0 | 0 | 0 | 0 | 0
12 | 10 | 20 | 0 | 0 | 0 | 0 | 0
12 | 10 | 21 | 0 | 0 | 0 | 0 | 0
12 | 10 | 22 | 0 | 0 | 0 | 0 | 0
12 | 10 | 23 | 0 | 0 | 0 | 0 | 0
12 | 11 | 0 | 0 | 0 | 0 | 0 | 0
12 | 11 | 1 | 0 | 0 | 0 | 0 | 0
12 | 11 | 2 | 0 | 0 | 0 | 0 | 0
12 | 11 | 3 | 0 | 0 | 0 | 0 | 0
12 | 11 | 4 | 0 | 0 | 0 | 0 | 0
12 | 11 | 5 | 0 | 0 | 0 | 0 | 0
12 | 11 | 6 | 0 | 0 | 0 | 0 | 0
12 | 11 | 7 | 3973.875 | 4099.429 | 3590.645 | 1081.952 | 1081.952
12 | 11 | 8 | 112280.207 | 126452.366 | 110673.142 | 41267.635 | 12026.059
12 | 11 | 9 | 163458.095 | 210419.593 | 195336.739 | 120666.427 | 33469.397
12 | 11 | 10 | 179265.857 | 242552.41 | 246367.775 | 190000.282 | 92693.145
12 | 11 | 11 | 167362.524 | 246683.303 | 271388.988 | 233307.569 | 144735.063
12 | 11 | 12 | 127843.218 | 219500.552 | 263574.597 | 246144.37 | 172764.056
12 | 11 | 13 | 71787.406 | 168090.319 | 231073.163 | 234021.22 | 176400.949
12 | 11 | 14 | 19512.121 | 92853.473 | 169716.049 | 190053.51 | 149573.523
12 | 11 | 15 | 9184.358 | 20114.036 | 73943.473 | 81310.24 | 76584.785
12 | 11 | 16 | 0 | 0 | 0 | 0 | 0
12 | 11 | 17 | 0 | 0 | 0 | 0 | 0
12 | 11 | 18 | 0 | 0 | 0 | 0 | 0
12 | 11 | 19 | 0 | 0 | 0 | 0 | 0
12 | 11 | 20 | 0 | 0 | 0 | 0 | 0
12 | 11 | 21 | 0 | 0 | 0 | 0 | 0
12 | 11 | 22 | 0 | 0 | 0 | 0 | 0
12 | 11 | 23 | 0 | 0 | 0 | 0 | 0
12 | 12 | 0 | 0 | 0 | 0 | 0 | 0
12 | 12 | 1 | 0 | 0 | 0 | 0 | 0
12 | 12 | 2 | 0 | 0 | 0 | 0 | 0
12 | 12 | 3 | 0 | 0 | 0 | 0 | 0
12 | 12 | 4 | 0 | 0 | 0 | 0 | 0
12 | 12 | 5 | 0 | 0 | 0 | 0 | 0
12 | 12 | 6 | 0 | 0 | 0 | 0 | 0
12 | 12 | 7 | 4329.88 | 4469.374 | 3901.506 | 1147.406 | 1147.406
12 | 12 | 8 | 119157.368 | 133020.894 | 117305.459 | 42388.636 | 11927.044
12 | 12 | 9 | 171735.031 | 221378.003 | 205404.247 | 125735.456 | 32241.34
12 | 12 | 10 | 185394.335 | 251586.477 | 255419.498 | 196322.098 | 93157.448
12 | 12 | 11 | 169703.535 | 251024.321 | 275947.577 | 237090.958 | 145736.411
12 | 12 | 12 | 129876.337 | 224980.776 | 269819.418 | 251888.99 | 176164.037
12 | 12 | 13 | 71081.136 | 171488.046 | 235936.481 | 238742.936 | 179532.036
12 | 12 | 14 | 17499.738 | 94814.145 | 175053.011 | 195828.224 | 153725.98
12 | 12 | 15 | 8436.047 | 20060.934 | 78563.269 | 85532.669 | 81059.934
12 | 12 | 16 | 0 | 0 | 0 | 0 | 0
12 | 12 | 17 | 0 | 0 | 0 | 0 | 0
12 | 12 | 18 | 0 | 0 | 0 | 0 | 0
12 | 12 | 19 | 0 | 0 | 0 | 0 | 0
12 | 12 | 20 | 0 | 0 | 0 | 0 | 0
12 | 12 | 21 | 0 | 0 | 0 | 0 | 0
12 | 12 | 22 | 0 | 0 | 0 | 0 | 0
12 | 12 | 23 | 0 | 0 | 0 | 0 | 0
12 | 13 | 0 | 0 | 0 | 0 | 0 | 0
12 | 13 | 1 | 0 | 0 | 0 | 0 | 0
12 | 13 | 2 | 0 | 0 | 0 | 0 | 0
12 | 13 | 3 | 0 | 0 | 0 | 0 | 0
12 | 13 | 4 | 0 | 0 | 0 | 0 | 0
12 | 13 | 5 | 0 | 0 | 0 | 0 | 0
12 | 13 | 6 | 0 | 0 | 0 | 0 | 0
12 | 13 | 7 | 616.032 | 616.032 | 616.032 | 616.032 | 616.032
12 | 13 | 8 | 19719.352 | 20344.259 | 19674.556 | 17983.552 | 16929.992
12 | 13 | 9 | 69531.655 | 81707.926 | 77668.092 | 58658.248 | 36828.676
12 | 13 | 10 | 127481.592 | 167816.866 | 170106.027 | 133789.191 | 72820.86
12 | 13 | 11 | 82795.912 | 102114.329 | 108313.171 | 98587.543 | 77276.402
12 | 13 | 12 | 30199.265 | 30621.987 | 30853.898 | 30759.079 | 30393.106
12 | 13 | 13 | 20006.096 | 20006.096 | 20006.096 | 20006.096 | 20006.096
12 | 13 | 14 | 22692.13 | 23593.307 | 24401.831 | 24643.591 | 24176.702
12 | 13 | 15 | 9131.753 | 9274.807 | 9639.764 | 9812.618 | 9691.861
12 | 13 | 16 | 0 | 0 | 0 | 0 | 0
12 | 13 | 17 | 0 | 0 | 0 | 0 | 0
12 | 13 | 18 | 0 | 0 | 0 | 0 | 0
12 | 13 | 19 | 0 | 0 | 0 | 0 | 0
12 | 13 | 20 | 0 | 0 | 0 | 0 | 0
12 | 13 | 21 | 0 | 0 | 0 | 0 | 0
12 | 13 | 22 | 0 | 0 | 0 | 0 | 0
12 | 13 | 23 | 0 | 0 | 0 | 0 | 0
12 | 14 | 0 | 0 | 0 | 0 | 0 | 0
12 | 14 | 1 | 0 | 0 | 0 | 0 | 0
12 | 14 | 2 | 0 | 0 | 0 | 0 | 0
12 | 14 | 3 | 0 | 0 | 0 | 0 | 0
12 | 14 | 4 | 0 | 0 | 0 | 0 | 0
12 | 14 | 5 | 0 | 0 | 0 | 0 | 0
12 | 14 | 6 | 0 | 0 | 0 | 0 | 0
12 | 14 | 7 | 1025.597 | 1055.198 | 933.191 | 358.814 | 358.814
12 | 14 | 8 | 12201.759 | 12283.633 | 12195.909 | 11990.027 | 11856.443
12 | 14 | 9 | 38172.643 | 40237.496 | 39533.736 | 36369.078 | 32702.385
12 | 14 | 10 | 51532.669 | 55020.499 | 55216.316 | 52033.327 | 47072.476
12 | 14 | 11 | 74977.338 | 89148.287 | 93668.589 | 86502.651 | 70832.263
12 | 14 | 12 | 46776.652 | 49604.575 | 51107.587 | 50484.791 | 48069.42
12 | 14 | 13 | 32246.488 | 33339.539 | 34135.582 | 34167.997 | 33417.78
12 | 14 | 14 | 18229.464 | 18477.829 | 18700.151 | 18766.146 | 18637.127
12 | 14 | 15 | 10801.97 | 20198.545 | 61756.004 | 68277.567 | 63880.385
12 | 14 | 16 | 0 | 0 | 0 | 0 | 0
12 | 14 | 17 | 0 | 0 | 0 | 0 | 0
12 | 14 | 18 | 0 | 0 | 0 | 0 | 0
12 | 14 | 19 | 0 | 0 | 0 | 0 | 0
12 | 14 | 20 | 0 | 0 | 0 | 0 | 0
12 | 14 | 21 | 0 | 0 | 0 | 0 | 0
12 | 14 | 22 | 0 | 0 | 0 | 0 | 0
12 | 14 | 23 | 0 | 0 | 0 | 0 | 0
12 | 15 | 0 | 0 | 0 | 0 | 0 | 0
12 | 15 | 1 | 0 | 0 | 0 | 0 | 0
12 | 15 | 2 | 0 | 0 | 0 | 0 | 0
12 | 15 | 3 | 0 | 0 | 0 | 0 | 0
12 | 15 | 4 | 0 | 0 | 0 | 0 | 0
12 | 15 | 5 | 0 | 0 | 0 | 0 | 0
12 | 15 | 6 | 0 | 0 | 0 | 0 | 0
12 | 15 | 7 | 0 | 0 | 0 | 0 | 0
12 | 15 | 8 | 12187.047 | 12277.435 | 12180.072 | 11952.067 | 11806.2
12 | 15 | 9 | 23932.59 | 24252.828 | 24140.15 | 23660.654 | 23095.45
12 | 15 | 10 | 24024.81 | 24124.752 | 24130.233 | 24038.042 | 23902.195
12 | 15 | 11 | 66787.431 | 77071.627 | 80370.55 | 75087.551 | 63751.906
12 | 15 | 12 | 15712.313 | 15712.313 | 15712.313 | 15712.313 | 15712.313
12 | 15 | 13 | 16368.566 | 16368.566 | 16368.566 | 16368.566 | 16368.566
12 | 15 | 14 | 10278.265 | 10278.265 | 10278.265 | 10278.265 | 10278.265
12 | 15 | 15 | 6300.46 | 6300.46 | 6300.46 | 6300.46 | 6300.46
12 | 15 | 16 | 0 | 0 | 0 | 0 | 0
12 | 15 | 17 | 0 | 0 | 0 | 0 | 0
12 | 15 | 18 | 0 | 0 | 0 | 0 | 0
12 | 15 | 19 | 0 | 0 | 0 | 0 | 0
12 | 15 | 20 | 0 | 0 | 0 | 0 | 0
12 | 15 | 21 | 0 | 0 | 0 | 0 | 0
12 | 15 | 22 | 0 | 0 | 0 | 0 | 0
12 | 15 | 23 | 0 | 0 | 0 | 0 | 0
12 | 16 | 0 | 0 | 0 | 0 | 0 | 0
12 | 16 | 1 | 0 | 0 | 0 | 0 | 0
12 | 16 | 2 | 0 | 0 | 0 | 0 | 0
12 | 16 | 3 | 0 | 0 | 0 | 0 | 0
12 | 16 | 4 | 0 | 0 | 0 | 0 | 0
12 | 16 | 5 | 0 | 0 | 0 | 0 | 0
12 | 16 | 6 | 0 | 0 | 0 | 0 | 0
12 | 16 | 7 | 0 | 0 | 0 | 0 | 0
12 | 16 | 8 | 4868.135 | 4868.135 | 4868.135 | 4868.135 | 4868.135
12 | 16 | 9 | 13393.567 | 13393.567 | 13393.567 | 13393.567 | 13393.567
12 | 16 | 10 | 15409.33 | 15409.33 | 15409.33 | 15409.33 | 15409.33
12 | 16 | 11 | 18096.689 | 18096.689 | 18096.689 | 18096.689 | 18096.689
12 | 16 | 12 | 46302.725 | 48730.067 | 50031.412 | 49477.631 | 47379.589
12 | 16 | 13 | 20560.291 | 20560.291 | 20560.291 | 20560.291 | 20560.291
12 | 16 | 14 | 18997.588 | 19323.181 | 19613.614 | 19698.653 | 19528.427
12 | 16 | 15 | 12034.329 | 21278.198 | 60057.637 | 66500.388 | 62035.98
12 | 16 | 16 | 0 | 0 | 0 | 0 | 0
12 | 16 | 17 | 0 | 0 | 0 | 0 | 0
12 | 16 | 18 | 0 | 0 | 0 | 0 | 0
12 | 16 | 19 | 0 | 0 | 0 | 0 | 0
12 | 16 | 20 | 0 | 0 | 0 | 0 | 0
12 | 16 | 21 | 0 | 0 | 0 | 0 | 0
12 | 16 | 22 | 0 | 0 | 0 | 0 | 0
12 | 16 | 23 | 0 | 0 | 0 | 0 | 0
12 | 17 | 0 | 0 | 0 | 0 | 0 | 0
12 | 17 | 1 | 0 | 0 | 0 | 0 | 0
12 | 17 | 2 | 0 | 0 | 0 | 0 | 0
12 | 17 | 3 | 0 | 0 | 0 | 0 | 0
12 | 17 | 4 | 0 | 0 | 0 | 0 | 0
12 | 17 | 5 | 0 | 0 | 0 | 0 | 0
12 | 17 | 6 | 0 | 0 | 0 | 0 | 0
12 | 17 | 7 | 0 | 0 | 0 | 0 | 0
12 | 17 | 8 | 17479.318 | 17956.929 | 17436.294 | 16223.7 | 15469.378
12 | 17 | 9 | 36932.447 | 38733.549 | 38099.686 | 35324.933 | 32125.871
12 | 17 | 10 | 49812.153 | 53007.661 | 53164.738 | 50213.55 | 45650.809
12 | 17 | 11 | 71273.238 | 83494.08 | 87348.647 | 81040.207 | 67475.193
12 | 17 | 12 | 64365.693 | 78023.376 | 84932.903 | 81955.195 | 70454.367
12 | 17 | 13 | 50609.522 | 65804.566 | 76132.851 | 76450.347 | 66642.38
12 | 17 | 14 | 28780.367 | 43101.245 | 57185.113 | 60960.079 | 53024.382
12 | 17 | 15 | 7513.562 | 20019.559 | 77736.128 | 84491.928 | 79876.615
12 | 17 | 16 | 0 | 0 | 0 | 0 | 0
12 | 17 | 17 | 0 | 0 | 0 | 0 | 0
12 | 17 | 18 | 0 | 0 | 0 | 0 | 0
12 | 17 | 19 | 0 | 0 | 0 | 0 | 0
12 | 17 | 20 | 0 | 0 | 0 | 0 | 0
12 | 17 | 21 | 0 | 0 | 0 | 0 | 0
12 | 17 | 22 | 0 | 0 | 0 | 0 | 0
12 | 17 | 23 | 0 | 0 | 0 | 0 | 0
12 | 18 | 0 | 0 | 0 | 0 | 0 | 0
12 | 18 | 1 | 0 | 0 | 0 | 0 | 0
12 | 18 | 2 | 0 | 0 | 0 | 0 | 0
12 | 18 | 3 | 0 | 0 | 0 | 0 | 0
12 | 18 | 4 | 0 | 0 | 0 | 0 | 0
12 | 18 | 5 | 0 | 0 | 0 | 0 | 0
12 | 18 | 6 | 0 | 0 | 0 | 0 | 0
12 | 18 | 7 | 0 | 0 | 0 | 0 | 0
12 | 18 | 8 | 18657.454 | 19254.965 | 18590.411 | 16841.459 | 15852.288
12 | 18 | 9 | 38925.853 | 41214.719 | 40406.399 | 36841.331 | 32768.968
12 | 18 | 10 | 27275.735 | 27535.695 | 27548.047 | 27305.553 | 26950.324
12 | 18 | 11 | 64685.786 | 74070.818 | 77032.893 | 72131.968 | 61728.471
12 | 18 | 12 | 79754.946 | 108007.291 | 121947.516 | 115866.881 | 92276.712
12 | 18 | 13 | 57313.955 | 92030.004 | 115231.118 | 115874.154 | 93759.35
12 | 18 | 14 | 27112.934 | 56936.441 | 86976.424 | 94749.657 | 77999.912
12 | 18 | 15 | 9524.242 | 9686.623 | 10073.971 | 10254.404 | 10121.952
12 | 18 | 16 | 0 | 0 | 0 | 0 | 0
12 | 18 | 17 | 0 | 0 | 0 | 0 | 0
12 | 18 | 18 | 0 | 0 | 0 | 0 | 0
12 | 18 | 19 | 0 | 0 | 0 | 0 | 0
12 | 18 | 20 | 0 | 0 | 0 | 0 | 0
12 | 18 | 21 | 0 | 0 | 0 | 0 | 0
12 | 18 | 22 | 0 | 0 | 0 | 0 | 0
12 | 18 | 23 | 0 | 0 | 0 | 0 | 0
12 | 19 | 0 | 0 | 0 | 0 | 0 | 0
12 | 19 | 1 | 0 | 0 | 0 | 0 | 0
12 | 19 | 2 | 0 | 0 | 0 | 0 | 0
12 | 19 | 3 | 0 | 0 | 0 | 0 | 0
12 | 19 | 4 | 0 | 0 | 0 | 0 | 0
12 | 19 | 5 | 0 | 0 | 0 | 0 | 0
12 | 19 | 6 | 0 | 0 | 0 | 0 | 0
12 | 19 | 7 | 0 | 0 | 0 | 0 | 0
12 | 19 | 8 | 52653.922 | 57085.588 | 51534.165 | 24817.786 | 14262.514
12 | 19 | 9 | 85868.971 | 105145.6 | 98425.385 | 67518.759 | 33078.521
12 | 19 | 10 | 14991.841 | 14991.841 | 14991.841 | 14991.841 | 14991.841
12 | 19 | 11 | 109364.005 | 148540.305 | 160475.226 | 140484.776 | 96291.296
12 | 19 | 12 | 84743.277 | 121587.812 | 139659.01 | 131676.327 | 100881.292
12 | 19 | 13 | 67498.313 | 167890.707 | 232035.893 | 233602.191 | 172326.568
12 | 19 | 14 | 14948.875 | 94148.144 | 174996.183 | 194981.12 | 150703.624
12 | 19 | 15 | 7073.616 | 20708.692 | 81747.501 | 88732.645 | 83860.58
12 | 19 | 16 | 0 | 0 | 0 | 0 | 0
12 | 19 | 17 | 0 | 0 | 0 | 0 | 0
12 | 19 | 18 | 0 | 0 | 0 | 0 | 0
12 | 19 | 19 | 0 | 0 | 0 | 0 | 0
12 | 19 | 20 | 0 | 0 | 0 | 0 | 0
12 | 19 | 21 | 0 | 0 | 0 | 0 | 0
12 | 19 | 22 | 0 | 0 | 0 | 0 | 0
12 | 19 | 23 | 0 | 0 | 0 | 0 | 0
12 | 20 | 0 | 0 | 0 | 0 | 0 | 0
12 | 20 | 1 | 0 | 0 | 0 | 0 | 0
12 | 20 | 2 | 0 | 0 | 0 | 0 | 0
12 | 20 | 3 | 0 | 0 | 0 | 0 | 0
12 | 20 | 4 | 0 | 0 | 0 | 0 | 0
12 | 20 | 5 | 0 | 0 | 0 | 0 | 0
12 | 20 | 6 | 0 | 0 | 0 | 0 | 0
12 | 20 | 7 | 0 | 0 | 0 | 0 | 0
12 | 20 | 8 | 109155.073 | 117141.276 | 105880.037 | 32571.445 | 7152.9
12 | 20 | 9 | 154853.331 | 201314.247 | 185260.042 | 108564.532 | 22693.725
12 | 20 | 10 | 168221.683 | 230369.491 | 232843.634 | 175265.811 | 77662.48
12 | 20 | 11 | 155026.671 | 231615.501 | 254152.146 | 215866.556 | 128108.8
12 | 20 | 12 | 65874.087 | 80960.054 | 88497.921 | 85122.405 | 72353.794
12 | 20 | 13 | 53558.756 | 77322.347 | 93260.199 | 93616.933 | 78270.883
12 | 20 | 14 | 27529.415 | 30339.659 | 32956.316 | 33670.203 | 32145.006
12 | 20 | 15 | 11189.574 | 14124.944 | 24076.528 | 26351.015 | 24684.425
12 | 20 | 16 | 0 | 0 | 0 | 0 | 0
12 | 20 | 17 | 0 | 0 | 0 | 0 | 0
12 | 20 | 18 | 0 | 0 | 0 | 0 | 0
12 | 20 | 19 | 0 | 0 | 0 | 0 | 0
12 | 20 | 20 | 0 | 0 | 0 | 0 | 0
12 | 20 | 21 | 0 | 0 | 0 | 0 | 0
12 | 20 | 22 | 0 | 0 | 0 | 0 | 0
12 | 20 | 23 | 0 | 0 | 0 | 0 | 0
12 | 21 | 0 | 0 | 0 | 0 | 0 | 0
12 | 21 | 1 | 0 | 0 | 0 | 0 | 0
12 | 21 | 2 | 0 | 0 | 0 | 0 | 0
12 | 21 | 3 | 0 | 0 | 0 | 0 | 0
12 | 21 | 4 | 0 | 0 | 0 | 0 | 0
12 | 21 | 5 | 0 | 0 | 0 | 0 | 0
12 | 21 | 6 | 0 | 0 | 0 | 0 | 0
12 | 21 | 7 | 0 | 0 | 0 | 0 | 0
12 | 21 | 8 | 97252.545 | 104427.582 | 94157.918 | 30079.409 | 7901.008
12 | 21 | 9 | 145140.142 | 188713.621 | 173410.623 | 101697.632 | 22611.629
12 | 21 | 10 | 160477.486 | 220003.092 | 222234.095 | 166746.803 | 74266.063
12 | 21 | 11 | 148334.989 | 221558.669 | 243169.325 | 206073.548 | 122272.135
12 | 21 | 12 | 101869.338 | 170791.176 | 203507.954 | 188717.254 | 131550.449
12 | 21 | 13 | 58863.742 | 116639.829 | 154325.412 | 155058.477 | 118654.275
12 | 21 | 14 | 26552.514 | 55362.872 | 84021.298 | 91283.395 | 75082.108
12 | 21 | 15 | 8405.956 | 18306.39 | 57738.933 | 63540.483 | 59340.199
12 | 21 | 16 | 0 | 0 | 0 | 0 | 0
12 | 21 | 17 | 0 | 0 | 0 | 0 | 0
12 | 21 | 18 | 0 | 0 | 0 | 0 | 0
12 | 21 | 19 | 0 | 0 | 0 | 0 | 0
12 | 21 | 20 | 0 | 0 | 0 | 0 | 0
12 | 21 | 21 | 0 | 0 | 0 | 0 | 0
12 | 21 | 22 | 0 | 0 | 0 | 0 | 0
12 | 21 | 23 | 0 | 0 | 0 | 0 | 0
12 | 22 | 0 | 0 | 0 | 0 | 0 | 0
12 | 22 | 1 | 0 | 0 | 0 | 0 | 0
12 | 22 | 2 | 0 | 0 | 0 | 0 | 0
12 | 22 | 3 | 0 | 0 | 0 | 0 | 0
12 | 22 | 4 | 0 | 0 | 0 | 0 | 0
12 | 22 | 5 | 0 | 0 | 0 | 0 | 0
12 | 22 | 6 | 0 | 0 | 0 | 0 | 0
12 | 22 | 7 | 0 | 0 | 0 | 0 | 0
12 | 22 | 8 | 64162.414 | 69153.9 | 62223.391 | 24696.505 | 10969.971
12 | 22 | 9 | 107166.521 | 135674.069 | 125484.036 | 78651.743 | 26849.686
12 | 22 | 10 | 111807.662 | 144689.605 | 145846.878 | 114975.115 | 64842.039
12 | 22 | 11 | 97209.217 | 128028.834 | 137279.142 | 121242.142 | 86282.445
12 | 22 | 12 | 83888.2 | 120723.24 | 138499.462 | 130355.654 | 99456.103
12 | 22 | 13 | 47072.073 | 59102.068 | 67224.078 | 67363.795 | 59467.359
12 | 22 | 14 | 26529.829 | 28297.978 | 29860.421 | 30300.865 | 29360.829
12 | 22 | 15 | 9530.577 | 9698.447 | 10074.31 | 10247.427 | 10116.143
12 | 22 | 16 | 0 | 0 | 0 | 0 | 0
12 | 22 | 17 | 0 | 0 | 0 | 0 | 0
12 | 22 | 18 | 0 | 0 | 0 | 0 | 0
12 | 22 | 19 | 0 | 0 | 0 | 0 | 0
12 | 22 | 20 | 0 | 0 | 0 | 0 | 0
12 | 22 | 21 | 0 | 0 | 0 | 0 | 0
12 | 22 | 22 | 0 | 0 | 0 | 0 | 0
12 | 22 | 23 | 0 | 0 | 0 | 0 | 0
12 | 23 | 0 | 0 | 0 | 0 | 0 | 0
12 | 23 | 1 | 0 | 0 | 0 | 0 | 0
12 | 23 | 2 | 0 | 0 | 0 | 0 | 0
12 | 23 | 3 | 0 | 0 | 0 | 0 | 0
12 | 23 | 4 | 0 | 0 | 0 | 0 | 0
12 | 23 | 5 | 0 | 0 | 0 | 0 | 0
12 | 23 | 6 | 0 | 0 | 0 | 0 | 0
12 | 23 | 7 | 0 | 0 | 0 | 0 | 0
12 | 23 | 8 | 92204.926 | 98269.151 | 88912.69 | 29334.286 | 9138.967
12 | 23 | 9 | 4257.946 | 4257.946 | 4257.946 | 4257.946 | 4257.946
12 | 23 | 10 | 12506.186 | 12506.186 | 12506.186 | 12506.186 | 12506.186
12 | 23 | 11 | 23829.666 | 23872.999 | 23886.69 | 23862.718 | 23815.126
12 | 23 | 12 | 15821.115 | 15821.115 | 15821.115 | 15821.115 | 15821.115
12 | 23 | 13 | 14185.639 | 14185.639 | 14185.639 | 14185.639 | 14185.639
12 | 23 | 14 | 12512.087 | 12512.087 | 12512.087 | 12512.087 | 12512.087
12 | 23 | 15 | 7555.661 | 7555.661 | 7555.661 | 7555.661 | 7555.661
12 | 23 | 16 | 0 | 0 | 0 | 0 | 0
12 | 23 | 17 | 0 | 0 | 0 | 0 | 0
12 | 23 | 18 | 0 | 0 | 0 | 0 | 0
12 | 23 | 19 | 0 | 0 | 0 | 0 | 0
12 | 23 | 20 | 0 | 0 | 0 | 0 | 0
12 | 23 | 21 | 0 | 0 | 0 | 0 | 0
12 | 23 | 22 | 0 | 0 | 0 | 0 | 0
12 | 23 | 23 | 0 | 0 | 0 | 0 | 0
12 | 24 | 0 | 0 | 0 | 0 | 0 | 0
12 | 24 | 1 | 0 | 0 | 0 | 0 | 0
12 | 24 | 2 | 0 | 0 | 0 | 0 | 0
12 | 24 | 3 | 0 | 0 | 0 | 0 | 0
12 | 24 | 4 | 0 | 0 | 0 | 0 | 0
12 | 24 | 5 | 0 | 0 | 0 | 0 | 0
12 | 24 | 6 | 0 | 0 | 0 | 0 | 0
12 | 24 | 7 | 0 | 0 | 0 | 0 | 0
12 | 24 | 8 | 96995.589 | 102951.657 | 93289.934 | 30443.086 | 9473.942
12 | 24 | 9 | 147822.352 | 190805.594 | 175166.923 | 103273.479 | 24581.822
12 | 24 | 10 | 165959.87 | 225306.937 | 227047.596 | 170868.755 | 77622.272
12 | 24 | 11 | 82423.773 | 101918.286 | 107780.046 | 97389.746 | 75330.669
12 | 24 | 12 | 121956.253 | 208285.135 | 248274.533 | 229558.173 | 157949.657
12 | 24 | 13 | 44682.038 | 52621.89 | 58068.887 | 58135.335 | 52790.88
12 | 24 | 14 | 30203.857 | 41104.438 | 51587.534 | 54251.913 | 48190.334
12 | 24 | 15 | 12237.412 | 13563.236 | 17077.318 | 18206.856 | 17344.226
12 | 24 | 16 | 0 | 0 | 0 | 0 | 0
12 | 24 | 17 | 0 | 0 | 0 | 0 | 0
12 | 24 | 18 | 0 | 0 | 0 | 0 | 0
12 | 24 | 19 | 0 | 0 | 0 | 0 | 0
12 | 24 | 20 | 0 | 0 | 0 | 0 | 0
12 | 24 | 21 | 0 | 0 | 0 | 0 | 0
12 | 24 | 22 | 0 | 0 | 0 | 0 | 0
12 | 24 | 23 | 0 | 0 | 0 | 0 | 0
12 | 25 | 0 | 0 | 0 | 0 | 0 | 0
12 | 25 | 1 | 0 | 0 | 0 | 0 | 0
12 | 25 | 2 | 0 | 0 | 0 | 0 | 0
12 | 25 | 3 | 0 | 0 | 0 | 0 | 0
12 | 25 | 4 | 0 | 0 | 0 | 0 | 0
12 | 25 | 5 | 0 | 0 | 0 | 0 | 0
12 | 25 | 6 | 0 | 0 | 0 | 0 | 0
12 | 25 | 7 | 0 | 0 | 0 | 0 | 0
12 | 25 | 8 | 105258.24 | 111063.612 | 101176.297 | 30445.971 | 7824.485
12 | 25 | 9 | 155230.913 | 201431.992 | 184465.868 | 106341.716 | 20591.602
12 | 25 | 10 | 169396.623 | 230549.811 | 232161.035 | 174005.957 | 76350.561
12 | 25 | 11 | 158530.904 | 234778.756 | 256458.222 | 217385.054 | 128575.114
12 | 25 | 12 | 123104.508 | 211755.385 | 252247.3 | 233096.509 | 159747.145
12 | 25 | 13 | 69212.835 | 164663.417 | 223965.603 | 224515.247 | 166232.562
12 | 25 | 14 | 17897.165 | 94120.944 | 168248.436 | 185661.352 | 144431.517
12 | 25 | 15 | 7821.696 | 22823.105 | 82170.598 | 88673.308 | 83890.826
12 | 25 | 16 | 0 | 0 | 0 | 0 | 0
12 | 25 | 17 | 0 | 0 | 0 | 0 | 0
12 | 25 | 18 | 0 | 0 | 0 | 0 | 0
12 | 25 | 19 | 0 | 0 | 0 | 0 | 0
12 | 25 | 20 | 0 | 0 | 0 | 0 | 0
12 | 25 | 21 | 0 | 0 | 0 | 0 | 0
12 | 25 | 22 | 0 | 0 | 0 | 0 | 0
12 | 25 | 23 | 0 | 0 | 0 | 0 | 0
12 | 26 | 0 | 0 | 0 | 0 | 0 | 0
12 | 26 | 1 | 0 | 0 | 0 | 0 | 0
12 | 26 | 2 | 0 | 0 | 0 | 0 | 0
12 | 26 | 3 | 0 | 0 | 0 | 0 | 0
12 | 26 | 4 | 0 | 0 | 0 | 0 | 0
12 | 26 | 5 | 0 | 0 | 0 | 0 | 0
12 | 26 | 6 | 0 | 0 | 0 | 0 | 0
12 | 26 | 7 | 0 | 0 | 0 | 0 | 0
12 | 26 | 8 | 46632.735 | 49874.623 | 45226.62 | 21388.274 | 12837.896
12 | 26 | 9 | 83213.843 | 101577.153 | 94619.278 | 64155.572 | 31043.514
12 | 26 | 10 | 106992.153 | 136296.472 | 136998.746 | 108911.521 | 63892.74
12 | 26 | 11 | 94625.757 | 122999.712 | 131347.506 | 116184.73 | 83748.618
12 | 26 | 12 | 97657.907 | 153425.571 | 179670.512 | 167074.584 | 120161.581
12 | 26 | 13 | 60560.417 | 113870.211 | 148026.236 | 148266.994 | 114532.348
12 | 26 | 14 | 28364.288 | 56069.579 | 82745.267 | 89315.932 | 73974.642
12 | 26 | 15 | 12758.518 | 14852.351 | 21161.28 | 22589.534 | 21494.962
12 | 26 | 16 | 0 | 0 | 0 | 0 | 0
12 | 26 | 17 | 0 | 0 | 0 | 0 | 0
12 | 26 | 18 | 0 | 0 | 0 | 0 | 0
12 | 26 | 19 | 0 | 0 | 0 | 0 | 0
12 | 26 | 20 | 0 | 0 | 0 | 0 | 0
12 | 26 | 21 | 0 | 0 | 0 | 0 | 0
12 | 26 | 22 | 0 | 0 | 0 | 0 | 0
12 | 26 | 23 | 0 | 0 | 0 | 0 | 0
12 | 27 | 0 | 0 | 0 | 0 | 0 | 0
12 | 27 | 1 | 0 | 0 | 0 | 0 | 0
12 | 27 | 2 | 0 | 0 | 0 | 0 | 0
12 | 27 | 3 | 0 | 0 | 0 | 0 | 0
12 | 27 | 4 | 0 | 0 | 0 | 0 | 0
12 | 27 | 5 | 0 | 0 | 0 | 0 | 0
12 | 27 | 6 | 0 | 0 | 0 | 0 | 0
12 | 27 | 7 | 0 | 0 | 0 | 0 | 0
12 | 27 | 8 | 87203.528 | 92663.565 | 83908.723 | 27052.364 | 8829.336
12 | 27 | 9 | 138165.598 | 178382.43 | 163121.308 | 95003.669 | 21590.465
12 | 27 | 10 | 12935.457 | 12935.457 | 12935.457 | 12935.457 | 12935.457
12 | 27 | 11 | 27484.011 | 27733.677 | 27810.51 | 27669.477 | 27393.237
12 | 27 | 12 | 95360.651 | 146993.978 | 171498.818 | 159588.571 | 115849.794
12 | 27 | 13 | 60972.936 | 113503.894 | 147333.428 | 147494.273 | 113942.874
12 | 27 | 14 | 19898.098 | 86082.15 | 150516.435 | 165855.18 | 129293.448
12 | 27 | 15 | 9540.369 | 22385.025 | 69133.87 | 75301.856 | 70649.004
12 | 27 | 16 | 0 | 0 | 0 | 0 | 0
12 | 27 | 17 | 0 | 0 | 0 | 0 | 0
12 | 27 | 18 | 0 | 0 | 0 | 0 | 0
12 | 27 | 19 | 0 | 0 | 0 | 0 | 0
12 | 27 | 20 | 0 | 0 | 0 | 0 | 0
12 | 27 | 21 | 0 | 0 | 0 | 0 | 0
12 | 27 | 22 | 0 | 0 | 0 | 0 | 0
12 | 27 | 23 | 0 | 0 | 0 | 0 | 0
12 | 28 | 0 | 0 | 0 | 0 | 0 | 0
12 | 28 | 1 | 0 | 0 | 0 | 0 | 0
12 | 28 | 2 | 0 | 0 | 0 | 0 | 0
12 | 28 | 3 | 0 | 0 | 0 | 0 | 0
12 | 28 | 4 | 0 | 0 | 0 | 0 | 0
12 | 28 | 5 | 0 | 0 | 0 | 0 | 0
12 | 28 | 6 | 0 | 0 | 0 | 0 | 0
12 | 28 | 7 | 0 | 0 | 0 | 0 | 0
12 | 28 | 8 | 86251.834 | 91614.398 | 82980.799 | 27415.743 | 9754.161
12 | 28 | 9 | 123991.016 | 159192.585 | 145620.445 | 85825.748 | 21660.551
12 | 28 | 10 | 28785.163 | 29214.304 | 29222.333 | 28804.543 | 28205.867
12 | 28 | 11 | 71343.726 | 83849.271 | 87537.368 | 80684.315 | 66445.334
12 | 28 | 12 | 80963.385 | 112512.119 | 127749.447 | 120251.906 | 93232.846
12 | 28 | 13 | 63165.628 | 138606.885 | 186153.766 | 186271.477 | 138934.9
12 | 28 | 14 | 19467.158 | 80761.535 | 139876.438 | 153893.905 | 120268.158
12 | 28 | 15 | 7629.678 | 23634.98 | 82106.73 | 89334.859 | 84127.885
12 | 28 | 16 | 0 | 0 | 0 | 0 | 0
12 | 28 | 17 | 0 | 0 | 0 | 0 | 0
12 | 28 | 18 | 0 | 0 | 0 | 0 | 0
12 | 28 | 19 | 0 | 0 | 0 | 0 | 0
12 | 28 | 20 | 0 | 0 | 0 | 0 | 0
12 | 28 | 21 | 0 | 0 | 0 | 0 | 0
12 | 28 | 22 | 0 | 0 | 0 | 0 | 0
12 | 28 | 23 | 0 | 0 | 0 | 0 | 0
12 | 29 | 0 | 0 | 0 | 0 | 0 | 0
12 | 29 | 1 | 0 | 0 | 0 | 0 | 0
12 | 29 | 2 | 0 | 0 | 0 | 0 | 0
12 | 29 | 3 | 0 | 0 | 0 | 0 | 0
12 | 29 | 4 | 0 | 0 | 0 | 0 | 0
12 | 29 | 5 | 0 | 0 | 0 | 0 | 0
12 | 29 | 6 | 0 | 0 | 0 | 0 | 0
12 | 29 | 7 | 0 | 0 | 0 | 0 | 0
12 | 29 | 8 | 39642.207 | 42579.639 | 38435.924 | 19741.881 | 12904.363
12 | 29 | 9 | 116891.996 | 148637.244 | 136217.118 | 81955.588 | 23561.304
12 | 29 | 10 | 143944.887 | 194078.647 | 194818.129 | 146016.931 | 66578.326
12 | 29 | 11 | 135096.615 | 196398.153 | 213711.171 | 181043.016 | 109461.294
12 | 29 | 12 | 122891.581 | 207925.063 | 246892 | 227580.569 | 156162.97
12 | 29 | 13 | 62821.761 | 115985.557 | 149914.741 | 149924.953 | 116013.492
12 | 29 | 14 | 22314.685 | 23019.347 | 23636.549 | 23804.403 | 23424.419
12 | 29 | 15 | 1274.851 | 1274.851 | 1274.851 | 1274.851 | 1274.851
12 | 29 | 16 | 0 | 0 | 0 | 0 | 0
12 | 29 | 17 | 0 | 0 | 0 | 0 | 0
12 | 29 | 18 | 0 | 0 | 0 | 0 | 0
12 | 29 | 19 | 0 | 0 | 0 | 0 | 0
12 | 29 | 20 | 0 | 0 | 0 | 0 | 0
12 | 29 | 21 | 0 | 0 | 0 | 0 | 0
12 | 29 | 22 | 0 | 0 | 0 | 0 | 0
12 | 29 | 23 | 0 | 0 | 0 | 0 | 0
12 | 30 | 0 | 0 | 0 | 0 | 0 | 0
12 | 30 | 1 | 0 | 0 | 0 | 0 | 0
12 | 30 | 2 | 0 | 0 | 0 | 0 | 0
12 | 30 | 3 | 0 | 0 | 0 | 0 | 0
12 | 30 | 4 | 0 | 0 | 0 | 0 | 0
12 | 30 | 5 | 0 | 0 | 0 | 0 | 0
12 | 30 | 6 | 0 | 0 | 0 | 0 | 0
12 | 30 | 7 | 0 | 0 | 0 | 0 | 0
12 | 30 | 8 | 44050.032 | 47129.834 | 42588.796 | 20473.152 | 12773.987
12 | 30 | 9 | 89554.994 | 109983.225 | 101821.767 | 67030.304 | 29809.648
12 | 30 | 10 | 166191.281 | 224975.266 | 225656.583 | 168123.777 | 73545.79
12 | 30 | 11 | 156468.042 | 229162.434 | 249330.3 | 210751.635 | 125031.389
12 | 30 | 12 | 123455.223 | 209200.7 | 248191.917 | 228666.999 | 156659.162
12 | 30 | 13 | 71127.293 | 164881.909 | 222557.447 | 222453.64 | 164587.521
12 | 30 | 14 | 27149.414 | 67075.674 | 104853.932 | 113947.694 | 92084.082
12 | 30 | 15 | 7650.201 | 24716.827 | 83934.344 | 92290.762 | 86995.906
12 | 30 | 16 | 0 | 0 | 0 | 0 | 0
12 | 30 | 17 | 0 | 0 | 0 | 0 | 0
12 | 30 | 18 | 0 | 0 | 0 | 0 | 0
12 | 30 | 19 | 0 | 0 | 0 | 0 | 0
12 | 30 | 20 | 0 | 0 | 0 | 0 | 0
12 | 30 | 21 | 0 | 0 | 0 | 0 | 0
12 | 30 | 22 | 0 | 0 | 0 | 0 | 0
12 | 30 | 23 | 0 | 0 | 0 | 0 | 0
12 | 31 | 0 | 0 | 0 | 0 | 0 | 0
12 | 31 | 1 | 0 | 0 | 0 | 0 | 0
12 | 31 | 2 | 0 | 0 | 0 | 0 | 0
12 | 31 | 3 | 0 | 0 | 0 | 0 | 0
12 | 31 | 4 | 0 | 0 | 0 | 0 | 0
12 | 31 | 5 | 0 | 0 | 0 | 0 | 0
12 | 31 | 6 | 0 | 0 | 0 | 0 | 0
12 | 31 | 7 | 0 | 0 | 0 | 0 | 0
12 | 31 | 8 | 101441.997 | 106903.608 | 97015.026 | 27997.257 | 7626.331
12 | 31 | 9 | 156023.709 | 201410.677 | 183229.884 | 104060.458 | 19703.639
12 | 31 | 10 | 172853.142 | 233877.236 | 234393.193 | 174316.933 | 75843.401
12 | 31 | 11 | 162876.826 | 239053.969 | 260081.811 | 219371.855 | 129309.359
12 | 31 | 12 | 128440.725 | 217714.327 | 258222.622 | 237721.594 | 162588.286
12 | 31 | 13 | 74664.438 | 170925.807 | 229752.885 | 229527.81 | 170285.403
12 | 31 | 14 | 19653.833 | 101321.044 | 178010.212 | 195717.218 | 152257.809
12 | 31 | 15 | 7304.247 | 26701.748 | 93894.064 | 103165.517 | 97898.889
12 | 31 | 16 | 0 | 0 | 0 | 0 | 0
12 | 31 | 17 | 0 | 0 | 0 | 0 | 0
12 | 31 | 18 | 0 | 0 | 0 | 0 | 0
12 | 31 | 19 | 0 | 0 | 0 | 0 | 0
12 | 31 | 20 | 0 | 0 | 0 | 0 | 0
12 | 31 | 21 | 0 | 0 | 0 | 0 | 0
12 | 31 | 22 | 0 | 0 | 0 | 0 | 0
12 | 31 | 23 | 0 | 0 | 0 | 0 | 0

## Chicago
|  | MWh Generated | 452.8473 | 512.3093 | 538.3926 | 515.1923 | 456.5416
|  | Summer Peak (MW) | 0.071968 | 0.087168 | 0.12019 | 0.15186 | 0.16229
|  | ETDFs | 0.00015892 | 0.00017015 | 0.00022325 | 0.00029476 | 0.00035547
|  | Azimuth --> | AC System Output (W) by Array Azimuth
Month | Day | Hour | 90 | 135 | 180 | 225 | 270 | Summer CF Flag
1 | 1 | 0 | 0 | 0 | 0 | 0 | 0
1 | 1 | 1 | 0 | 0 | 0 | 0 | 0
1 | 1 | 2 | 0 | 0 | 0 | 0 | 0
1 | 1 | 3 | 0 | 0 | 0 | 0 | 0
1 | 1 | 4 | 0 | 0 | 0 | 0 | 0
1 | 1 | 5 | 0 | 0 | 0 | 0 | 0
1 | 1 | 6 | 0 | 0 | 0 | 0 | 0
1 | 1 | 7 | 1297.925 | 1343.076 | 1139.144 | 217.637 | 217.637
1 | 1 | 8 | 71020.815 | 78587.423 | 68910.553 | 29392.153 | 13171.88
1 | 1 | 9 | 112489.359 | 140273.18 | 130201.238 | 84712.685 | 33430.127
1 | 1 | 10 | 125528.665 | 161571.252 | 162943.635 | 129254.879 | 74327.465
1 | 1 | 11 | 126195.224 | 174186.738 | 188782.321 | 164061.209 | 109718.769
1 | 1 | 12 | 107636.984 | 168517.014 | 197978.176 | 185016.326 | 134673.676
1 | 1 | 13 | 67592.933 | 135861.829 | 180078.547 | 181327.307 | 139310.568
1 | 1 | 14 | 29807.064 | 66246.324 | 102227.877 | 111487.425 | 91719.402
1 | 1 | 15 | 11082.032 | 19249.208 | 47955.589 | 53433.824 | 49680.777
1 | 1 | 16 | 0 | 0 | 0 | 0 | 0
1 | 1 | 17 | 0 | 0 | 0 | 0 | 0
1 | 1 | 18 | 0 | 0 | 0 | 0 | 0
1 | 1 | 19 | 0 | 0 | 0 | 0 | 0
1 | 1 | 20 | 0 | 0 | 0 | 0 | 0
1 | 1 | 21 | 0 | 0 | 0 | 0 | 0
1 | 1 | 22 | 0 | 0 | 0 | 0 | 0
1 | 1 | 23 | 0 | 0 | 0 | 0 | 0
1 | 2 | 0 | 0 | 0 | 0 | 0 | 0
1 | 2 | 1 | 0 | 0 | 0 | 0 | 0
1 | 2 | 2 | 0 | 0 | 0 | 0 | 0
1 | 2 | 3 | 0 | 0 | 0 | 0 | 0
1 | 2 | 4 | 0 | 0 | 0 | 0 | 0
1 | 2 | 5 | 0 | 0 | 0 | 0 | 0
1 | 2 | 6 | 0 | 0 | 0 | 0 | 0
1 | 2 | 7 | 882.479 | 919.208 | 749.861 | 0 | 0
1 | 2 | 8 | 73571.358 | 81299.235 | 71154.365 | 29656.704 | 12882.344
1 | 2 | 9 | 106682.601 | 131723.42 | 122479.548 | 81337.749 | 35017.041
1 | 2 | 10 | 125970.491 | 161859.647 | 163114.64 | 129376.936 | 74511.707
1 | 2 | 11 | 126163.492 | 173195.564 | 187442.134 | 163032.806 | 109672.857
1 | 2 | 12 | 108843.606 | 171013.07 | 201069.715 | 187699.723 | 136168.032
1 | 2 | 13 | 68764.357 | 139447.479 | 185200.545 | 186413.129 | 142787.862
1 | 2 | 14 | 28600.662 | 69581.845 | 109708.447 | 120065.399 | 97917.917
1 | 2 | 15 | 13243.506 | 19531.912 | 40491.848 | 44900.028 | 41974.346
1 | 2 | 16 | 0 | 0 | 0 | 0 | 0
1 | 2 | 17 | 0 | 0 | 0 | 0 | 0
1 | 2 | 18 | 0 | 0 | 0 | 0 | 0
1 | 2 | 19 | 0 | 0 | 0 | 0 | 0
1 | 2 | 20 | 0 | 0 | 0 | 0 | 0
1 | 2 | 21 | 0 | 0 | 0 | 0 | 0
1 | 2 | 22 | 0 | 0 | 0 | 0 | 0
1 | 2 | 23 | 0 | 0 | 0 | 0 | 0
1 | 3 | 0 | 0 | 0 | 0 | 0 | 0
1 | 3 | 1 | 0 | 0 | 0 | 0 | 0
1 | 3 | 2 | 0 | 0 | 0 | 0 | 0
1 | 3 | 3 | 0 | 0 | 0 | 0 | 0
1 | 3 | 4 | 0 | 0 | 0 | 0 | 0
1 | 3 | 5 | 0 | 0 | 0 | 0 | 0
1 | 3 | 6 | 0 | 0 | 0 | 0 | 0
1 | 3 | 7 | 0 | 0 | 0 | 0 | 0
1 | 3 | 8 | 23650.984 | 24901.678 | 23342.268 | 18434.712 | 16056.955
1 | 3 | 9 | 47471.68 | 52331.051 | 50482.234 | 42610.685 | 33718.999
1 | 3 | 10 | 80833.348 | 95728.964 | 96207.221 | 82095.473 | 59819.972
1 | 3 | 11 | 93647.681 | 117357.982 | 124581.78 | 112072.473 | 85267.664
1 | 3 | 12 | 78448.91 | 101810.419 | 113458.311 | 108211.886 | 88489.218
1 | 3 | 13 | 61248.869 | 94378.136 | 116365.104 | 116917.098 | 95849.926
1 | 3 | 14 | 31596.513 | 57795.126 | 83082.18 | 89692.248 | 75593.391
1 | 3 | 15 | 13784.336 | 17649.821 | 29545.383 | 32427.217 | 30538.535
1 | 3 | 16 | 0 | 0 | 0 | 0 | 0
1 | 3 | 17 | 0 | 0 | 0 | 0 | 0
1 | 3 | 18 | 0 | 0 | 0 | 0 | 0
1 | 3 | 19 | 0 | 0 | 0 | 0 | 0
1 | 3 | 20 | 0 | 0 | 0 | 0 | 0
1 | 3 | 21 | 0 | 0 | 0 | 0 | 0
1 | 3 | 22 | 0 | 0 | 0 | 0 | 0
1 | 3 | 23 | 0 | 0 | 0 | 0 | 0
1 | 4 | 0 | 0 | 0 | 0 | 0 | 0
1 | 4 | 1 | 0 | 0 | 0 | 0 | 0
1 | 4 | 2 | 0 | 0 | 0 | 0 | 0
1 | 4 | 3 | 0 | 0 | 0 | 0 | 0
1 | 4 | 4 | 0 | 0 | 0 | 0 | 0
1 | 4 | 5 | 0 | 0 | 0 | 0 | 0
1 | 4 | 6 | 0 | 0 | 0 | 0 | 0
1 | 4 | 7 | 1758.574 | 1804.299 | 1584.088 | 615.855 | 615.855
1 | 4 | 8 | 66046.326 | 72879.763 | 63628.508 | 28242.896 | 13737.589
1 | 4 | 9 | 109917.997 | 135999.286 | 126059.772 | 82576.266 | 33894.12
1 | 4 | 10 | 131734.43 | 170177.259 | 171275.563 | 134729.772 | 75282.459
1 | 4 | 11 | 132007.108 | 182796.388 | 197968.063 | 171354.387 | 113317.278
1 | 4 | 12 | 112729.418 | 179298.129 | 211278.496 | 196761.778 | 141448.393
1 | 4 | 13 | 69962.791 | 145369.425 | 193676.152 | 194794.9 | 148463.532
1 | 4 | 14 | 28888.627 | 73016.037 | 115720.644 | 126661.976 | 103087.231
1 | 4 | 15 | 13455.128 | 21036.301 | 46006.905 | 51226.938 | 48121.849
1 | 4 | 16 | 0 | 0 | 0 | 0 | 0
1 | 4 | 17 | 0 | 0 | 0 | 0 | 0
1 | 4 | 18 | 0 | 0 | 0 | 0 | 0
1 | 4 | 19 | 0 | 0 | 0 | 0 | 0
1 | 4 | 20 | 0 | 0 | 0 | 0 | 0
1 | 4 | 21 | 0 | 0 | 0 | 0 | 0
1 | 4 | 22 | 0 | 0 | 0 | 0 | 0
1 | 4 | 23 | 0 | 0 | 0 | 0 | 0
1 | 5 | 0 | 0 | 0 | 0 | 0 | 0
1 | 5 | 1 | 0 | 0 | 0 | 0 | 0
1 | 5 | 2 | 0 | 0 | 0 | 0 | 0
1 | 5 | 3 | 0 | 0 | 0 | 0 | 0
1 | 5 | 4 | 0 | 0 | 0 | 0 | 0
1 | 5 | 5 | 0 | 0 | 0 | 0 | 0
1 | 5 | 6 | 0 | 0 | 0 | 0 | 0
1 | 5 | 7 | 0 | 0 | 0 | 0 | 0
1 | 5 | 8 | 51821.868 | 56687.201 | 49905.192 | 23882.046 | 13433.955
1 | 5 | 9 | 110640.009 | 136696.305 | 126597.536 | 82862.112 | 34002.577
1 | 5 | 10 | 132613.864 | 170936.103 | 171907.038 | 135261.076 | 75786.891
1 | 5 | 11 | 132038.645 | 181946.866 | 196782.461 | 170454.575 | 113286.526
1 | 5 | 12 | 113100.543 | 177939.078 | 209071.564 | 194798.771 | 140796.039
1 | 5 | 13 | 71431.28 | 145270.18 | 192437.591 | 193458.188 | 148090.546
1 | 5 | 14 | 29563.483 | 74059.737 | 116819.432 | 127758.048 | 104136.72
1 | 5 | 15 | 13768.193 | 21582.149 | 46565.843 | 52055.049 | 48933.137
1 | 5 | 16 | 0 | 0 | 0 | 0 | 0
1 | 5 | 17 | 0 | 0 | 0 | 0 | 0
1 | 5 | 18 | 0 | 0 | 0 | 0 | 0
1 | 5 | 19 | 0 | 0 | 0 | 0 | 0
1 | 5 | 20 | 0 | 0 | 0 | 0 | 0
1 | 5 | 21 | 0 | 0 | 0 | 0 | 0
1 | 5 | 22 | 0 | 0 | 0 | 0 | 0
1 | 5 | 23 | 0 | 0 | 0 | 0 | 0
1 | 6 | 0 | 0 | 0 | 0 | 0 | 0
1 | 6 | 1 | 0 | 0 | 0 | 0 | 0
1 | 6 | 2 | 0 | 0 | 0 | 0 | 0
1 | 6 | 3 | 0 | 0 | 0 | 0 | 0
1 | 6 | 4 | 0 | 0 | 0 | 0 | 0
1 | 6 | 5 | 0 | 0 | 0 | 0 | 0
1 | 6 | 6 | 0 | 0 | 0 | 0 | 0
1 | 6 | 7 | 0 | 0 | 0 | 0 | 0
1 | 6 | 8 | 54788.24 | 60525.114 | 52513.28 | 23647.804 | 11707.798
1 | 6 | 9 | 111542.589 | 137547.216 | 127304.303 | 83271.807 | 34022.659
1 | 6 | 10 | 132896.814 | 170976.832 | 171814.687 | 135193.82 | 75506.933
1 | 6 | 11 | 130174.527 | 178350.236 | 192527.407 | 167053.171 | 111598.682
1 | 6 | 12 | 111356.585 | 172745.776 | 201887.133 | 188420.213 | 137430.014
1 | 6 | 13 | 70978.023 | 141874.22 | 186359.076 | 187251.797 | 144372.634
1 | 6 | 14 | 29008.601 | 75626.833 | 119705.518 | 130838.788 | 106673.177
1 | 6 | 15 | 13968.074 | 21773.004 | 45819.021 | 51405.841 | 48347.348
1 | 6 | 16 | 0 | 0 | 0 | 0 | 0
1 | 6 | 17 | 0 | 0 | 0 | 0 | 0
1 | 6 | 18 | 0 | 0 | 0 | 0 | 0
1 | 6 | 19 | 0 | 0 | 0 | 0 | 0
1 | 6 | 20 | 0 | 0 | 0 | 0 | 0
1 | 6 | 21 | 0 | 0 | 0 | 0 | 0
1 | 6 | 22 | 0 | 0 | 0 | 0 | 0
1 | 6 | 23 | 0 | 0 | 0 | 0 | 0
1 | 7 | 0 | 0 | 0 | 0 | 0 | 0
1 | 7 | 1 | 0 | 0 | 0 | 0 | 0
1 | 7 | 2 | 0 | 0 | 0 | 0 | 0
1 | 7 | 3 | 0 | 0 | 0 | 0 | 0
1 | 7 | 4 | 0 | 0 | 0 | 0 | 0
1 | 7 | 5 | 0 | 0 | 0 | 0 | 0
1 | 7 | 6 | 0 | 0 | 0 | 0 | 0
1 | 7 | 7 | 0 | 0 | 0 | 0 | 0
1 | 7 | 8 | 9646.998 | 9826.748 | 9540.71 | 8281.791 | 7840.074
1 | 7 | 9 | 26370.641 | 27276.837 | 26911.113 | 25385.665 | 23687.486
1 | 7 | 10 | 46743.67 | 51623.064 | 51715.581 | 46986.666 | 39620.777
1 | 7 | 11 | 30988.215 | 33193.63 | 33858.536 | 32653.568 | 30155.437
1 | 7 | 12 | 24156.058 | 24156.058 | 24156.058 | 24156.058 | 24156.058
1 | 7 | 13 | 40515.385 | 47876.747 | 52805.728 | 52900.407 | 48123.638
1 | 7 | 14 | 16612.261 | 16612.261 | 16612.261 | 16612.261 | 16612.261
1 | 7 | 15 | 5559.636 | 5559.636 | 5559.636 | 5559.636 | 5559.636
1 | 7 | 16 | 0 | 0 | 0 | 0 | 0
1 | 7 | 17 | 0 | 0 | 0 | 0 | 0
1 | 7 | 18 | 0 | 0 | 0 | 0 | 0
1 | 7 | 19 | 0 | 0 | 0 | 0 | 0
1 | 7 | 20 | 0 | 0 | 0 | 0 | 0
1 | 7 | 21 | 0 | 0 | 0 | 0 | 0
1 | 7 | 22 | 0 | 0 | 0 | 0 | 0
1 | 7 | 23 | 0 | 0 | 0 | 0 | 0
1 | 8 | 0 | 0 | 0 | 0 | 0 | 0
1 | 8 | 1 | 0 | 0 | 0 | 0 | 0
1 | 8 | 2 | 0 | 0 | 0 | 0 | 0
1 | 8 | 3 | 0 | 0 | 0 | 0 | 0
1 | 8 | 4 | 0 | 0 | 0 | 0 | 0
1 | 8 | 5 | 0 | 0 | 0 | 0 | 0
1 | 8 | 6 | 0 | 0 | 0 | 0 | 0
1 | 8 | 7 | 0 | 0 | 0 | 0 | 0
1 | 8 | 8 | 27159.397 | 28735.503 | 26580.641 | 20094.511 | 17059.562
1 | 8 | 9 | 90969.362 | 109481.5 | 101912.206 | 70285.235 | 35160.66
1 | 8 | 10 | 134801.668 | 173991.038 | 174592.681 | 136450.748 | 74568.875
1 | 8 | 11 | 140076.977 | 195241.146 | 211303.568 | 181773.557 | 117888.914
1 | 8 | 12 | 112816.049 | 176362.987 | 206729.199 | 192416.248 | 139229.874
1 | 8 | 13 | 71080.321 | 141388.542 | 185918.781 | 186702.051 | 143550.48
1 | 8 | 14 | 27035.887 | 81475.36 | 133011.645 | 146027.826 | 117724.674
1 | 8 | 15 | 9838.012 | 26881.218 | 82485.798 | 94471.569 | 89543.858
1 | 8 | 16 | 51.488 | 51.488 | 671.241 | 843.846 | 816.371
1 | 8 | 17 | 0 | 0 | 0 | 0 | 0
1 | 8 | 18 | 0 | 0 | 0 | 0 | 0
1 | 8 | 19 | 0 | 0 | 0 | 0 | 0
1 | 8 | 20 | 0 | 0 | 0 | 0 | 0
1 | 8 | 21 | 0 | 0 | 0 | 0 | 0
1 | 8 | 22 | 0 | 0 | 0 | 0 | 0
1 | 8 | 23 | 0 | 0 | 0 | 0 | 0
1 | 9 | 0 | 0 | 0 | 0 | 0 | 0
1 | 9 | 1 | 0 | 0 | 0 | 0 | 0
1 | 9 | 2 | 0 | 0 | 0 | 0 | 0
1 | 9 | 3 | 0 | 0 | 0 | 0 | 0
1 | 9 | 4 | 0 | 0 | 0 | 0 | 0
1 | 9 | 5 | 0 | 0 | 0 | 0 | 0
1 | 9 | 6 | 0 | 0 | 0 | 0 | 0
1 | 9 | 7 | 0 | 0 | 0 | 0 | 0
1 | 9 | 8 | 40149.565 | 43379.88 | 38677.993 | 23191.277 | 16625.876
1 | 9 | 9 | 100913.506 | 122804.905 | 113707.907 | 75905.231 | 33701.67
1 | 9 | 10 | 114815.084 | 143634.211 | 143979.405 | 115756.261 | 70268.13
1 | 9 | 11 | 137674.755 | 190336.062 | 205532.909 | 177249.738 | 115986.039
1 | 9 | 12 | 109866.394 | 167418.369 | 194798.43 | 181790.062 | 133607.484
1 | 9 | 13 | 72064.314 | 143240.266 | 187714.885 | 188442.049 | 145265.48
1 | 9 | 14 | 27867.512 | 82507.684 | 133501.666 | 146309.985 | 118426.135
1 | 9 | 15 | 11699.116 | 25316.76 | 66494.938 | 76528.307 | 71809.284
1 | 9 | 16 | 0 | 0 | 0 | 0 | 0
1 | 9 | 17 | 0 | 0 | 0 | 0 | 0
1 | 9 | 18 | 0 | 0 | 0 | 0 | 0
1 | 9 | 19 | 0 | 0 | 0 | 0 | 0
1 | 9 | 20 | 0 | 0 | 0 | 0 | 0
1 | 9 | 21 | 0 | 0 | 0 | 0 | 0
1 | 9 | 22 | 0 | 0 | 0 | 0 | 0
1 | 9 | 23 | 0 | 0 | 0 | 0 | 0
1 | 10 | 0 | 0 | 0 | 0 | 0 | 0
1 | 10 | 1 | 0 | 0 | 0 | 0 | 0
1 | 10 | 2 | 0 | 0 | 0 | 0 | 0
1 | 10 | 3 | 0 | 0 | 0 | 0 | 0
1 | 10 | 4 | 0 | 0 | 0 | 0 | 0
1 | 10 | 5 | 0 | 0 | 0 | 0 | 0
1 | 10 | 6 | 0 | 0 | 0 | 0 | 0
1 | 10 | 7 | 0 | 0 | 0 | 0 | 0
1 | 10 | 8 | 22536.033 | 25162.681 | 21229.009 | 8351.941 | 3108.48
1 | 10 | 9 | 26769.659 | 27811.504 | 27368.905 | 25573.551 | 23587.147
1 | 10 | 10 | 39400.503 | 42529.56 | 42556.641 | 39470.699 | 34753.762
1 | 10 | 11 | 59196.96 | 66439.074 | 68592.377 | 64553.544 | 56320.746
1 | 10 | 12 | 34496.601 | 35145.292 | 35487.646 | 35322.965 | 34747.798
1 | 10 | 13 | 39994.276 | 47562.169 | 52573.343 | 52651.505 | 47766.865
1 | 10 | 14 | 12422.455 | 12422.455 | 12422.455 | 12422.455 | 12422.455
1 | 10 | 15 | 1265.639 | 1265.639 | 1265.639 | 1265.639 | 1265.639
1 | 10 | 16 | 0 | 0 | 0 | 0 | 0
1 | 10 | 17 | 0 | 0 | 0 | 0 | 0
1 | 10 | 18 | 0 | 0 | 0 | 0 | 0
1 | 10 | 19 | 0 | 0 | 0 | 0 | 0
1 | 10 | 20 | 0 | 0 | 0 | 0 | 0
1 | 10 | 21 | 0 | 0 | 0 | 0 | 0
1 | 10 | 22 | 0 | 0 | 0 | 0 | 0
1 | 10 | 23 | 0 | 0 | 0 | 0 | 0
1 | 11 | 0 | 0 | 0 | 0 | 0 | 0
1 | 11 | 1 | 0 | 0 | 0 | 0 | 0
1 | 11 | 2 | 0 | 0 | 0 | 0 | 0
1 | 11 | 3 | 0 | 0 | 0 | 0 | 0
1 | 11 | 4 | 0 | 0 | 0 | 0 | 0
1 | 11 | 5 | 0 | 0 | 0 | 0 | 0
1 | 11 | 6 | 0 | 0 | 0 | 0 | 0
1 | 11 | 7 | 0 | 0 | 0 | 0 | 0
1 | 11 | 8 | 3392.434 | 3392.434 | 3392.434 | 3392.434 | 3392.434
1 | 11 | 9 | 6673.557 | 6673.557 | 6673.557 | 6673.557 | 6673.557
1 | 11 | 10 | 35844.857 | 38301.153 | 38313.764 | 35877.297 | 32188.867
1 | 11 | 11 | 31233.062 | 32157.414 | 32428.582 | 31914.221 | 30851.713
1 | 11 | 12 | 30676.971 | 31910.817 | 32516.596 | 32222.818 | 31170.474
1 | 11 | 13 | 14017.57 | 14017.57 | 14017.57 | 14017.57 | 14017.57
1 | 11 | 14 | 11762.717 | 13358.089 | 14858.368 | 15238.183 | 14414.276
1 | 11 | 15 | 7184.464 | 7213.942 | 7310.787 | 7332.575 | 7323.409
1 | 11 | 16 | 0 | 0 | 0 | 0 | 0
1 | 11 | 17 | 0 | 0 | 0 | 0 | 0
1 | 11 | 18 | 0 | 0 | 0 | 0 | 0
1 | 11 | 19 | 0 | 0 | 0 | 0 | 0
1 | 11 | 20 | 0 | 0 | 0 | 0 | 0
1 | 11 | 21 | 0 | 0 | 0 | 0 | 0
1 | 11 | 22 | 0 | 0 | 0 | 0 | 0
1 | 11 | 23 | 0 | 0 | 0 | 0 | 0
1 | 12 | 0 | 0 | 0 | 0 | 0 | 0
1 | 12 | 1 | 0 | 0 | 0 | 0 | 0
1 | 12 | 2 | 0 | 0 | 0 | 0 | 0
1 | 12 | 3 | 0 | 0 | 0 | 0 | 0
1 | 12 | 4 | 0 | 0 | 0 | 0 | 0
1 | 12 | 5 | 0 | 0 | 0 | 0 | 0
1 | 12 | 6 | 0 | 0 | 0 | 0 | 0
1 | 12 | 7 | 0 | 0 | 0 | 0 | 0
1 | 12 | 8 | 3373.291 | 3373.291 | 3373.291 | 3373.291 | 3373.291
1 | 12 | 9 | 13339.154 | 13440.797 | 13396.493 | 13214.577 | 13015.524
1 | 12 | 10 | 31005.16 | 31812.595 | 31813.856 | 31008.488 | 29759.248
1 | 12 | 11 | 51947.338 | 55309.428 | 56296.321 | 54403.201 | 50555.697
1 | 12 | 12 | 38551.909 | 40098.009 | 40874.349 | 40494.922 | 39156.723
1 | 12 | 13 | 31813.408 | 33356.582 | 34373.378 | 34387.307 | 33393.052
1 | 12 | 14 | 8853.272 | 8853.272 | 8853.272 | 8853.272 | 8853.272
1 | 12 | 15 | 2383.061 | 2383.061 | 2383.061 | 2383.061 | 2383.061
1 | 12 | 16 | 0 | 0 | 0 | 0 | 0
1 | 12 | 17 | 0 | 0 | 0 | 0 | 0
1 | 12 | 18 | 0 | 0 | 0 | 0 | 0
1 | 12 | 19 | 0 | 0 | 0 | 0 | 0
1 | 12 | 20 | 0 | 0 | 0 | 0 | 0
1 | 12 | 21 | 0 | 0 | 0 | 0 | 0
1 | 12 | 22 | 0 | 0 | 0 | 0 | 0
1 | 12 | 23 | 0 | 0 | 0 | 0 | 0
1 | 13 | 0 | 0 | 0 | 0 | 0 | 0
1 | 13 | 1 | 0 | 0 | 0 | 0 | 0
1 | 13 | 2 | 0 | 0 | 0 | 0 | 0
1 | 13 | 3 | 0 | 0 | 0 | 0 | 0
1 | 13 | 4 | 0 | 0 | 0 | 0 | 0
1 | 13 | 5 | 0 | 0 | 0 | 0 | 0
1 | 13 | 6 | 0 | 0 | 0 | 0 | 0
1 | 13 | 7 | 1274.434 | 1303.242 | 1127.31 | 389.243 | 389.243
1 | 13 | 8 | 86037.086 | 95175.16 | 80283.752 | 31526.346 | 12803.12
1 | 13 | 9 | 138875.07 | 172169.642 | 157356.771 | 97504.87 | 31191.236
1 | 13 | 10 | 161581.603 | 210289.797 | 210192.378 | 161312.204 | 81849.122
1 | 13 | 11 | 166196.783 | 233807.306 | 252898.706 | 215715.927 | 136015.692
1 | 13 | 12 | 136846.962 | 218224.755 | 256453.29 | 237713.988 | 169514.049
1 | 13 | 13 | 85586.72 | 178006.115 | 234684.929 | 235402.08 | 180014.928
1 | 13 | 14 | 30657.361 | 99572.346 | 162464.934 | 178308.766 | 144062.738
1 | 13 | 15 | 13315.206 | 30195.285 | 76132.945 | 89799.373 | 82152.886
1 | 13 | 16 | 153.808 | 153.808 | 709.994 | 849.667 | 828.163
1 | 13 | 17 | 0 | 0 | 0 | 0 | 0
1 | 13 | 18 | 0 | 0 | 0 | 0 | 0
1 | 13 | 19 | 0 | 0 | 0 | 0 | 0
1 | 13 | 20 | 0 | 0 | 0 | 0 | 0
1 | 13 | 21 | 0 | 0 | 0 | 0 | 0
1 | 13 | 22 | 0 | 0 | 0 | 0 | 0
1 | 13 | 23 | 0 | 0 | 0 | 0 | 0
1 | 14 | 0 | 0 | 0 | 0 | 0 | 0
1 | 14 | 1 | 0 | 0 | 0 | 0 | 0
1 | 14 | 2 | 0 | 0 | 0 | 0 | 0
1 | 14 | 3 | 0 | 0 | 0 | 0 | 0
1 | 14 | 4 | 0 | 0 | 0 | 0 | 0
1 | 14 | 5 | 0 | 0 | 0 | 0 | 0
1 | 14 | 6 | 0 | 0 | 0 | 0 | 0
1 | 14 | 7 | 2080.996 | 2126.933 | 1837.668 | 628.735 | 628.735
1 | 14 | 8 | 81985.281 | 90773.211 | 76378.54 | 31065.267 | 13391.702
1 | 14 | 9 | 125068.567 | 152962.218 | 140301.369 | 89933.86 | 34147.883
1 | 14 | 10 | 144876.471 | 184678.515 | 184455.886 | 144266.268 | 79614.992
1 | 14 | 11 | 142212.272 | 192962.2 | 207329.872 | 179063.472 | 119409.354
1 | 14 | 12 | 121662.554 | 185512.682 | 215875.326 | 200869.651 | 146947.082
1 | 14 | 13 | 79030.697 | 145936.995 | 187675.211 | 188178.457 | 147320.082
1 | 14 | 14 | 37086.977 | 73600.034 | 106943.219 | 115548.111 | 97121.157
1 | 14 | 15 | 16678.383 | 27020.136 | 52777.649 | 61297.522 | 56185.811
1 | 14 | 16 | 342.392 | 342.392 | 832.365 | 952.913 | 934.539
1 | 14 | 17 | 0 | 0 | 0 | 0 | 0
1 | 14 | 18 | 0 | 0 | 0 | 0 | 0
1 | 14 | 19 | 0 | 0 | 0 | 0 | 0
1 | 14 | 20 | 0 | 0 | 0 | 0 | 0
1 | 14 | 21 | 0 | 0 | 0 | 0 | 0
1 | 14 | 22 | 0 | 0 | 0 | 0 | 0
1 | 14 | 23 | 0 | 0 | 0 | 0 | 0
1 | 15 | 0 | 0 | 0 | 0 | 0 | 0
1 | 15 | 1 | 0 | 0 | 0 | 0 | 0
1 | 15 | 2 | 0 | 0 | 0 | 0 | 0
1 | 15 | 3 | 0 | 0 | 0 | 0 | 0
1 | 15 | 4 | 0 | 0 | 0 | 0 | 0
1 | 15 | 5 | 0 | 0 | 0 | 0 | 0
1 | 15 | 6 | 0 | 0 | 0 | 0 | 0
1 | 15 | 7 | 0 | 0 | 0 | 0 | 0
1 | 15 | 8 | 17015.181 | 17368.567 | 16811.642 | 15239.995 | 14553.981
1 | 15 | 9 | 49569.271 | 54332.023 | 52107.948 | 43682.102 | 34372.087
1 | 15 | 10 | 92304.511 | 108703.513 | 108551.179 | 91900.433 | 66058.859
1 | 15 | 11 | 100927.876 | 124147.303 | 130775.893 | 117613.416 | 90558.096
1 | 15 | 12 | 68334.797 | 79859.141 | 85593.652 | 82731.424 | 72751.318
1 | 15 | 13 | 45773.197 | 54388.878 | 60045.136 | 60110.947 | 54560.705
1 | 15 | 14 | 39968.236 | 79143.872 | 114693.998 | 123881.516 | 104277.539
1 | 15 | 15 | 17113.765 | 22698.867 | 35460.948 | 40065.703 | 37163.72
1 | 15 | 16 | 345.671 | 345.671 | 513.328 | 553.631 | 547.559
1 | 15 | 17 | 0 | 0 | 0 | 0 | 0
1 | 15 | 18 | 0 | 0 | 0 | 0 | 0
1 | 15 | 19 | 0 | 0 | 0 | 0 | 0
1 | 15 | 20 | 0 | 0 | 0 | 0 | 0
1 | 15 | 21 | 0 | 0 | 0 | 0 | 0
1 | 15 | 22 | 0 | 0 | 0 | 0 | 0
1 | 15 | 23 | 0 | 0 | 0 | 0 | 0
1 | 16 | 0 | 0 | 0 | 0 | 0 | 0
1 | 16 | 1 | 0 | 0 | 0 | 0 | 0
1 | 16 | 2 | 0 | 0 | 0 | 0 | 0
1 | 16 | 3 | 0 | 0 | 0 | 0 | 0
1 | 16 | 4 | 0 | 0 | 0 | 0 | 0
1 | 16 | 5 | 0 | 0 | 0 | 0 | 0
1 | 16 | 6 | 0 | 0 | 0 | 0 | 0
1 | 16 | 7 | 696.995 | 707.413 | 637.382 | 344.227 | 344.227
1 | 16 | 8 | 44992.215 | 48821.369 | 42630.306 | 25251.527 | 17921.647
1 | 16 | 9 | 91216.33 | 107682.731 | 99893.359 | 70027.276 | 37090.74
1 | 16 | 10 | 128195.318 | 159521.762 | 159116.994 | 127101.651 | 76501.125
1 | 16 | 11 | 90362.034 | 110474.284 | 116199.978 | 104711.006 | 81248.525
1 | 16 | 12 | 107733.54 | 149871.506 | 170213.287 | 160009.584 | 124060.012
1 | 16 | 13 | 82465.972 | 149318.085 | 190885.34 | 191344.083 | 150575.77
1 | 16 | 14 | 36986.972 | 81884.993 | 122439.761 | 132946.655 | 110624.892
1 | 16 | 15 | 17353.51 | 27871.017 | 52504.935 | 61414.957 | 55829.917
1 | 16 | 16 | 762.739 | 762.739 | 1209.549 | 1315.001 | 1299.303
1 | 16 | 17 | 0 | 0 | 0 | 0 | 0
1 | 16 | 18 | 0 | 0 | 0 | 0 | 0
1 | 16 | 19 | 0 | 0 | 0 | 0 | 0
1 | 16 | 20 | 0 | 0 | 0 | 0 | 0
1 | 16 | 21 | 0 | 0 | 0 | 0 | 0
1 | 16 | 22 | 0 | 0 | 0 | 0 | 0
1 | 16 | 23 | 0 | 0 | 0 | 0 | 0
1 | 17 | 0 | 0 | 0 | 0 | 0 | 0
1 | 17 | 1 | 0 | 0 | 0 | 0 | 0
1 | 17 | 2 | 0 | 0 | 0 | 0 | 0
1 | 17 | 3 | 0 | 0 | 0 | 0 | 0
1 | 17 | 4 | 0 | 0 | 0 | 0 | 0
1 | 17 | 5 | 0 | 0 | 0 | 0 | 0
1 | 17 | 6 | 0 | 0 | 0 | 0 | 0
1 | 17 | 7 | 1873.661 | 1896.921 | 1735.202 | 1058.806 | 1058.806
1 | 17 | 8 | 71487.584 | 79331.178 | 66389.243 | 30444.841 | 15619.843
1 | 17 | 9 | 111724.751 | 133684.982 | 123108.185 | 82847.468 | 38393.405
1 | 17 | 10 | 140511.433 | 175710.87 | 175125.633 | 138924.535 | 81559.619
1 | 17 | 11 | 142131.45 | 189012.199 | 202157.063 | 175449.884 | 120123.073
1 | 17 | 12 | 121730.689 | 178658.749 | 205960.811 | 192188.164 | 143723.024
1 | 17 | 13 | 84301.146 | 154100.177 | 197485.011 | 197949.008 | 155369.511
1 | 17 | 14 | 36478.616 | 96468.834 | 150391.83 | 164252.815 | 134886.512
1 | 17 | 15 | 16091.825 | 31145.482 | 66311.514 | 79382.239 | 71116.175
1 | 17 | 16 | 765.584 | 765.584 | 1478.231 | 1643.232 | 1618.994
1 | 17 | 17 | 0 | 0 | 0 | 0 | 0
1 | 17 | 18 | 0 | 0 | 0 | 0 | 0
1 | 17 | 19 | 0 | 0 | 0 | 0 | 0
1 | 17 | 20 | 0 | 0 | 0 | 0 | 0
1 | 17 | 21 | 0 | 0 | 0 | 0 | 0
1 | 17 | 22 | 0 | 0 | 0 | 0 | 0
1 | 17 | 23 | 0 | 0 | 0 | 0 | 0
1 | 18 | 0 | 0 | 0 | 0 | 0 | 0
1 | 18 | 1 | 0 | 0 | 0 | 0 | 0
1 | 18 | 2 | 0 | 0 | 0 | 0 | 0
1 | 18 | 3 | 0 | 0 | 0 | 0 | 0
1 | 18 | 4 | 0 | 0 | 0 | 0 | 0
1 | 18 | 5 | 0 | 0 | 0 | 0 | 0
1 | 18 | 6 | 0 | 0 | 0 | 0 | 0
1 | 18 | 7 | 2154.903 | 2186.193 | 1960.945 | 1020.005 | 1020.005
1 | 18 | 8 | 75950.403 | 84552.923 | 70153.832 | 31018.758 | 15080.123
1 | 18 | 9 | 117759.069 | 141493.717 | 129850.837 | 85864.61 | 37419.547
1 | 18 | 10 | 140930.96 | 176901.793 | 176168.656 | 138941.66 | 79988.737
1 | 18 | 11 | 139321.416 | 184761.626 | 197462.741 | 171385.628 | 117684.347
1 | 18 | 12 | 122271.472 | 180683.532 | 208678.428 | 194472.787 | 144714.357
1 | 18 | 13 | 83880.392 | 154657.022 | 198528.949 | 198987.752 | 155912.264
1 | 18 | 14 | 37002.869 | 89843.793 | 137197.105 | 149473.614 | 123643.118
1 | 18 | 15 | 13159.446 | 35518.104 | 90156.396 | 110522.279 | 97710.645
1 | 18 | 16 | 1136.292 | 1136.292 | 2395.375 | 2681.799 | 2640.328
1 | 18 | 17 | 0 | 0 | 0 | 0 | 0
1 | 18 | 18 | 0 | 0 | 0 | 0 | 0
1 | 18 | 19 | 0 | 0 | 0 | 0 | 0
1 | 18 | 20 | 0 | 0 | 0 | 0 | 0
1 | 18 | 21 | 0 | 0 | 0 | 0 | 0
1 | 18 | 22 | 0 | 0 | 0 | 0 | 0
1 | 18 | 23 | 0 | 0 | 0 | 0 | 0
1 | 19 | 0 | 0 | 0 | 0 | 0 | 0
1 | 19 | 1 | 0 | 0 | 0 | 0 | 0
1 | 19 | 2 | 0 | 0 | 0 | 0 | 0
1 | 19 | 3 | 0 | 0 | 0 | 0 | 0
1 | 19 | 4 | 0 | 0 | 0 | 0 | 0
1 | 19 | 5 | 0 | 0 | 0 | 0 | 0
1 | 19 | 6 | 0 | 0 | 0 | 0 | 0
1 | 19 | 7 | 2316.042 | 2352.251 | 2082.052 | 954.106 | 954.106
1 | 19 | 8 | 88100.32 | 98616.324 | 80659.066 | 32384.431 | 13326.239
1 | 19 | 9 | 118486.761 | 142383.125 | 130439.56 | 85700.822 | 36430.536
1 | 19 | 10 | 124852.655 | 152931.314 | 152251.675 | 123020.256 | 77095.679
1 | 19 | 11 | 137260.714 | 181400.712 | 193684.083 | 168194.801 | 115914.674
1 | 19 | 12 | 119737.152 | 174727.914 | 201133.018 | 187659.205 | 140719.896
1 | 19 | 13 | 83945.667 | 155382.721 | 199487.309 | 199942.907 | 156630.563
1 | 19 | 14 | 35459.284 | 96843.81 | 151505.491 | 165646.748 | 136052.015
1 | 19 | 15 | 12894.839 | 35292.037 | 88571.776 | 109339.516 | 96048.448
1 | 19 | 16 | 873.628 | 873.628 | 5233.568 | 7401.78 | 6965.899
1 | 19 | 17 | 0 | 0 | 0 | 0 | 0
1 | 19 | 18 | 0 | 0 | 0 | 0 | 0
1 | 19 | 19 | 0 | 0 | 0 | 0 | 0
1 | 19 | 20 | 0 | 0 | 0 | 0 | 0
1 | 19 | 21 | 0 | 0 | 0 | 0 | 0
1 | 19 | 22 | 0 | 0 | 0 | 0 | 0
1 | 19 | 23 | 0 | 0 | 0 | 0 | 0
1 | 20 | 0 | 0 | 0 | 0 | 0 | 0
1 | 20 | 1 | 0 | 0 | 0 | 0 | 0
1 | 20 | 2 | 0 | 0 | 0 | 0 | 0
1 | 20 | 3 | 0 | 0 | 0 | 0 | 0
1 | 20 | 4 | 0 | 0 | 0 | 0 | 0
1 | 20 | 5 | 0 | 0 | 0 | 0 | 0
1 | 20 | 6 | 0 | 0 | 0 | 0 | 0
1 | 20 | 7 | 2388.188 | 2420.432 | 2170.662 | 1125.804 | 1125.804
1 | 20 | 8 | 87443.801 | 98098.31 | 79806.681 | 32096.001 | 13108.559
1 | 20 | 9 | 128694.331 | 155305.621 | 141770.951 | 91092.8 | 34972.555
1 | 20 | 10 | 152322.259 | 191971.985 | 190866.892 | 149291.773 | 82613.009
1 | 20 | 11 | 141841.095 | 187755.196 | 200395.108 | 173852.328 | 119073.365
1 | 20 | 12 | 128637.577 | 194430.182 | 225495.28 | 209594.859 | 153827.076
1 | 20 | 13 | 90472.899 | 172708.582 | 222260.445 | 222768.421 | 174123.714
1 | 20 | 14 | 37771.048 | 91102.713 | 138043.722 | 150218.768 | 124905.992
1 | 20 | 15 | 13760.464 | 39192.94 | 98200.471 | 121890.95 | 106543.543
1 | 20 | 16 | 1612.497 | 1612.497 | 7248.279 | 9887.218 | 9370.573
1 | 20 | 17 | 0 | 0 | 0 | 0 | 0
1 | 20 | 18 | 0 | 0 | 0 | 0 | 0
1 | 20 | 19 | 0 | 0 | 0 | 0 | 0
1 | 20 | 20 | 0 | 0 | 0 | 0 | 0
1 | 20 | 21 | 0 | 0 | 0 | 0 | 0
1 | 20 | 22 | 0 | 0 | 0 | 0 | 0
1 | 20 | 23 | 0 | 0 | 0 | 0 | 0
1 | 21 | 0 | 0 | 0 | 0 | 0 | 0
1 | 21 | 1 | 0 | 0 | 0 | 0 | 0
1 | 21 | 2 | 0 | 0 | 0 | 0 | 0
1 | 21 | 3 | 0 | 0 | 0 | 0 | 0
1 | 21 | 4 | 0 | 0 | 0 | 0 | 0
1 | 21 | 5 | 0 | 0 | 0 | 0 | 0
1 | 21 | 6 | 0 | 0 | 0 | 0 | 0
1 | 21 | 7 | 0 | 0 | 0 | 0 | 0
1 | 21 | 8 | 4443.986 | 4443.986 | 4443.986 | 4443.986 | 4443.986
1 | 21 | 9 | 12991.201 | 12991.201 | 12991.201 | 12991.201 | 12991.201
1 | 21 | 10 | 14208.502 | 14208.502 | 14208.502 | 14208.502 | 14208.502
1 | 21 | 11 | 17086.135 | 17086.135 | 17086.135 | 17086.135 | 17086.135
1 | 21 | 12 | 17418.504 | 17418.504 | 17418.504 | 17418.504 | 17418.504
1 | 21 | 13 | 14193.452 | 14193.452 | 14193.452 | 14193.452 | 14193.452
1 | 21 | 14 | 13618.956 | 13618.956 | 13618.956 | 13618.956 | 13618.956
1 | 21 | 15 | 7327.569 | 7327.569 | 7327.569 | 7327.569 | 7327.569
1 | 21 | 16 | 0 | 0 | 0 | 0 | 0
1 | 21 | 17 | 0 | 0 | 0 | 0 | 0
1 | 21 | 18 | 0 | 0 | 0 | 0 | 0
1 | 21 | 19 | 0 | 0 | 0 | 0 | 0
1 | 21 | 20 | 0 | 0 | 0 | 0 | 0
1 | 21 | 21 | 0 | 0 | 0 | 0 | 0
1 | 21 | 22 | 0 | 0 | 0 | 0 | 0
1 | 21 | 23 | 0 | 0 | 0 | 0 | 0
1 | 22 | 0 | 0 | 0 | 0 | 0 | 0
1 | 22 | 1 | 0 | 0 | 0 | 0 | 0
1 | 22 | 2 | 0 | 0 | 0 | 0 | 0
1 | 22 | 3 | 0 | 0 | 0 | 0 | 0
1 | 22 | 4 | 0 | 0 | 0 | 0 | 0
1 | 22 | 5 | 0 | 0 | 0 | 0 | 0
1 | 22 | 6 | 0 | 0 | 0 | 0 | 0
1 | 22 | 7 | 0 | 0 | 0 | 0 | 0
1 | 22 | 8 | 5584.334 | 5584.334 | 5584.334 | 5584.334 | 5584.334
1 | 22 | 9 | 19383.87 | 19400.988 | 19391.846 | 19361.801 | 19328.453
1 | 22 | 10 | 21538.676 | 21538.676 | 21538.676 | 21538.676 | 21538.676
1 | 22 | 11 | 10355.766 | 10355.766 | 10355.766 | 10355.766 | 10355.766
1 | 22 | 12 | 10652.983 | 10652.983 | 10652.983 | 10652.983 | 10652.983
1 | 22 | 13 | 18786.082 | 18786.082 | 18786.082 | 18786.082 | 18786.082
1 | 22 | 14 | 35668.521 | 95287.939 | 147547.117 | 161228.8 | 133249.616
1 | 22 | 15 | 11468.417 | 40556.286 | 105666.395 | 134128.686 | 115218.664
1 | 22 | 16 | 1819.607 | 1819.607 | 9195.043 | 12143.314 | 11604.793
1 | 22 | 17 | 0 | 0 | 0 | 0 | 0
1 | 22 | 18 | 0 | 0 | 0 | 0 | 0
1 | 22 | 19 | 0 | 0 | 0 | 0 | 0
1 | 22 | 20 | 0 | 0 | 0 | 0 | 0
1 | 22 | 21 | 0 | 0 | 0 | 0 | 0
1 | 22 | 22 | 0 | 0 | 0 | 0 | 0
1 | 22 | 23 | 0 | 0 | 0 | 0 | 0
1 | 23 | 0 | 0 | 0 | 0 | 0 | 0
1 | 23 | 1 | 0 | 0 | 0 | 0 | 0
1 | 23 | 2 | 0 | 0 | 0 | 0 | 0
1 | 23 | 3 | 0 | 0 | 0 | 0 | 0
1 | 23 | 4 | 0 | 0 | 0 | 0 | 0
1 | 23 | 5 | 0 | 0 | 0 | 0 | 0
1 | 23 | 6 | 0 | 0 | 0 | 0 | 0
1 | 23 | 7 | 0 | 0 | 0 | 0 | 0
1 | 23 | 8 | 3575.26 | 3575.26 | 3575.26 | 3575.26 | 3575.26
1 | 23 | 9 | 11561.41 | 11561.41 | 11561.41 | 11561.41 | 11561.41
1 | 23 | 10 | 19233.418 | 19233.418 | 19233.418 | 19233.418 | 19233.418
1 | 23 | 11 | 33330.866 | 33735.903 | 33848.969 | 33605.073 | 33140.549
1 | 23 | 12 | 29625.621 | 29810.117 | 29905.461 | 29855.784 | 29690.197
1 | 23 | 13 | 26612.73 | 26756.62 | 26859.179 | 26860.315 | 26759.362
1 | 23 | 14 | 15252.607 | 15252.607 | 15252.607 | 15252.607 | 15252.607
1 | 23 | 15 | 5860.027 | 5860.027 | 5860.027 | 5860.027 | 5860.027
1 | 23 | 16 | 0 | 0 | 0 | 0 | 0
1 | 23 | 17 | 0 | 0 | 0 | 0 | 0
1 | 23 | 18 | 0 | 0 | 0 | 0 | 0
1 | 23 | 19 | 0 | 0 | 0 | 0 | 0
1 | 23 | 20 | 0 | 0 | 0 | 0 | 0
1 | 23 | 21 | 0 | 0 | 0 | 0 | 0
1 | 23 | 22 | 0 | 0 | 0 | 0 | 0
1 | 23 | 23 | 0 | 0 | 0 | 0 | 0
1 | 24 | 0 | 0 | 0 | 0 | 0 | 0
1 | 24 | 1 | 0 | 0 | 0 | 0 | 0
1 | 24 | 2 | 0 | 0 | 0 | 0 | 0
1 | 24 | 3 | 0 | 0 | 0 | 0 | 0
1 | 24 | 4 | 0 | 0 | 0 | 0 | 0
1 | 24 | 5 | 0 | 0 | 0 | 0 | 0
1 | 24 | 6 | 0 | 0 | 0 | 0 | 0
1 | 24 | 7 | 849.641 | 896.169 | 598.173 | 0 | 0
1 | 24 | 8 | 11165.938 | 11165.938 | 11165.938 | 11165.938 | 11165.938
1 | 24 | 9 | 26082.511 | 26358.721 | 26206.254 | 25704.818 | 25151.907
1 | 24 | 10 | 61479.507 | 66818.86 | 66587.048 | 60913.796 | 52590.719
1 | 24 | 11 | 52145.299 | 54331.962 | 54937.831 | 53617.855 | 51086.955
1 | 24 | 12 | 39971.358 | 41097.526 | 41666.817 | 41369.082 | 40373.412
1 | 24 | 13 | 28753.958 | 29209.327 | 29514.009 | 29517.524 | 29217.812
1 | 24 | 14 | 12568 | 12568 | 12568 | 12568 | 12568
1 | 24 | 15 | 5567.238 | 5567.238 | 5567.238 | 5567.238 | 5567.238
1 | 24 | 16 | 0 | 0 | 0 | 0 | 0
1 | 24 | 17 | 0 | 0 | 0 | 0 | 0
1 | 24 | 18 | 0 | 0 | 0 | 0 | 0
1 | 24 | 19 | 0 | 0 | 0 | 0 | 0
1 | 24 | 20 | 0 | 0 | 0 | 0 | 0
1 | 24 | 21 | 0 | 0 | 0 | 0 | 0
1 | 24 | 22 | 0 | 0 | 0 | 0 | 0
1 | 24 | 23 | 0 | 0 | 0 | 0 | 0
1 | 25 | 0 | 0 | 0 | 0 | 0 | 0
1 | 25 | 1 | 0 | 0 | 0 | 0 | 0
1 | 25 | 2 | 0 | 0 | 0 | 0 | 0
1 | 25 | 3 | 0 | 0 | 0 | 0 | 0
1 | 25 | 4 | 0 | 0 | 0 | 0 | 0
1 | 25 | 5 | 0 | 0 | 0 | 0 | 0
1 | 25 | 6 | 0 | 0 | 0 | 0 | 0
1 | 25 | 7 | 5877.75 | 6127.645 | 4491.31 | 1279.772 | 1279.772
1 | 25 | 8 | 112742.151 | 128963.874 | 100738.786 | 37784.935 | 12053.327
1 | 25 | 9 | 156231.074 | 187862.8 | 170152.197 | 106864.98 | 36489.138
1 | 25 | 10 | 190991.437 | 242606.894 | 240193.603 | 184991.244 | 95530.039
1 | 25 | 11 | 185469.579 | 251647.334 | 269381.27 | 230150.808 | 149503.494
1 | 25 | 12 | 151928.974 | 229476.387 | 266037.745 | 246944.096 | 181169.231
1 | 25 | 13 | 96621.438 | 176248.046 | 224746.377 | 225326.695 | 177684.284
1 | 25 | 14 | 44352.229 | 78718.855 | 108694.211 | 116806.341 | 100618.902
1 | 25 | 15 | 11191.327 | 44958.028 | 115136.343 | 147207.329 | 126012.567
1 | 25 | 16 | 2278.367 | 2278.367 | 6542.018 | 8616.038 | 8236.59
1 | 25 | 17 | 0 | 0 | 0 | 0 | 0
1 | 25 | 18 | 0 | 0 | 0 | 0 | 0
1 | 25 | 19 | 0 | 0 | 0 | 0 | 0
1 | 25 | 20 | 0 | 0 | 0 | 0 | 0
1 | 25 | 21 | 0 | 0 | 0 | 0 | 0
1 | 25 | 22 | 0 | 0 | 0 | 0 | 0
1 | 25 | 23 | 0 | 0 | 0 | 0 | 0
1 | 26 | 0 | 0 | 0 | 0 | 0 | 0
1 | 26 | 1 | 0 | 0 | 0 | 0 | 0
1 | 26 | 2 | 0 | 0 | 0 | 0 | 0
1 | 26 | 3 | 0 | 0 | 0 | 0 | 0
1 | 26 | 4 | 0 | 0 | 0 | 0 | 0
1 | 26 | 5 | 0 | 0 | 0 | 0 | 0
1 | 26 | 6 | 0 | 0 | 0 | 0 | 0
1 | 26 | 7 | 13327.322 | 13791.569 | 10362.225 | 1735.457 | 1735.457
1 | 26 | 8 | 134528.907 | 155097.23 | 119234.832 | 41393.731 | 10210.811
1 | 26 | 9 | 186464.036 | 225443.906 | 203273.342 | 123960.235 | 35185.253
1 | 26 | 10 | 182781.307 | 231255.191 | 228800.117 | 176730.124 | 93277.107
1 | 26 | 11 | 190912.001 | 258302.446 | 276327.917 | 236084.588 | 153743.053
1 | 26 | 12 | 156957.299 | 237154.358 | 275120.784 | 255219.981 | 187125.99
1 | 26 | 13 | 83694.964 | 154069.748 | 197616.368 | 198170.805 | 155428.741
1 | 26 | 14 | 23159.781 | 23683.983 | 24145.157 | 24274.034 | 24019.143
1 | 26 | 15 | 10111.94 | 10486.165 | 11294.258 | 11667.2 | 11423.571
1 | 26 | 16 | 136.336 | 136.336 | 197.427 | 209.146 | 207.709
1 | 26 | 17 | 0 | 0 | 0 | 0 | 0
1 | 26 | 18 | 0 | 0 | 0 | 0 | 0
1 | 26 | 19 | 0 | 0 | 0 | 0 | 0
1 | 26 | 20 | 0 | 0 | 0 | 0 | 0
1 | 26 | 21 | 0 | 0 | 0 | 0 | 0
1 | 26 | 22 | 0 | 0 | 0 | 0 | 0
1 | 26 | 23 | 0 | 0 | 0 | 0 | 0
1 | 27 | 0 | 0 | 0 | 0 | 0 | 0
1 | 27 | 1 | 0 | 0 | 0 | 0 | 0
1 | 27 | 2 | 0 | 0 | 0 | 0 | 0
1 | 27 | 3 | 0 | 0 | 0 | 0 | 0
1 | 27 | 4 | 0 | 0 | 0 | 0 | 0
1 | 27 | 5 | 0 | 0 | 0 | 0 | 0
1 | 27 | 6 | 0 | 0 | 0 | 0 | 0
1 | 27 | 7 | 3993.025 | 4121.376 | 3207.401 | 1394.61 | 1394.61
1 | 27 | 8 | 71979.455 | 81147.547 | 65303.956 | 32586.437 | 18116.793
1 | 27 | 9 | 127477.898 | 150705.712 | 137252.981 | 90616.504 | 38873.686
1 | 27 | 10 | 183809.925 | 231416.333 | 228827.337 | 177404.366 | 94893.303
1 | 27 | 11 | 195809.826 | 263450.92 | 281393.766 | 240898.917 | 157735.169
1 | 27 | 12 | 161859.012 | 243544.859 | 281922.616 | 261780.398 | 192664.178
1 | 27 | 13 | 107189.374 | 201316.037 | 257863.122 | 258623.712 | 203211.117
1 | 27 | 14 | 41457.031 | 131386.159 | 207130.391 | 227074.817 | 187731.087
1 | 27 | 15 | 8509.56 | 49417.571 | 132031.097 | 169347.035 | 145324.594
1 | 27 | 16 | 2787.207 | 2787.207 | 21600.949 | 26699.859 | 25953.304
1 | 27 | 17 | 0 | 0 | 0 | 0 | 0
1 | 27 | 18 | 0 | 0 | 0 | 0 | 0
1 | 27 | 19 | 0 | 0 | 0 | 0 | 0
1 | 27 | 20 | 0 | 0 | 0 | 0 | 0
1 | 27 | 21 | 0 | 0 | 0 | 0 | 0
1 | 27 | 22 | 0 | 0 | 0 | 0 | 0
1 | 27 | 23 | 0 | 0 | 0 | 0 | 0
1 | 28 | 0 | 0 | 0 | 0 | 0 | 0
1 | 28 | 1 | 0 | 0 | 0 | 0 | 0
1 | 28 | 2 | 0 | 0 | 0 | 0 | 0
1 | 28 | 3 | 0 | 0 | 0 | 0 | 0
1 | 28 | 4 | 0 | 0 | 0 | 0 | 0
1 | 28 | 5 | 0 | 0 | 0 | 0 | 0
1 | 28 | 6 | 0 | 0 | 0 | 0 | 0
1 | 28 | 7 | 15066.551 | 15537.062 | 11722.514 | 1900.962 | 1900.962
1 | 28 | 8 | 130796.923 | 151001.429 | 115505.387 | 41814.337 | 11104.764
1 | 28 | 9 | 179531.446 | 215123.783 | 194218.4 | 120504.185 | 37009.695
1 | 28 | 10 | 154607.738 | 190835.909 | 188722.243 | 149403.373 | 87370.731
1 | 28 | 11 | 121130.441 | 149654.192 | 157331.036 | 139923.457 | 105694.68
1 | 28 | 12 | 63830.169 | 71038.88 | 74671.126 | 72750.238 | 66379.71
1 | 28 | 13 | 60369.007 | 72340.357 | 80234.851 | 80350.373 | 72619.586
1 | 28 | 14 | 19449.481 | 19449.481 | 19449.481 | 19449.481 | 19449.481
1 | 28 | 15 | 4540.583 | 4540.583 | 4540.583 | 4540.583 | 4540.583
1 | 28 | 16 | 0 | 0 | 0 | 0 | 0
1 | 28 | 17 | 0 | 0 | 0 | 0 | 0
1 | 28 | 18 | 0 | 0 | 0 | 0 | 0
1 | 28 | 19 | 0 | 0 | 0 | 0 | 0
1 | 28 | 20 | 0 | 0 | 0 | 0 | 0
1 | 28 | 21 | 0 | 0 | 0 | 0 | 0
1 | 28 | 22 | 0 | 0 | 0 | 0 | 0
1 | 28 | 23 | 0 | 0 | 0 | 0 | 0
1 | 29 | 0 | 0 | 0 | 0 | 0 | 0
1 | 29 | 1 | 0 | 0 | 0 | 0 | 0
1 | 29 | 2 | 0 | 0 | 0 | 0 | 0
1 | 29 | 3 | 0 | 0 | 0 | 0 | 0
1 | 29 | 4 | 0 | 0 | 0 | 0 | 0
1 | 29 | 5 | 0 | 0 | 0 | 0 | 0
1 | 29 | 6 | 0 | 0 | 0 | 0 | 0
1 | 29 | 7 | 728.345 | 732.505 | 684.466 | 471.632 | 471.632
1 | 29 | 8 | 15180.564 | 15231.546 | 15142.304 | 14965.155 | 14844.644
1 | 29 | 9 | 17798.615 | 17798.615 | 17798.615 | 17798.615 | 17798.615
1 | 29 | 10 | 28743.925 | 28878.399 | 28869.96 | 28723.556 | 28524.968
1 | 29 | 11 | 45851.901 | 47015.542 | 47330.281 | 46611.773 | 45264.698
1 | 29 | 12 | 64650.615 | 69518.222 | 71958.65 | 70665.492 | 66384.707
1 | 29 | 13 | 58782.912 | 69557.51 | 76693.775 | 76806.081 | 69828.73
1 | 29 | 14 | 19868.434 | 19868.434 | 19868.434 | 19868.434 | 19868.434
1 | 29 | 15 | 13384.282 | 13384.282 | 13384.282 | 13384.282 | 13384.282
1 | 29 | 16 | 1009.594 | 1009.594 | 1009.594 | 1009.594 | 1009.594
1 | 29 | 17 | 0 | 0 | 0 | 0 | 0
1 | 29 | 18 | 0 | 0 | 0 | 0 | 0
1 | 29 | 19 | 0 | 0 | 0 | 0 | 0
1 | 29 | 20 | 0 | 0 | 0 | 0 | 0
1 | 29 | 21 | 0 | 0 | 0 | 0 | 0
1 | 29 | 22 | 0 | 0 | 0 | 0 | 0
1 | 29 | 23 | 0 | 0 | 0 | 0 | 0
1 | 30 | 0 | 0 | 0 | 0 | 0 | 0
1 | 30 | 1 | 0 | 0 | 0 | 0 | 0
1 | 30 | 2 | 0 | 0 | 0 | 0 | 0
1 | 30 | 3 | 0 | 0 | 0 | 0 | 0
1 | 30 | 4 | 0 | 0 | 0 | 0 | 0
1 | 30 | 5 | 0 | 0 | 0 | 0 | 0
1 | 30 | 6 | 0 | 0 | 0 | 0 | 0
1 | 30 | 7 | 11918.536 | 12328.367 | 8953.751 | 2017.073 | 2017.073
1 | 30 | 8 | 102189.563 | 116121.366 | 90670.565 | 38628.293 | 15220.64
1 | 30 | 9 | 164093.024 | 194314.681 | 175951.664 | 113224.296 | 42450.347
1 | 30 | 10 | 215314.11 | 269448.853 | 265898.85 | 206442.161 | 110007.928
1 | 30 | 11 | 205076.675 | 272099.142 | 289669.821 | 248906.714 | 166054.002
1 | 30 | 12 | 167340.183 | 246305.128 | 283673.646 | 263952.672 | 196969.703
1 | 30 | 13 | 101791.037 | 170007.952 | 212498.714 | 213211.642 | 171766.317
1 | 30 | 14 | 50782.555 | 78569.637 | 102587.89 | 109334.207 | 96442.729
1 | 30 | 15 | 21843.63 | 36356.01 | 60701.406 | 72088.905 | 64984.341
1 | 30 | 16 | 4499.265 | 4499.265 | 12683.944 | 16135.505 | 15589.909
1 | 30 | 17 | 0 | 0 | 0 | 0 | 0
1 | 30 | 18 | 0 | 0 | 0 | 0 | 0
1 | 30 | 19 | 0 | 0 | 0 | 0 | 0
1 | 30 | 20 | 0 | 0 | 0 | 0 | 0
1 | 30 | 21 | 0 | 0 | 0 | 0 | 0
1 | 30 | 22 | 0 | 0 | 0 | 0 | 0
1 | 30 | 23 | 0 | 0 | 0 | 0 | 0
1 | 31 | 0 | 0 | 0 | 0 | 0 | 0
1 | 31 | 1 | 0 | 0 | 0 | 0 | 0
1 | 31 | 2 | 0 | 0 | 0 | 0 | 0
1 | 31 | 3 | 0 | 0 | 0 | 0 | 0
1 | 31 | 4 | 0 | 0 | 0 | 0 | 0
1 | 31 | 5 | 0 | 0 | 0 | 0 | 0
1 | 31 | 6 | 0 | 0 | 0 | 0 | 0
1 | 31 | 7 | 12336.849 | 12741.878 | 9261.653 | 2263.334 | 2263.334
1 | 31 | 8 | 113717.224 | 129326.025 | 100207.327 | 41181.28 | 14716.924
1 | 31 | 9 | 126076.481 | 146852.784 | 133991.431 | 91595.625 | 44738.445
1 | 31 | 10 | 89299.753 | 101100.112 | 100268.994 | 87289.821 | 68305.164
1 | 31 | 11 | 82712.743 | 92685.568 | 95351.54 | 89157.128 | 77376.477
1 | 31 | 12 | 62926.931 | 67178.805 | 69319.41 | 68182.266 | 64432.074
1 | 31 | 13 | 32313.071 | 32731.182 | 33030.76 | 33036.25 | 32744.435
1 | 31 | 14 | 40676.094 | 44186.916 | 47283.183 | 48190.059 | 46476.221
1 | 31 | 15 | 5470.663 | 5470.663 | 5470.663 | 5470.663 | 5470.663
1 | 31 | 16 | 606.277 | 606.277 | 606.277 | 606.277 | 606.277
1 | 31 | 17 | 0 | 0 | 0 | 0 | 0
1 | 31 | 18 | 0 | 0 | 0 | 0 | 0
1 | 31 | 19 | 0 | 0 | 0 | 0 | 0
1 | 31 | 20 | 0 | 0 | 0 | 0 | 0
1 | 31 | 21 | 0 | 0 | 0 | 0 | 0
1 | 31 | 22 | 0 | 0 | 0 | 0 | 0
1 | 31 | 23 | 0 | 0 | 0 | 0 | 0
2 | 1 | 0 | 0 | 0 | 0 | 0 | 0
2 | 1 | 1 | 0 | 0 | 0 | 0 | 0
2 | 1 | 2 | 0 | 0 | 0 | 0 | 0
2 | 1 | 3 | 0 | 0 | 0 | 0 | 0
2 | 1 | 4 | 0 | 0 | 0 | 0 | 0
2 | 1 | 5 | 0 | 0 | 0 | 0 | 0
2 | 1 | 6 | 0 | 0 | 0 | 0 | 0
2 | 1 | 7 | 20152.57 | 20646.547 | 15650.254 | 1745.375 | 1745.375
2 | 1 | 8 | 141022.142 | 160672.588 | 122983.796 | 45136.355 | 10594.281
2 | 1 | 9 | 187342.931 | 222238.26 | 200355.522 | 125987.428 | 40868.415
2 | 1 | 10 | 202077.684 | 251200.916 | 247615.426 | 193057.438 | 104824.485
2 | 1 | 11 | 193550.636 | 253257.623 | 268625.107 | 232278.25 | 158186.499
2 | 1 | 12 | 163688.205 | 236051.513 | 269951.96 | 252068.167 | 190954.306
2 | 1 | 13 | 111671.788 | 197130.276 | 248459.764 | 249452.13 | 199639.837
2 | 1 | 14 | 47865.749 | 132589.996 | 201547.142 | 220198.579 | 185057.553
2 | 1 | 15 | 10934.522 | 53924.395 | 129903.732 | 163720.068 | 143543.506
2 | 1 | 16 | 4031.433 | 4031.433 | 34075.474 | 42457.351 | 41351.687
2 | 1 | 17 | 0 | 0 | 0 | 0 | 0
2 | 1 | 18 | 0 | 0 | 0 | 0 | 0
2 | 1 | 19 | 0 | 0 | 0 | 0 | 0
2 | 1 | 20 | 0 | 0 | 0 | 0 | 0
2 | 1 | 21 | 0 | 0 | 0 | 0 | 0
2 | 1 | 22 | 0 | 0 | 0 | 0 | 0
2 | 1 | 23 | 0 | 0 | 0 | 0 | 0
2 | 2 | 0 | 0 | 0 | 0 | 0 | 0
2 | 2 | 1 | 0 | 0 | 0 | 0 | 0
2 | 2 | 2 | 0 | 0 | 0 | 0 | 0
2 | 2 | 3 | 0 | 0 | 0 | 0 | 0
2 | 2 | 4 | 0 | 0 | 0 | 0 | 0
2 | 2 | 5 | 0 | 0 | 0 | 0 | 0
2 | 2 | 6 | 0 | 0 | 0 | 0 | 0
2 | 2 | 7 | 0 | 0 | 0 | 0 | 0
2 | 2 | 8 | 13274.682 | 13274.682 | 13274.682 | 13274.682 | 13274.682
2 | 2 | 9 | 26845.504 | 27018.068 | 26907.604 | 26578.871 | 26224.517
2 | 2 | 10 | 5221.752 | 5221.752 | 5221.752 | 5221.752 | 5221.752
2 | 2 | 11 | 30624.251 | 30760.299 | 30796.336 | 30711.245 | 30554.885
2 | 2 | 12 | 3528.49 | 3528.49 | 3528.49 | 3528.49 | 3528.49
2 | 2 | 13 | 23762.967 | 23762.967 | 23762.967 | 23762.967 | 23762.967
2 | 2 | 14 | 9453.9 | 9453.9 | 9453.9 | 9453.9 | 9453.9
2 | 2 | 15 | 4566.12 | 4566.12 | 4566.12 | 4566.12 | 4566.12
2 | 2 | 16 | 0 | 0 | 0 | 0 | 0
2 | 2 | 17 | 0 | 0 | 0 | 0 | 0
2 | 2 | 18 | 0 | 0 | 0 | 0 | 0
2 | 2 | 19 | 0 | 0 | 0 | 0 | 0
2 | 2 | 20 | 0 | 0 | 0 | 0 | 0
2 | 2 | 21 | 0 | 0 | 0 | 0 | 0
2 | 2 | 22 | 0 | 0 | 0 | 0 | 0
2 | 2 | 23 | 0 | 0 | 0 | 0 | 0
2 | 3 | 0 | 0 | 0 | 0 | 0 | 0
2 | 3 | 1 | 0 | 0 | 0 | 0 | 0
2 | 3 | 2 | 0 | 0 | 0 | 0 | 0
2 | 3 | 3 | 0 | 0 | 0 | 0 | 0
2 | 3 | 4 | 0 | 0 | 0 | 0 | 0
2 | 3 | 5 | 0 | 0 | 0 | 0 | 0
2 | 3 | 6 | 0 | 0 | 0 | 0 | 0
2 | 3 | 7 | 3277.858 | 3290.344 | 3175.204 | 3025.993 | 3025.993
2 | 3 | 8 | 42122.038 | 44337.859 | 39996.499 | 31458.576 | 26387.005
2 | 3 | 9 | 72605.04 | 78114.863 | 74530.395 | 63517.758 | 51514.719
2 | 3 | 10 | 9779.286 | 9779.286 | 9779.286 | 9779.286 | 9779.286
2 | 3 | 11 | 12381.871 | 12381.871 | 12381.871 | 12381.871 | 12381.871
2 | 3 | 12 | 37749.034 | 38228.615 | 38475.113 | 38344.055 | 37912.26
2 | 3 | 13 | 44830.455 | 46133.517 | 47070.536 | 47092.255 | 46185.938
2 | 3 | 14 | 6603.267 | 6603.267 | 6603.267 | 6603.267 | 6603.267
2 | 3 | 15 | 2997.378 | 2997.378 | 2997.378 | 2997.378 | 2997.378
2 | 3 | 16 | 0 | 0 | 0 | 0 | 0
2 | 3 | 17 | 0 | 0 | 0 | 0 | 0
2 | 3 | 18 | 0 | 0 | 0 | 0 | 0
2 | 3 | 19 | 0 | 0 | 0 | 0 | 0
2 | 3 | 20 | 0 | 0 | 0 | 0 | 0
2 | 3 | 21 | 0 | 0 | 0 | 0 | 0
2 | 3 | 22 | 0 | 0 | 0 | 0 | 0
2 | 3 | 23 | 0 | 0 | 0 | 0 | 0
2 | 4 | 0 | 0 | 0 | 0 | 0 | 0
2 | 4 | 1 | 0 | 0 | 0 | 0 | 0
2 | 4 | 2 | 0 | 0 | 0 | 0 | 0
2 | 4 | 3 | 0 | 0 | 0 | 0 | 0
2 | 4 | 4 | 0 | 0 | 0 | 0 | 0
2 | 4 | 5 | 0 | 0 | 0 | 0 | 0
2 | 4 | 6 | 0 | 0 | 0 | 0 | 0
2 | 4 | 7 | 18293.955 | 18737.708 | 13873.438 | 3255.993 | 3255.993
2 | 4 | 8 | 95710.162 | 106445.53 | 84578.377 | 40746.669 | 18774.94
2 | 4 | 9 | 120870.564 | 137979.58 | 126677.716 | 90856.27 | 51072.658
2 | 4 | 10 | 223888.251 | 277652.745 | 273092.628 | 212548.299 | 116965.963
2 | 4 | 11 | 214671.353 | 281469.498 | 298572.978 | 257261.755 | 175207.399
2 | 4 | 12 | 179904.72 | 257671.235 | 294911.657 | 275231.992 | 208647.459
2 | 4 | 13 | 123070.362 | 213031.073 | 268545.338 | 269911.259 | 216442.021
2 | 4 | 14 | 55842.018 | 143606.003 | 215720.094 | 236000.718 | 199208.918
2 | 4 | 15 | 15312.538 | 59424.611 | 131814.783 | 164532.764 | 145968.594
2 | 4 | 16 | 7173.647 | 7173.647 | 36092.22 | 44775.75 | 43737.193
2 | 4 | 17 | 0 | 0 | 0 | 0 | 0
2 | 4 | 18 | 0 | 0 | 0 | 0 | 0
2 | 4 | 19 | 0 | 0 | 0 | 0 | 0
2 | 4 | 20 | 0 | 0 | 0 | 0 | 0
2 | 4 | 21 | 0 | 0 | 0 | 0 | 0
2 | 4 | 22 | 0 | 0 | 0 | 0 | 0
2 | 4 | 23 | 0 | 0 | 0 | 0 | 0
2 | 5 | 0 | 0 | 0 | 0 | 0 | 0
2 | 5 | 1 | 0 | 0 | 0 | 0 | 0
2 | 5 | 2 | 0 | 0 | 0 | 0 | 0
2 | 5 | 3 | 0 | 0 | 0 | 0 | 0
2 | 5 | 4 | 0 | 0 | 0 | 0 | 0
2 | 5 | 5 | 0 | 0 | 0 | 0 | 0
2 | 5 | 6 | 0 | 0 | 0 | 0 | 0
2 | 5 | 7 | 3081.315 | 3081.315 | 3081.315 | 3081.315 | 3081.315
2 | 5 | 8 | 29916.709 | 30576.777 | 29238.013 | 26646.479 | 24914.68
2 | 5 | 9 | 44548.103 | 45664.238 | 44914.281 | 42706.148 | 40328.946
2 | 5 | 10 | 139295.561 | 163996.243 | 161790.424 | 133905.121 | 92160.898
2 | 5 | 11 | 133942.302 | 159505.864 | 166129.964 | 150091.037 | 119489.309
2 | 5 | 12 | 124802.932 | 159927.028 | 177319.276 | 168105.087 | 137425.011
2 | 5 | 13 | 102875.414 | 154708.599 | 188124.848 | 189021.028 | 156907.892
2 | 5 | 14 | 56228.68 | 81152.761 | 102587.91 | 108937.857 | 97613.313
2 | 5 | 15 | 28071.54 | 42161.379 | 62967.678 | 72765.729 | 67228.335
2 | 5 | 16 | 7968.861 | 7968.861 | 16338.864 | 19624.313 | 19234.772
2 | 5 | 17 | 0 | 0 | 0 | 0 | 0
2 | 5 | 18 | 0 | 0 | 0 | 0 | 0
2 | 5 | 19 | 0 | 0 | 0 | 0 | 0
2 | 5 | 20 | 0 | 0 | 0 | 0 | 0
2 | 5 | 21 | 0 | 0 | 0 | 0 | 0
2 | 5 | 22 | 0 | 0 | 0 | 0 | 0
2 | 5 | 23 | 0 | 0 | 0 | 0 | 0
2 | 6 | 0 | 0 | 0 | 0 | 0 | 0
2 | 6 | 1 | 0 | 0 | 0 | 0 | 0
2 | 6 | 2 | 0 | 0 | 0 | 0 | 0
2 | 6 | 3 | 0 | 0 | 0 | 0 | 0
2 | 6 | 4 | 0 | 0 | 0 | 0 | 0
2 | 6 | 5 | 0 | 0 | 0 | 0 | 0
2 | 6 | 6 | 0 | 0 | 0 | 0 | 0
2 | 6 | 7 | 29983.174 | 30499.055 | 23609.821 | 5169.646 | 5169.646
2 | 6 | 8 | 137966.846 | 153949.863 | 119569.155 | 50012.837 | 15507.779
2 | 6 | 9 | 193071.741 | 226690.965 | 203791.187 | 130782.879 | 47917.322
2 | 6 | 10 | 211574.028 | 260518.491 | 255987.488 | 200349.612 | 114131.052
2 | 6 | 11 | 141537.17 | 172362.765 | 180311.035 | 160925.227 | 123999.624
2 | 6 | 12 | 124067.149 | 157989.084 | 174874.289 | 165937.979 | 136209.477
2 | 6 | 13 | 122017.845 | 203895.414 | 255371.315 | 256852.167 | 207567.739
2 | 6 | 14 | 57311.111 | 139420.313 | 207354.792 | 226976.931 | 192338.471
2 | 6 | 15 | 14357.625 | 60284.794 | 133077.17 | 166173.534 | 148116.606
2 | 6 | 16 | 6905.512 | 6965.461 | 41399.456 | 52455.505 | 51453.266
2 | 6 | 17 | 0 | 0 | 0 | 0 | 0
2 | 6 | 18 | 0 | 0 | 0 | 0 | 0
2 | 6 | 19 | 0 | 0 | 0 | 0 | 0
2 | 6 | 20 | 0 | 0 | 0 | 0 | 0
2 | 6 | 21 | 0 | 0 | 0 | 0 | 0
2 | 6 | 22 | 0 | 0 | 0 | 0 | 0
2 | 6 | 23 | 0 | 0 | 0 | 0 | 0
2 | 7 | 0 | 0 | 0 | 0 | 0 | 0
2 | 7 | 1 | 0 | 0 | 0 | 0 | 0
2 | 7 | 2 | 0 | 0 | 0 | 0 | 0
2 | 7 | 3 | 0 | 0 | 0 | 0 | 0
2 | 7 | 4 | 0 | 0 | 0 | 0 | 0
2 | 7 | 5 | 0 | 0 | 0 | 0 | 0
2 | 7 | 6 | 0 | 0 | 0 | 0 | 0
2 | 7 | 7 | 2543.16 | 2543.16 | 2543.16 | 2543.16 | 2543.16
2 | 7 | 8 | 21880.042 | 22069.393 | 21673.857 | 20925.606 | 20356.749
2 | 7 | 9 | 127210.457 | 144846.843 | 132619.673 | 94953.213 | 53075.325
2 | 7 | 10 | 136296.101 | 159287.142 | 157053.74 | 130864.619 | 92410.236
2 | 7 | 11 | 159582.757 | 199122.707 | 209255.672 | 184356.91 | 136892.522
2 | 7 | 12 | 108943.75 | 132116.69 | 143764.289 | 137606.324 | 117173.135
2 | 7 | 13 | 90309.694 | 118117.907 | 136641.495 | 137222.014 | 119527.746
2 | 7 | 14 | 55837.38 | 76540.833 | 94493.754 | 99950.908 | 90482.957
2 | 7 | 15 | 28357.098 | 40876.616 | 58328.799 | 66646.036 | 62104.681
2 | 7 | 16 | 6204.587 | 6382.259 | 46095.123 | 59375.562 | 58342.81
2 | 7 | 17 | 0 | 0 | 0 | 0 | 0
2 | 7 | 18 | 0 | 0 | 0 | 0 | 0
2 | 7 | 19 | 0 | 0 | 0 | 0 | 0
2 | 7 | 20 | 0 | 0 | 0 | 0 | 0
2 | 7 | 21 | 0 | 0 | 0 | 0 | 0
2 | 7 | 22 | 0 | 0 | 0 | 0 | 0
2 | 7 | 23 | 0 | 0 | 0 | 0 | 0
2 | 8 | 0 | 0 | 0 | 0 | 0 | 0
2 | 8 | 1 | 0 | 0 | 0 | 0 | 0
2 | 8 | 2 | 0 | 0 | 0 | 0 | 0
2 | 8 | 3 | 0 | 0 | 0 | 0 | 0
2 | 8 | 4 | 0 | 0 | 0 | 0 | 0
2 | 8 | 5 | 0 | 0 | 0 | 0 | 0
2 | 8 | 6 | 0 | 0 | 0 | 0 | 0
2 | 8 | 7 | 5147.935 | 5155.577 | 5055.893 | 4923.55 | 4923.55
2 | 8 | 8 | 34274.455 | 35175.215 | 33204.265 | 29396.434 | 26929.475
2 | 8 | 9 | 43619.177 | 44466.23 | 43869.074 | 42177.92 | 40384.043
2 | 8 | 10 | 44046.026 | 44753.197 | 44681.571 | 43873.132 | 42801.662
2 | 8 | 11 | 40683.827 | 41196.615 | 41328.778 | 41002.86 | 40409.857
2 | 8 | 12 | 30721.891 | 30844.462 | 30907.573 | 30874.25 | 30764.015
2 | 8 | 13 | 19049.63 | 19049.63 | 19049.63 | 19049.63 | 19049.63
2 | 8 | 14 | 24523.127 | 24608.122 | 24685.814 | 24710.686 | 24668.166
2 | 8 | 15 | 14191.26 | 14191.26 | 14191.26 | 14191.26 | 14191.26
2 | 8 | 16 | 2738.559 | 2738.559 | 2738.559 | 2738.559 | 2738.559
2 | 8 | 17 | 0 | 0 | 0 | 0 | 0
2 | 8 | 18 | 0 | 0 | 0 | 0 | 0
2 | 8 | 19 | 0 | 0 | 0 | 0 | 0
2 | 8 | 20 | 0 | 0 | 0 | 0 | 0
2 | 8 | 21 | 0 | 0 | 0 | 0 | 0
2 | 8 | 22 | 0 | 0 | 0 | 0 | 0
2 | 8 | 23 | 0 | 0 | 0 | 0 | 0
2 | 9 | 0 | 0 | 0 | 0 | 0 | 0
2 | 9 | 1 | 0 | 0 | 0 | 0 | 0
2 | 9 | 2 | 0 | 0 | 0 | 0 | 0
2 | 9 | 3 | 0 | 0 | 0 | 0 | 0
2 | 9 | 4 | 0 | 0 | 0 | 0 | 0
2 | 9 | 5 | 0 | 0 | 0 | 0 | 0
2 | 9 | 6 | 0 | 0 | 0 | 0 | 0
2 | 9 | 7 | 26426.719 | 26794.74 | 20880.808 | 7988.662 | 7988.662
2 | 9 | 8 | 106820.097 | 116247.104 | 94541.695 | 51492.702 | 27731.795
2 | 9 | 9 | 162072.352 | 186647.508 | 169064.786 | 115482.688 | 55371.678
2 | 9 | 10 | 150884.996 | 176192.757 | 173542.432 | 144433.1 | 101819.447
2 | 9 | 11 | 178224.233 | 222891.055 | 234236.79 | 205987.348 | 152400.706
2 | 9 | 12 | 136159.547 | 172190.799 | 190289.029 | 180771.992 | 149027.349
2 | 9 | 13 | 69793.992 | 75826.405 | 80000.493 | 80152.088 | 76192.496
2 | 9 | 14 | 62199.522 | 85839.258 | 106302.636 | 112629.714 | 101967.558
2 | 9 | 15 | 32544.327 | 46211.562 | 64753.105 | 73666.338 | 68942.196
2 | 9 | 16 | 11337.733 | 11453.446 | 17731.217 | 20657.554 | 20409.915
2 | 9 | 17 | 0 | 0 | 0 | 0 | 0
2 | 9 | 18 | 0 | 0 | 0 | 0 | 0
2 | 9 | 19 | 0 | 0 | 0 | 0 | 0
2 | 9 | 20 | 0 | 0 | 0 | 0 | 0
2 | 9 | 21 | 0 | 0 | 0 | 0 | 0
2 | 9 | 22 | 0 | 0 | 0 | 0 | 0
2 | 9 | 23 | 0 | 0 | 0 | 0 | 0
2 | 10 | 0 | 0 | 0 | 0 | 0 | 0
2 | 10 | 1 | 0 | 0 | 0 | 0 | 0
2 | 10 | 2 | 0 | 0 | 0 | 0 | 0
2 | 10 | 3 | 0 | 0 | 0 | 0 | 0
2 | 10 | 4 | 0 | 0 | 0 | 0 | 0
2 | 10 | 5 | 0 | 0 | 0 | 0 | 0
2 | 10 | 6 | 0 | 0 | 0 | 0 | 0
2 | 10 | 7 | 38826.385 | 39288.15 | 29966.548 | 6744.247 | 6744.247
2 | 10 | 8 | 131690.575 | 144780.835 | 113635.234 | 51435.719 | 17704.06
2 | 10 | 9 | 160209.847 | 183652.652 | 166610.342 | 115256.834 | 57658.429
2 | 10 | 10 | 183598.317 | 219536.141 | 215646.413 | 174069.146 | 112370.608
2 | 10 | 11 | 189776.157 | 239937.469 | 252593.579 | 220860.14 | 160562.94
2 | 10 | 12 | 153864.354 | 201999.161 | 226069.753 | 213462.851 | 171149.566
2 | 10 | 13 | 124856.238 | 200187.696 | 248868.581 | 250743.058 | 204809.578
2 | 10 | 14 | 65548.428 | 128823.342 | 181868.345 | 198025.835 | 171164.071
2 | 10 | 15 | 19771.173 | 61037.596 | 121895.641 | 150110.111 | 135633.911
2 | 10 | 16 | 9682.452 | 10194.896 | 41770.35 | 55363.915 | 54510.569
2 | 10 | 17 | 0 | 0 | 0 | 0 | 0
2 | 10 | 18 | 0 | 0 | 0 | 0 | 0
2 | 10 | 19 | 0 | 0 | 0 | 0 | 0
2 | 10 | 20 | 0 | 0 | 0 | 0 | 0
2 | 10 | 21 | 0 | 0 | 0 | 0 | 0
2 | 10 | 22 | 0 | 0 | 0 | 0 | 0
2 | 10 | 23 | 0 | 0 | 0 | 0 | 0
2 | 11 | 0 | 0 | 0 | 0 | 0 | 0
2 | 11 | 1 | 0 | 0 | 0 | 0 | 0
2 | 11 | 2 | 0 | 0 | 0 | 0 | 0
2 | 11 | 3 | 0 | 0 | 0 | 0 | 0
2 | 11 | 4 | 0 | 0 | 0 | 0 | 0
2 | 11 | 5 | 0 | 0 | 0 | 0 | 0
2 | 11 | 6 | 0 | 0 | 0 | 0 | 0
2 | 11 | 7 | 45221.512 | 45661.487 | 34623.944 | 6802.966 | 6802.966
2 | 11 | 8 | 143662.84 | 158154.397 | 122828.256 | 51905.664 | 13165.469
2 | 11 | 9 | 235359.722 | 272832.389 | 245195.856 | 160551.457 | 62842.958
2 | 11 | 10 | 205531.371 | 249119.534 | 244255.062 | 193507.033 | 117096.94
2 | 11 | 11 | 209798.009 | 268646.767 | 283331.808 | 246209.758 | 175014.446
2 | 11 | 12 | 210412.479 | 288981.725 | 327426.182 | 307432.872 | 239067.095
2 | 11 | 13 | 150476.732 | 243538.818 | 302439.911 | 304847.253 | 249567.245
2 | 11 | 14 | 74194.269 | 171289.213 | 249992.161 | 273642.194 | 234832.802
2 | 11 | 15 | 15095.62 | 77770.082 | 170031.638 | 211609.356 | 190797.659
2 | 11 | 16 | 7988.817 | 8654.401 | 63490.542 | 85677.015 | 84764.225
2 | 11 | 17 | 0 | 0 | 0 | 0 | 0
2 | 11 | 18 | 0 | 0 | 0 | 0 | 0
2 | 11 | 19 | 0 | 0 | 0 | 0 | 0
2 | 11 | 20 | 0 | 0 | 0 | 0 | 0
2 | 11 | 21 | 0 | 0 | 0 | 0 | 0
2 | 11 | 22 | 0 | 0 | 0 | 0 | 0
2 | 11 | 23 | 0 | 0 | 0 | 0 | 0
2 | 12 | 0 | 0 | 0 | 0 | 0 | 0
2 | 12 | 1 | 0 | 0 | 0 | 0 | 0
2 | 12 | 2 | 0 | 0 | 0 | 0 | 0
2 | 12 | 3 | 0 | 0 | 0 | 0 | 0
2 | 12 | 4 | 0 | 0 | 0 | 0 | 0
2 | 12 | 5 | 0 | 0 | 0 | 0 | 0
2 | 12 | 6 | 0 | 0 | 0 | 0 | 0
2 | 12 | 7 | 7614.179 | 7625.265 | 7411.4 | 7120.53 | 7120.53
2 | 12 | 8 | 34417.636 | 35005.052 | 33621.326 | 31028.763 | 29069.748
2 | 12 | 9 | 127936.01 | 143202.079 | 131740.802 | 98283.571 | 61167.868
2 | 12 | 10 | 164933.511 | 193002.693 | 189745.023 | 156995.605 | 109330.502
2 | 12 | 11 | 199101.404 | 252702.699 | 266141.61 | 232066.949 | 167855.23
2 | 12 | 12 | 189684.3 | 261723.852 | 297687.105 | 279007.839 | 215777.743
2 | 12 | 13 | 130349.425 | 208964.93 | 260424.971 | 262696.369 | 214543.772
2 | 12 | 14 | 65347.79 | 145161.914 | 211860.31 | 232553.018 | 199235.113
2 | 12 | 15 | 13238.721 | 66893.483 | 146137.246 | 182798.428 | 164666.915
2 | 12 | 16 | 7408.777 | 8220.039 | 54637.705 | 75486.326 | 74609.785
2 | 12 | 17 | 0 | 0 | 0 | 0 | 0
2 | 12 | 18 | 0 | 0 | 0 | 0 | 0
2 | 12 | 19 | 0 | 0 | 0 | 0 | 0
2 | 12 | 20 | 0 | 0 | 0 | 0 | 0
2 | 12 | 21 | 0 | 0 | 0 | 0 | 0
2 | 12 | 22 | 0 | 0 | 0 | 0 | 0
2 | 12 | 23 | 0 | 0 | 0 | 0 | 0
2 | 13 | 0 | 0 | 0 | 0 | 0 | 0
2 | 13 | 1 | 0 | 0 | 0 | 0 | 0
2 | 13 | 2 | 0 | 0 | 0 | 0 | 0
2 | 13 | 3 | 0 | 0 | 0 | 0 | 0
2 | 13 | 4 | 0 | 0 | 0 | 0 | 0
2 | 13 | 5 | 0 | 0 | 0 | 0 | 0
2 | 13 | 6 | 0 | 0 | 0 | 0 | 0
2 | 13 | 7 | 72026.179 | 72437.512 | 53944.448 | 7025.168 | 7025.168
2 | 13 | 8 | 198749.485 | 218006.639 | 168980.412 | 69587.43 | 13958.325
2 | 13 | 9 | 202827.617 | 234312.936 | 210323.839 | 139033.823 | 57690.113
2 | 13 | 10 | 223893.682 | 271380.862 | 265721.897 | 209916.597 | 126378.305
2 | 13 | 11 | 222309.629 | 283481.419 | 298673.797 | 259872.891 | 186216.104
2 | 13 | 12 | 194659.638 | 267004.457 | 303023.575 | 284416.543 | 220958.201
2 | 13 | 13 | 141109.256 | 226344.64 | 281339.114 | 283914.836 | 232733.492
2 | 13 | 14 | 67578.097 | 150685.074 | 219057.514 | 240278.241 | 206635.082
2 | 13 | 15 | 16169.101 | 83038.823 | 179098.402 | 222679.49 | 201600.853
2 | 13 | 16 | 8668.352 | 9678.421 | 69336.276 | 96332.536 | 95485.19
2 | 13 | 17 | 0 | 0 | 0 | 0 | 0
2 | 13 | 18 | 0 | 0 | 0 | 0 | 0
2 | 13 | 19 | 0 | 0 | 0 | 0 | 0
2 | 13 | 20 | 0 | 0 | 0 | 0 | 0
2 | 13 | 21 | 0 | 0 | 0 | 0 | 0
2 | 13 | 22 | 0 | 0 | 0 | 0 | 0
2 | 13 | 23 | 0 | 0 | 0 | 0 | 0
2 | 14 | 0 | 0 | 0 | 0 | 0 | 0
2 | 14 | 1 | 0 | 0 | 0 | 0 | 0
2 | 14 | 2 | 0 | 0 | 0 | 0 | 0
2 | 14 | 3 | 0 | 0 | 0 | 0 | 0
2 | 14 | 4 | 0 | 0 | 0 | 0 | 0
2 | 14 | 5 | 0 | 0 | 0 | 0 | 0
2 | 14 | 6 | 0 | 0 | 0 | 0 | 0
2 | 14 | 7 | 46753.793 | 47062.684 | 34419.88 | 8284.872 | 8284.872
2 | 14 | 8 | 129205.68 | 140364.087 | 111713.555 | 55067.293 | 21325.946
2 | 14 | 9 | 115349.538 | 126978.851 | 117966.996 | 92235.254 | 63780.409
2 | 14 | 10 | 73045.944 | 76143.455 | 75759.133 | 72117.945 | 67128.447
2 | 14 | 11 | 17386.935 | 17386.935 | 17386.935 | 17386.935 | 17386.935
2 | 14 | 12 | 61305.041 | 63293.138 | 64321.313 | 63790.311 | 62011.218
2 | 14 | 13 | 26400.898 | 26400.898 | 26400.898 | 26400.898 | 26400.898
2 | 14 | 14 | 71070.127 | 110228.359 | 143735.945 | 154530.41 | 137744.585
2 | 14 | 15 | 38540.888 | 59072.563 | 86631.651 | 99943.278 | 93524.434
2 | 14 | 16 | 14797.176 | 15392.905 | 28281.613 | 35446.567 | 35065.547
2 | 14 | 17 | 0 | 0 | 0 | 0 | 0
2 | 14 | 18 | 0 | 0 | 0 | 0 | 0
2 | 14 | 19 | 0 | 0 | 0 | 0 | 0
2 | 14 | 20 | 0 | 0 | 0 | 0 | 0
2 | 14 | 21 | 0 | 0 | 0 | 0 | 0
2 | 14 | 22 | 0 | 0 | 0 | 0 | 0
2 | 14 | 23 | 0 | 0 | 0 | 0 | 0
2 | 15 | 0 | 0 | 0 | 0 | 0 | 0
2 | 15 | 1 | 0 | 0 | 0 | 0 | 0
2 | 15 | 2 | 0 | 0 | 0 | 0 | 0
2 | 15 | 3 | 0 | 0 | 0 | 0 | 0
2 | 15 | 4 | 0 | 0 | 0 | 0 | 0
2 | 15 | 5 | 0 | 0 | 0 | 0 | 0
2 | 15 | 6 | 0 | 0 | 0 | 0 | 0
2 | 15 | 7 | 690.936 | 690.936 | 690.936 | 690.936 | 690.936
2 | 15 | 8 | 8828.919 | 8828.919 | 8828.919 | 8828.919 | 8828.919
2 | 15 | 9 | 16916.99 | 16916.99 | 16916.99 | 16916.99 | 16916.99
2 | 15 | 10 | 31877.369 | 31993.023 | 31978.235 | 31841.669 | 31663.336
2 | 15 | 11 | 59110.55 | 60630.358 | 61012.334 | 60032.811 | 58261.086
2 | 15 | 12 | 55050.983 | 56410.752 | 57115.725 | 56753.526 | 55536.287
2 | 15 | 13 | 34837.617 | 35144.594 | 35370.269 | 35382.42 | 35173.928
2 | 15 | 14 | 14355.592 | 14355.592 | 14355.592 | 14355.592 | 14355.592
2 | 15 | 15 | 8356.133 | 8356.133 | 8356.133 | 8356.133 | 8356.133
2 | 15 | 16 | 1639.116 | 1639.116 | 1639.116 | 1639.116 | 1639.116
2 | 15 | 17 | 0 | 0 | 0 | 0 | 0
2 | 15 | 18 | 0 | 0 | 0 | 0 | 0
2 | 15 | 19 | 0 | 0 | 0 | 0 | 0
2 | 15 | 20 | 0 | 0 | 0 | 0 | 0
2 | 15 | 21 | 0 | 0 | 0 | 0 | 0
2 | 15 | 22 | 0 | 0 | 0 | 0 | 0
2 | 15 | 23 | 0 | 0 | 0 | 0 | 0
2 | 16 | 0 | 0 | 0 | 0 | 0 | 0
2 | 16 | 1 | 0 | 0 | 0 | 0 | 0
2 | 16 | 2 | 0 | 0 | 0 | 0 | 0
2 | 16 | 3 | 0 | 0 | 0 | 0 | 0
2 | 16 | 4 | 0 | 0 | 0 | 0 | 0
2 | 16 | 5 | 0 | 0 | 0 | 0 | 0
2 | 16 | 6 | 0 | 0 | 0 | 0 | 0
2 | 16 | 7 | 10795.539 | 10809.267 | 10311.23 | 9615.163 | 9615.163
2 | 16 | 8 | 41388.533 | 42300.153 | 39924.362 | 35442.677 | 32177.169
2 | 16 | 9 | 68848.116 | 72365.445 | 69552.39 | 61864.162 | 53614.604
2 | 16 | 10 | 113156.001 | 125468.66 | 123852.333 | 109227.484 | 88904.337
2 | 16 | 11 | 130882.469 | 150477.534 | 155353.726 | 142764.459 | 119637.897
2 | 16 | 12 | 141460.622 | 174732.027 | 191696.9 | 183053.401 | 153548.338
2 | 16 | 13 | 92177.618 | 112069.028 | 125952.709 | 126743.414 | 113990.582
2 | 16 | 14 | 54465.205 | 59445.52 | 63870.043 | 65354.951 | 63127.832
2 | 16 | 15 | 33949.329 | 36457.131 | 39477.327 | 41025.693 | 40300.427
2 | 16 | 16 | 11652.661 | 11716.987 | 12320.699 | 12728.413 | 12700.737
2 | 16 | 17 | 0 | 0 | 0 | 0 | 0
2 | 16 | 18 | 0 | 0 | 0 | 0 | 0
2 | 16 | 19 | 0 | 0 | 0 | 0 | 0
2 | 16 | 20 | 0 | 0 | 0 | 0 | 0
2 | 16 | 21 | 0 | 0 | 0 | 0 | 0
2 | 16 | 22 | 0 | 0 | 0 | 0 | 0
2 | 16 | 23 | 0 | 0 | 0 | 0 | 0
2 | 17 | 0 | 0 | 0 | 0 | 0 | 0
2 | 17 | 1 | 0 | 0 | 0 | 0 | 0
2 | 17 | 2 | 0 | 0 | 0 | 0 | 0
2 | 17 | 3 | 0 | 0 | 0 | 0 | 0
2 | 17 | 4 | 0 | 0 | 0 | 0 | 0
2 | 17 | 5 | 0 | 0 | 0 | 0 | 0
2 | 17 | 6 | 0 | 0 | 0 | 0 | 0
2 | 17 | 7 | 76158.284 | 76371.186 | 53161.037 | 8038.59 | 8038.59
2 | 17 | 8 | 185375.117 | 201220.607 | 157602.916 | 69489.515 | 15201.456
2 | 17 | 9 | 199094.688 | 227623.873 | 204479.126 | 138006.188 | 61495.003
2 | 17 | 10 | 251267.006 | 300139.712 | 293613.626 | 234960.717 | 147419.405
2 | 17 | 11 | 243066.478 | 305208.272 | 320339.987 | 280864.371 | 206287.524
2 | 17 | 12 | 213494.689 | 286134.221 | 322578.39 | 304187.006 | 240211.068
2 | 17 | 13 | 157099.507 | 241949.489 | 297424.136 | 300720.952 | 250187.536
2 | 17 | 14 | 84550.443 | 173692.095 | 246364.435 | 269792.467 | 235176.24
2 | 17 | 15 | 20415.165 | 83190.669 | 169198.823 | 208864.943 | 191113.97
2 | 17 | 16 | 9783.595 | 11745.051 | 67917.445 | 99207.477 | 98577.431
2 | 17 | 17 | 0 | 0 | 0 | 0 | 0
2 | 17 | 18 | 0 | 0 | 0 | 0 | 0
2 | 17 | 19 | 0 | 0 | 0 | 0 | 0
2 | 17 | 20 | 0 | 0 | 0 | 0 | 0
2 | 17 | 21 | 0 | 0 | 0 | 0 | 0
2 | 17 | 22 | 0 | 0 | 0 | 0 | 0
2 | 17 | 23 | 0 | 0 | 0 | 0 | 0
2 | 18 | 0 | 0 | 0 | 0 | 0 | 0
2 | 18 | 1 | 0 | 0 | 0 | 0 | 0
2 | 18 | 2 | 0 | 0 | 0 | 0 | 0
2 | 18 | 3 | 0 | 0 | 0 | 0 | 0
2 | 18 | 4 | 0 | 0 | 0 | 0 | 0
2 | 18 | 5 | 0 | 0 | 0 | 0 | 0
2 | 18 | 6 | 0 | 0 | 0 | 0 | 0
2 | 18 | 7 | 27082.499 | 27142.141 | 21428.12 | 11945.347 | 11945.347
2 | 18 | 8 | 75918.982 | 79852.367 | 69042.616 | 48400.138 | 34136.403
2 | 18 | 9 | 136870.26 | 151704.991 | 139467.768 | 105571.81 | 67827.878
2 | 18 | 10 | 168493.009 | 194496.325 | 190893.724 | 159699.889 | 115415.616
2 | 18 | 11 | 128325.323 | 146480.533 | 150990.712 | 139263.408 | 117960.051
2 | 18 | 12 | 177203.943 | 233618.06 | 262496.925 | 247973.099 | 197951.218
2 | 18 | 13 | 126048.882 | 177926.808 | 213387.461 | 215644.882 | 183447.684
2 | 18 | 14 | 73967.079 | 112332.497 | 145284.145 | 156370.595 | 140337.416
2 | 18 | 15 | 39364.857 | 51637.767 | 67611.325 | 75512.28 | 72007.976
2 | 18 | 16 | 15545.583 | 16049.63 | 22933.08 | 27224.233 | 27082.638
2 | 18 | 17 | 0 | 0 | 0 | 0 | 0
2 | 18 | 18 | 0 | 0 | 0 | 0 | 0
2 | 18 | 19 | 0 | 0 | 0 | 0 | 0
2 | 18 | 20 | 0 | 0 | 0 | 0 | 0
2 | 18 | 21 | 0 | 0 | 0 | 0 | 0
2 | 18 | 22 | 0 | 0 | 0 | 0 | 0
2 | 18 | 23 | 0 | 0 | 0 | 0 | 0
2 | 19 | 0 | 0 | 0 | 0 | 0 | 0
2 | 19 | 1 | 0 | 0 | 0 | 0 | 0
2 | 19 | 2 | 0 | 0 | 0 | 0 | 0
2 | 19 | 3 | 0 | 0 | 0 | 0 | 0
2 | 19 | 4 | 0 | 0 | 0 | 0 | 0
2 | 19 | 5 | 0 | 0 | 0 | 0 | 0
2 | 19 | 6 | 0 | 0 | 0 | 0 | 0
2 | 19 | 7 | 53965.735 | 54046.599 | 38158.802 | 11385.924 | 11329.371
2 | 19 | 8 | 143070.45 | 154004.841 | 122901.73 | 61915.604 | 22689.477
2 | 19 | 9 | 197900.225 | 225053.066 | 202308.609 | 138999.906 | 67292.661
2 | 19 | 10 | 226389.303 | 271118.962 | 264773.265 | 210787.9 | 132751.18
2 | 19 | 11 | 228110.343 | 288128.268 | 302836.25 | 264308.795 | 193227.205
2 | 19 | 12 | 201844.871 | 273340.92 | 309922.039 | 291660.248 | 228393.488
2 | 19 | 13 | 113181.176 | 150708.494 | 176849.503 | 178614.684 | 154997.094
2 | 19 | 14 | 20168.505 | 20168.505 | 20168.505 | 20168.505 | 20168.505
2 | 19 | 15 | 4614.45 | 4614.45 | 4614.45 | 4614.45 | 4614.45
2 | 19 | 16 | 9911.966 | 12109.694 | 60490.135 | 90162.848 | 89709.933
2 | 19 | 17 | 0 | 0 | 0 | 0 | 0
2 | 19 | 18 | 0 | 0 | 0 | 0 | 0
2 | 19 | 19 | 0 | 0 | 0 | 0 | 0
2 | 19 | 20 | 0 | 0 | 0 | 0 | 0
2 | 19 | 21 | 0 | 0 | 0 | 0 | 0
2 | 19 | 22 | 0 | 0 | 0 | 0 | 0
2 | 19 | 23 | 0 | 0 | 0 | 0 | 0
2 | 20 | 0 | 0 | 0 | 0 | 0 | 0
2 | 20 | 1 | 0 | 0 | 0 | 0 | 0
2 | 20 | 2 | 0 | 0 | 0 | 0 | 0
2 | 20 | 3 | 0 | 0 | 0 | 0 | 0
2 | 20 | 4 | 0 | 0 | 0 | 0 | 0
2 | 20 | 5 | 0 | 0 | 0 | 0 | 0
2 | 20 | 6 | 0 | 0 | 0 | 0 | 0
2 | 20 | 7 | 83384.497 | 83420.441 | 55239.127 | 7136.001 | 6942.672
2 | 20 | 8 | 180894.526 | 195541.128 | 152665.995 | 66868.736 | 12130.499
2 | 20 | 9 | 221591.534 | 252473.433 | 226210.852 | 152713.421 | 67744.779
2 | 20 | 10 | 158124.497 | 181169.926 | 177805.417 | 149909.358 | 110763.298
2 | 20 | 11 | 226530.141 | 283644.247 | 297504.166 | 260982.536 | 193124.629
2 | 20 | 12 | 198192.07 | 264782.65 | 298541.385 | 281846.185 | 223259.778
2 | 20 | 13 | 146263.661 | 223590.49 | 275048.29 | 278663.364 | 232594.336
2 | 20 | 14 | 77207.627 | 160454.369 | 228625.396 | 251402.684 | 219647.393
2 | 20 | 15 | 17537.7 | 77116.171 | 157276.52 | 194644.604 | 179020.902
2 | 20 | 16 | 9903.957 | 12407.778 | 62924.496 | 94746.981 | 94357.314
2 | 20 | 17 | 0 | 0 | 0 | 0 | 0
2 | 20 | 18 | 0 | 0 | 0 | 0 | 0
2 | 20 | 19 | 0 | 0 | 0 | 0 | 0
2 | 20 | 20 | 0 | 0 | 0 | 0 | 0
2 | 20 | 21 | 0 | 0 | 0 | 0 | 0
2 | 20 | 22 | 0 | 0 | 0 | 0 | 0
2 | 20 | 23 | 0 | 0 | 0 | 0 | 0
2 | 21 | 0 | 0 | 0 | 0 | 0 | 0
2 | 21 | 1 | 0 | 0 | 0 | 0 | 0
2 | 21 | 2 | 0 | 0 | 0 | 0 | 0
2 | 21 | 3 | 0 | 0 | 0 | 0 | 0
2 | 21 | 4 | 0 | 0 | 0 | 0 | 0
2 | 21 | 5 | 0 | 0 | 0 | 0 | 0
2 | 21 | 6 | 0 | 0 | 0 | 0 | 0
2 | 21 | 7 | 29487.054 | 29479.222 | 23106.982 | 13349.617 | 13187.991
2 | 21 | 8 | 82762.794 | 87063.781 | 74380.186 | 50065.767 | 33241.312
2 | 21 | 9 | 75884.857 | 79931.42 | 76432.243 | 67203.692 | 57287.947
2 | 21 | 10 | 93659.125 | 100437.324 | 99418.863 | 91194.805 | 80165.921
2 | 21 | 11 | 63789.897 | 65703.115 | 66176.801 | 64933.682 | 62701.515
2 | 21 | 12 | 91793.064 | 101429.463 | 106470.118 | 103983.603 | 95414.421
2 | 21 | 13 | 79702.008 | 89920.107 | 97315.216 | 97872.031 | 91266.616
2 | 21 | 14 | 57488.755 | 62813.013 | 67587.979 | 69277.502 | 66975.055
2 | 21 | 15 | 24409.534 | 80278.515 | 155012.158 | 190425.849 | 175942.545
2 | 21 | 16 | 12722.292 | 15382.361 | 62477.964 | 93371.796 | 93056.414
2 | 21 | 17 | 0 | 0 | 0 | 0 | 0
2 | 21 | 18 | 0 | 0 | 0 | 0 | 0
2 | 21 | 19 | 0 | 0 | 0 | 0 | 0
2 | 21 | 20 | 0 | 0 | 0 | 0 | 0
2 | 21 | 21 | 0 | 0 | 0 | 0 | 0
2 | 21 | 22 | 0 | 0 | 0 | 0 | 0
2 | 21 | 23 | 0 | 0 | 0 | 0 | 0
2 | 22 | 0 | 0 | 0 | 0 | 0 | 0
2 | 22 | 1 | 0 | 0 | 0 | 0 | 0
2 | 22 | 2 | 0 | 0 | 0 | 0 | 0
2 | 22 | 3 | 0 | 0 | 0 | 0 | 0
2 | 22 | 4 | 0 | 0 | 0 | 0 | 0
2 | 22 | 5 | 0 | 0 | 0 | 0 | 0
2 | 22 | 6 | 0 | 0 | 0 | 0 | 0
2 | 22 | 7 | 61579.943 | 61513.916 | 41907.126 | 11742.652 | 11277.649
2 | 22 | 8 | 136362.816 | 145757.644 | 117177.214 | 60965.152 | 22903.401
2 | 22 | 9 | 220656.26 | 249276.451 | 224168.465 | 154747.285 | 73666.142
2 | 22 | 10 | 236479.503 | 279450.606 | 272922.239 | 220127.445 | 142972.85
2 | 22 | 11 | 146041.421 | 168300.616 | 173753.703 | 159360.421 | 133209.926
2 | 22 | 12 | 150983.467 | 185608.855 | 203448.845 | 194748.685 | 164217.773
2 | 22 | 13 | 113230.451 | 146142.999 | 169180.704 | 170991.543 | 150583.752
2 | 22 | 14 | 77549.268 | 118185.089 | 152660.942 | 164665.499 | 148613.249
2 | 22 | 15 | 24467.611 | 80829.577 | 154704.5 | 189230.638 | 175513.537
2 | 22 | 16 | 13234.843 | 16164.938 | 62454.548 | 93674.554 | 93424.399
2 | 22 | 17 | 0 | 0 | 0 | 0 | 0
2 | 22 | 18 | 0 | 0 | 0 | 0 | 0
2 | 22 | 19 | 0 | 0 | 0 | 0 | 0
2 | 22 | 20 | 0 | 0 | 0 | 0 | 0
2 | 22 | 21 | 0 | 0 | 0 | 0 | 0
2 | 22 | 22 | 0 | 0 | 0 | 0 | 0
2 | 22 | 23 | 0 | 0 | 0 | 0 | 0
2 | 23 | 0 | 0 | 0 | 0 | 0 | 0
2 | 23 | 1 | 0 | 0 | 0 | 0 | 0
2 | 23 | 2 | 0 | 0 | 0 | 0 | 0
2 | 23 | 3 | 0 | 0 | 0 | 0 | 0
2 | 23 | 4 | 0 | 0 | 0 | 0 | 0
2 | 23 | 5 | 0 | 0 | 0 | 0 | 0
2 | 23 | 6 | 0 | 0 | 0 | 0 | 0
2 | 23 | 7 | 54988.812 | 54893.788 | 38620.862 | 14407.895 | 13905.881
2 | 23 | 8 | 129833.664 | 138209.327 | 112186.186 | 61335.419 | 26186.083
2 | 23 | 9 | 162379.343 | 180328.32 | 164325.126 | 121441.408 | 72956.085
2 | 23 | 10 | 181753.977 | 209610.555 | 205246.005 | 171012.442 | 122973.008
2 | 23 | 11 | 229341.16 | 283120.533 | 296071.162 | 261622.544 | 197690.375
2 | 23 | 12 | 175017.311 | 224822.782 | 250420.763 | 238057.665 | 194288.908
2 | 23 | 13 | 153352.8 | 227125.579 | 277090.121 | 281177.213 | 237318.809
2 | 23 | 14 | 85577.179 | 164155.741 | 229130.694 | 251687.919 | 222122.031
2 | 23 | 15 | 26269.02 | 83235.63 | 158321.765 | 194001.086 | 180159.754
2 | 23 | 16 | 13500.399 | 16734.93 | 64446.947 | 97881.878 | 97696.693
2 | 23 | 17 | 0 | 0 | 0 | 0 | 0
2 | 23 | 18 | 0 | 0 | 0 | 0 | 0
2 | 23 | 19 | 0 | 0 | 0 | 0 | 0
2 | 23 | 20 | 0 | 0 | 0 | 0 | 0
2 | 23 | 21 | 0 | 0 | 0 | 0 | 0
2 | 23 | 22 | 0 | 0 | 0 | 0 | 0
2 | 23 | 23 | 0 | 0 | 0 | 0 | 0
2 | 24 | 0 | 0 | 0 | 0 | 0 | 0
2 | 24 | 1 | 0 | 0 | 0 | 0 | 0
2 | 24 | 2 | 0 | 0 | 0 | 0 | 0
2 | 24 | 3 | 0 | 0 | 0 | 0 | 0
2 | 24 | 4 | 0 | 0 | 0 | 0 | 0
2 | 24 | 5 | 0 | 0 | 0 | 0 | 0
2 | 24 | 6 | 0 | 0 | 0 | 0 | 0
2 | 24 | 7 | 6690.024 | 6690.024 | 6690.024 | 6690.024 | 6690.024
2 | 24 | 8 | 21470.52 | 21495.939 | 21417.354 | 21280.817 | 21166.315
2 | 24 | 9 | 3250.4 | 3250.4 | 3250.4 | 3250.4 | 3250.4
2 | 24 | 10 | 13980.409 | 13980.409 | 13980.409 | 13980.409 | 13980.409
2 | 24 | 11 | 39501.847 | 39792.504 | 39864.114 | 39674.714 | 39335.288
2 | 24 | 12 | 28277.702 | 28278.21 | 28278.478 | 28278.349 | 28277.899
2 | 24 | 13 | 46862.626 | 47730.113 | 48384.115 | 48441.353 | 47868.275
2 | 24 | 14 | 20786.581 | 20786.581 | 20786.581 | 20786.581 | 20786.581
2 | 24 | 15 | 16223.953 | 16223.953 | 16223.953 | 16223.953 | 16223.953
2 | 24 | 16 | 5785.726 | 5785.726 | 5785.726 | 5785.726 | 5785.726
2 | 24 | 17 | 0 | 0 | 0 | 0 | 0
2 | 24 | 18 | 0 | 0 | 0 | 0 | 0
2 | 24 | 19 | 0 | 0 | 0 | 0 | 0
2 | 24 | 20 | 0 | 0 | 0 | 0 | 0
2 | 24 | 21 | 0 | 0 | 0 | 0 | 0
2 | 24 | 22 | 0 | 0 | 0 | 0 | 0
2 | 24 | 23 | 0 | 0 | 0 | 0 | 0
2 | 25 | 0 | 0 | 0 | 0 | 0 | 0
2 | 25 | 1 | 0 | 0 | 0 | 0 | 0
2 | 25 | 2 | 0 | 0 | 0 | 0 | 0
2 | 25 | 3 | 0 | 0 | 0 | 0 | 0
2 | 25 | 4 | 0 | 0 | 0 | 0 | 0
2 | 25 | 5 | 0 | 0 | 0 | 0 | 0
2 | 25 | 6 | 0 | 0 | 0 | 0 | 0
2 | 25 | 7 | 25439.403 | 25377.937 | 21402.699 | 15858.36 | 15580.921
2 | 25 | 8 | 66376.707 | 68606.412 | 61421.984 | 48017.927 | 38198.803
2 | 25 | 9 | 141190.986 | 154462.584 | 142250.964 | 110586.611 | 75658.79
2 | 25 | 10 | 194750.261 | 225018.171 | 220038.091 | 182584.195 | 130945.51
2 | 25 | 11 | 175287.674 | 206580.301 | 214227.423 | 193914.175 | 157175.407
2 | 25 | 12 | 129656.935 | 151395.529 | 162842.763 | 157398.424 | 138193.744
2 | 25 | 13 | 105274.636 | 127357.885 | 143406.576 | 144875.596 | 130918.537
2 | 25 | 14 | 61380.483 | 69981.801 | 77864.943 | 80787.285 | 77124.944
2 | 25 | 15 | 34411.6 | 35754.665 | 37328.769 | 38211.406 | 37884.723
2 | 25 | 16 | 14591.129 | 14706.427 | 15303.861 | 15725.465 | 15723.777
2 | 25 | 17 | 0 | 0 | 0 | 0 | 0
2 | 25 | 18 | 0 | 0 | 0 | 0 | 0
2 | 25 | 19 | 0 | 0 | 0 | 0 | 0
2 | 25 | 20 | 0 | 0 | 0 | 0 | 0
2 | 25 | 21 | 0 | 0 | 0 | 0 | 0
2 | 25 | 22 | 0 | 0 | 0 | 0 | 0
2 | 25 | 23 | 0 | 0 | 0 | 0 | 0
2 | 26 | 0 | 0 | 0 | 0 | 0 | 0
2 | 26 | 1 | 0 | 0 | 0 | 0 | 0
2 | 26 | 2 | 0 | 0 | 0 | 0 | 0
2 | 26 | 3 | 0 | 0 | 0 | 0 | 0
2 | 26 | 4 | 0 | 0 | 0 | 0 | 0
2 | 26 | 5 | 0 | 0 | 0 | 0 | 0
2 | 26 | 6 | 0 | 0 | 0 | 0 | 0
2 | 26 | 7 | 108720.682 | 108379.963 | 67028.606 | 10692.218 | 9202.739
2 | 26 | 8 | 195821.309 | 208605.841 | 165701.977 | 79853.149 | 19724.341
2 | 26 | 9 | 99838.444 | 105989.236 | 100240.719 | 85553.567 | 69567.492
2 | 26 | 10 | 80451.689 | 83544.884 | 83022.332 | 79189.108 | 74131.776
2 | 26 | 11 | 95612.094 | 103070.532 | 104900.707 | 100039.045 | 91314.515
2 | 26 | 12 | 87590.986 | 95259.062 | 99319.713 | 97406.937 | 90634.321
2 | 26 | 13 | 61844.986 | 64373.732 | 66261.072 | 66442.396 | 64811.559
2 | 26 | 14 | 58238.707 | 62492.345 | 66390.335 | 67850.521 | 66060.29
2 | 26 | 15 | 28321.658 | 28886.248 | 29550.598 | 29925.45 | 29791.022
2 | 26 | 16 | 11364.388 | 11364.388 | 11364.388 | 11364.388 | 11364.388
2 | 26 | 17 | 0 | 0 | 0 | 0 | 0
2 | 26 | 18 | 0 | 0 | 0 | 0 | 0
2 | 26 | 19 | 0 | 0 | 0 | 0 | 0
2 | 26 | 20 | 0 | 0 | 0 | 0 | 0
2 | 26 | 21 | 0 | 0 | 0 | 0 | 0
2 | 26 | 22 | 0 | 0 | 0 | 0 | 0
2 | 26 | 23 | 0 | 0 | 0 | 0 | 0
2 | 27 | 0 | 0 | 0 | 0 | 0 | 0
2 | 27 | 1 | 0 | 0 | 0 | 0 | 0
2 | 27 | 2 | 0 | 0 | 0 | 0 | 0
2 | 27 | 3 | 0 | 0 | 0 | 0 | 0
2 | 27 | 4 | 0 | 0 | 0 | 0 | 0
2 | 27 | 5 | 0 | 0 | 0 | 0 | 0
2 | 27 | 6 | 0 | 0 | 0 | 0 | 0
2 | 27 | 7 | 104438.668 | 104046.135 | 64259.627 | 12125.246 | 10383.213
2 | 27 | 8 | 194551.917 | 207082.766 | 164139.314 | 79357.957 | 19957.894
2 | 27 | 9 | 237740.939 | 266972.523 | 239232.42 | 166735.123 | 83167.682
2 | 27 | 10 | 250605.758 | 294851.508 | 287279.562 | 231881.182 | 154174.756
2 | 27 | 11 | 241566.273 | 297718.291 | 311257.677 | 275038.675 | 208522.452
2 | 27 | 12 | 212148.534 | 277617.936 | 311568.16 | 295818.474 | 238680.29
2 | 27 | 13 | 160253.745 | 234840.853 | 286921.661 | 292078.258 | 247604.867
2 | 27 | 14 | 89658.416 | 172039.697 | 240828.25 | 265962.817 | 235789.556
2 | 27 | 15 | 24135.982 | 87184.346 | 169892.566 | 209865.907 | 196067.7
2 | 27 | 16 | 9978.415 | 14861.42 | 74984.296 | 122961.343 | 123077.069
2 | 27 | 17 | 0 | 0 | 0 | 0 | 0
2 | 27 | 18 | 0 | 0 | 0 | 0 | 0
2 | 27 | 19 | 0 | 0 | 0 | 0 | 0
2 | 27 | 20 | 0 | 0 | 0 | 0 | 0
2 | 27 | 21 | 0 | 0 | 0 | 0 | 0
2 | 27 | 22 | 0 | 0 | 0 | 0 | 0
2 | 27 | 23 | 0 | 0 | 0 | 0 | 0
2 | 28 | 0 | 0 | 0 | 0 | 0 | 0
2 | 28 | 1 | 0 | 0 | 0 | 0 | 0
2 | 28 | 2 | 0 | 0 | 0 | 0 | 0
2 | 28 | 3 | 0 | 0 | 0 | 0 | 0
2 | 28 | 4 | 0 | 0 | 0 | 0 | 0
2 | 28 | 5 | 0 | 0 | 0 | 0 | 0
2 | 28 | 6 | 0 | 0 | 0 | 0 | 0
2 | 28 | 7 | 77990.856 | 77603.384 | 50186.831 | 15245.856 | 13542.074
2 | 28 | 8 | 147470.357 | 155966.303 | 126247.068 | 68900.857 | 27913.466
2 | 28 | 9 | 180593.929 | 199877.963 | 181287.753 | 133812.004 | 80489.008
2 | 28 | 10 | 236545.112 | 276972.065 | 269895.591 | 219108.841 | 148642.083
2 | 28 | 11 | 189203.543 | 226028.699 | 234978.633 | 211076.837 | 167732.697
2 | 28 | 12 | 159874.203 | 195403.177 | 214159.611 | 205530.227 | 174370.397
2 | 28 | 13 | 99235.802 | 115381.718 | 127302.64 | 128552.432 | 118407.369
2 | 28 | 14 | 15568.871 | 15568.871 | 15568.871 | 15568.871 | 15568.871
2 | 28 | 15 | 0 | 0 | 0 | 0 | 0
2 | 28 | 16 | 0 | 0 | 0 | 0 | 0
2 | 28 | 17 | 0 | 0 | 0 | 0 | 0
2 | 28 | 18 | 0 | 0 | 0 | 0 | 0
2 | 28 | 19 | 0 | 0 | 0 | 0 | 0
2 | 28 | 20 | 0 | 0 | 0 | 0 | 0
2 | 28 | 21 | 0 | 0 | 0 | 0 | 0
2 | 28 | 22 | 0 | 0 | 0 | 0 | 0
2 | 28 | 23 | 0 | 0 | 0 | 0 | 0
3 | 1 | 0 | 0 | 0 | 0 | 0 | 0
3 | 1 | 1 | 0 | 0 | 0 | 0 | 0
3 | 1 | 2 | 0 | 0 | 0 | 0 | 0
3 | 1 | 3 | 0 | 0 | 0 | 0 | 0
3 | 1 | 4 | 0 | 0 | 0 | 0 | 0
3 | 1 | 5 | 0 | 0 | 0 | 0 | 0
3 | 1 | 6 | 0 | 0 | 0 | 0 | 0
3 | 1 | 7 | 7095.354 | 7095.354 | 7095.354 | 7095.354 | 7095.354
3 | 1 | 8 | 48300.717 | 48931.428 | 46625.114 | 42488.306 | 39297.745
3 | 1 | 9 | 135898.814 | 146433.271 | 135956.011 | 109909.958 | 81265.231
3 | 1 | 10 | 103340.519 | 110225.092 | 108960.736 | 100282.79 | 88967.778
3 | 1 | 11 | 137648.254 | 154534.844 | 158658.317 | 147649.555 | 127854.06
3 | 1 | 12 | 94412.486 | 102903.934 | 107452.114 | 105405.577 | 97956.425
3 | 1 | 13 | 84764.564 | 94216.435 | 101344.216 | 102158.139 | 96184.27
3 | 1 | 14 | 73537.428 | 87478.326 | 100154.871 | 105096.998 | 99567.372
3 | 1 | 15 | 24509.814 | 24690.467 | 24906.821 | 25032.126 | 24992.951
3 | 1 | 16 | 14687.877 | 14763.392 | 15079.371 | 15308.145 | 15315.566
3 | 1 | 17 | 0 | 0 | 0 | 0 | 0
3 | 1 | 18 | 0 | 0 | 0 | 0 | 0
3 | 1 | 19 | 0 | 0 | 0 | 0 | 0
3 | 1 | 20 | 0 | 0 | 0 | 0 | 0
3 | 1 | 21 | 0 | 0 | 0 | 0 | 0
3 | 1 | 22 | 0 | 0 | 0 | 0 | 0
3 | 1 | 23 | 0 | 0 | 0 | 0 | 0
3 | 2 | 0 | 0 | 0 | 0 | 0 | 0
3 | 2 | 1 | 0 | 0 | 0 | 0 | 0
3 | 2 | 2 | 0 | 0 | 0 | 0 | 0
3 | 2 | 3 | 0 | 0 | 0 | 0 | 0
3 | 2 | 4 | 0 | 0 | 0 | 0 | 0
3 | 2 | 5 | 0 | 0 | 0 | 0 | 0
3 | 2 | 6 | 0 | 0 | 0 | 0 | 0
3 | 2 | 7 | 12051.76 | 12051.461 | 12046.303 | 12039.307 | 12038.127
3 | 2 | 8 | 12437.327 | 12437.327 | 12437.327 | 12437.327 | 12437.327
3 | 2 | 9 | 9684.375 | 9684.375 | 9684.375 | 9684.375 | 9684.375
3 | 2 | 10 | 6048.095 | 6048.095 | 6048.095 | 6048.095 | 6048.095
3 | 2 | 11 | 28716.321 | 28723.047 | 28724.694 | 28720.299 | 28712.435
3 | 2 | 12 | 19735.879 | 19735.879 | 19735.879 | 19735.879 | 19735.879
3 | 2 | 13 | 57740.059 | 59382.68 | 60642.154 | 60792.103 | 59744.663
3 | 2 | 14 | 14290.368 | 14290.368 | 14290.368 | 14290.368 | 14290.368
3 | 2 | 15 | 41738.429 | 44950.628 | 48963.179 | 51170.959 | 50505.965
3 | 2 | 16 | 20533.589 | 20966.447 | 22976.196 | 24475.608 | 24534.951
3 | 2 | 17 | 0 | 0 | 0 | 0 | 0
3 | 2 | 18 | 0 | 0 | 0 | 0 | 0
3 | 2 | 19 | 0 | 0 | 0 | 0 | 0
3 | 2 | 20 | 0 | 0 | 0 | 0 | 0
3 | 2 | 21 | 0 | 0 | 0 | 0 | 0
3 | 2 | 22 | 0 | 0 | 0 | 0 | 0
3 | 2 | 23 | 0 | 0 | 0 | 0 | 0
3 | 3 | 0 | 0 | 0 | 0 | 0 | 0
3 | 3 | 1 | 0 | 0 | 0 | 0 | 0
3 | 3 | 2 | 0 | 0 | 0 | 0 | 0
3 | 3 | 3 | 0 | 0 | 0 | 0 | 0
3 | 3 | 4 | 0 | 0 | 0 | 0 | 0
3 | 3 | 5 | 0 | 0 | 0 | 0 | 0
3 | 3 | 6 | 0 | 0 | 0 | 0 | 0
3 | 3 | 7 | 18428.158 | 18388.169 | 17757.777 | 16907.053 | 16750.664
3 | 3 | 8 | 128188.627 | 133846.663 | 111886.869 | 70227.563 | 39342.82
3 | 3 | 9 | 249518.973 | 277052.757 | 248797.077 | 178033.57 | 96282.995
3 | 3 | 10 | 267185.637 | 310839.92 | 302572.091 | 246714.404 | 170160.012
3 | 3 | 11 | 258865.632 | 315080.93 | 328602.233 | 292306.173 | 225662.705
3 | 3 | 12 | 228556.992 | 294298.451 | 328897.814 | 313802.637 | 256983.974
3 | 3 | 13 | 175541.762 | 250922.413 | 305257.744 | 311885.18 | 267328.038
3 | 3 | 14 | 103347.722 | 184732.848 | 253600.065 | 280349.469 | 251813.256
3 | 3 | 15 | 31232.867 | 96822.188 | 181131.785 | 223581.546 | 211362.9
3 | 3 | 16 | 13939.975 | 20774.641 | 83144.253 | 133115.584 | 135339.817
3 | 3 | 17 | 924.427 | 924.427 | 1651.391 | 2321.102 | 2388.186
3 | 3 | 18 | 0 | 0 | 0 | 0 | 0
3 | 3 | 19 | 0 | 0 | 0 | 0 | 0
3 | 3 | 20 | 0 | 0 | 0 | 0 | 0
3 | 3 | 21 | 0 | 0 | 0 | 0 | 0
3 | 3 | 22 | 0 | 0 | 0 | 0 | 0
3 | 3 | 23 | 0 | 0 | 0 | 0 | 0
3 | 4 | 0 | 0 | 0 | 0 | 0 | 0
3 | 4 | 1 | 0 | 0 | 0 | 0 | 0
3 | 4 | 2 | 0 | 0 | 0 | 0 | 0
3 | 4 | 3 | 0 | 0 | 0 | 0 | 0
3 | 4 | 4 | 0 | 0 | 0 | 0 | 0
3 | 4 | 5 | 0 | 0 | 0 | 0 | 0
3 | 4 | 6 | 0 | 0 | 0 | 0 | 0
3 | 4 | 7 | 16671.6 | 16645.678 | 16268.787 | 15762 | 15661.011
3 | 4 | 8 | 39537.742 | 39765.547 | 38857.568 | 37346.094 | 36116.7
3 | 4 | 9 | 51482.766 | 52032.923 | 51459.564 | 50098.552 | 48747.173
3 | 4 | 10 | 106525.45 | 113389.849 | 112053.958 | 103290.247 | 91951.007
3 | 4 | 11 | 112607.406 | 121975.575 | 124264.523 | 118152.923 | 107177.007
3 | 4 | 12 | 226191.786 | 288473.371 | 320997.697 | 307035.128 | 253602.557
3 | 4 | 13 | 175632.298 | 248492.973 | 300748.304 | 307336.932 | 264948.494
3 | 4 | 14 | 104318.143 | 186050.939 | 254725.49 | 281552.468 | 253630.876
3 | 4 | 15 | 32292.649 | 99046.848 | 184409.061 | 227356.882 | 215499.159
3 | 4 | 16 | 11934.144 | 19519.258 | 86770.01 | 140567.403 | 143212.399
3 | 4 | 17 | 1126.346 | 1126.346 | 2364.262 | 3553.286 | 3670.836
3 | 4 | 18 | 0 | 0 | 0 | 0 | 0
3 | 4 | 19 | 0 | 0 | 0 | 0 | 0
3 | 4 | 20 | 0 | 0 | 0 | 0 | 0
3 | 4 | 21 | 0 | 0 | 0 | 0 | 0
3 | 4 | 22 | 0 | 0 | 0 | 0 | 0
3 | 4 | 23 | 0 | 0 | 0 | 0 | 0
3 | 5 | 0 | 0 | 0 | 0 | 0 | 0
3 | 5 | 1 | 0 | 0 | 0 | 0 | 0
3 | 5 | 2 | 0 | 0 | 0 | 0 | 0
3 | 5 | 3 | 0 | 0 | 0 | 0 | 0
3 | 5 | 4 | 0 | 0 | 0 | 0 | 0
3 | 5 | 5 | 0 | 0 | 0 | 0 | 0
3 | 5 | 6 | 0 | 0 | 0 | 0 | 0
3 | 5 | 7 | 15408.221 | 15392.751 | 15183.933 | 14904.189 | 14844.068
3 | 5 | 8 | 26253.772 | 26292.84 | 26132.19 | 25865.968 | 25650.136
3 | 5 | 9 | 42657.199 | 42947.637 | 42640.181 | 41915.015 | 41197.013
3 | 5 | 10 | 82864.506 | 85558.656 | 85023.928 | 81572.781 | 77142.201
3 | 5 | 11 | 43713.459 | 44068.933 | 44156.044 | 43923.754 | 43508.156
3 | 5 | 12 | 54006.404 | 54916.847 | 55411.492 | 55200.581 | 54407.662
3 | 5 | 13 | 29386.602 | 29417.779 | 29442.129 | 29445.387 | 29425.644
3 | 5 | 14 | 17242.658 | 17242.658 | 17242.658 | 17242.658 | 17242.658
3 | 5 | 15 | 2627.975 | 2627.975 | 2627.975 | 2627.975 | 2627.975
3 | 5 | 16 | 0 | 0 | 0 | 0 | 0
3 | 5 | 17 | 0 | 0 | 0 | 0 | 0
3 | 5 | 18 | 0 | 0 | 0 | 0 | 0
3 | 5 | 19 | 0 | 0 | 0 | 0 | 0
3 | 5 | 20 | 0 | 0 | 0 | 0 | 0
3 | 5 | 21 | 0 | 0 | 0 | 0 | 0
3 | 5 | 22 | 0 | 0 | 0 | 0 | 0
3 | 5 | 23 | 0 | 0 | 0 | 0 | 0
3 | 6 | 0 | 0 | 0 | 0 | 0 | 0
3 | 6 | 1 | 0 | 0 | 0 | 0 | 0
3 | 6 | 2 | 0 | 0 | 0 | 0 | 0
3 | 6 | 3 | 0 | 0 | 0 | 0 | 0
3 | 6 | 4 | 0 | 0 | 0 | 0 | 0
3 | 6 | 5 | 0 | 0 | 0 | 0 | 0
3 | 6 | 6 | 0 | 0 | 0 | 0 | 0
3 | 6 | 7 | 2287.514 | 2287.514 | 2287.514 | 2287.514 | 2287.514
3 | 6 | 8 | 6186.734 | 6186.734 | 6186.734 | 6186.734 | 6186.734
3 | 6 | 9 | 19881.16 | 19881.16 | 19881.16 | 19881.16 | 19881.16
3 | 6 | 10 | 21066.32 | 21066.32 | 21066.32 | 21066.32 | 21066.32
3 | 6 | 11 | 34973.168 | 35095.804 | 35125.869 | 35045.749 | 34902.383
3 | 6 | 12 | 58561.885 | 59804.247 | 60481.531 | 60197.01 | 59117.343
3 | 6 | 13 | 45251.024 | 45856.355 | 46331.03 | 46396.935 | 46015.454
3 | 6 | 14 | 22809.52 | 22809.52 | 22809.52 | 22809.52 | 22809.52
3 | 6 | 15 | 7746.239 | 7746.239 | 7746.239 | 7746.239 | 7746.239
3 | 6 | 16 | 1016.962 | 1016.962 | 1016.962 | 1016.962 | 1016.962
3 | 6 | 17 | 1393.97 | 1393.97 | 1471.61 | 1649.246 | 1697.552
3 | 6 | 18 | 0 | 0 | 0 | 0 | 0
3 | 6 | 19 | 0 | 0 | 0 | 0 | 0
3 | 6 | 20 | 0 | 0 | 0 | 0 | 0
3 | 6 | 21 | 0 | 0 | 0 | 0 | 0
3 | 6 | 22 | 0 | 0 | 0 | 0 | 0
3 | 6 | 23 | 0 | 0 | 0 | 0 | 0
3 | 7 | 0 | 0 | 0 | 0 | 0 | 0
3 | 7 | 1 | 0 | 0 | 0 | 0 | 0
3 | 7 | 2 | 0 | 0 | 0 | 0 | 0
3 | 7 | 3 | 0 | 0 | 0 | 0 | 0
3 | 7 | 4 | 0 | 0 | 0 | 0 | 0
3 | 7 | 5 | 0 | 0 | 0 | 0 | 0
3 | 7 | 6 | 0 | 0 | 0 | 0 | 0
3 | 7 | 7 | 20944.579 | 20884.547 | 20175.177 | 19232.747 | 19000.297
3 | 7 | 8 | 154919.101 | 161350.758 | 132996.515 | 79825.174 | 39293.81
3 | 7 | 9 | 260744.041 | 287129.882 | 258284.553 | 188029.618 | 105887.583
3 | 7 | 10 | 212051.066 | 240566.168 | 234732.92 | 197703.205 | 148628.118
3 | 7 | 11 | 206693.835 | 243500.66 | 252408.603 | 228584.503 | 185119.683
3 | 7 | 12 | 196558.592 | 245366.851 | 271482.775 | 260731.33 | 218867.883
3 | 7 | 13 | 147294.786 | 192294.213 | 226103.111 | 230917.97 | 204114.844
3 | 7 | 14 | 97670.696 | 154552.994 | 204118.167 | 224430.687 | 204846.841
3 | 7 | 15 | 47445.486 | 57129.52 | 69446.915 | 76325.333 | 74644.994
3 | 7 | 16 | 2874.205 | 2874.205 | 2874.205 | 2874.205 | 2874.205
3 | 7 | 17 | 0 | 0 | 0 | 0 | 0
3 | 7 | 18 | 0 | 0 | 0 | 0 | 0
3 | 7 | 19 | 0 | 0 | 0 | 0 | 0
3 | 7 | 20 | 0 | 0 | 0 | 0 | 0
3 | 7 | 21 | 0 | 0 | 0 | 0 | 0
3 | 7 | 22 | 0 | 0 | 0 | 0 | 0
3 | 7 | 23 | 0 | 0 | 0 | 0 | 0
3 | 8 | 0 | 0 | 0 | 0 | 0 | 0
3 | 8 | 1 | 0 | 0 | 0 | 0 | 0
3 | 8 | 2 | 0 | 0 | 0 | 0 | 0
3 | 8 | 3 | 0 | 0 | 0 | 0 | 0
3 | 8 | 4 | 0 | 0 | 0 | 0 | 0
3 | 8 | 5 | 0 | 0 | 0 | 0 | 0
3 | 8 | 6 | 0 | 0 | 0 | 0 | 0
3 | 8 | 7 | 23104.091 | 23019.875 | 22082.526 | 20842.395 | 20516.564
3 | 8 | 8 | 93410.882 | 95973.426 | 84338.09 | 63540.658 | 47530.956
3 | 8 | 9 | 102649.483 | 107406.33 | 102127.124 | 89796.124 | 76711.839
3 | 8 | 10 | 182118.933 | 202710.941 | 198414.106 | 171607.577 | 136597.979
3 | 8 | 11 | 187922.405 | 216679.924 | 223659.165 | 205027.138 | 171124.505
3 | 8 | 12 | 173976.757 | 208606.318 | 227292.039 | 219713.893 | 190013.2
3 | 8 | 13 | 97808.416 | 109835.563 | 119159.476 | 120546.378 | 113197.449
3 | 8 | 14 | 47762.208 | 48915.13 | 50080.468 | 50575.573 | 50110.427
3 | 8 | 15 | 1861.639 | 1861.639 | 1861.639 | 1861.639 | 1861.639
3 | 8 | 16 | 15538.41 | 15594.469 | 15780.691 | 15920.663 | 15932.347
3 | 8 | 17 | 0 | 0 | 0 | 0 | 0
3 | 8 | 18 | 0 | 0 | 0 | 0 | 0
3 | 8 | 19 | 0 | 0 | 0 | 0 | 0
3 | 8 | 20 | 0 | 0 | 0 | 0 | 0
3 | 8 | 21 | 0 | 0 | 0 | 0 | 0
3 | 8 | 22 | 0 | 0 | 0 | 0 | 0
3 | 8 | 23 | 0 | 0 | 0 | 0 | 0
3 | 9 | 0 | 0 | 0 | 0 | 0 | 0
3 | 9 | 1 | 0 | 0 | 0 | 0 | 0
3 | 9 | 2 | 0 | 0 | 0 | 0 | 0
3 | 9 | 3 | 0 | 0 | 0 | 0 | 0
3 | 9 | 4 | 0 | 0 | 0 | 0 | 0
3 | 9 | 5 | 0 | 0 | 0 | 0 | 0
3 | 9 | 6 | 0 | 0 | 0 | 0 | 0
3 | 9 | 7 | 9363.738 | 9363.738 | 9363.738 | 9363.738 | 9363.738
3 | 9 | 8 | 26112.322 | 26144.03 | 25995.182 | 25753.008 | 25559.382
3 | 9 | 9 | 39820.345 | 40036.776 | 39792.765 | 39231.323 | 38681.404
3 | 9 | 10 | 46886.971 | 47293.107 | 47206.452 | 46677.785 | 46016.861
3 | 9 | 11 | 41834.646 | 42141.67 | 42217.105 | 42016.751 | 41658.001
3 | 9 | 12 | 27849.968 | 27860.244 | 27865.907 | 27863.639 | 27854.77
3 | 9 | 13 | 51497.571 | 52571.54 | 53420.536 | 53551.6 | 52887.966
3 | 9 | 14 | 38729.292 | 39276.62 | 39832.364 | 40070.968 | 39852.655
3 | 9 | 15 | 12217.84 | 12217.84 | 12217.84 | 12217.84 | 12217.84
3 | 9 | 16 | 5938.004 | 5938.004 | 5938.004 | 5938.004 | 5938.004
3 | 9 | 17 | 0 | 0 | 0 | 0 | 0
3 | 9 | 18 | 0 | 0 | 0 | 0 | 0
3 | 9 | 19 | 0 | 0 | 0 | 0 | 0
3 | 9 | 20 | 0 | 0 | 0 | 0 | 0
3 | 9 | 21 | 0 | 0 | 0 | 0 | 0
3 | 9 | 22 | 0 | 0 | 0 | 0 | 0
3 | 9 | 23 | 0 | 0 | 0 | 0 | 0
3 | 10 | 0 | 0 | 0 | 0 | 0 | 0
3 | 10 | 1 | 0 | 0 | 0 | 0 | 0
3 | 10 | 2 | 0 | 0 | 0 | 0 | 0
3 | 10 | 3 | 0 | 0 | 0 | 0 | 0
3 | 10 | 4 | 0 | 0 | 0 | 0 | 0
3 | 10 | 5 | 0 | 0 | 0 | 0 | 0
3 | 10 | 6 | 0 | 0 | 0 | 0 | 0
3 | 10 | 7 | 13996.334 | 13996.334 | 13996.334 | 13996.334 | 13996.334
3 | 10 | 8 | 26437.543 | 26463.735 | 26336.357 | 26130.044 | 25965.658
3 | 10 | 9 | 185353.948 | 200311.332 | 183164.304 | 142975.437 | 97990.108
3 | 10 | 10 | 260246.896 | 296397.062 | 288653.173 | 240815.197 | 176487.456
3 | 10 | 11 | 251457.943 | 299239.202 | 310650.032 | 280094.035 | 223023.411
3 | 10 | 12 | 192623.986 | 236650.102 | 260302.581 | 251053.621 | 213708.37
3 | 10 | 13 | 175119.003 | 238476.487 | 285442.019 | 292750.459 | 256823.128
3 | 10 | 14 | 108330.075 | 179385.016 | 239812.34 | 265027.87 | 242594.909
3 | 10 | 15 | 33350.679 | 92921.148 | 168251.388 | 207684.664 | 199462.774
3 | 10 | 16 | 14007.587 | 23400.927 | 86423.055 | 136627.581 | 140906.699
3 | 10 | 17 | 1629.679 | 1629.679 | 5061.706 | 11609.523 | 12805.041
3 | 10 | 18 | 0 | 0 | 0 | 0 | 0
3 | 10 | 19 | 0 | 0 | 0 | 0 | 0
3 | 10 | 20 | 0 | 0 | 0 | 0 | 0
3 | 10 | 21 | 0 | 0 | 0 | 0 | 0
3 | 10 | 22 | 0 | 0 | 0 | 0 | 0
3 | 10 | 23 | 0 | 0 | 0 | 0 | 0
3 | 11 | 0 | 0 | 0 | 0 | 0 | 0
3 | 11 | 1 | 0 | 0 | 0 | 0 | 0
3 | 11 | 2 | 0 | 0 | 0 | 0 | 0
3 | 11 | 3 | 0 | 0 | 0 | 0 | 0
3 | 11 | 4 | 0 | 0 | 0 | 0 | 0
3 | 11 | 5 | 0 | 0 | 0 | 0 | 0
3 | 11 | 6 | 2576.233 | 2458.672 | 1963.893 | 1725.406 | 1725.406
3 | 11 | 7 | 86096.702 | 83645.201 | 57614.61 | 25675.215 | 20499.143
3 | 11 | 8 | 85818.781 | 87592.614 | 78642.518 | 62936.966 | 50782.007
3 | 11 | 9 | 186065.59 | 201075.928 | 183595.287 | 143271.515 | 98762.117
3 | 11 | 10 | 185508.501 | 205874.142 | 201391.344 | 174578.829 | 140161.985
3 | 11 | 11 | 160698.695 | 180118.365 | 184877.595 | 172259.702 | 149497.64
3 | 11 | 12 | 215112.715 | 270621.308 | 300815.01 | 289194.374 | 242023.54
3 | 11 | 13 | 93089.554 | 103021.955 | 110887.164 | 112183.864 | 106157.075
3 | 11 | 14 | 106654.541 | 170207.779 | 226317.116 | 250439.608 | 229545.819
3 | 11 | 15 | 44676.045 | 94008.127 | 157317.525 | 191767.029 | 184919.015
3 | 11 | 16 | 21064.5 | 28669.94 | 72934.031 | 108580.578 | 111926.216
3 | 11 | 17 | 2011.955 | 2011.955 | 3080.015 | 5211.977 | 5659.557
3 | 11 | 18 | 0 | 0 | 0 | 0 | 0
3 | 11 | 19 | 0 | 0 | 0 | 0 | 0
3 | 11 | 20 | 0 | 0 | 0 | 0 | 0
3 | 11 | 21 | 0 | 0 | 0 | 0 | 0
3 | 11 | 22 | 0 | 0 | 0 | 0 | 0
3 | 11 | 23 | 0 | 0 | 0 | 0 | 0
3 | 12 | 0 | 0 | 0 | 0 | 0 | 0
3 | 12 | 1 | 0 | 0 | 0 | 0 | 0
3 | 12 | 2 | 0 | 0 | 0 | 0 | 0
3 | 12 | 3 | 0 | 0 | 0 | 0 | 0
3 | 12 | 4 | 0 | 0 | 0 | 0 | 0
3 | 12 | 5 | 0 | 0 | 0 | 0 | 0
3 | 12 | 6 | 5503.109 | 5077.837 | 2980.601 | 1939.357 | 1939.357
3 | 12 | 7 | 152759.789 | 147427.91 | 92286.638 | 23994.777 | 13485.009
3 | 12 | 8 | 219389.817 | 227894.539 | 182976.317 | 99180.434 | 33802.374
3 | 12 | 9 | 228156.542 | 248644.024 | 224385.894 | 168347.326 | 104722.294
3 | 12 | 10 | 230726.974 | 261031.897 | 254271.612 | 214066.482 | 161842.566
3 | 12 | 11 | 191495.78 | 219233.178 | 226004.261 | 208057.244 | 175425.878
3 | 12 | 12 | 144225.907 | 164556.353 | 175793.988 | 171535.666 | 154195.2
3 | 12 | 13 | 121001.222 | 142190.769 | 158840.513 | 161661.477 | 149061.269
3 | 12 | 14 | 90544.082 | 113818.691 | 135353.715 | 144802.374 | 136838.994
3 | 12 | 15 | 41917.002 | 43669.426 | 45898.205 | 47258.032 | 47001.091
3 | 12 | 16 | 16325.891 | 16375.771 | 16524.388 | 16638.557 | 16651.374
3 | 12 | 17 | 0 | 0 | 0 | 0 | 0
3 | 12 | 18 | 0 | 0 | 0 | 0 | 0
3 | 12 | 19 | 0 | 0 | 0 | 0 | 0
3 | 12 | 20 | 0 | 0 | 0 | 0 | 0
3 | 12 | 21 | 0 | 0 | 0 | 0 | 0
3 | 12 | 22 | 0 | 0 | 0 | 0 | 0
3 | 12 | 23 | 0 | 0 | 0 | 0 | 0
3 | 13 | 0 | 0 | 0 | 0 | 0 | 0
3 | 13 | 1 | 0 | 0 | 0 | 0 | 0
3 | 13 | 2 | 0 | 0 | 0 | 0 | 0
3 | 13 | 3 | 0 | 0 | 0 | 0 | 0
3 | 13 | 4 | 0 | 0 | 0 | 0 | 0
3 | 13 | 5 | 0 | 0 | 0 | 0 | 0
3 | 13 | 6 | 4236.097 | 4020.295 | 2936.267 | 2396.498 | 2396.498
3 | 13 | 7 | 72241.775 | 70226.739 | 51099.872 | 27341.394 | 22429.156
3 | 13 | 8 | 172153.194 | 177980.537 | 146142.025 | 88830.187 | 44344.533
3 | 13 | 9 | 261624.329 | 285952.571 | 256677.629 | 189680.417 | 113473.907
3 | 13 | 10 | 93082.048 | 97500.805 | 96491.483 | 90644.103 | 83341.556
3 | 13 | 11 | 65139.021 | 66556.906 | 66906.985 | 65984.113 | 64329.073
3 | 13 | 12 | 52437.863 | 53260.582 | 53721.1 | 53549.528 | 52846.424
3 | 13 | 13 | 31775.838 | 31869.529 | 31945.192 | 31958.5 | 31901.656
3 | 13 | 14 | 25604.747 | 25604.747 | 25604.747 | 25604.747 | 25604.747
3 | 13 | 15 | 23614.561 | 23640.29 | 23673.016 | 23693.57 | 23689.91
3 | 13 | 16 | 16163.413 | 16194.081 | 16283.172 | 16351.985 | 16360.2
3 | 13 | 17 | 48.148 | 48.148 | 48.148 | 48.148 | 48.148
3 | 13 | 18 | 0 | 0 | 0 | 0 | 0
3 | 13 | 19 | 0 | 0 | 0 | 0 | 0
3 | 13 | 20 | 0 | 0 | 0 | 0 | 0
3 | 13 | 21 | 0 | 0 | 0 | 0 | 0
3 | 13 | 22 | 0 | 0 | 0 | 0 | 0
3 | 13 | 23 | 0 | 0 | 0 | 0 | 0
3 | 14 | 0 | 0 | 0 | 0 | 0 | 0
3 | 14 | 1 | 0 | 0 | 0 | 0 | 0
3 | 14 | 2 | 0 | 0 | 0 | 0 | 0
3 | 14 | 3 | 0 | 0 | 0 | 0 | 0
3 | 14 | 4 | 0 | 0 | 0 | 0 | 0
3 | 14 | 5 | 0 | 0 | 0 | 0 | 0
3 | 14 | 6 | 12126.899 | 11039.906 | 5817.208 | 3244.97 | 3244.97
3 | 14 | 7 | 107105.217 | 103461.518 | 69886.453 | 28171.98 | 19851.059
3 | 14 | 8 | 232720.411 | 241012.469 | 193733.541 | 107112.966 | 39397.894
3 | 14 | 9 | 282876.543 | 308599.584 | 277133.771 | 205468.823 | 124233.903
3 | 14 | 10 | 291901.718 | 332303.243 | 322980.876 | 268941.216 | 199344.912
3 | 14 | 11 | 280172.172 | 333339.622 | 346297.644 | 312055.444 | 249339.165
3 | 14 | 12 | 249931.009 | 313812.734 | 348962.088 | 336184.848 | 282358.34
3 | 14 | 13 | 197197.767 | 267088 | 321562.884 | 331309.219 | 291092.425
3 | 14 | 14 | 121147.685 | 201599.762 | 272802.745 | 304379.456 | 279247.805
3 | 14 | 15 | 41613.251 | 110552.541 | 199371.108 | 248181.296 | 240075.006
3 | 14 | 16 | 12801.386 | 25189.865 | 99290.639 | 159426.004 | 166126.974
3 | 14 | 17 | 3165.828 | 3165.828 | 8547.698 | 19872.674 | 21827.169
3 | 14 | 18 | 0 | 0 | 0 | 0 | 0
3 | 14 | 19 | 0 | 0 | 0 | 0 | 0
3 | 14 | 20 | 0 | 0 | 0 | 0 | 0
3 | 14 | 21 | 0 | 0 | 0 | 0 | 0
3 | 14 | 22 | 0 | 0 | 0 | 0 | 0
3 | 14 | 23 | 0 | 0 | 0 | 0 | 0
3 | 15 | 0 | 0 | 0 | 0 | 0 | 0
3 | 15 | 1 | 0 | 0 | 0 | 0 | 0
3 | 15 | 2 | 0 | 0 | 0 | 0 | 0
3 | 15 | 3 | 0 | 0 | 0 | 0 | 0
3 | 15 | 4 | 0 | 0 | 0 | 0 | 0
3 | 15 | 5 | 0 | 0 | 0 | 0 | 0
3 | 15 | 6 | 33710.204 | 31088.993 | 12606.264 | 3571.955 | 3571.955
3 | 15 | 7 | 176619.559 | 169678.735 | 106583.319 | 27191.268 | 12739.22
3 | 15 | 8 | 244315.355 | 252418.277 | 204098.626 | 115422.17 | 45016.123
3 | 15 | 9 | 280055.301 | 304168.652 | 274163.874 | 205573.891 | 126915.889
3 | 15 | 10 | 289996.351 | 328685.678 | 319643.64 | 267469.985 | 199660.819
3 | 15 | 11 | 277460.914 | 328279.731 | 340574.555 | 308071.387 | 247742.564
3 | 15 | 12 | 243101.449 | 302059.837 | 334194.357 | 322784.467 | 273619.213
3 | 15 | 13 | 166051.561 | 216252.207 | 255504.032 | 262718.815 | 234098.33
3 | 15 | 14 | 105498.95 | 150079.379 | 190758.691 | 209001.517 | 194895.705
3 | 15 | 15 | 55035.051 | 75745.734 | 102463.437 | 117857.381 | 115455.426
3 | 15 | 16 | 25759.982 | 29785.158 | 48129.248 | 62919.319 | 64721.147
3 | 15 | 17 | 3899.296 | 3899.296 | 4407.4 | 5474.596 | 5750.095
3 | 15 | 18 | 0 | 0 | 0 | 0 | 0
3 | 15 | 19 | 0 | 0 | 0 | 0 | 0
3 | 15 | 20 | 0 | 0 | 0 | 0 | 0
3 | 15 | 21 | 0 | 0 | 0 | 0 | 0
3 | 15 | 22 | 0 | 0 | 0 | 0 | 0
3 | 15 | 23 | 0 | 0 | 0 | 0 | 0
3 | 16 | 0 | 0 | 0 | 0 | 0 | 0
3 | 16 | 1 | 0 | 0 | 0 | 0 | 0
3 | 16 | 2 | 0 | 0 | 0 | 0 | 0
3 | 16 | 3 | 0 | 0 | 0 | 0 | 0
3 | 16 | 4 | 0 | 0 | 0 | 0 | 0
3 | 16 | 5 | 0 | 0 | 0 | 0 | 0
3 | 16 | 6 | 0 | 0 | 0 | 0 | 0
3 | 16 | 7 | 9129.063 | 9129.063 | 9129.063 | 9129.063 | 9129.063
3 | 16 | 8 | 50835.925 | 51078.484 | 49584.53 | 47172.584 | 45292.699
3 | 16 | 9 | 22748.562 | 22748.562 | 22748.562 | 22748.562 | 22748.562
3 | 16 | 10 | 51390.651 | 51816.988 | 51714.63 | 51143.554 | 50438.354
3 | 16 | 11 | 38139.112 | 38303.416 | 38344.18 | 38237.521 | 38045.93
3 | 16 | 12 | 48639.052 | 49139.328 | 49422.811 | 49323.401 | 48899.348
3 | 16 | 13 | 10801.415 | 10801.415 | 10801.415 | 10801.415 | 10801.415
3 | 16 | 14 | 53420.672 | 54820.74 | 56267.293 | 56935.154 | 56432.929
3 | 16 | 15 | 32602.718 | 33037.923 | 33600.895 | 33961.823 | 33909.143
3 | 16 | 16 | 13786.705 | 13786.705 | 13786.705 | 13786.705 | 13786.705
3 | 16 | 17 | 0 | 0 | 0 | 0 | 0
3 | 16 | 18 | 0 | 0 | 0 | 0 | 0
3 | 16 | 19 | 0 | 0 | 0 | 0 | 0
3 | 16 | 20 | 0 | 0 | 0 | 0 | 0
3 | 16 | 21 | 0 | 0 | 0 | 0 | 0
3 | 16 | 22 | 0 | 0 | 0 | 0 | 0
3 | 16 | 23 | 0 | 0 | 0 | 0 | 0
3 | 17 | 0 | 0 | 0 | 0 | 0 | 0
3 | 17 | 1 | 0 | 0 | 0 | 0 | 0
3 | 17 | 2 | 0 | 0 | 0 | 0 | 0
3 | 17 | 3 | 0 | 0 | 0 | 0 | 0
3 | 17 | 4 | 0 | 0 | 0 | 0 | 0
3 | 17 | 5 | 0 | 0 | 0 | 0 | 0
3 | 17 | 6 | 4760.174 | 4750.053 | 4718.71 | 4701.989 | 4701.989
3 | 17 | 7 | 40923.52 | 40307.863 | 35539.411 | 29511.04 | 27546.657
3 | 17 | 8 | 50007.069 | 50212.57 | 48889.377 | 46779.48 | 45139.189
3 | 17 | 9 | 103514.588 | 107192.107 | 102470.116 | 92096.879 | 81523.955
3 | 17 | 10 | 173224.554 | 188105.314 | 184482.259 | 164416.141 | 139401.461
3 | 17 | 11 | 203833.172 | 232083.133 | 239046.559 | 220829.1 | 187694.271
3 | 17 | 12 | 247950.496 | 308222.962 | 341627.501 | 330237.12 | 280049.624
3 | 17 | 13 | 198443.218 | 264831.142 | 317322.604 | 327536.453 | 290126.149
3 | 17 | 14 | 125912.619 | 201021.91 | 268395.759 | 299027.859 | 276717.077
3 | 17 | 15 | 47859.402 | 112992.548 | 196655.969 | 243450.803 | 237176.076
3 | 17 | 16 | 14745.363 | 28340.121 | 100903.001 | 159611.942 | 167249.862
3 | 17 | 17 | 4847.742 | 4847.742 | 12367.075 | 29150.514 | 31962.908
3 | 17 | 18 | 0 | 0 | 0 | 0 | 0
3 | 17 | 19 | 0 | 0 | 0 | 0 | 0
3 | 17 | 20 | 0 | 0 | 0 | 0 | 0
3 | 17 | 21 | 0 | 0 | 0 | 0 | 0
3 | 17 | 22 | 0 | 0 | 0 | 0 | 0
3 | 17 | 23 | 0 | 0 | 0 | 0 | 0
3 | 18 | 0 | 0 | 0 | 0 | 0 | 0
3 | 18 | 1 | 0 | 0 | 0 | 0 | 0
3 | 18 | 2 | 0 | 0 | 0 | 0 | 0
3 | 18 | 3 | 0 | 0 | 0 | 0 | 0
3 | 18 | 4 | 0 | 0 | 0 | 0 | 0
3 | 18 | 5 | 0 | 0 | 0 | 0 | 0
3 | 18 | 6 | 42780.132 | 39624.436 | 16925.428 | 6013.215 | 6013.215
3 | 18 | 7 | 180730.449 | 172970.571 | 110652.933 | 31406.951 | 13569.303
3 | 18 | 8 | 251125.6 | 258307.425 | 209406.491 | 121814.297 | 51871.72
3 | 18 | 9 | 290267.382 | 314037.785 | 282941.767 | 213363.058 | 135435.335
3 | 18 | 10 | 300810.068 | 339626.944 | 330084.214 | 277137.194 | 209765.498
3 | 18 | 11 | 289021.721 | 340508 | 353075.776 | 320169.63 | 259282.548
3 | 18 | 12 | 256057.044 | 317232.8 | 351176.787 | 339866.096 | 289176.816
3 | 18 | 13 | 204675.923 | 271759.155 | 324954.005 | 335574.306 | 298143.212
3 | 18 | 14 | 129607.787 | 206100.42 | 274511.316 | 305806.739 | 283701.491
3 | 18 | 15 | 46903.105 | 115377.417 | 203031.185 | 252039.621 | 245989.49
3 | 18 | 16 | 12222.692 | 27213.392 | 106062.479 | 169545.208 | 178141.178
3 | 18 | 17 | 4663.492 | 4663.492 | 14029.392 | 35555.5 | 38721.166
3 | 18 | 18 | 0 | 0 | 0 | 0 | 0
3 | 18 | 19 | 0 | 0 | 0 | 0 | 0
3 | 18 | 20 | 0 | 0 | 0 | 0 | 0
3 | 18 | 21 | 0 | 0 | 0 | 0 | 0
3 | 18 | 22 | 0 | 0 | 0 | 0 | 0
3 | 18 | 23 | 0 | 0 | 0 | 0 | 0
3 | 19 | 0 | 0 | 0 | 0 | 0 | 0
3 | 19 | 1 | 0 | 0 | 0 | 0 | 0
3 | 19 | 2 | 0 | 0 | 0 | 0 | 0
3 | 19 | 3 | 0 | 0 | 0 | 0 | 0
3 | 19 | 4 | 0 | 0 | 0 | 0 | 0
3 | 19 | 5 | 0 | 0 | 0 | 0 | 0
3 | 19 | 6 | 50784.451 | 47223.794 | 18854.842 | 5399.359 | 5399.359
3 | 19 | 7 | 184225.232 | 176130.686 | 113136.052 | 32426.689 | 13539.562
3 | 19 | 8 | 250650.974 | 257418.343 | 208977.768 | 122285.638 | 52557.75
3 | 19 | 9 | 284760.184 | 307291.324 | 277299.173 | 210289.578 | 135246.117
3 | 19 | 10 | 296123.972 | 333260.561 | 323994.786 | 273036.564 | 207999.934
3 | 19 | 11 | 284282.489 | 333770.803 | 345834.121 | 314312.547 | 255669.721
3 | 19 | 12 | 228120.122 | 279757.664 | 308572.275 | 299185.501 | 256503.49
3 | 19 | 13 | 202625.254 | 267510.2 | 319047.026 | 329587.047 | 293812.436
3 | 19 | 14 | 129253.008 | 203942.327 | 270799.81 | 301559.174 | 280500.618
3 | 19 | 15 | 47408.701 | 115105.754 | 201492.275 | 249858.997 | 244395.029
3 | 19 | 16 | 12603.427 | 27728.292 | 106256.865 | 169362.302 | 178252.534
3 | 19 | 17 | 4696.123 | 4696.123 | 15140.388 | 39729.716 | 43163.584
3 | 19 | 18 | 0 | 0 | 0 | 0 | 0
3 | 19 | 19 | 0 | 0 | 0 | 0 | 0
3 | 19 | 20 | 0 | 0 | 0 | 0 | 0
3 | 19 | 21 | 0 | 0 | 0 | 0 | 0
3 | 19 | 22 | 0 | 0 | 0 | 0 | 0
3 | 19 | 23 | 0 | 0 | 0 | 0 | 0
3 | 20 | 0 | 0 | 0 | 0 | 0 | 0
3 | 20 | 1 | 0 | 0 | 0 | 0 | 0
3 | 20 | 2 | 0 | 0 | 0 | 0 | 0
3 | 20 | 3 | 0 | 0 | 0 | 0 | 0
3 | 20 | 4 | 0 | 0 | 0 | 0 | 0
3 | 20 | 5 | 0 | 0 | 0 | 0 | 0
3 | 20 | 6 | 24663.722 | 22783.189 | 12271.537 | 7019.177 | 7019.177
3 | 20 | 7 | 20945.389 | 20914.587 | 20709.145 | 20449.472 | 20327.509
3 | 20 | 8 | 61112.155 | 61448.603 | 58945.338 | 54892.096 | 51747.426
3 | 20 | 9 | 128243.459 | 133404.842 | 126431.515 | 111365.435 | 95958.995
3 | 20 | 10 | 203215.518 | 222737.125 | 217751.211 | 191067.144 | 157981.394
3 | 20 | 11 | 213460.111 | 242579.912 | 249803.717 | 231082.354 | 196982.772
3 | 20 | 12 | 180301.72 | 209675.845 | 226453.167 | 221089.518 | 196616.506
3 | 20 | 13 | 158561.923 | 193414.762 | 222107.343 | 228235.5 | 208357.361
3 | 20 | 14 | 116388.06 | 169354.684 | 219206.27 | 242821.902 | 227117.777
3 | 20 | 15 | 49355.577 | 102096.487 | 170908.334 | 210979.157 | 206825.73
3 | 20 | 16 | 25841.066 | 32933.68 | 62379.371 | 86568.049 | 90285.682
3 | 20 | 17 | 6609.889 | 6609.889 | 9563.887 | 16285.054 | 17584.628
3 | 20 | 18 | 0 | 0 | 0 | 0 | 0
3 | 20 | 19 | 0 | 0 | 0 | 0 | 0
3 | 20 | 20 | 0 | 0 | 0 | 0 | 0
3 | 20 | 21 | 0 | 0 | 0 | 0 | 0
3 | 20 | 22 | 0 | 0 | 0 | 0 | 0
3 | 20 | 23 | 0 | 0 | 0 | 0 | 0
3 | 21 | 0 | 0 | 0 | 0 | 0 | 0
3 | 21 | 1 | 0 | 0 | 0 | 0 | 0
3 | 21 | 2 | 0 | 0 | 0 | 0 | 0
3 | 21 | 3 | 0 | 0 | 0 | 0 | 0
3 | 21 | 4 | 0 | 0 | 0 | 0 | 0
3 | 21 | 5 | 0 | 0 | 0 | 0 | 0
3 | 21 | 6 | 1188.104 | 1188.104 | 1188.104 | 1188.104 | 1188.104
3 | 21 | 7 | 12581.44 | 12581.44 | 12581.44 | 12581.44 | 12581.44
3 | 21 | 8 | 35428.277 | 35471.119 | 35135.149 | 34617.281 | 34220.896
3 | 21 | 9 | 90786.645 | 93243.781 | 89866.93 | 82629.805 | 75505.948
3 | 21 | 10 | 92183.033 | 94539.133 | 93925.903 | 90702.018 | 86754.414
3 | 21 | 11 | 98763.812 | 102153.944 | 103003.169 | 100814.964 | 96869.101
3 | 21 | 12 | 105001.847 | 112460.348 | 116774.136 | 115425.374 | 109200.641
3 | 21 | 13 | 117688.182 | 131071.502 | 142252.377 | 144717.154 | 137036.872
3 | 21 | 14 | 75866.416 | 83468.033 | 91290.154 | 95085.318 | 92635.896
3 | 21 | 15 | 46388.174 | 48063.708 | 50291.836 | 51739.383 | 51602.997
3 | 21 | 16 | 24957.754 | 33421.683 | 69762.862 | 99735.301 | 104492.445
3 | 21 | 17 | 6814.259 | 6814.259 | 11773.033 | 23275.025 | 25450.389
3 | 21 | 18 | 0 | 0 | 0 | 0 | 0
3 | 21 | 19 | 0 | 0 | 0 | 0 | 0
3 | 21 | 20 | 0 | 0 | 0 | 0 | 0
3 | 21 | 21 | 0 | 0 | 0 | 0 | 0
3 | 21 | 22 | 0 | 0 | 0 | 0 | 0
3 | 21 | 23 | 0 | 0 | 0 | 0 | 0
3 | 22 | 0 | 0 | 0 | 0 | 0 | 0
3 | 22 | 1 | 0 | 0 | 0 | 0 | 0
3 | 22 | 2 | 0 | 0 | 0 | 0 | 0
3 | 22 | 3 | 0 | 0 | 0 | 0 | 0
3 | 22 | 4 | 0 | 0 | 0 | 0 | 0
3 | 22 | 5 | 0 | 0 | 0 | 0 | 0
3 | 22 | 6 | 60630.744 | 56652.272 | 22516.075 | 6547.217 | 6547.217
3 | 22 | 7 | 187542.607 | 178560.696 | 115800.129 | 35044.339 | 12530.015
3 | 22 | 8 | 250551.611 | 256276.395 | 208358.957 | 124893.072 | 57819.958
3 | 22 | 9 | 284691.076 | 306128.479 | 276081.084 | 210507.034 | 139072.09
3 | 22 | 10 | 294866.668 | 330752.95 | 321336.109 | 271551.216 | 208835.803
3 | 22 | 11 | 282235.414 | 329991.418 | 341754.695 | 311364.388 | 255026.508
3 | 22 | 12 | 249436.008 | 305811.082 | 337647.507 | 328013.001 | 281915.249
3 | 22 | 13 | 199490.849 | 260498.133 | 310010.077 | 320984.389 | 287800.868
3 | 22 | 14 | 128849.018 | 198333.345 | 262042.094 | 292280.252 | 273455.644
3 | 22 | 15 | 49341.976 | 112690.417 | 194268.744 | 241104.858 | 237221.098
3 | 22 | 16 | 11969.425 | 28051.698 | 102686.732 | 163023.251 | 172663.722
3 | 22 | 17 | 5914.467 | 5914.467 | 16465.13 | 42571.132 | 46252.664
3 | 22 | 18 | 0 | 0 | 0 | 0 | 0
3 | 22 | 19 | 0 | 0 | 0 | 0 | 0
3 | 22 | 20 | 0 | 0 | 0 | 0 | 0
3 | 22 | 21 | 0 | 0 | 0 | 0 | 0
3 | 22 | 22 | 0 | 0 | 0 | 0 | 0
3 | 22 | 23 | 0 | 0 | 0 | 0 | 0
3 | 23 | 0 | 0 | 0 | 0 | 0 | 0
3 | 23 | 1 | 0 | 0 | 0 | 0 | 0
3 | 23 | 2 | 0 | 0 | 0 | 0 | 0
3 | 23 | 3 | 0 | 0 | 0 | 0 | 0
3 | 23 | 4 | 0 | 0 | 0 | 0 | 0
3 | 23 | 5 | 0 | 0 | 0 | 0 | 0
3 | 23 | 6 | 12280.011 | 11967.264 | 10590.346 | 9838.418 | 9838.418
3 | 23 | 7 | 181328.088 | 172595.558 | 113391.595 | 36695.027 | 13956.216
3 | 23 | 8 | 242931.149 | 248027.084 | 202706.083 | 123750.916 | 59800.162
3 | 23 | 9 | 126937.35 | 131611.224 | 124956.471 | 110805.714 | 96542.129
3 | 23 | 10 | 86649.184 | 88604.377 | 88079.006 | 85379.865 | 82085.236
3 | 23 | 11 | 90228.159 | 92904.377 | 93577.617 | 91854.821 | 88742.305
3 | 23 | 12 | 186895.752 | 216903.298 | 234145.432 | 229043.715 | 204397.841
3 | 23 | 13 | 154364.756 | 185497.498 | 211348.197 | 217288.313 | 200056.973
3 | 23 | 14 | 116490.368 | 161179.215 | 203952.471 | 224678.832 | 212172.268
3 | 23 | 15 | 58664.874 | 68695.401 | 82063.379 | 90451.647 | 89830.125
3 | 23 | 16 | 17677.839 | 17685.992 | 17704.975 | 17720.463 | 17723.382
3 | 23 | 17 | 7599.408 | 7599.408 | 8520.677 | 10492.366 | 11029.706
3 | 23 | 18 | 0 | 0 | 0 | 0 | 0
3 | 23 | 19 | 0 | 0 | 0 | 0 | 0
3 | 23 | 20 | 0 | 0 | 0 | 0 | 0
3 | 23 | 21 | 0 | 0 | 0 | 0 | 0
3 | 23 | 22 | 0 | 0 | 0 | 0 | 0
3 | 23 | 23 | 0 | 0 | 0 | 0 | 0
3 | 24 | 0 | 0 | 0 | 0 | 0 | 0
3 | 24 | 1 | 0 | 0 | 0 | 0 | 0
3 | 24 | 2 | 0 | 0 | 0 | 0 | 0
3 | 24 | 3 | 0 | 0 | 0 | 0 | 0
3 | 24 | 4 | 0 | 0 | 0 | 0 | 0
3 | 24 | 5 | 0 | 0 | 0 | 0 | 0
3 | 24 | 6 | 7287.232 | 7287.232 | 7287.232 | 7287.232 | 7287.232
3 | 24 | 7 | 100955.582 | 97082.939 | 72359.602 | 40901.279 | 29799.898
3 | 24 | 8 | 182581.99 | 185733.69 | 156108.735 | 106454.251 | 66992.335
3 | 24 | 9 | 100202.993 | 102918.855 | 98983.602 | 90687.213 | 82568.808
3 | 24 | 10 | 167061.371 | 178900.42 | 175673.977 | 159219.193 | 139022.793
3 | 24 | 11 | 224109.631 | 254678.56 | 262302.583 | 242796.472 | 206976.432
3 | 24 | 12 | 138326.507 | 150908.308 | 158261.144 | 156135.942 | 145757.025
3 | 24 | 13 | 162563.247 | 195690.563 | 223413.468 | 229953.26 | 211682.791
3 | 24 | 14 | 124692.977 | 183589.955 | 239623.064 | 266978.189 | 251015.481
3 | 24 | 15 | 55631.339 | 105366.662 | 170637.536 | 209598.849 | 207115.751
3 | 24 | 16 | 15549.565 | 30321.944 | 93273.58 | 144910.371 | 153891.889
3 | 24 | 17 | 7384.499 | 7384.499 | 18273.675 | 45999.692 | 49899.583
3 | 24 | 18 | 0 | 0 | 0 | 0 | 0
3 | 24 | 19 | 0 | 0 | 0 | 0 | 0
3 | 24 | 20 | 0 | 0 | 0 | 0 | 0
3 | 24 | 21 | 0 | 0 | 0 | 0 | 0
3 | 24 | 22 | 0 | 0 | 0 | 0 | 0
3 | 24 | 23 | 0 | 0 | 0 | 0 | 0
3 | 25 | 0 | 0 | 0 | 0 | 0 | 0
3 | 25 | 1 | 0 | 0 | 0 | 0 | 0
3 | 25 | 2 | 0 | 0 | 0 | 0 | 0
3 | 25 | 3 | 0 | 0 | 0 | 0 | 0
3 | 25 | 4 | 0 | 0 | 0 | 0 | 0
3 | 25 | 5 | 0 | 0 | 0 | 0 | 0
3 | 25 | 6 | 12278.089 | 12023.119 | 11302.803 | 10833.263 | 10833.263
3 | 25 | 7 | 126765.521 | 121145.28 | 86108.354 | 41391.725 | 25478.742
3 | 25 | 8 | 137052.324 | 138791.45 | 121416.893 | 93040.464 | 70787.576
3 | 25 | 9 | 102398.715 | 105168.009 | 101082.702 | 92524.164 | 84185.101
3 | 25 | 10 | 116333.784 | 121484.979 | 120056.333 | 112878.796 | 104140.322
3 | 25 | 11 | 269022.015 | 312065.426 | 322781.26 | 295430.788 | 244869.587
3 | 25 | 12 | 267830.056 | 324075.769 | 356323.613 | 347316.151 | 301766.294
3 | 25 | 13 | 216948.8 | 278453.141 | 329242.938 | 341378.424 | 308572.46
3 | 25 | 14 | 144009.25 | 213329.145 | 278884.297 | 311023.894 | 292905.941
3 | 25 | 15 | 59852.106 | 101675.145 | 157029.856 | 190664.67 | 188842.033
3 | 25 | 16 | 28230.489 | 28841.863 | 30211.859 | 31342.492 | 31570.649
3 | 25 | 17 | 8443.437 | 8443.437 | 14379.843 | 28951.075 | 31519.054
3 | 25 | 18 | 0 | 0 | 0 | 0 | 0
3 | 25 | 19 | 0 | 0 | 0 | 0 | 0
3 | 25 | 20 | 0 | 0 | 0 | 0 | 0
3 | 25 | 21 | 0 | 0 | 0 | 0 | 0
3 | 25 | 22 | 0 | 0 | 0 | 0 | 0
3 | 25 | 23 | 0 | 0 | 0 | 0 | 0
3 | 26 | 0 | 0 | 0 | 0 | 0 | 0
3 | 26 | 1 | 0 | 0 | 0 | 0 | 0
3 | 26 | 2 | 0 | 0 | 0 | 0 | 0
3 | 26 | 3 | 0 | 0 | 0 | 0 | 0
3 | 26 | 4 | 0 | 0 | 0 | 0 | 0
3 | 26 | 5 | 0 | 0 | 0 | 0 | 0
3 | 26 | 6 | 29872.23 | 28171.655 | 16978.856 | 11358.246 | 11358.246
3 | 26 | 7 | 190755.483 | 181016.764 | 120201.527 | 40072.362 | 12754.971
3 | 26 | 8 | 248597.774 | 252776.924 | 207382.993 | 128920.783 | 64573.162
3 | 26 | 9 | 279245.331 | 297906.281 | 269750.371 | 208818.189 | 142994.78
3 | 26 | 10 | 288778.218 | 320342.071 | 311541.965 | 266736.075 | 209904.561
3 | 26 | 11 | 279470.197 | 322704.241 | 333383.129 | 306142.805 | 255009.923
3 | 26 | 12 | 251707.465 | 304578.637 | 334784.114 | 326604.046 | 284166.818
3 | 26 | 13 | 205239.473 | 264206.915 | 312827.071 | 324671.477 | 293758.717
3 | 26 | 14 | 136451.307 | 204511.788 | 268644.893 | 300240.862 | 283043.319
3 | 26 | 15 | 55174.116 | 119092.155 | 202567.729 | 252039.924 | 249849.077
3 | 26 | 16 | 13325.264 | 31825.323 | 110343.157 | 174614.941 | 186435.313
3 | 26 | 17 | 6211.6 | 6211.6 | 19825.106 | 56282.57 | 60865.768
3 | 26 | 18 | 0 | 0 | 0 | 0 | 0
3 | 26 | 19 | 0 | 0 | 0 | 0 | 0
3 | 26 | 20 | 0 | 0 | 0 | 0 | 0
3 | 26 | 21 | 0 | 0 | 0 | 0 | 0
3 | 26 | 22 | 0 | 0 | 0 | 0 | 0
3 | 26 | 23 | 0 | 0 | 0 | 0 | 0
3 | 27 | 0 | 0 | 0 | 0 | 0 | 0
3 | 27 | 1 | 0 | 0 | 0 | 0 | 0
3 | 27 | 2 | 0 | 0 | 0 | 0 | 0
3 | 27 | 3 | 0 | 0 | 0 | 0 | 0
3 | 27 | 4 | 0 | 0 | 0 | 0 | 0
3 | 27 | 5 | 0 | 0 | 0 | 0 | 0
3 | 27 | 6 | 66107.988 | 61839.491 | 28148.335 | 11869.154 | 11869.154
3 | 27 | 7 | 178246.886 | 169336.403 | 115968.409 | 46656.629 | 21378.946
3 | 27 | 8 | 243038.84 | 246799.547 | 203044.427 | 129354.543 | 69845.214
3 | 27 | 9 | 276415.826 | 294425.852 | 266776.444 | 207902.814 | 145707.278
3 | 27 | 10 | 226937.379 | 248698.289 | 242496.348 | 211703.098 | 173630.707
3 | 27 | 11 | 107568.276 | 113302.809 | 114758.256 | 111088.52 | 104429.35
3 | 27 | 12 | 189259.63 | 218385.237 | 235472.753 | 230951.772 | 207326.432
3 | 27 | 13 | 92498.006 | 99515.658 | 105558.673 | 107101.34 | 103246.943
3 | 27 | 14 | 26262.707 | 26262.707 | 26262.707 | 26262.707 | 26262.707
3 | 27 | 15 | 5686.201 | 5686.201 | 5686.201 | 5686.201 | 5686.201
3 | 27 | 16 | 7361.292 | 7361.292 | 7361.292 | 7361.292 | 7361.292
3 | 27 | 17 | 0 | 0 | 0 | 0 | 0
3 | 27 | 18 | 0 | 0 | 0 | 0 | 0
3 | 27 | 19 | 0 | 0 | 0 | 0 | 0
3 | 27 | 20 | 0 | 0 | 0 | 0 | 0
3 | 27 | 21 | 0 | 0 | 0 | 0 | 0
3 | 27 | 22 | 0 | 0 | 0 | 0 | 0
3 | 27 | 23 | 0 | 0 | 0 | 0 | 0
3 | 28 | 0 | 0 | 0 | 0 | 0 | 0
3 | 28 | 1 | 0 | 0 | 0 | 0 | 0
3 | 28 | 2 | 0 | 0 | 0 | 0 | 0
3 | 28 | 3 | 0 | 0 | 0 | 0 | 0
3 | 28 | 4 | 0 | 0 | 0 | 0 | 0
3 | 28 | 5 | 0 | 0 | 0 | 0 | 0
3 | 28 | 6 | 623.527 | 623.527 | 623.527 | 623.527 | 623.527
3 | 28 | 7 | 12993.542 | 12993.542 | 12993.542 | 12993.542 | 12993.542
3 | 28 | 8 | 63893.085 | 64083.667 | 61711.393 | 58043.91 | 55245.899
3 | 28 | 9 | 46469.929 | 46648.751 | 46370.022 | 45797.052 | 45265.506
3 | 28 | 10 | 68562.91 | 69518.445 | 69240.289 | 67891.282 | 66261.388
3 | 28 | 11 | 69965.499 | 71275.263 | 71608.952 | 70771.231 | 69252.534
3 | 28 | 12 | 57710.138 | 58681.154 | 59261.907 | 59112.243 | 58319.818
3 | 28 | 13 | 111685.761 | 122310.331 | 131491.001 | 133885.889 | 128110.218
3 | 28 | 14 | 62796.463 | 64968.124 | 67311.263 | 68528.447 | 67907.345
3 | 28 | 15 | 54058.247 | 57330.036 | 61816.226 | 64781.105 | 64704.04
3 | 28 | 16 | 31115.894 | 36415.871 | 52736.69 | 66433.431 | 69264.173
3 | 28 | 17 | 8878.732 | 8878.732 | 9160.074 | 9687.354 | 9893.312
3 | 28 | 18 | 0 | 0 | 0 | 0 | 0
3 | 28 | 19 | 0 | 0 | 0 | 0 | 0
3 | 28 | 20 | 0 | 0 | 0 | 0 | 0
3 | 28 | 21 | 0 | 0 | 0 | 0 | 0
3 | 28 | 22 | 0 | 0 | 0 | 0 | 0
3 | 28 | 23 | 0 | 0 | 0 | 0 | 0
3 | 29 | 0 | 0 | 0 | 0 | 0 | 0
3 | 29 | 1 | 0 | 0 | 0 | 0 | 0
3 | 29 | 2 | 0 | 0 | 0 | 0 | 0
3 | 29 | 3 | 0 | 0 | 0 | 0 | 0
3 | 29 | 4 | 0 | 0 | 0 | 0 | 0
3 | 29 | 5 | 0 | 0 | 0 | 0 | 0
3 | 29 | 6 | 4335.097 | 4335.097 | 4335.097 | 4335.097 | 4335.097
3 | 29 | 7 | 11573.847 | 11573.847 | 11573.847 | 11573.847 | 11573.847
3 | 29 | 8 | 33211.189 | 33227.046 | 33012.027 | 32692.104 | 32454.686
3 | 29 | 9 | 56104.148 | 56456.032 | 55897.099 | 54754.567 | 53685.207
3 | 29 | 10 | 87283.441 | 89077.318 | 88546.801 | 86001.521 | 82929.348
3 | 29 | 11 | 65962.795 | 67094.324 | 67383.324 | 66660.666 | 65349.324
3 | 29 | 12 | 64981.959 | 66318.614 | 67121.727 | 66921.173 | 65834.331
3 | 29 | 13 | 46142.429 | 46595.877 | 46991.262 | 47096.969 | 46851.076
3 | 29 | 14 | 66538.412 | 69290 | 72255.283 | 73809.768 | 73044.574
3 | 29 | 15 | 49287.918 | 51308.292 | 54106.065 | 55998.603 | 55967.036
3 | 29 | 16 | 20270.726 | 20363.324 | 20555.989 | 20718.382 | 20755.345
3 | 29 | 17 | 11424.065 | 11424.065 | 19062.117 | 38431.519 | 41870.655
3 | 29 | 18 | 0 | 0 | 0 | 0 | 0
3 | 29 | 19 | 0 | 0 | 0 | 0 | 0
3 | 29 | 20 | 0 | 0 | 0 | 0 | 0
3 | 29 | 21 | 0 | 0 | 0 | 0 | 0
3 | 29 | 22 | 0 | 0 | 0 | 0 | 0
3 | 29 | 23 | 0 | 0 | 0 | 0 | 0
3 | 30 | 0 | 0 | 0 | 0 | 0 | 0
3 | 30 | 1 | 0 | 0 | 0 | 0 | 0
3 | 30 | 2 | 0 | 0 | 0 | 0 | 0
3 | 30 | 3 | 0 | 0 | 0 | 0 | 0
3 | 30 | 4 | 0 | 0 | 0 | 0 | 0
3 | 30 | 5 | 0 | 0 | 0 | 0 | 0
3 | 30 | 6 | 70682.882 | 65903.758 | 30779.614 | 13476.503 | 13476.503
3 | 30 | 7 | 173622.531 | 164546.03 | 114531.99 | 49714.296 | 23790.045
3 | 30 | 8 | 238209.342 | 241020.719 | 198732.543 | 129299.835 | 73599.674
3 | 30 | 9 | 272810.615 | 289840.42 | 262179.308 | 204560.945 | 145355.582
3 | 30 | 10 | 280985.08 | 310783.899 | 301887.275 | 259000.706 | 205901.242
3 | 30 | 11 | 232976.259 | 264432.48 | 272393.332 | 252495.088 | 215755.737
3 | 30 | 12 | 215991.635 | 255154.322 | 278369.505 | 272787.865 | 241452.25
3 | 30 | 13 | 169298.513 | 207643.846 | 240613.44 | 249512.643 | 229459.799
3 | 30 | 14 | 109555.427 | 136479.18 | 164433.093 | 179090.964 | 172146.899
3 | 30 | 15 | 56843.003 | 105260.042 | 170419.579 | 211084.007 | 210783.186
3 | 30 | 16 | 23305.731 | 36535.953 | 82011.282 | 120257.127 | 128406.384
3 | 30 | 17 | 8867.365 | 8867.365 | 18368.74 | 43451.845 | 47527.937
3 | 30 | 18 | 0 | 0 | 0 | 0 | 0
3 | 30 | 19 | 0 | 0 | 0 | 0 | 0
3 | 30 | 20 | 0 | 0 | 0 | 0 | 0
3 | 30 | 21 | 0 | 0 | 0 | 0 | 0
3 | 30 | 22 | 0 | 0 | 0 | 0 | 0
3 | 30 | 23 | 0 | 0 | 0 | 0 | 0
3 | 31 | 0 | 0 | 0 | 0 | 0 | 0
3 | 31 | 1 | 0 | 0 | 0 | 0 | 0
3 | 31 | 2 | 0 | 0 | 0 | 0 | 0
3 | 31 | 3 | 0 | 0 | 0 | 0 | 0
3 | 31 | 4 | 0 | 0 | 0 | 0 | 0
3 | 31 | 5 | 0 | 0 | 0 | 0 | 0
3 | 31 | 6 | 43596.468 | 40263.751 | 22255.651 | 12760.653 | 12760.653
3 | 31 | 7 | 179168.682 | 169008.899 | 114410.304 | 43846.54 | 15510.224
3 | 31 | 8 | 231431.613 | 233956.017 | 191995.398 | 123988.189 | 69842.155
3 | 31 | 9 | 285122.909 | 303084.365 | 273347.945 | 211942.501 | 149279.799
3 | 31 | 10 | 294432.224 | 326174.081 | 316535.44 | 270676.994 | 214196.75
3 | 31 | 11 | 58663.867 | 59530.931 | 59753.579 | 59201.351 | 58197.814
3 | 31 | 12 | 218089.994 | 257577.113 | 281212.905 | 275710.567 | 244128.564
3 | 31 | 13 | 91351.21 | 97975.778 | 103806.917 | 105433.344 | 101905.071
3 | 31 | 14 | 121436.119 | 160352.304 | 200559.734 | 221816.259 | 212117.572
3 | 31 | 15 | 66990.597 | 95600.686 | 134869.027 | 160282.902 | 160323.994
3 | 31 | 16 | 32063.777 | 38068.193 | 55679.744 | 70663.884 | 74033.42
3 | 31 | 17 | 10070.449 | 10070.449 | 16048.574 | 31252.746 | 34093.764
3 | 31 | 18 | 0 | 0 | 0 | 0 | 0
3 | 31 | 19 | 0 | 0 | 0 | 0 | 0
3 | 31 | 20 | 0 | 0 | 0 | 0 | 0
3 | 31 | 21 | 0 | 0 | 0 | 0 | 0
3 | 31 | 22 | 0 | 0 | 0 | 0 | 0
3 | 31 | 23 | 0 | 0 | 0 | 0 | 0
4 | 1 | 0 | 0 | 0 | 0 | 0 | 0
4 | 1 | 1 | 0 | 0 | 0 | 0 | 0
4 | 1 | 2 | 0 | 0 | 0 | 0 | 0
4 | 1 | 3 | 0 | 0 | 0 | 0 | 0
4 | 1 | 4 | 0 | 0 | 0 | 0 | 0
4 | 1 | 5 | 0 | 0 | 0 | 0 | 0
4 | 1 | 6 | 0 | 0 | 0 | 0 | 0
4 | 1 | 7 | 84.552 | 84.552 | 84.552 | 84.552 | 84.552
4 | 1 | 8 | 12181.609 | 12181.609 | 12181.609 | 12181.609 | 12181.609
4 | 1 | 9 | 16939.028 | 16939.028 | 16939.028 | 16939.028 | 16939.028
4 | 1 | 10 | 27528.842 | 27529.092 | 27529.015 | 27528.655 | 27528.223
4 | 1 | 11 | 59964.068 | 60780.735 | 60990.979 | 60471.63 | 59526.938
4 | 1 | 12 | 33644.401 | 33734.822 | 33789.96 | 33777.512 | 33704.771
4 | 1 | 13 | 80349.766 | 83063.302 | 85465.181 | 86149.39 | 84715.689
4 | 1 | 14 | 63129.901 | 65102.873 | 67288.411 | 68466.797 | 67948.097
4 | 1 | 15 | 35630.71 | 36012.44 | 36556.478 | 36944.132 | 36948.244
4 | 1 | 16 | 14304.022 | 14304.022 | 14304.022 | 14304.022 | 14304.022
4 | 1 | 17 | 0 | 0 | 0 | 0 | 0
4 | 1 | 18 | 0 | 0 | 0 | 0 | 0
4 | 1 | 19 | 0 | 0 | 0 | 0 | 0
4 | 1 | 20 | 0 | 0 | 0 | 0 | 0
4 | 1 | 21 | 0 | 0 | 0 | 0 | 0
4 | 1 | 22 | 0 | 0 | 0 | 0 | 0
4 | 1 | 23 | 0 | 0 | 0 | 0 | 0
4 | 2 | 0 | 0 | 0 | 0 | 0 | 0
4 | 2 | 1 | 0 | 0 | 0 | 0 | 0
4 | 2 | 2 | 0 | 0 | 0 | 0 | 0
4 | 2 | 3 | 0 | 0 | 0 | 0 | 0
4 | 2 | 4 | 0 | 0 | 0 | 0 | 0
4 | 2 | 5 | 0 | 0 | 0 | 0 | 0
4 | 2 | 6 | 92557.365 | 83184.722 | 37737.788 | 14138.898 | 14138.898
4 | 2 | 7 | 195345.77 | 184517.69 | 128765.349 | 55811.734 | 24650.167
4 | 2 | 8 | 246564.793 | 248633.113 | 204686.887 | 133218.813 | 75549.217
4 | 2 | 9 | 208098.534 | 217762.705 | 201131.297 | 167408.023 | 134193.027
4 | 2 | 10 | 296889.994 | 326033.708 | 316916.826 | 274199.814 | 221153.296
4 | 2 | 11 | 285844.261 | 326172.74 | 336352.065 | 311138.826 | 263780.93
4 | 2 | 12 | 255460.727 | 304187.238 | 333087.935 | 326857.456 | 288699.886
4 | 2 | 13 | 208916.35 | 262678.188 | 308740.612 | 321808.636 | 295198.057
4 | 2 | 14 | 142302.216 | 202600.735 | 262990.323 | 294757.517 | 281402.238
4 | 2 | 15 | 69004.721 | 121235.346 | 191691.705 | 236092.527 | 236944.325
4 | 2 | 16 | 25462.424 | 43441.357 | 102824.83 | 152546.812 | 163859.233
4 | 2 | 17 | 13736.318 | 13736.318 | 23145.124 | 48161.538 | 52329.189
4 | 2 | 18 | 0 | 0 | 0 | 0 | 0
4 | 2 | 19 | 0 | 0 | 0 | 0 | 0
4 | 2 | 20 | 0 | 0 | 0 | 0 | 0
4 | 2 | 21 | 0 | 0 | 0 | 0 | 0
4 | 2 | 22 | 0 | 0 | 0 | 0 | 0
4 | 2 | 23 | 0 | 0 | 0 | 0 | 0
4 | 3 | 0 | 0 | 0 | 0 | 0 | 0
4 | 3 | 1 | 0 | 0 | 0 | 0 | 0
4 | 3 | 2 | 0 | 0 | 0 | 0 | 0
4 | 3 | 3 | 0 | 0 | 0 | 0 | 0
4 | 3 | 4 | 0 | 0 | 0 | 0 | 0
4 | 3 | 5 | 0 | 0 | 0 | 0 | 0
4 | 3 | 6 | 86782.747 | 77231.569 | 37820.205 | 16341.938 | 16341.938
4 | 3 | 7 | 121549.141 | 115864.518 | 87845.019 | 52082.757 | 35888.866
4 | 3 | 8 | 161032.389 | 161916.154 | 140381.399 | 106893.116 | 80817.322
4 | 3 | 9 | 279343.986 | 294594.18 | 267742.808 | 212665.281 | 157004.324
4 | 3 | 10 | 289003.321 | 316875.781 | 308011.473 | 266949.103 | 216081.13
4 | 3 | 11 | 230318.302 | 258502.854 | 265699.682 | 247994.967 | 215124.031
4 | 3 | 12 | 200608.577 | 229682.655 | 247304.837 | 243626.357 | 220676.04
4 | 3 | 13 | 101868.314 | 109667.425 | 116628.28 | 118689.884 | 114654.601
4 | 3 | 14 | 41398.454 | 41762.571 | 42183.484 | 42414.612 | 42320.537
4 | 3 | 15 | 15330.226 | 15330.226 | 15330.226 | 15330.226 | 15330.226
4 | 3 | 16 | 1598.225 | 1598.225 | 1598.225 | 1598.225 | 1598.225
4 | 3 | 17 | 0 | 0 | 0 | 0 | 0
4 | 3 | 18 | 0 | 0 | 0 | 0 | 0
4 | 3 | 19 | 0 | 0 | 0 | 0 | 0
4 | 3 | 20 | 0 | 0 | 0 | 0 | 0
4 | 3 | 21 | 0 | 0 | 0 | 0 | 0
4 | 3 | 22 | 0 | 0 | 0 | 0 | 0
4 | 3 | 23 | 0 | 0 | 0 | 0 | 0
4 | 4 | 0 | 0 | 0 | 0 | 0 | 0
4 | 4 | 1 | 0 | 0 | 0 | 0 | 0
4 | 4 | 2 | 0 | 0 | 0 | 0 | 0
4 | 4 | 3 | 0 | 0 | 0 | 0 | 0
4 | 4 | 4 | 0 | 0 | 0 | 0 | 0
4 | 4 | 5 | 0 | 0 | 0 | 0 | 0
4 | 4 | 6 | 0 | 0 | 0 | 0 | 0
4 | 4 | 7 | 18636.103 | 18636.103 | 18636.103 | 18636.103 | 18636.103
4 | 4 | 8 | 17009.039 | 17009.039 | 17009.039 | 17009.039 | 17009.039
4 | 4 | 9 | 17485.749 | 17485.749 | 17485.749 | 17485.749 | 17485.749
4 | 4 | 10 | 55478.577 | 55963.686 | 55805.518 | 55096.725 | 54252.507
4 | 4 | 11 | 195372.939 | 213527.823 | 218206.36 | 206766.242 | 185702.737
4 | 4 | 12 | 251403.363 | 298301.059 | 326508.681 | 320867.692 | 284332.438
4 | 4 | 13 | 187111.464 | 229093.854 | 265814.923 | 276722.179 | 256012.187
4 | 4 | 14 | 129516.267 | 174583.79 | 221000.876 | 246003.083 | 236291.837
4 | 4 | 15 | 68638.243 | 118317.42 | 185363.303 | 227748.969 | 229280.831
4 | 4 | 16 | 22847.18 | 41499.301 | 100749.618 | 150008.927 | 161641.615
4 | 4 | 17 | 12526.014 | 12526.014 | 23764.71 | 54350.755 | 59240.013
4 | 4 | 18 | 0 | 0 | 0 | 0 | 0
4 | 4 | 19 | 0 | 0 | 0 | 0 | 0
4 | 4 | 20 | 0 | 0 | 0 | 0 | 0
4 | 4 | 21 | 0 | 0 | 0 | 0 | 0
4 | 4 | 22 | 0 | 0 | 0 | 0 | 0
4 | 4 | 23 | 0 | 0 | 0 | 0 | 0
4 | 5 | 0 | 0 | 0 | 0 | 0 | 0
4 | 5 | 1 | 0 | 0 | 0 | 0 | 0
4 | 5 | 2 | 0 | 0 | 0 | 0 | 0
4 | 5 | 3 | 0 | 0 | 0 | 0 | 0
4 | 5 | 4 | 0 | 0 | 0 | 0 | 0
4 | 5 | 5 | 0 | 0 | 0 | 0 | 0
4 | 5 | 6 | 104055.112 | 89944.542 | 40759.795 | 13587.357 | 13587.357
4 | 5 | 7 | 199049.92 | 187277.354 | 130610.695 | 56429.995 | 23328.519
4 | 5 | 8 | 255419.178 | 256667.956 | 212217.564 | 141413.003 | 84596.48
4 | 5 | 9 | 284566.878 | 299776.035 | 271875.389 | 215511.923 | 159419.908
4 | 5 | 10 | 293730.759 | 322062.536 | 312740.052 | 270615.628 | 218868.28
4 | 5 | 11 | 281318.163 | 320459.767 | 330436.55 | 306040.232 | 260231.228
4 | 5 | 12 | 249842.313 | 296342.937 | 324385.676 | 319003.64 | 282988.576
4 | 5 | 13 | 203734.252 | 254508.477 | 298744.951 | 312053.519 | 287594.79
4 | 5 | 14 | 141155.301 | 197176.311 | 254579.66 | 285637.951 | 274077.041
4 | 5 | 15 | 66994.97 | 118729.942 | 189581.506 | 235148.363 | 237185.186
4 | 5 | 16 | 20126.476 | 40448.231 | 104933.113 | 159333.159 | 172565.96
4 | 5 | 17 | 11650.989 | 11650.989 | 24335.988 | 60168.99 | 65583.437
4 | 5 | 18 | 0 | 0 | 0 | 0 | 0
4 | 5 | 19 | 0 | 0 | 0 | 0 | 0
4 | 5 | 20 | 0 | 0 | 0 | 0 | 0
4 | 5 | 21 | 0 | 0 | 0 | 0 | 0
4 | 5 | 22 | 0 | 0 | 0 | 0 | 0
4 | 5 | 23 | 0 | 0 | 0 | 0 | 0
4 | 6 | 0 | 0 | 0 | 0 | 0 | 0
4 | 6 | 1 | 0 | 0 | 0 | 0 | 0
4 | 6 | 2 | 0 | 0 | 0 | 0 | 0
4 | 6 | 3 | 0 | 0 | 0 | 0 | 0
4 | 6 | 4 | 0 | 0 | 0 | 0 | 0
4 | 6 | 5 | 0 | 0 | 0 | 0 | 0
4 | 6 | 6 | 98485.373 | 84804.7 | 41722.734 | 16773.294 | 16773.294
4 | 6 | 7 | 193347.324 | 182152.293 | 129502.045 | 60697.733 | 29351.333
4 | 6 | 8 | 227561.387 | 228396.267 | 190241.715 | 130302.722 | 82637.351
4 | 6 | 9 | 284641.437 | 299226.428 | 271887.392 | 216879.367 | 162398.344
4 | 6 | 10 | 267501.119 | 291534.563 | 283484.563 | 247618.689 | 203860.341
4 | 6 | 11 | 269564.326 | 305681.033 | 314935.256 | 292414.294 | 250250.951
4 | 6 | 12 | 256339.503 | 303710.264 | 332487.479 | 327187.353 | 290587.52
4 | 6 | 13 | 210327.291 | 262366.091 | 308179.463 | 322268.927 | 297249.348
4 | 6 | 14 | 143714.075 | 201045.98 | 260591.413 | 293191.022 | 281552.548
4 | 6 | 15 | 67167.409 | 109149.489 | 167537.462 | 205915.393 | 207958.462
4 | 6 | 16 | 16463.65 | 36511.393 | 99851.611 | 153716.234 | 167150.286
4 | 6 | 17 | 13426.328 | 13426.328 | 14516.687 | 17020.203 | 17686.827
4 | 6 | 18 | 0 | 0 | 0 | 0 | 0
4 | 6 | 19 | 0 | 0 | 0 | 0 | 0
4 | 6 | 20 | 0 | 0 | 0 | 0 | 0
4 | 6 | 21 | 0 | 0 | 0 | 0 | 0
4 | 6 | 22 | 0 | 0 | 0 | 0 | 0
4 | 6 | 23 | 0 | 0 | 0 | 0 | 0
4 | 7 | 0 | 0 | 0 | 0 | 0 | 0
4 | 7 | 1 | 0 | 0 | 0 | 0 | 0
4 | 7 | 2 | 0 | 0 | 0 | 0 | 0
4 | 7 | 3 | 0 | 0 | 0 | 0 | 0
4 | 7 | 4 | 0 | 0 | 0 | 0 | 0
4 | 7 | 5 | 0 | 0 | 0 | 0 | 0
4 | 7 | 6 | 104571.585 | 88945.669 | 43343.319 | 16578.636 | 16578.636
4 | 7 | 7 | 204562.027 | 192190.987 | 135424.419 | 61736.443 | 28091.642
4 | 7 | 8 | 270218.646 | 270960.658 | 223607.865 | 149810.815 | 91309.883
4 | 7 | 9 | 305286.591 | 321256.184 | 290711.643 | 230142.146 | 171176.619
4 | 7 | 10 | 313964.666 | 344228.332 | 333912.895 | 288548.052 | 233490.52
4 | 7 | 11 | 299499.585 | 340749.315 | 351374.741 | 325639.308 | 277606.283
4 | 7 | 12 | 265052.772 | 314903.501 | 345518.893 | 340110.391 | 301583.359
4 | 7 | 13 | 214926.373 | 268063.661 | 315349.599 | 330212.777 | 304703.986
4 | 7 | 14 | 122019.037 | 149647.279 | 179892.262 | 196915.053 | 191068.445
4 | 7 | 15 | 71555.569 | 109649.144 | 163142.23 | 198835.419 | 201032.066
4 | 7 | 16 | 20275.729 | 39010.625 | 96852.306 | 146236.654 | 158851.223
4 | 7 | 17 | 14812.788 | 14812.788 | 20979.197 | 36920.75 | 40443.758
4 | 7 | 18 | 0 | 0 | 0 | 0 | 0
4 | 7 | 19 | 0 | 0 | 0 | 0 | 0
4 | 7 | 20 | 0 | 0 | 0 | 0 | 0
4 | 7 | 21 | 0 | 0 | 0 | 0 | 0
4 | 7 | 22 | 0 | 0 | 0 | 0 | 0
4 | 7 | 23 | 0 | 0 | 0 | 0 | 0
4 | 8 | 0 | 0 | 0 | 0 | 0 | 0
4 | 8 | 1 | 0 | 0 | 0 | 0 | 0
4 | 8 | 2 | 0 | 0 | 0 | 0 | 0
4 | 8 | 3 | 0 | 0 | 0 | 0 | 0
4 | 8 | 4 | 0 | 0 | 0 | 0 | 0
4 | 8 | 5 | 0 | 0 | 0 | 0 | 0
4 | 8 | 6 | 8624.156 | 8624.156 | 8624.156 | 8624.156 | 8624.156
4 | 8 | 7 | 18486.412 | 18486.412 | 18486.412 | 18486.412 | 18486.412
4 | 8 | 8 | 52791.34 | 52800.304 | 51862.523 | 50521.828 | 49561.37
4 | 8 | 9 | 14459.294 | 14459.294 | 14459.294 | 14459.294 | 14459.294
4 | 8 | 10 | 99510.624 | 101483.691 | 100796.108 | 97849.215 | 94365.865
4 | 8 | 11 | 115024.315 | 120444.82 | 121863.161 | 118454.341 | 112203.116
4 | 8 | 12 | 136190.937 | 146084.562 | 152307.207 | 151250.074 | 143524.413
4 | 8 | 13 | 108675.131 | 116880.355 | 124397.65 | 126842.072 | 122794.614
4 | 8 | 14 | 82269.518 | 88807.603 | 96336.728 | 100647.842 | 99228.282
4 | 8 | 15 | 19815.895 | 19815.895 | 19815.895 | 19815.895 | 19815.895
4 | 8 | 16 | 2494.764 | 2494.764 | 2494.764 | 2494.764 | 2494.764
4 | 8 | 17 | 8594.346 | 8594.346 | 8594.346 | 8594.346 | 8594.346
4 | 8 | 18 | 0 | 0 | 0 | 0 | 0
4 | 8 | 19 | 0 | 0 | 0 | 0 | 0
4 | 8 | 20 | 0 | 0 | 0 | 0 | 0
4 | 8 | 21 | 0 | 0 | 0 | 0 | 0
4 | 8 | 22 | 0 | 0 | 0 | 0 | 0
4 | 8 | 23 | 0 | 0 | 0 | 0 | 0
4 | 9 | 0 | 0 | 0 | 0 | 0 | 0
4 | 9 | 1 | 0 | 0 | 0 | 0 | 0
4 | 9 | 2 | 0 | 0 | 0 | 0 | 0
4 | 9 | 3 | 0 | 0 | 0 | 0 | 0
4 | 9 | 4 | 0 | 0 | 0 | 0 | 0
4 | 9 | 5 | 0 | 0 | 0 | 0 | 0
4 | 9 | 6 | 997.5 | 997.5 | 997.5 | 997.5 | 997.5
4 | 9 | 7 | 22631.057 | 22627.129 | 22610.91 | 22591.9 | 22581.234
4 | 9 | 8 | 102558.822 | 102584.886 | 94686.169 | 83131.024 | 74536.11
4 | 9 | 9 | 126104.078 | 128876.553 | 123352.573 | 112734.077 | 103024.707
4 | 9 | 10 | 305505.978 | 333138.427 | 323409.821 | 281382.127 | 230193.067
4 | 9 | 11 | 290249.272 | 328282.151 | 338070.539 | 314501.987 | 270098.337
4 | 9 | 12 | 257602.372 | 303205.221 | 331217.271 | 326721.656 | 292038.315
4 | 9 | 13 | 210918.432 | 260928.846 | 305288.358 | 319596.498 | 296580.659
4 | 9 | 14 | 147356.191 | 201964.055 | 259276.368 | 291187.886 | 281242.557
4 | 9 | 15 | 72067.546 | 123350.446 | 194674.417 | 241534.139 | 245136.592
4 | 9 | 16 | 20817.172 | 43108.424 | 110473.161 | 167886.199 | 183067.891
4 | 9 | 17 | 12554.984 | 12554.984 | 27495.166 | 68737.278 | 77977.093
4 | 9 | 18 | 0 | 0 | 0 | 0 | 0
4 | 9 | 19 | 0 | 0 | 0 | 0 | 0
4 | 9 | 20 | 0 | 0 | 0 | 0 | 0
4 | 9 | 21 | 0 | 0 | 0 | 0 | 0
4 | 9 | 22 | 0 | 0 | 0 | 0 | 0
4 | 9 | 23 | 0 | 0 | 0 | 0 | 0
4 | 10 | 0 | 0 | 0 | 0 | 0 | 0
4 | 10 | 1 | 0 | 0 | 0 | 0 | 0
4 | 10 | 2 | 0 | 0 | 0 | 0 | 0
4 | 10 | 3 | 0 | 0 | 0 | 0 | 0
4 | 10 | 4 | 0 | 0 | 0 | 0 | 0
4 | 10 | 5 | 0 | 0 | 0 | 0 | 0
4 | 10 | 6 | 63.302 | 63.302 | 63.302 | 63.302 | 63.302
4 | 10 | 7 | 2883.604 | 2883.604 | 2883.604 | 2883.604 | 2883.604
4 | 10 | 8 | 33128.316 | 33127.915 | 32990.591 | 32796.805 | 32660.074
4 | 10 | 9 | 29991.605 | 30000.133 | 29982.761 | 29949.667 | 29920.236
4 | 10 | 10 | 17954.653 | 17954.653 | 17954.653 | 17954.653 | 17954.653
4 | 10 | 11 | 21059.057 | 21059.057 | 21059.057 | 21059.057 | 21059.057
4 | 10 | 12 | 18165.969 | 18165.969 | 18165.969 | 18165.969 | 18165.969
4 | 10 | 13 | 20484.239 | 20484.239 | 20484.239 | 20484.239 | 20484.239
4 | 10 | 14 | 36946.565 | 37138.959 | 37370.5 | 37505.549 | 37464.973
4 | 10 | 15 | 5258.491 | 5258.491 | 5258.491 | 5258.491 | 5258.491
4 | 10 | 16 | 948.853 | 948.853 | 948.853 | 948.853 | 948.853
4 | 10 | 17 | 0 | 0 | 0 | 0 | 0
4 | 10 | 18 | 0 | 0 | 0 | 0 | 0
4 | 10 | 19 | 0 | 0 | 0 | 0 | 0
4 | 10 | 20 | 0 | 0 | 0 | 0 | 0
4 | 10 | 21 | 0 | 0 | 0 | 0 | 0
4 | 10 | 22 | 0 | 0 | 0 | 0 | 0
4 | 10 | 23 | 0 | 0 | 0 | 0 | 0
4 | 11 | 0 | 0 | 0 | 0 | 0 | 0
4 | 11 | 1 | 0 | 0 | 0 | 0 | 0
4 | 11 | 2 | 0 | 0 | 0 | 0 | 0
4 | 11 | 3 | 0 | 0 | 0 | 0 | 0
4 | 11 | 4 | 0 | 0 | 0 | 0 | 0
4 | 11 | 5 | 0 | 0 | 0 | 0 | 0
4 | 11 | 6 | 3026.474 | 3026.474 | 3026.474 | 3026.474 | 3026.474
4 | 11 | 7 | 193944.208 | 181670.168 | 129787.248 | 62909.992 | 31294.588
4 | 11 | 8 | 204347.99 | 204067.889 | 173169.442 | 127099.577 | 91698.638
4 | 11 | 9 | 17868.65 | 17868.65 | 17868.65 | 17868.65 | 17868.65
4 | 11 | 10 | 246132.375 | 265395.09 | 258345.409 | 228922.348 | 193938.236
4 | 11 | 11 | 215788.816 | 237309.87 | 242953.443 | 229516.862 | 204659.789
4 | 11 | 12 | 110831.346 | 117178.292 | 121239.655 | 120644.184 | 115739.171
4 | 11 | 13 | 112219.432 | 120719.788 | 128639.498 | 131352.51 | 127279.795
4 | 11 | 14 | 33259.288 | 33365.078 | 33493.13 | 33568.433 | 33546.866
4 | 11 | 15 | 15177.152 | 15177.152 | 15177.152 | 15177.152 | 15177.152
4 | 11 | 16 | 16421.994 | 16421.994 | 16421.994 | 16421.994 | 16421.994
4 | 11 | 17 | 3077.798 | 3077.798 | 3077.798 | 3077.798 | 3077.798
4 | 11 | 18 | 0 | 0 | 0 | 0 | 0
4 | 11 | 19 | 0 | 0 | 0 | 0 | 0
4 | 11 | 20 | 0 | 0 | 0 | 0 | 0
4 | 11 | 21 | 0 | 0 | 0 | 0 | 0
4 | 11 | 22 | 0 | 0 | 0 | 0 | 0
4 | 11 | 23 | 0 | 0 | 0 | 0 | 0
4 | 12 | 0 | 0 | 0 | 0 | 0 | 0
4 | 12 | 1 | 0 | 0 | 0 | 0 | 0
4 | 12 | 2 | 0 | 0 | 0 | 0 | 0
4 | 12 | 3 | 0 | 0 | 0 | 0 | 0
4 | 12 | 4 | 0 | 0 | 0 | 0 | 0
4 | 12 | 5 | 0 | 0 | 0 | 0 | 0
4 | 12 | 6 | 4173.2 | 4173.2 | 4173.2 | 4173.2 | 4173.2
4 | 12 | 7 | 4179.468 | 4179.468 | 4179.468 | 4179.468 | 4179.468
4 | 12 | 8 | 24286.6 | 24286.6 | 24286.6 | 24286.6 | 24286.6
4 | 12 | 9 | 44397.013 | 44491.26 | 44290.132 | 43911.464 | 43577.083
4 | 12 | 10 | 45580.327 | 45782.042 | 45706.699 | 45398.439 | 45037.846
4 | 12 | 11 | 41210.042 | 41382.611 | 41428.227 | 41320.165 | 41121.734
4 | 12 | 12 | 28319.985 | 28346.713 | 28363.922 | 28361.53 | 28340.939
4 | 12 | 13 | 39109.336 | 39298.154 | 39475.379 | 39537.187 | 39447.364
4 | 12 | 14 | 24811.859 | 24811.859 | 24811.859 | 24811.859 | 24811.859
4 | 12 | 15 | 16447.472 | 16447.472 | 16447.472 | 16447.472 | 16447.472
4 | 12 | 16 | 22918.929 | 22992.847 | 23138.28 | 23270.044 | 23310.939
4 | 12 | 17 | 968.429 | 968.429 | 968.429 | 968.429 | 968.429
4 | 12 | 18 | 0 | 0 | 0 | 0 | 0
4 | 12 | 19 | 0 | 0 | 0 | 0 | 0
4 | 12 | 20 | 0 | 0 | 0 | 0 | 0
4 | 12 | 21 | 0 | 0 | 0 | 0 | 0
4 | 12 | 22 | 0 | 0 | 0 | 0 | 0
4 | 12 | 23 | 0 | 0 | 0 | 0 | 0
4 | 13 | 0 | 0 | 0 | 0 | 0 | 0
4 | 13 | 1 | 0 | 0 | 0 | 0 | 0
4 | 13 | 2 | 0 | 0 | 0 | 0 | 0
4 | 13 | 3 | 0 | 0 | 0 | 0 | 0
4 | 13 | 4 | 0 | 0 | 0 | 0 | 0
4 | 13 | 5 | 0 | 0 | 0 | 0 | 0
4 | 13 | 6 | 10371.494 | 10371.494 | 10371.494 | 10371.494 | 10371.494
4 | 13 | 7 | 103253.549 | 98819.447 | 81179.977 | 59385.689 | 48601.67
4 | 13 | 8 | 226409.735 | 225652.848 | 190104.879 | 137552.598 | 97191.953
4 | 13 | 9 | 314247.252 | 328309.195 | 297442.907 | 238422.655 | 183360.2
4 | 13 | 10 | 240525.484 | 257192.409 | 250870.474 | 225120.422 | 194717.761
4 | 13 | 11 | 290773.916 | 327630.382 | 337274.143 | 314420.113 | 271713.382
4 | 13 | 12 | 263030.838 | 307989.83 | 336536.645 | 332812.5 | 298848.981
4 | 13 | 13 | 193563.385 | 231608.445 | 266929.066 | 279306.182 | 261865.188
4 | 13 | 14 | 139048.424 | 176638.53 | 219048.031 | 244031.054 | 237583.896
4 | 13 | 15 | 73591.49 | 124817.031 | 198528.887 | 248935.48 | 254382.828
4 | 13 | 16 | 35606.032 | 46995.418 | 77571.67 | 104651.409 | 112629.998
4 | 13 | 17 | 16559.054 | 16559.054 | 25852.819 | 48530.677 | 55999.854
4 | 13 | 18 | 0 | 0 | 0 | 0 | 0
4 | 13 | 19 | 0 | 0 | 0 | 0 | 0
4 | 13 | 20 | 0 | 0 | 0 | 0 | 0
4 | 13 | 21 | 0 | 0 | 0 | 0 | 0
4 | 13 | 22 | 0 | 0 | 0 | 0 | 0
4 | 13 | 23 | 0 | 0 | 0 | 0 | 0
4 | 14 | 0 | 0 | 0 | 0 | 0 | 0
4 | 14 | 1 | 0 | 0 | 0 | 0 | 0
4 | 14 | 2 | 0 | 0 | 0 | 0 | 0
4 | 14 | 3 | 0 | 0 | 0 | 0 | 0
4 | 14 | 4 | 0 | 0 | 0 | 0 | 0
4 | 14 | 5 | 8763.311 | 6614.076 | 1187.111 | 1187.111 | 1187.111
4 | 14 | 6 | 143761.807 | 118980.893 | 55928.585 | 14200.847 | 14200.847
4 | 14 | 7 | 228049.824 | 212750.025 | 150860.867 | 69847.284 | 30834.593
4 | 14 | 8 | 280000.401 | 278726.573 | 231699.798 | 160527.602 | 104218.42
4 | 14 | 9 | 309807.918 | 323029.523 | 293216.164 | 235875.286 | 181973.771
4 | 14 | 10 | 316880.863 | 342974.574 | 332942.318 | 291988.994 | 242650.996
4 | 14 | 11 | 304146.392 | 341285.144 | 350949.116 | 328066.409 | 284840.157
4 | 14 | 12 | 272168.302 | 317124.823 | 345515.046 | 342038.516 | 308514.089
4 | 14 | 13 | 225186.297 | 274958.277 | 320535.639 | 336543.774 | 314667.894
4 | 14 | 14 | 159495.413 | 215428.504 | 276620.389 | 312198.587 | 303540.307
4 | 14 | 15 | 79972.572 | 133448.858 | 209723.184 | 261318.294 | 267227.016
4 | 14 | 16 | 18318.474 | 44877.288 | 122207.268 | 188475.857 | 207518.063
4 | 14 | 17 | 12009.341 | 12009.341 | 32071.632 | 86492.288 | 103384.487
4 | 14 | 18 | 0 | 0 | 0 | 0 | 0
4 | 14 | 19 | 0 | 0 | 0 | 0 | 0
4 | 14 | 20 | 0 | 0 | 0 | 0 | 0
4 | 14 | 21 | 0 | 0 | 0 | 0 | 0
4 | 14 | 22 | 0 | 0 | 0 | 0 | 0
4 | 14 | 23 | 0 | 0 | 0 | 0 | 0
4 | 15 | 0 | 0 | 0 | 0 | 0 | 0
4 | 15 | 1 | 0 | 0 | 0 | 0 | 0
4 | 15 | 2 | 0 | 0 | 0 | 0 | 0
4 | 15 | 3 | 0 | 0 | 0 | 0 | 0
4 | 15 | 4 | 0 | 0 | 0 | 0 | 0
4 | 15 | 5 | 10908.113 | 8405.589 | 1367.101 | 1367.101 | 1367.101
4 | 15 | 6 | 149632.536 | 123573.653 | 57495.697 | 13161.993 | 13161.993
4 | 15 | 7 | 230870.397 | 215009.805 | 152139.609 | 70284.859 | 30870.154
4 | 15 | 8 | 281751.366 | 280167.635 | 232390.417 | 160937.313 | 104869.154
4 | 15 | 9 | 306920.652 | 319798.779 | 290058.86 | 233540.987 | 181177.508
4 | 15 | 10 | 313735.928 | 339937.615 | 329666.576 | 288377.001 | 239064.142
4 | 15 | 11 | 299861.851 | 337192.22 | 346960.155 | 323920.624 | 280600.808
4 | 15 | 12 | 271995.479 | 317917.313 | 347226.011 | 343848.666 | 309594.17
4 | 15 | 13 | 223148.176 | 273495.299 | 320205.784 | 336955.275 | 314796.779
4 | 15 | 14 | 157727.968 | 212303.252 | 272955.89 | 308812.319 | 300525.127
4 | 15 | 15 | 77489.143 | 130311.582 | 206838.453 | 259540.989 | 265989.994
4 | 15 | 16 | 16907.488 | 43090.318 | 119696.548 | 186460.556 | 206161.545
4 | 15 | 17 | 15583.234 | 15583.234 | 25716.811 | 50939.838 | 59883.924
4 | 15 | 18 | 0 | 0 | 0 | 0 | 0
4 | 15 | 19 | 0 | 0 | 0 | 0 | 0
4 | 15 | 20 | 0 | 0 | 0 | 0 | 0
4 | 15 | 21 | 0 | 0 | 0 | 0 | 0
4 | 15 | 22 | 0 | 0 | 0 | 0 | 0
4 | 15 | 23 | 0 | 0 | 0 | 0 | 0
4 | 16 | 0 | 0 | 0 | 0 | 0 | 0
4 | 16 | 1 | 0 | 0 | 0 | 0 | 0
4 | 16 | 2 | 0 | 0 | 0 | 0 | 0
4 | 16 | 3 | 0 | 0 | 0 | 0 | 0
4 | 16 | 4 | 0 | 0 | 0 | 0 | 0
4 | 16 | 5 | 10819.867 | 8276.924 | 1836.654 | 1836.654 | 1836.654
4 | 16 | 6 | 144244.962 | 119527.73 | 57457.125 | 15033.583 | 15033.583
4 | 16 | 7 | 229942.724 | 213862.608 | 151563.1 | 71302.359 | 32721.971
4 | 16 | 8 | 283336.413 | 281430.341 | 232874.191 | 161313.767 | 105788.684
4 | 16 | 9 | 255611.573 | 265334.932 | 242358.847 | 199494.622 | 160759.79
4 | 16 | 10 | 257127.034 | 276178.984 | 268552.597 | 238499.557 | 203179.835
4 | 16 | 11 | 259552.306 | 288335.532 | 295929.021 | 278097.712 | 244855.633
4 | 16 | 12 | 259807.975 | 302650.276 | 330277.845 | 327292.786 | 295329.084
4 | 16 | 13 | 200341.325 | 241457.86 | 280181.024 | 294372.939 | 276193.964
4 | 16 | 14 | 140589.19 | 181076.002 | 227489.259 | 255442.09 | 249313.285
4 | 16 | 15 | 75671.067 | 115636.741 | 174693.344 | 216446.964 | 221884.256
4 | 16 | 16 | 24117.024 | 46433.477 | 110206.889 | 166409.562 | 183424.59
4 | 16 | 17 | 16286.94 | 16286.94 | 26797.648 | 52633.697 | 62284.69
4 | 16 | 18 | 0 | 0 | 0 | 0 | 0
4 | 16 | 19 | 0 | 0 | 0 | 0 | 0
4 | 16 | 20 | 0 | 0 | 0 | 0 | 0
4 | 16 | 21 | 0 | 0 | 0 | 0 | 0
4 | 16 | 22 | 0 | 0 | 0 | 0 | 0
4 | 16 | 23 | 0 | 0 | 0 | 0 | 0
4 | 17 | 0 | 0 | 0 | 0 | 0 | 0
4 | 17 | 1 | 0 | 0 | 0 | 0 | 0
4 | 17 | 2 | 0 | 0 | 0 | 0 | 0
4 | 17 | 3 | 0 | 0 | 0 | 0 | 0
4 | 17 | 4 | 0 | 0 | 0 | 0 | 0
4 | 17 | 5 | 0 | 0 | 0 | 0 | 0
4 | 17 | 6 | 76177.081 | 65864.59 | 40554.545 | 21799.587 | 21799.587
4 | 17 | 7 | 23833.019 | 23822.764 | 23785.691 | 23743.517 | 23720.947
4 | 17 | 8 | 139208.602 | 138547.586 | 124041.255 | 103483.868 | 88375.624
4 | 17 | 9 | 180120.282 | 184894.192 | 173323.834 | 151934.8 | 132871.701
4 | 17 | 10 | 185578.43 | 195119.952 | 191227.425 | 176087.434 | 158375.524
4 | 17 | 11 | 234364.562 | 258265.293 | 264546.04 | 249809.104 | 222116.883
4 | 17 | 12 | 231741.22 | 265165.522 | 286711.834 | 284546.149 | 259830.107
4 | 17 | 13 | 195215.868 | 232803.467 | 268096.292 | 281146.003 | 264942.032
4 | 17 | 14 | 144721.802 | 185351.651 | 231732.014 | 259609.517 | 253858.913
4 | 17 | 15 | 81658.424 | 118933.063 | 173897.731 | 212675.056 | 217973.332
4 | 17 | 16 | 32642.753 | 46853.271 | 86183.059 | 121050.726 | 131850.365
4 | 17 | 17 | 18095.455 | 18095.455 | 29354.962 | 56369.16 | 66957.318
4 | 17 | 18 | 0 | 0 | 0 | 0 | 0
4 | 17 | 19 | 0 | 0 | 0 | 0 | 0
4 | 17 | 20 | 0 | 0 | 0 | 0 | 0
4 | 17 | 21 | 0 | 0 | 0 | 0 | 0
4 | 17 | 22 | 0 | 0 | 0 | 0 | 0
4 | 17 | 23 | 0 | 0 | 0 | 0 | 0
4 | 18 | 0 | 0 | 0 | 0 | 0 | 0
4 | 18 | 1 | 0 | 0 | 0 | 0 | 0
4 | 18 | 2 | 0 | 0 | 0 | 0 | 0
4 | 18 | 3 | 0 | 0 | 0 | 0 | 0
4 | 18 | 4 | 0 | 0 | 0 | 0 | 0
4 | 18 | 5 | 0 | 0 | 0 | 0 | 0
4 | 18 | 6 | 13507.41 | 13507.41 | 13507.41 | 13507.41 | 13507.41
4 | 18 | 7 | 75913.133 | 73534.443 | 64894.287 | 54505.829 | 49282.796
4 | 18 | 8 | 105332.908 | 104927.952 | 97094.138 | 86181.723 | 78346.073
4 | 18 | 9 | 211408.358 | 217825.575 | 201850.893 | 172482.748 | 146428.079
4 | 18 | 10 | 233971.469 | 248969.072 | 242737.131 | 218753.403 | 190719.374
4 | 18 | 11 | 125784.09 | 131568.676 | 133110.546 | 129513.472 | 122870.503
4 | 18 | 12 | 182884.165 | 201422.275 | 213609.338 | 212466.481 | 198642.835
4 | 18 | 13 | 154319.448 | 173134.518 | 191196.496 | 198054.274 | 189807.681
4 | 18 | 14 | 134994.382 | 167200.532 | 204857.628 | 227842.956 | 223367.49
4 | 18 | 15 | 79340.159 | 109848.708 | 155557.771 | 188455.671 | 193196.111
4 | 18 | 16 | 40857.667 | 45971.641 | 59129.709 | 71046.123 | 74894.718
4 | 18 | 17 | 16709.516 | 16709.516 | 23352.642 | 39070.848 | 45530.999
4 | 18 | 18 | 0 | 0 | 0 | 0 | 0
4 | 18 | 19 | 0 | 0 | 0 | 0 | 0
4 | 18 | 20 | 0 | 0 | 0 | 0 | 0
4 | 18 | 21 | 0 | 0 | 0 | 0 | 0
4 | 18 | 22 | 0 | 0 | 0 | 0 | 0
4 | 18 | 23 | 0 | 0 | 0 | 0 | 0
4 | 19 | 0 | 0 | 0 | 0 | 0 | 0
4 | 19 | 1 | 0 | 0 | 0 | 0 | 0
4 | 19 | 2 | 0 | 0 | 0 | 0 | 0
4 | 19 | 3 | 0 | 0 | 0 | 0 | 0
4 | 19 | 4 | 0 | 0 | 0 | 0 | 0
4 | 19 | 5 | 0 | 0 | 0 | 0 | 0
4 | 19 | 6 | 11306.193 | 11306.193 | 11306.193 | 11306.193 | 11306.193
4 | 19 | 7 | 55440.579 | 54578.4 | 51507.776 | 47866.897 | 46023.149
4 | 19 | 8 | 53736.435 | 53682.64 | 52750.759 | 51479.939 | 50606.618
4 | 19 | 9 | 63755.465 | 64064.483 | 63276.014 | 61851.335 | 60618.472
4 | 19 | 10 | 130994.899 | 135259.118 | 133450.276 | 126610.585 | 118711.814
4 | 19 | 11 | 228255.677 | 250269.029 | 256073.947 | 242510.587 | 217038.206
4 | 19 | 12 | 123442.288 | 130589.906 | 135334.656 | 134923.156 | 129593.402
4 | 19 | 13 | 35748.919 | 35884.557 | 36016.691 | 36067.916 | 36008.222
4 | 19 | 14 | 35235.723 | 35380.616 | 35564.381 | 35679.371 | 35658.22
4 | 19 | 15 | 21497.987 | 21497.987 | 21497.987 | 21497.987 | 21497.987
4 | 19 | 16 | 33152.504 | 33702.506 | 34854.448 | 35933.661 | 36307.763
4 | 19 | 17 | 3915.251 | 3915.251 | 3915.251 | 3915.251 | 3915.251
4 | 19 | 18 | 0 | 0 | 0 | 0 | 0
4 | 19 | 19 | 0 | 0 | 0 | 0 | 0
4 | 19 | 20 | 0 | 0 | 0 | 0 | 0
4 | 19 | 21 | 0 | 0 | 0 | 0 | 0
4 | 19 | 22 | 0 | 0 | 0 | 0 | 0
4 | 19 | 23 | 0 | 0 | 0 | 0 | 0
4 | 20 | 0 | 0 | 0 | 0 | 0 | 0
4 | 20 | 1 | 0 | 0 | 0 | 0 | 0
4 | 20 | 2 | 0 | 0 | 0 | 0 | 0
4 | 20 | 3 | 0 | 0 | 0 | 0 | 0
4 | 20 | 4 | 0 | 0 | 0 | 0 | 0
4 | 20 | 5 | 14532.272 | 11682.445 | 4174.332 | 4128.946 | 4128.946
4 | 20 | 6 | 119012.435 | 101094.875 | 56992.873 | 23795.144 | 23357.906
4 | 20 | 7 | 195194.975 | 182514.354 | 136476.229 | 77620.269 | 48683.96
4 | 20 | 8 | 250352.086 | 247919.649 | 209076.424 | 152832.725 | 109689.558
4 | 20 | 9 | 274805.551 | 284070.356 | 259593.73 | 214262.97 | 173580.665
4 | 20 | 10 | 283077.146 | 303460.469 | 294692.548 | 261321.961 | 221738.869
4 | 20 | 11 | 270968.98 | 300440.024 | 308160.56 | 290110.679 | 255849.229
4 | 20 | 12 | 243733.405 | 279909.787 | 303376.259 | 301528.405 | 275325.316
4 | 20 | 13 | 204349.918 | 244297.987 | 282062.483 | 296528.987 | 280167.442
4 | 20 | 14 | 150317.601 | 191952.435 | 240140.353 | 269527.64 | 264519.188
4 | 20 | 15 | 86346.635 | 123671.234 | 179335.161 | 219019.708 | 225223.635
4 | 20 | 16 | 34937.339 | 53601.786 | 104447.113 | 149447.556 | 163913.724
4 | 20 | 17 | 19522.687 | 19522.687 | 32363.896 | 62623.234 | 75892.447
4 | 20 | 18 | 0 | 0 | 0 | 0 | 0
4 | 20 | 19 | 0 | 0 | 0 | 0 | 0
4 | 20 | 20 | 0 | 0 | 0 | 0 | 0
4 | 20 | 21 | 0 | 0 | 0 | 0 | 0
4 | 20 | 22 | 0 | 0 | 0 | 0 | 0
4 | 20 | 23 | 0 | 0 | 0 | 0 | 0
4 | 21 | 0 | 0 | 0 | 0 | 0 | 0
4 | 21 | 1 | 0 | 0 | 0 | 0 | 0
4 | 21 | 2 | 0 | 0 | 0 | 0 | 0
4 | 21 | 3 | 0 | 0 | 0 | 0 | 0
4 | 21 | 4 | 0 | 0 | 0 | 0 | 0
4 | 21 | 5 | 8818.154 | 7431.744 | 3915.874 | 3868.586 | 3868.586
4 | 21 | 6 | 94057.649 | 82275.757 | 53738.377 | 31572.724 | 31086.875
4 | 21 | 7 | 169670.701 | 159841.048 | 124949.991 | 81088.149 | 59442.313
4 | 21 | 8 | 223451.912 | 221308.759 | 190075.155 | 145535.126 | 111994.411
4 | 21 | 9 | 253224.234 | 260916.969 | 240023.635 | 201703.059 | 167708.585
4 | 21 | 10 | 264700.61 | 282114.175 | 274468.635 | 245821.86 | 212139.249
4 | 21 | 11 | 257126.983 | 282796.281 | 289560.289 | 273789.42 | 244051.522
4 | 21 | 12 | 231440.734 | 261503.738 | 281286.661 | 279861.734 | 257998.266
4 | 21 | 13 | 195391.148 | 227408.867 | 258184.249 | 270233.847 | 257024.272
4 | 21 | 14 | 149845.583 | 179984.694 | 215908.93 | 238259.024 | 234685.994
4 | 21 | 15 | 95327.82 | 121423.051 | 161335.809 | 190733.266 | 195557.382
4 | 21 | 16 | 48837.521 | 61344.568 | 94402.1 | 124243.797 | 134159.29
4 | 21 | 17 | 22007.842 | 22007.842 | 30801.025 | 49948.143 | 58822.782
4 | 21 | 18 | 0 | 0 | 0 | 0 | 0
4 | 21 | 19 | 0 | 0 | 0 | 0 | 0
4 | 21 | 20 | 0 | 0 | 0 | 0 | 0
4 | 21 | 21 | 0 | 0 | 0 | 0 | 0
4 | 21 | 22 | 0 | 0 | 0 | 0 | 0
4 | 21 | 23 | 0 | 0 | 0 | 0 | 0
4 | 22 | 0 | 0 | 0 | 0 | 0 | 0
4 | 22 | 1 | 0 | 0 | 0 | 0 | 0
4 | 22 | 2 | 0 | 0 | 0 | 0 | 0
4 | 22 | 3 | 0 | 0 | 0 | 0 | 0
4 | 22 | 4 | 0 | 0 | 0 | 0 | 0
4 | 22 | 5 | 20235.404 | 16438.852 | 5669.493 | 5480.451 | 5480.451
4 | 22 | 6 | 90219.594 | 77595.027 | 47087.375 | 23736.861 | 23161.003
4 | 22 | 7 | 167758.355 | 156893.77 | 118987.744 | 71575.805 | 48373.209
4 | 22 | 8 | 149345.397 | 148155.883 | 132325.775 | 110481.104 | 94703.983
4 | 22 | 9 | 221287.16 | 227371.458 | 210408.077 | 179865.932 | 153335.061
4 | 22 | 10 | 133082.998 | 137287.66 | 135397.048 | 128506.562 | 120629.732
4 | 22 | 11 | 135271.008 | 141540.267 | 143216.243 | 139327.523 | 132131.252
4 | 22 | 12 | 202965.617 | 226272.624 | 241806.403 | 240791.876 | 223794.135
4 | 22 | 13 | 130605.869 | 141221.275 | 151667.482 | 155867.628 | 151403.494
4 | 22 | 14 | 137682.161 | 170355.546 | 209389.586 | 233795.593 | 230166.345
4 | 22 | 15 | 72383.919 | 80648.896 | 93671.689 | 103624.768 | 105335.974
4 | 22 | 16 | 18360.807 | 18360.807 | 18360.807 | 18360.807 | 18360.807
4 | 22 | 17 | 5587.939 | 5587.939 | 5587.939 | 5587.939 | 5587.939
4 | 22 | 18 | 0 | 0 | 0 | 0 | 0
4 | 22 | 19 | 0 | 0 | 0 | 0 | 0
4 | 22 | 20 | 0 | 0 | 0 | 0 | 0
4 | 22 | 21 | 0 | 0 | 0 | 0 | 0
4 | 22 | 22 | 0 | 0 | 0 | 0 | 0
4 | 22 | 23 | 0 | 0 | 0 | 0 | 0
4 | 23 | 0 | 0 | 0 | 0 | 0 | 0
4 | 23 | 1 | 0 | 0 | 0 | 0 | 0
4 | 23 | 2 | 0 | 0 | 0 | 0 | 0
4 | 23 | 3 | 0 | 0 | 0 | 0 | 0
4 | 23 | 4 | 0 | 0 | 0 | 0 | 0
4 | 23 | 5 | 20616.994 | 16750.384 | 6449.977 | 6189.552 | 6189.552
4 | 23 | 6 | 128577.385 | 108895.717 | 61029.729 | 24301.752 | 23292.799
4 | 23 | 7 | 209225.551 | 194773.284 | 144687.762 | 81068.151 | 49998.529
4 | 23 | 8 | 264116.108 | 260788.465 | 219207.19 | 160213.811 | 115548.383
4 | 23 | 9 | 292112.062 | 301455.368 | 274526.198 | 225658.513 | 182819.002
4 | 23 | 10 | 300004.293 | 321235.189 | 311541.514 | 276034.889 | 234454.77
4 | 23 | 11 | 288132.935 | 318754.471 | 326820.588 | 308037.325 | 272540.113
4 | 23 | 12 | 260735.758 | 299017.58 | 324303.599 | 322833.32 | 295383.045
4 | 23 | 13 | 216615.747 | 258831.57 | 299487.823 | 315718.782 | 298981.492
4 | 23 | 14 | 157672.774 | 203242.511 | 257144.026 | 290754.202 | 286135.057
4 | 23 | 15 | 86717.013 | 129154.486 | 193537.463 | 240148.157 | 248327.405
4 | 23 | 16 | 29650.832 | 51702.212 | 112999.97 | 167646.638 | 185857.407
4 | 23 | 17 | 16499.291 | 16499.291 | 34594.642 | 77692.278 | 98605.542
4 | 23 | 18 | 0 | 0 | 0 | 0 | 0
4 | 23 | 19 | 0 | 0 | 0 | 0 | 0
4 | 23 | 20 | 0 | 0 | 0 | 0 | 0
4 | 23 | 21 | 0 | 0 | 0 | 0 | 0
4 | 23 | 22 | 0 | 0 | 0 | 0 | 0
4 | 23 | 23 | 0 | 0 | 0 | 0 | 0
4 | 24 | 0 | 0 | 0 | 0 | 0 | 0
4 | 24 | 1 | 0 | 0 | 0 | 0 | 0
4 | 24 | 2 | 0 | 0 | 0 | 0 | 0
4 | 24 | 3 | 0 | 0 | 0 | 0 | 0
4 | 24 | 4 | 0 | 0 | 0 | 0 | 0
4 | 24 | 5 | 905.612 | 905.612 | 905.612 | 905.612 | 905.612
4 | 24 | 6 | 42643.155 | 39806.837 | 33288.126 | 27768.096 | 27421.317
4 | 24 | 7 | 116944.231 | 111139.475 | 91725.919 | 68248.881 | 56765.159
4 | 24 | 8 | 189259.78 | 187151.335 | 162813.212 | 129412.157 | 105179.3
4 | 24 | 9 | 205533.196 | 210569.981 | 195676.545 | 169342.357 | 146913.361
4 | 24 | 10 | 234829.191 | 248304.364 | 242008.341 | 219491.262 | 193692.535
4 | 24 | 11 | 136823.936 | 142985.574 | 144634.779 | 140812.662 | 133743.743
4 | 24 | 12 | 206909.793 | 230286.282 | 246064.697 | 245247.788 | 228296.386
4 | 24 | 13 | 139274.955 | 150997.898 | 162664.385 | 167479.218 | 162663.059
4 | 24 | 14 | 78870.415 | 81641.318 | 85165.869 | 87449.403 | 87156.288
4 | 24 | 15 | 20724.447 | 20724.447 | 20724.447 | 20724.447 | 20724.447
4 | 24 | 16 | 7923.356 | 7923.356 | 7923.356 | 7923.356 | 7923.356
4 | 24 | 17 | 4474.32 | 4474.32 | 4474.32 | 4474.32 | 4474.32
4 | 24 | 18 | 0 | 0 | 0 | 0 | 0
4 | 24 | 19 | 0 | 0 | 0 | 0 | 0
4 | 24 | 20 | 0 | 0 | 0 | 0 | 0
4 | 24 | 21 | 0 | 0 | 0 | 0 | 0
4 | 24 | 22 | 0 | 0 | 0 | 0 | 0
4 | 24 | 23 | 0 | 0 | 0 | 0 | 0
4 | 25 | 0 | 0 | 0 | 0 | 0 | 0
4 | 25 | 1 | 0 | 0 | 0 | 0 | 0
4 | 25 | 2 | 0 | 0 | 0 | 0 | 0
4 | 25 | 3 | 0 | 0 | 0 | 0 | 0
4 | 25 | 4 | 0 | 0 | 0 | 0 | 0
4 | 25 | 5 | 6037.158 | 5888.336 | 5636.154 | 5619.849 | 5619.849
4 | 25 | 6 | 32465.885 | 31480.141 | 29277.123 | 27311.635 | 27136.198
4 | 25 | 7 | 152292.963 | 142905.568 | 111712.19 | 73319.701 | 54680.252
4 | 25 | 8 | 147943.196 | 146520.969 | 131154.173 | 110350.737 | 95592.422
4 | 25 | 9 | 129831.977 | 131659.433 | 126092.88 | 116367.216 | 108171.124
4 | 25 | 10 | 102646.947 | 104231.973 | 103475.052 | 100818.603 | 97816.995
4 | 25 | 11 | 195886.868 | 209683.584 | 213366.16 | 204825.078 | 188967.879
4 | 25 | 12 | 230147.852 | 260220.241 | 280547.352 | 279631.632 | 257983.622
4 | 25 | 13 | 206493.877 | 247021.937 | 286928.565 | 303403.575 | 287414.221
4 | 25 | 14 | 96484.617 | 104052.17 | 113726.186 | 120027.031 | 119284.001
4 | 25 | 15 | 22663.743 | 22663.743 | 22663.743 | 22663.743 | 22663.743
4 | 25 | 16 | 20718.956 | 20718.956 | 20718.956 | 20718.956 | 20718.956
4 | 25 | 17 | 1114.16 | 1114.16 | 1114.16 | 1114.16 | 1114.16
4 | 25 | 18 | 0 | 0 | 0 | 0 | 0
4 | 25 | 19 | 0 | 0 | 0 | 0 | 0
4 | 25 | 20 | 0 | 0 | 0 | 0 | 0
4 | 25 | 21 | 0 | 0 | 0 | 0 | 0
4 | 25 | 22 | 0 | 0 | 0 | 0 | 0
4 | 25 | 23 | 0 | 0 | 0 | 0 | 0
4 | 26 | 0 | 0 | 0 | 0 | 0 | 0
4 | 26 | 1 | 0 | 0 | 0 | 0 | 0
4 | 26 | 2 | 0 | 0 | 0 | 0 | 0
4 | 26 | 3 | 0 | 0 | 0 | 0 | 0
4 | 26 | 4 | 0 | 0 | 0 | 0 | 0
4 | 26 | 5 | 4647.342 | 4647.342 | 4647.342 | 4647.342 | 4647.342
4 | 26 | 6 | 31090.055 | 30429.238 | 29007.804 | 27659.264 | 27491.88
4 | 26 | 7 | 94912.327 | 91273.339 | 79494.802 | 65529.134 | 58715.966
4 | 26 | 8 | 230030.141 | 226732.576 | 193042.827 | 147064.462 | 113610.09
4 | 26 | 9 | 314201.04 | 323759.302 | 293568.279 | 240251.251 | 194697.334
4 | 26 | 10 | 322096.834 | 344627.986 | 333678.995 | 295256.842 | 251153.232
4 | 26 | 11 | 309932.919 | 343602.133 | 352526.037 | 331782.021 | 292909.107
4 | 26 | 12 | 275877.332 | 316571.034 | 344102.94 | 343044.809 | 313978.608
4 | 26 | 13 | 229162.077 | 273342.404 | 317062.255 | 335327.542 | 318125.163
4 | 26 | 14 | 165991.053 | 212027.193 | 268395.915 | 304634.627 | 300756.616
4 | 26 | 15 | 93157.565 | 135188.136 | 200706.672 | 249525 | 259027.234
4 | 26 | 16 | 34270.714 | 56351.013 | 117656.497 | 173241.113 | 192622.099
4 | 26 | 17 | 18903.566 | 18903.566 | 37366.679 | 79531.601 | 100925.873
4 | 26 | 18 | 0 | 0 | 0 | 0 | 0
4 | 26 | 19 | 0 | 0 | 0 | 0 | 0
4 | 26 | 20 | 0 | 0 | 0 | 0 | 0
4 | 26 | 21 | 0 | 0 | 0 | 0 | 0
4 | 26 | 22 | 0 | 0 | 0 | 0 | 0
4 | 26 | 23 | 0 | 0 | 0 | 0 | 0
4 | 27 | 0 | 0 | 0 | 0 | 0 | 0
4 | 27 | 1 | 0 | 0 | 0 | 0 | 0
4 | 27 | 2 | 0 | 0 | 0 | 0 | 0
4 | 27 | 3 | 0 | 0 | 0 | 0 | 0
4 | 27 | 4 | 0 | 0 | 0 | 0 | 0
4 | 27 | 5 | 11937.42 | 10852.471 | 7699.959 | 7554.854 | 7554.854
4 | 27 | 6 | 27530.38 | 27087.406 | 26140.739 | 25245.265 | 25121.464
4 | 27 | 7 | 127107.802 | 120455.413 | 99032.45 | 73104.992 | 60528.743
4 | 27 | 8 | 69631.146 | 69434.63 | 67549.121 | 65056.719 | 63368.398
4 | 27 | 9 | 177529.422 | 180791.924 | 170171.541 | 151714.112 | 136173.487
4 | 27 | 10 | 173096.944 | 180054.971 | 176597.684 | 164696.9 | 151230.679
4 | 27 | 11 | 198788.228 | 212099.807 | 215641.455 | 207412.96 | 192084.492
4 | 27 | 12 | 139002.839 | 147001.161 | 152505.554 | 152328.588 | 146572.263
4 | 27 | 13 | 139627.532 | 150606.978 | 161667.434 | 166389.065 | 162071.906
4 | 27 | 14 | 111070.904 | 121299.355 | 134370.358 | 142948.18 | 142110.041
4 | 27 | 15 | 81556.883 | 94371.333 | 115002.571 | 131009.51 | 134239.646
4 | 27 | 16 | 44594.826 | 48806.132 | 59638.313 | 69766.204 | 73469.911
4 | 27 | 17 | 20130.981 | 20130.981 | 26847.369 | 40786.748 | 47932.371
4 | 27 | 18 | 0 | 0 | 0 | 0 | 0
4 | 27 | 19 | 0 | 0 | 0 | 0 | 0
4 | 27 | 20 | 0 | 0 | 0 | 0 | 0
4 | 27 | 21 | 0 | 0 | 0 | 0 | 0
4 | 27 | 22 | 0 | 0 | 0 | 0 | 0
4 | 27 | 23 | 0 | 0 | 0 | 0 | 0
4 | 28 | 0 | 0 | 0 | 0 | 0 | 0
4 | 28 | 1 | 0 | 0 | 0 | 0 | 0
4 | 28 | 2 | 0 | 0 | 0 | 0 | 0
4 | 28 | 3 | 0 | 0 | 0 | 0 | 0
4 | 28 | 4 | 0 | 0 | 0 | 0 | 0
4 | 28 | 5 | 3809.173 | 3809.173 | 3809.173 | 3809.173 | 3809.173
4 | 28 | 6 | 18261.898 | 18239.009 | 18190.401 | 18144.549 | 18137.569
4 | 28 | 7 | 20211.281 | 20211.281 | 20211.281 | 20211.281 | 20211.281
4 | 28 | 8 | 47878.25 | 47820.775 | 47297.666 | 46615.26 | 46173.318
4 | 28 | 9 | 46682.203 | 46757.583 | 46504.419 | 46070.984 | 45711.171
4 | 28 | 10 | 38526.059 | 38604.613 | 38564.718 | 38429.746 | 38278.76
4 | 28 | 11 | 61296.663 | 62000.59 | 62189.015 | 61751.604 | 60944.497
4 | 28 | 12 | 35687.262 | 35797.944 | 35874.807 | 35872.822 | 35793.153
4 | 28 | 13 | 59843.202 | 60728.713 | 61632.436 | 62024.998 | 61676.464
4 | 28 | 14 | 38003.742 | 38159.559 | 38367.695 | 38506.226 | 38493.99
4 | 28 | 15 | 8239.644 | 8239.644 | 8239.644 | 8239.644 | 8239.644
4 | 28 | 16 | 0 | 0 | 0 | 0 | 0
4 | 28 | 17 | 21127.921 | 21127.921 | 28725.58 | 44615.534 | 52822.501
4 | 28 | 18 | 0 | 0 | 0 | 0 | 0
4 | 28 | 19 | 0 | 0 | 0 | 0 | 0
4 | 28 | 20 | 0 | 0 | 0 | 0 | 0
4 | 28 | 21 | 0 | 0 | 0 | 0 | 0
4 | 28 | 22 | 0 | 0 | 0 | 0 | 0
4 | 28 | 23 | 0 | 0 | 0 | 0 | 0
4 | 29 | 0 | 0 | 0 | 0 | 0 | 0
4 | 29 | 1 | 0 | 0 | 0 | 0 | 0
4 | 29 | 2 | 0 | 0 | 0 | 0 | 0
4 | 29 | 3 | 0 | 0 | 0 | 0 | 0
4 | 29 | 4 | 0 | 0 | 0 | 0 | 0
4 | 29 | 5 | 28223.814 | 23494.924 | 9610.183 | 8857.004 | 8857.004
4 | 29 | 6 | 102451.991 | 88861.272 | 57153.199 | 31558.371 | 29552.982
4 | 29 | 7 | 155607.531 | 145973.219 | 115629.002 | 78714.515 | 60948.732
4 | 29 | 8 | 258154.823 | 253585.673 | 213418.273 | 158542.005 | 118172.922
4 | 29 | 9 | 306208.372 | 314182.221 | 286237.631 | 237244 | 195431.467
4 | 29 | 10 | 269201.432 | 284761.302 | 276717.89 | 249439.849 | 218326.861
4 | 29 | 11 | 143325.952 | 149420.573 | 151046.705 | 147263.89 | 140263.606
4 | 29 | 12 | 191836.222 | 208608.095 | 220174.795 | 219949.748 | 208059.576
4 | 29 | 13 | 128486.709 | 137210.954 | 146110.955 | 150004.733 | 146648.316
4 | 29 | 14 | 109874.662 | 119121.137 | 131151.111 | 139161.475 | 138530.888
4 | 29 | 15 | 69630.702 | 74688.824 | 83130.001 | 89931.683 | 91389.309
4 | 29 | 16 | 43669.683 | 54803.884 | 84624.358 | 112297.185 | 122476.908
4 | 29 | 17 | 20285.483 | 20285.483 | 40244.494 | 84388.473 | 106990.2
4 | 29 | 18 | 504.213 | 504.213 | 504.213 | 2235.187 | 3338.186
4 | 29 | 19 | 0 | 0 | 0 | 0 | 0
4 | 29 | 20 | 0 | 0 | 0 | 0 | 0
4 | 29 | 21 | 0 | 0 | 0 | 0 | 0
4 | 29 | 22 | 0 | 0 | 0 | 0 | 0
4 | 29 | 23 | 0 | 0 | 0 | 0 | 0
4 | 30 | 0 | 0 | 0 | 0 | 0 | 0
4 | 30 | 1 | 0 | 0 | 0 | 0 | 0
4 | 30 | 2 | 0 | 0 | 0 | 0 | 0
4 | 30 | 3 | 0 | 0 | 0 | 0 | 0
4 | 30 | 4 | 0 | 0 | 0 | 0 | 0
4 | 30 | 5 | 43192.209 | 35288.201 | 10675.299 | 9394.695 | 9394.695
4 | 30 | 6 | 153074.565 | 128862.926 | 71289.487 | 25625.361 | 22473.409
4 | 30 | 7 | 122760.073 | 116423.052 | 96854.186 | 73585.466 | 62424.557
4 | 30 | 8 | 272028.254 | 266827.084 | 223171.644 | 163770.704 | 120082.389
4 | 30 | 9 | 302123.163 | 309776.287 | 282002.334 | 233693.739 | 192735.709
4 | 30 | 10 | 307912.092 | 327357.617 | 317100.291 | 282584.246 | 243092.585
4 | 30 | 11 | 296576.091 | 325567.85 | 333192.632 | 315356.025 | 281754.133
4 | 30 | 12 | 266661.38 | 302618.903 | 327183.772 | 326858.478 | 301816.664
4 | 30 | 13 | 221231.048 | 261454.015 | 301684.707 | 319139.806 | 304541.406
4 | 30 | 14 | 146948.141 | 177019.91 | 215255.058 | 240499.803 | 238754.4
4 | 30 | 15 | 95469.827 | 132298.919 | 190814.196 | 235113.104 | 244698.774
4 | 30 | 16 | 40262.909 | 59538.903 | 112567.813 | 161091.512 | 178812.757
4 | 30 | 17 | 22599.478 | 22599.478 | 38963.745 | 74465.226 | 92773.08
4 | 30 | 18 | 231.829 | 231.829 | 231.829 | 231.829 | 231.829
4 | 30 | 19 | 0 | 0 | 0 | 0 | 0
4 | 30 | 20 | 0 | 0 | 0 | 0 | 0
4 | 30 | 21 | 0 | 0 | 0 | 0 | 0
4 | 30 | 22 | 0 | 0 | 0 | 0 | 0
4 | 30 | 23 | 0 | 0 | 0 | 0 | 0
5 | 1 | 0 | 0 | 0 | 0 | 0 | 0
5 | 1 | 1 | 0 | 0 | 0 | 0 | 0
5 | 1 | 2 | 0 | 0 | 0 | 0 | 0
5 | 1 | 3 | 0 | 0 | 0 | 0 | 0
5 | 1 | 4 | 0 | 0 | 0 | 0 | 0
5 | 1 | 5 | 22053.453 | 18788.921 | 9146.613 | 8593.746 | 8593.746
5 | 1 | 6 | 163792.609 | 136252.891 | 70187.778 | 17840.35 | 14219.034
5 | 1 | 7 | 182186.668 | 169235.278 | 129242.175 | 80208.677 | 56792.4
5 | 1 | 8 | 279270.209 | 273648.413 | 228410.998 | 166895.128 | 121460.999
5 | 1 | 9 | 59786.445 | 59961.412 | 59308.004 | 58208.92 | 57307.977
5 | 1 | 10 | 55989.376 | 56360.641 | 56159.827 | 55504.561 | 54778.681
5 | 1 | 11 | 221078.11 | 238001.33 | 242483.387 | 231999.953 | 212487.271
5 | 1 | 12 | 6234.638 | 6234.638 | 6234.638 | 6234.638 | 6234.638
5 | 1 | 13 | 132129.818 | 141646.54 | 151457.466 | 155845.329 | 152276.993
5 | 1 | 14 | 95602.385 | 102217.251 | 111008.468 | 116950.094 | 116589.751
5 | 1 | 15 | 25723.495 | 25723.495 | 25723.495 | 25723.495 | 25723.495
5 | 1 | 16 | 44656.253 | 50920.493 | 67400.888 | 83002.148 | 88955.178
5 | 1 | 17 | 19148.353 | 19148.353 | 30591.347 | 54520.488 | 66990.441
5 | 1 | 18 | 507.924 | 507.924 | 507.924 | 3957.289 | 6075.579
5 | 1 | 19 | 0 | 0 | 0 | 0 | 0
5 | 1 | 20 | 0 | 0 | 0 | 0 | 0
5 | 1 | 21 | 0 | 0 | 0 | 0 | 0
5 | 1 | 22 | 0 | 0 | 0 | 0 | 0
5 | 1 | 23 | 0 | 0 | 0 | 0 | 0
5 | 2 | 0 | 0 | 0 | 0 | 0 | 0
5 | 2 | 1 | 0 | 0 | 0 | 0 | 0
5 | 2 | 2 | 0 | 0 | 0 | 0 | 0
5 | 2 | 3 | 0 | 0 | 0 | 0 | 0
5 | 2 | 4 | 0 | 0 | 0 | 0 | 0
5 | 2 | 5 | 3734.663 | 3734.663 | 3734.663 | 3734.663 | 3734.663
5 | 2 | 6 | 22289.229 | 22123.879 | 21781.705 | 21463.201 | 21397.686
5 | 2 | 7 | 116966.618 | 110970.282 | 92829.707 | 71255.528 | 60951.747
5 | 2 | 8 | 61392.762 | 61211.407 | 59836.289 | 58061.489 | 56891.434
5 | 2 | 9 | 119752.375 | 120946.324 | 116312.529 | 108531.028 | 102150.234
5 | 2 | 10 | 293241.453 | 311013.441 | 301237.582 | 268980.474 | 232079.523
5 | 2 | 11 | 136040.94 | 141536.139 | 142996.181 | 139576.762 | 133258.659
5 | 2 | 12 | 97151.361 | 99562.708 | 101263.843 | 101261.459 | 99556.946
5 | 2 | 13 | 66448.182 | 67695.661 | 68993.627 | 69582.167 | 69117.048
5 | 2 | 14 | 114372.635 | 126879.379 | 143386.035 | 154530.373 | 153953.478
5 | 2 | 15 | 84107.921 | 97150.085 | 118772.875 | 135950.539 | 139891.336
5 | 2 | 16 | 7456.085 | 7456.085 | 7456.085 | 7456.085 | 7456.085
5 | 2 | 17 | 21434.097 | 21434.097 | 24787.89 | 30959.789 | 34220.395
5 | 2 | 18 | 1038.312 | 1038.312 | 1038.312 | 4041.944 | 5674.394
5 | 2 | 19 | 0 | 0 | 0 | 0 | 0
5 | 2 | 20 | 0 | 0 | 0 | 0 | 0
5 | 2 | 21 | 0 | 0 | 0 | 0 | 0
5 | 2 | 22 | 0 | 0 | 0 | 0 | 0
5 | 2 | 23 | 0 | 0 | 0 | 0 | 0
5 | 3 | 0 | 0 | 0 | 0 | 0 | 0
5 | 3 | 1 | 0 | 0 | 0 | 0 | 0
5 | 3 | 2 | 0 | 0 | 0 | 0 | 0
5 | 3 | 3 | 0 | 0 | 0 | 0 | 0
5 | 3 | 4 | 0 | 0 | 0 | 0 | 0
5 | 3 | 5 | 56570.867 | 44937.965 | 9498.167 | 7612.787 | 7612.787
5 | 3 | 6 | 171862.305 | 142449.161 | 72267.181 | 16378.459 | 11910.158
5 | 3 | 7 | 237840.517 | 218529.617 | 159559.549 | 85230.387 | 49931.458
5 | 3 | 8 | 278568.311 | 272575.978 | 228093.907 | 168093.221 | 123900.627
5 | 3 | 9 | 300961.291 | 307869.908 | 279793.179 | 231679.409 | 191309.163
5 | 3 | 10 | 305007.436 | 323496.741 | 313095.221 | 279327.034 | 241080.218
5 | 3 | 11 | 251989.964 | 273493.2 | 279149.523 | 265830.44 | 240961.855
5 | 3 | 12 | 262264.502 | 297286.765 | 321549.289 | 321655.101 | 297547.375
5 | 3 | 13 | 219251.521 | 258981.954 | 299399.88 | 317518.454 | 303625.518
5 | 3 | 14 | 161919.054 | 202199.077 | 253750.712 | 288133.227 | 286656.409
5 | 3 | 15 | 87993.783 | 103085.01 | 128202.851 | 148212.428 | 152912.246
5 | 3 | 16 | 31317.849 | 53781.559 | 116878.067 | 174685.06 | 196283.274
5 | 3 | 17 | 15197.166 | 15197.166 | 38706.888 | 90695.011 | 117585.9
5 | 3 | 18 | 991.742 | 991.742 | 991.742 | 5912.71 | 8620.335
5 | 3 | 19 | 0 | 0 | 0 | 0 | 0
5 | 3 | 20 | 0 | 0 | 0 | 0 | 0
5 | 3 | 21 | 0 | 0 | 0 | 0 | 0
5 | 3 | 22 | 0 | 0 | 0 | 0 | 0
5 | 3 | 23 | 0 | 0 | 0 | 0 | 0
5 | 4 | 0 | 0 | 0 | 0 | 0 | 0
5 | 4 | 1 | 0 | 0 | 0 | 0 | 0
5 | 4 | 2 | 0 | 0 | 0 | 0 | 0
5 | 4 | 3 | 0 | 0 | 0 | 0 | 0
5 | 4 | 4 | 0 | 0 | 0 | 0 | 0
5 | 4 | 5 | 58054.225 | 45711.336 | 10282.276 | 8227.574 | 8227.574
5 | 4 | 6 | 170351.42 | 141644.288 | 73513.041 | 18888.317 | 14046.045
5 | 4 | 7 | 175383.1 | 162968.107 | 126035.965 | 81359.867 | 60276.448
5 | 4 | 8 | 152069.728 | 149897.698 | 134607.358 | 114817.058 | 101360.652
5 | 4 | 9 | 180489.098 | 183104.652 | 172120.473 | 153827.632 | 138905.654
5 | 4 | 10 | 311463.608 | 330307.805 | 319470.09 | 284758.191 | 245673.997
5 | 4 | 11 | 297762.603 | 326634.095 | 334185.297 | 316322.563 | 282836.624
5 | 4 | 12 | 265860.837 | 301642.268 | 326584.27 | 326833.526 | 302255.051
5 | 4 | 13 | 222135.37 | 261964.278 | 302798.412 | 321327.131 | 307516.831
5 | 4 | 14 | 163936.456 | 205304.807 | 258659.665 | 294534.834 | 293287.285
5 | 4 | 15 | 90715.936 | 132539.093 | 200360.912 | 252533.49 | 264909.292
5 | 4 | 16 | 26297.366 | 51067.458 | 121815.317 | 186765.189 | 211210.306
5 | 4 | 17 | 10342.476 | 10342.476 | 38441.702 | 101660.34 | 134457.84
5 | 4 | 18 | 980.475 | 980.475 | 980.475 | 7626.103 | 10912.986
5 | 4 | 19 | 0 | 0 | 0 | 0 | 0
5 | 4 | 20 | 0 | 0 | 0 | 0 | 0
5 | 4 | 21 | 0 | 0 | 0 | 0 | 0
5 | 4 | 22 | 0 | 0 | 0 | 0 | 0
5 | 4 | 23 | 0 | 0 | 0 | 0 | 0
5 | 5 | 0 | 0 | 0 | 0 | 0 | 0
5 | 5 | 1 | 0 | 0 | 0 | 0 | 0
5 | 5 | 2 | 0 | 0 | 0 | 0 | 0
5 | 5 | 3 | 0 | 0 | 0 | 0 | 0
5 | 5 | 4 | 0 | 0 | 0 | 0 | 0
5 | 5 | 5 | 41722.161 | 32600.171 | 10079.787 | 8361.783 | 8361.783
5 | 5 | 6 | 78657.382 | 69750.686 | 49673.831 | 33142.045 | 30977.156
5 | 5 | 7 | 22452.437 | 22452.437 | 22452.437 | 22452.437 | 22452.437
5 | 5 | 8 | 47168.811 | 47094.795 | 46594.387 | 45960.667 | 45564.874
5 | 5 | 9 | 215621.324 | 219141.437 | 203685.251 | 177762.051 | 156416.951
5 | 5 | 10 | 260911.088 | 274312.77 | 266433.143 | 241515.681 | 213591.246
5 | 5 | 11 | 226352.635 | 242813.461 | 247131.274 | 236891.815 | 217857.45
5 | 5 | 12 | 263505.969 | 297638.564 | 321464.4 | 321833.094 | 298546.911
5 | 5 | 13 | 223242.41 | 261954.646 | 301751.82 | 319954.525 | 306767.486
5 | 5 | 14 | 165778.185 | 207353.859 | 261326.151 | 297732.493 | 296758.669
5 | 5 | 15 | 94063.562 | 135610.56 | 203282.141 | 255518.199 | 268150.039
5 | 5 | 16 | 27108.523 | 52604.602 | 125285.423 | 192094.728 | 217469.708
5 | 5 | 17 | 10955.905 | 10955.905 | 40704.665 | 106876.614 | 141225.697
5 | 5 | 18 | 1195.542 | 1195.542 | 1195.542 | 9280.54 | 13019
5 | 5 | 19 | 0 | 0 | 0 | 0 | 0
5 | 5 | 20 | 0 | 0 | 0 | 0 | 0
5 | 5 | 21 | 0 | 0 | 0 | 0 | 0
5 | 5 | 22 | 0 | 0 | 0 | 0 | 0
5 | 5 | 23 | 0 | 0 | 0 | 0 | 0
5 | 6 | 0 | 0 | 0 | 0 | 0 | 0
5 | 6 | 1 | 0 | 0 | 0 | 0 | 0
5 | 6 | 2 | 0 | 0 | 0 | 0 | 0
5 | 6 | 3 | 0 | 0 | 0 | 0 | 0
5 | 6 | 4 | 0 | 0 | 0 | 0 | 0
5 | 6 | 5 | 71148.909 | 54592.335 | 10271.337 | 7534.998 | 7534.998
5 | 6 | 6 | 185263.497 | 153534.371 | 78271.626 | 17549.859 | 11577.051
5 | 6 | 7 | 249248.138 | 228674.233 | 167712.2 | 90883.239 | 54688.435
5 | 6 | 8 | 288200.499 | 281408.822 | 236047.862 | 175498.865 | 131259.242
5 | 6 | 9 | 310449.287 | 316679.053 | 288030.813 | 239602.729 | 199353.4
5 | 6 | 10 | 312593.463 | 330324.949 | 319674.067 | 286257.508 | 248722.886
5 | 6 | 11 | 298853.688 | 326075.298 | 333142.262 | 316270.092 | 284611.22
5 | 6 | 12 | 241943.359 | 269518.276 | 288966.458 | 289372.788 | 270513.842
5 | 6 | 13 | 227712.523 | 266818.023 | 307257.635 | 325945.34 | 312780.146
5 | 6 | 14 | 151363.521 | 176826.406 | 210812.842 | 234179 | 233733.041
5 | 6 | 15 | 82001.852 | 89702.921 | 102967.318 | 113881.489 | 116617.097
5 | 6 | 16 | 39723.952 | 57108.5 | 105892.898 | 151588.388 | 169404.921
5 | 6 | 17 | 16412.131 | 16412.131 | 37463.802 | 81743.485 | 105068.679
5 | 6 | 18 | 1860.748 | 1860.748 | 1860.748 | 5624.534 | 7715.593
5 | 6 | 19 | 0 | 0 | 0 | 0 | 0
5 | 6 | 20 | 0 | 0 | 0 | 0 | 0
5 | 6 | 21 | 0 | 0 | 0 | 0 | 0
5 | 6 | 22 | 0 | 0 | 0 | 0 | 0
5 | 6 | 23 | 0 | 0 | 0 | 0 | 0
5 | 7 | 0 | 0 | 0 | 0 | 0 | 0
5 | 7 | 1 | 0 | 0 | 0 | 0 | 0
5 | 7 | 2 | 0 | 0 | 0 | 0 | 0
5 | 7 | 3 | 0 | 0 | 0 | 0 | 0
5 | 7 | 4 | 0 | 0 | 0 | 0 | 0
5 | 7 | 5 | 552.883 | 552.883 | 552.883 | 552.883 | 552.883
5 | 7 | 6 | 6892.969 | 6892.969 | 6892.969 | 6892.969 | 6892.969
5 | 7 | 7 | 14742.676 | 14742.676 | 14742.676 | 14742.676 | 14742.676
5 | 7 | 8 | 236530.195 | 231311.299 | 198057.375 | 155173.497 | 125506.31
5 | 7 | 9 | 86637.999 | 86962.247 | 85421.341 | 82916.873 | 80915.7
5 | 7 | 10 | 70992.705 | 71567.1 | 71213.185 | 70138.118 | 68971.43
5 | 7 | 11 | 32673.519 | 32745.734 | 32764.725 | 32719.366 | 32636.23
5 | 7 | 12 | 64709.022 | 65674.05 | 66369.156 | 66387.457 | 65718.246
5 | 7 | 13 | 153864.811 | 167948.497 | 182827.476 | 189860.522 | 185034.789
5 | 7 | 14 | 112350.111 | 121042.403 | 132980.237 | 141322.561 | 141226.299
5 | 7 | 15 | 33477.145 | 33587.975 | 33789.17 | 33962.882 | 34007.335
5 | 7 | 16 | 49620.147 | 53907.574 | 65501.946 | 76714.772 | 81260.701
5 | 7 | 17 | 6873.078 | 6873.078 | 6873.078 | 6873.078 | 6873.078
5 | 7 | 18 | 2049.904 | 2049.904 | 2049.904 | 4145.962 | 5333.842
5 | 7 | 19 | 0 | 0 | 0 | 0 | 0
5 | 7 | 20 | 0 | 0 | 0 | 0 | 0
5 | 7 | 21 | 0 | 0 | 0 | 0 | 0
5 | 7 | 22 | 0 | 0 | 0 | 0 | 0
5 | 7 | 23 | 0 | 0 | 0 | 0 | 0
5 | 8 | 0 | 0 | 0 | 0 | 0 | 0
5 | 8 | 1 | 0 | 0 | 0 | 0 | 0
5 | 8 | 2 | 0 | 0 | 0 | 0 | 0
5 | 8 | 3 | 0 | 0 | 0 | 0 | 0
5 | 8 | 4 | 0 | 0 | 0 | 0 | 0
5 | 8 | 5 | 63193.407 | 48258.653 | 13528.188 | 10772.113 | 10772.113
5 | 8 | 6 | 19453.445 | 19443.189 | 19422.708 | 19403.998 | 19398.778
5 | 8 | 7 | 26154.96 | 26148.395 | 26130.119 | 26110.839 | 26101.848
5 | 8 | 8 | 119447.4 | 118055.729 | 109529.388 | 98784.524 | 91776.481
5 | 8 | 9 | 44400.455 | 44437.932 | 44251.735 | 43950.956 | 43711.794
5 | 8 | 10 | 49654.901 | 49864.176 | 49732.331 | 49336.617 | 48908.863
5 | 8 | 11 | 69489.912 | 70320.355 | 70537.97 | 70015.3 | 69058.478
5 | 8 | 12 | 81370.236 | 82798.448 | 83831.137 | 83863.633 | 82876.912
5 | 8 | 13 | 114798.113 | 120978.715 | 127583.243 | 130749.971 | 128634.582
5 | 8 | 14 | 127395.67 | 141214.679 | 160217.777 | 173531.858 | 173477.081
5 | 8 | 15 | 96774.111 | 131589.601 | 189867.98 | 236085.157 | 247952.35
5 | 8 | 16 | 48656.112 | 52324.121 | 62217.609 | 71842.836 | 75791.684
5 | 8 | 17 | 13821.494 | 13821.494 | 43729.562 | 107379.553 | 140739.58
5 | 8 | 18 | 2242.406 | 2242.406 | 2242.406 | 10846.514 | 15024.336
5 | 8 | 19 | 0 | 0 | 0 | 0 | 0
5 | 8 | 20 | 0 | 0 | 0 | 0 | 0
5 | 8 | 21 | 0 | 0 | 0 | 0 | 0
5 | 8 | 22 | 0 | 0 | 0 | 0 | 0
5 | 8 | 23 | 0 | 0 | 0 | 0 | 0
5 | 9 | 0 | 0 | 0 | 0 | 0 | 0
5 | 9 | 1 | 0 | 0 | 0 | 0 | 0
5 | 9 | 2 | 0 | 0 | 0 | 0 | 0
5 | 9 | 3 | 0 | 0 | 0 | 0 | 0
5 | 9 | 4 | 0 | 0 | 0 | 0 | 0
5 | 9 | 5 | 69254.614 | 52267.777 | 13330.67 | 10240.41 | 10240.41
5 | 9 | 6 | 180648.439 | 150704.361 | 80568.819 | 23019.034 | 15940.64
5 | 9 | 7 | 245300.004 | 225363.919 | 167775.894 | 95093.979 | 61069.147
5 | 9 | 8 | 290204.132 | 282848.705 | 237949.054 | 178451.155 | 135421.846
5 | 9 | 9 | 315192.561 | 320576.832 | 292207.973 | 244816.958 | 205753.887
5 | 9 | 10 | 319137.964 | 335913.684 | 325144.227 | 292391.165 | 255784.565
5 | 9 | 11 | 304125.9 | 330161.728 | 336824.528 | 320628.399 | 290189.465
5 | 9 | 12 | 273482.855 | 306123.416 | 329005.101 | 329826.374 | 308164.994
5 | 9 | 13 | 228333.258 | 264401.012 | 301572.212 | 318962.503 | 307699.778
5 | 9 | 14 | 171649.32 | 210059.523 | 260460.156 | 294522.66 | 294625.807
5 | 9 | 15 | 96857.829 | 119422.262 | 157470.912 | 187841.957 | 195762.429
5 | 9 | 16 | 32597.567 | 57264.851 | 127401.214 | 191443.5 | 216344.508
5 | 9 | 17 | 13900.14 | 13900.14 | 43954.591 | 106881.681 | 139714.882
5 | 9 | 18 | 2719.305 | 2719.305 | 2719.305 | 12499.762 | 17187.525
5 | 9 | 19 | 0 | 0 | 0 | 0 | 0
5 | 9 | 20 | 0 | 0 | 0 | 0 | 0
5 | 9 | 21 | 0 | 0 | 0 | 0 | 0
5 | 9 | 22 | 0 | 0 | 0 | 0 | 0
5 | 9 | 23 | 0 | 0 | 0 | 0 | 0
5 | 10 | 0 | 0 | 0 | 0 | 0 | 0
5 | 10 | 1 | 0 | 0 | 0 | 0 | 0
5 | 10 | 2 | 0 | 0 | 0 | 0 | 0
5 | 10 | 3 | 0 | 0 | 0 | 0 | 0
5 | 10 | 4 | 0 | 0 | 0 | 0 | 0
5 | 10 | 5 | 67283.784 | 50509.542 | 13863.421 | 10723.238 | 10723.238
5 | 10 | 6 | 173984.777 | 145228.8 | 79276.388 | 25527.123 | 18408.296
5 | 10 | 7 | 243014.633 | 222592.209 | 165057.067 | 94548.901 | 62132.881
5 | 10 | 8 | 288667.06 | 280880.091 | 235177.534 | 176062.264 | 134446.65
5 | 10 | 9 | 258507.686 | 262481.268 | 240674.314 | 205222.579 | 176768.601
5 | 10 | 10 | 232270.902 | 242091.379 | 235627.532 | 216533.013 | 195810.957
5 | 10 | 11 | 236941.528 | 253584.722 | 257882.892 | 247405.939 | 228107.143
5 | 10 | 12 | 187928.927 | 202350.656 | 212781.445 | 213210.883 | 203393.5
5 | 10 | 13 | 166474.992 | 182275.939 | 199197.659 | 207405.979 | 202213.428
5 | 10 | 14 | 112195.272 | 120435.404 | 131957.945 | 140130.617 | 140212.987
5 | 10 | 15 | 87595.589 | 98659.746 | 118077.412 | 134249.262 | 138587.857
5 | 10 | 16 | 51094.577 | 59607.893 | 83460.43 | 106373.264 | 115762.606
5 | 10 | 17 | 25356.826 | 25356.826 | 31255.152 | 42193.038 | 48114.051
5 | 10 | 18 | 2827.934 | 2827.934 | 2827.934 | 2861.847 | 2890.074
5 | 10 | 19 | 0 | 0 | 0 | 0 | 0
5 | 10 | 20 | 0 | 0 | 0 | 0 | 0
5 | 10 | 21 | 0 | 0 | 0 | 0 | 0
5 | 10 | 22 | 0 | 0 | 0 | 0 | 0
5 | 10 | 23 | 0 | 0 | 0 | 0 | 0
5 | 11 | 0 | 0 | 0 | 0 | 0 | 0
5 | 11 | 1 | 0 | 0 | 0 | 0 | 0
5 | 11 | 2 | 0 | 0 | 0 | 0 | 0
5 | 11 | 3 | 0 | 0 | 0 | 0 | 0
5 | 11 | 4 | 0 | 0 | 0 | 0 | 0
5 | 11 | 5 | 21416.279 | 18783.248 | 13688.94 | 13069.522 | 13069.522
5 | 11 | 6 | 1892.055 | 1892.055 | 1892.055 | 1892.055 | 1892.055
5 | 11 | 7 | 4630.668 | 4630.668 | 4630.668 | 4630.668 | 4630.668
5 | 11 | 8 | 77448.884 | 77037.247 | 74728.495 | 71864.168 | 70043.465
5 | 11 | 9 | 54404.099 | 54485.972 | 54016.599 | 53270.947 | 52685.815
5 | 11 | 10 | 40863.123 | 40946.836 | 40890.423 | 40726.931 | 40552.136
5 | 11 | 11 | 18821.824 | 18821.824 | 18821.824 | 18821.824 | 18821.824
5 | 11 | 12 | 36407.458 | 36531.532 | 36622.215 | 36626.385 | 36541.6
5 | 11 | 13 | 50017.249 | 50520.475 | 51066.347 | 51335.122 | 51169.388
5 | 11 | 14 | 29237.351 | 29262.75 | 29299.11 | 29325.131 | 29325.571
5 | 11 | 15 | 14586.253 | 14586.253 | 14586.253 | 14586.253 | 14586.253
5 | 11 | 16 | 12911.025 | 12911.025 | 12911.025 | 12911.025 | 12911.025
5 | 11 | 17 | 31079.047 | 31079.047 | 44613.442 | 69034.479 | 82242.13
5 | 11 | 18 | 3494.56 | 3494.56 | 3494.56 | 4986.879 | 5630.229
5 | 11 | 19 | 0 | 0 | 0 | 0 | 0
5 | 11 | 20 | 0 | 0 | 0 | 0 | 0
5 | 11 | 21 | 0 | 0 | 0 | 0 | 0
5 | 11 | 22 | 0 | 0 | 0 | 0 | 0
5 | 11 | 23 | 0 | 0 | 0 | 0 | 0
5 | 12 | 0 | 0 | 0 | 0 | 0 | 0
5 | 12 | 1 | 0 | 0 | 0 | 0 | 0
5 | 12 | 2 | 0 | 0 | 0 | 0 | 0
5 | 12 | 3 | 0 | 0 | 0 | 0 | 0
5 | 12 | 4 | 0 | 0 | 0 | 0 | 0
5 | 12 | 5 | 4294.806 | 4294.806 | 4294.806 | 4294.806 | 4294.806
5 | 12 | 6 | 19056.072 | 19056.072 | 19056.072 | 19056.072 | 19056.072
5 | 12 | 7 | 58261.329 | 57406.843 | 55110.813 | 52611.477 | 51482.797
5 | 12 | 8 | 76617.316 | 76209.808 | 73984.51 | 71235.483 | 69500.3
5 | 12 | 9 | 112005.151 | 112655.093 | 108730.794 | 102518.932 | 97656.236
5 | 12 | 10 | 137885.268 | 140926.365 | 138830.516 | 132814.815 | 126389.131
5 | 12 | 11 | 99021.66 | 100604.093 | 101011.355 | 100005.313 | 98174.365
5 | 12 | 12 | 71841.664 | 72908.034 | 73689.846 | 73729.337 | 73003.389
5 | 12 | 13 | 73705.497 | 75045.469 | 76504.749 | 77228.764 | 76793.805
5 | 12 | 14 | 86622.267 | 89214.925 | 92898.764 | 95544.763 | 95606.844
5 | 12 | 15 | 20119.676 | 20119.676 | 20119.676 | 20119.676 | 20119.676
5 | 12 | 16 | 52457.482 | 57335.171 | 70966.019 | 84222.47 | 89780.7
5 | 12 | 17 | 23.682 | 23.682 | 23.682 | 23.682 | 23.682
5 | 12 | 18 | 4255.808 | 4255.808 | 4255.808 | 8084.884 | 10153.412
5 | 12 | 19 | 0 | 0 | 0 | 0 | 0
5 | 12 | 20 | 0 | 0 | 0 | 0 | 0
5 | 12 | 21 | 0 | 0 | 0 | 0 | 0
5 | 12 | 22 | 0 | 0 | 0 | 0 | 0
5 | 12 | 23 | 0 | 0 | 0 | 0 | 0
5 | 13 | 0 | 0 | 0 | 0 | 0 | 0
5 | 13 | 1 | 0 | 0 | 0 | 0 | 0
5 | 13 | 2 | 0 | 0 | 0 | 0 | 0
5 | 13 | 3 | 0 | 0 | 0 | 0 | 0
5 | 13 | 4 | 0 | 0 | 0 | 0 | 0
5 | 13 | 5 | 0 | 0 | 0 | 0 | 0
5 | 13 | 6 | 23589.456 | 23444.742 | 23163.506 | 22910.529 | 22833.94
5 | 13 | 7 | 25423.313 | 25420.478 | 25412.948 | 25405.135 | 25401.615
5 | 13 | 8 | 26475.266 | 26475.266 | 26475.266 | 26475.266 | 26475.266
5 | 13 | 9 | 95147.593 | 95451.844 | 93515.328 | 90470.471 | 88100.588
5 | 13 | 10 | 106024.646 | 107235.015 | 106381.535 | 103962.936 | 101394.408
5 | 13 | 11 | 235632.588 | 251896.789 | 256033.469 | 245707.379 | 226779.131
5 | 13 | 12 | 189712.617 | 204207.57 | 214790.225 | 215369.048 | 205613.796
5 | 13 | 13 | 180113.701 | 200518.117 | 222559.583 | 233468.694 | 227090.051
5 | 13 | 14 | 159599.814 | 189438.113 | 230927.512 | 260322.373 | 261192.053
5 | 13 | 15 | 90339.587 | 102427.611 | 123922.56 | 141991.865 | 147064.209
5 | 13 | 16 | 48508.806 | 60987.648 | 96772.115 | 131107.551 | 145388.246
5 | 13 | 17 | 4791.55 | 4791.55 | 4791.55 | 4791.55 | 4791.55
5 | 13 | 18 | 0 | 0 | 0 | 0 | 0
5 | 13 | 19 | 0 | 0 | 0 | 0 | 0
5 | 13 | 20 | 0 | 0 | 0 | 0 | 0
5 | 13 | 21 | 0 | 0 | 0 | 0 | 0
5 | 13 | 22 | 0 | 0 | 0 | 0 | 0
5 | 13 | 23 | 0 | 0 | 0 | 0 | 0
5 | 14 | 0 | 0 | 0 | 0 | 0 | 0
5 | 14 | 1 | 0 | 0 | 0 | 0 | 0
5 | 14 | 2 | 0 | 0 | 0 | 0 | 0
5 | 14 | 3 | 0 | 0 | 0 | 0 | 0
5 | 14 | 4 | 0 | 0 | 0 | 0 | 0
5 | 14 | 5 | 84885.171 | 60842.73 | 13604.834 | 9242.096 | 9242.096
5 | 14 | 6 | 188893.721 | 156254.211 | 82577.723 | 22306.337 | 13737.923
5 | 14 | 7 | 242297.079 | 220834.129 | 162703.753 | 92047.472 | 60336.913
5 | 14 | 8 | 296337.39 | 287447.331 | 240504.399 | 181000.638 | 139646.479
5 | 14 | 9 | 319833.125 | 324288.888 | 294058.345 | 245589.355 | 207075.296
5 | 14 | 10 | 285222.27 | 298524.695 | 288939.557 | 261771.287 | 232539.349
5 | 14 | 11 | 283696.052 | 306519.2 | 312273.372 | 297764.4 | 271110.511
5 | 14 | 12 | 246684.12 | 272931.627 | 292027.204 | 293148.181 | 275670.075
5 | 14 | 13 | 212939.201 | 242786.935 | 274972.44 | 290941.196 | 281844.193
5 | 14 | 14 | 162628.27 | 193004.515 | 235431.457 | 265570.909 | 266645.909
5 | 14 | 15 | 99506.631 | 128558.532 | 178846.758 | 219836.034 | 231372.131
5 | 14 | 16 | 42341.048 | 59885.59 | 110607.956 | 158617.765 | 178451.743
5 | 14 | 17 | 17529.457 | 17529.457 | 40239.366 | 84015.229 | 107518.141
5 | 14 | 18 | 4580.518 | 4580.518 | 4580.518 | 14332.61 | 18739.427
5 | 14 | 19 | 0 | 0 | 0 | 0 | 0
5 | 14 | 20 | 0 | 0 | 0 | 0 | 0
5 | 14 | 21 | 0 | 0 | 0 | 0 | 0
5 | 14 | 22 | 0 | 0 | 0 | 0 | 0
5 | 14 | 23 | 0 | 0 | 0 | 0 | 0
5 | 15 | 0 | 0 | 0 | 0 | 0 | 0
5 | 15 | 1 | 0 | 0 | 0 | 0 | 0
5 | 15 | 2 | 0 | 0 | 0 | 0 | 0
5 | 15 | 3 | 0 | 0 | 0 | 0 | 0
5 | 15 | 4 | 0 | 0 | 0 | 0 | 0
5 | 15 | 5 | 24855.331 | 21373.948 | 15111.531 | 14284.126 | 14284.126
5 | 15 | 6 | 94678.346 | 83199.061 | 58454.075 | 38002.107 | 34436.835
5 | 15 | 7 | 195068.647 | 179739.261 | 138704.837 | 89855.361 | 67997.97
5 | 15 | 8 | 148656.136 | 145903.446 | 131876.819 | 114590.64 | 103520.028
5 | 15 | 9 | 218483.654 | 220663.297 | 205055.208 | 180420.859 | 161131.672
5 | 15 | 10 | 182229.413 | 187765.311 | 183681.061 | 172312.18 | 160246.935
5 | 15 | 11 | 171046.083 | 178075.851 | 179849.388 | 175343.223 | 167163.376
5 | 15 | 12 | 156764.915 | 165008.959 | 171085.552 | 171468.423 | 165936.448
5 | 15 | 13 | 129250.356 | 136630.962 | 144736.093 | 148834.308 | 146552.997
5 | 15 | 14 | 88813.876 | 93171.635 | 99478.586 | 104064.339 | 104256.629
5 | 15 | 15 | 92823.996 | 104660.552 | 125873.239 | 143781.443 | 148933.743
5 | 15 | 16 | 53033.423 | 60388.465 | 81326.668 | 101704.028 | 110382.965
5 | 15 | 17 | 26815.443 | 26815.443 | 33126.97 | 44263.341 | 50374.144
5 | 15 | 18 | 4896.32 | 4896.32 | 4896.32 | 5117.584 | 5297.925
5 | 15 | 19 | 0 | 0 | 0 | 0 | 0
5 | 15 | 20 | 0 | 0 | 0 | 0 | 0
5 | 15 | 21 | 0 | 0 | 0 | 0 | 0
5 | 15 | 22 | 0 | 0 | 0 | 0 | 0
5 | 15 | 23 | 0 | 0 | 0 | 0 | 0
5 | 16 | 0 | 0 | 0 | 0 | 0 | 0
5 | 16 | 1 | 0 | 0 | 0 | 0 | 0
5 | 16 | 2 | 0 | 0 | 0 | 0 | 0
5 | 16 | 3 | 0 | 0 | 0 | 0 | 0
5 | 16 | 4 | 0 | 0 | 0 | 0 | 0
5 | 16 | 5 | 0 | 0 | 0 | 0 | 0
5 | 16 | 6 | 89760.127 | 79252.893 | 56916.241 | 38432.782 | 35065.54
5 | 16 | 7 | 229062.584 | 209006.23 | 155723.02 | 91826.542 | 63463.384
5 | 16 | 8 | 276253.625 | 267695.396 | 224590.097 | 170548.79 | 133799.83
5 | 16 | 9 | 273710.655 | 276815.291 | 253170.365 | 215888.305 | 186705.786
5 | 16 | 10 | 280086.609 | 292507.726 | 283136.953 | 257152.976 | 229395.441
5 | 16 | 11 | 281779.783 | 303332.057 | 308693.442 | 294896.33 | 269642.854
5 | 16 | 12 | 276442.397 | 308778.488 | 332287.204 | 333846.934 | 312609.526
5 | 16 | 13 | 233120.549 | 269255.031 | 308249.222 | 327748.869 | 317185.919
5 | 16 | 14 | 177107.592 | 213732.184 | 265060.124 | 301566.374 | 303285.847
5 | 16 | 15 | 105059.418 | 142180.213 | 206225.809 | 258065.418 | 272948.052
5 | 16 | 16 | 36956.859 | 60424.126 | 129227.064 | 193769.655 | 220490.391
5 | 16 | 17 | 14220.008 | 14220.008 | 43203.177 | 99365.674 | 129470.854
5 | 16 | 18 | 5059.276 | 5059.276 | 5059.276 | 19811.49 | 27052.437
5 | 16 | 19 | 0 | 0 | 0 | 0 | 0
5 | 16 | 20 | 0 | 0 | 0 | 0 | 0
5 | 16 | 21 | 0 | 0 | 0 | 0 | 0
5 | 16 | 22 | 0 | 0 | 0 | 0 | 0
5 | 16 | 23 | 0 | 0 | 0 | 0 | 0
5 | 17 | 0 | 0 | 0 | 0 | 0 | 0
5 | 17 | 1 | 0 | 0 | 0 | 0 | 0
5 | 17 | 2 | 0 | 0 | 0 | 0 | 0
5 | 17 | 3 | 0 | 0 | 0 | 0 | 0
5 | 17 | 4 | 0 | 0 | 0 | 0 | 0
5 | 17 | 5 | 8630.336 | 8630.336 | 8630.336 | 8630.336 | 8630.336
5 | 17 | 6 | 15277.185 | 15277.185 | 15277.185 | 15277.185 | 15277.185
5 | 17 | 7 | 35838.859 | 35695.61 | 35327.853 | 34951.057 | 34785.906
5 | 17 | 8 | 90028.41 | 89338.659 | 85994.138 | 81942.56 | 79422.472
5 | 17 | 9 | 99976.504 | 100237.677 | 98133.777 | 94894.775 | 92417.709
5 | 17 | 10 | 175111.123 | 179466.521 | 176101.558 | 166960.917 | 157367.236
5 | 17 | 11 | 81633.842 | 82649.007 | 82902.262 | 82245.353 | 81062.867
5 | 17 | 12 | 73717.898 | 74812.902 | 75627.822 | 75685.424 | 74951.98
5 | 17 | 13 | 67047.101 | 68077.127 | 69221.439 | 69809.763 | 69497.556
5 | 17 | 14 | 50360.364 | 50852.306 | 51573.097 | 52102.757 | 52130.979
5 | 17 | 15 | 77954.408 | 82981.116 | 92290.207 | 100375.265 | 102770.55
5 | 17 | 16 | 49143.159 | 50667.031 | 54974.194 | 59269.975 | 61155.205
5 | 17 | 17 | 26713.656 | 26713.656 | 31748.808 | 40074.06 | 44703.132
5 | 17 | 18 | 5052.886 | 5052.886 | 5052.886 | 5177.844 | 5278.733
5 | 17 | 19 | 0 | 0 | 0 | 0 | 0
5 | 17 | 20 | 0 | 0 | 0 | 0 | 0
5 | 17 | 21 | 0 | 0 | 0 | 0 | 0
5 | 17 | 22 | 0 | 0 | 0 | 0 | 0
5 | 17 | 23 | 0 | 0 | 0 | 0 | 0
5 | 18 | 0 | 0 | 0 | 0 | 0 | 0
5 | 18 | 1 | 0 | 0 | 0 | 0 | 0
5 | 18 | 2 | 0 | 0 | 0 | 0 | 0
5 | 18 | 3 | 0 | 0 | 0 | 0 | 0
5 | 18 | 4 | 0 | 0 | 0 | 0 | 0
5 | 18 | 5 | 7377.904 | 7377.904 | 7377.904 | 7377.904 | 7377.904
5 | 18 | 6 | 79683.897 | 71148.39 | 53467.891 | 38748.548 | 35835.534
5 | 18 | 7 | 35939.288 | 35791.002 | 35413.338 | 35027.58 | 34859.653
5 | 18 | 8 | 53982.317 | 53810.588 | 52995.729 | 52014.263 | 51424.173
5 | 18 | 9 | 90897.402 | 91093.058 | 89410.256 | 86833.938 | 84873.198
5 | 18 | 10 | 62579.601 | 62944.298 | 62655.924 | 61883.416 | 61079.32
5 | 18 | 11 | 35714.221 | 35803.476 | 35825.576 | 35767.575 | 35663.452
5 | 18 | 12 | 30559.462 | 30623.503 | 30671.296 | 30674.843 | 30632.065
5 | 18 | 13 | 30899.479 | 30956.702 | 31020.514 | 31053.534 | 31036.416
5 | 18 | 14 | 39443.016 | 39605.328 | 39845.26 | 40022.265 | 40032.643
5 | 18 | 15 | 28922.927 | 28950.073 | 29002.616 | 29049.778 | 29063.931
5 | 18 | 16 | 18702.853 | 18702.853 | 18702.853 | 18702.853 | 18702.853
5 | 18 | 17 | 12478.78 | 12478.78 | 12478.78 | 12478.78 | 12478.78
5 | 18 | 18 | 922.861 | 922.861 | 922.861 | 922.861 | 922.861
5 | 18 | 19 | 0 | 0 | 0 | 0 | 0
5 | 18 | 20 | 0 | 0 | 0 | 0 | 0
5 | 18 | 21 | 0 | 0 | 0 | 0 | 0
5 | 18 | 22 | 0 | 0 | 0 | 0 | 0
5 | 18 | 23 | 0 | 0 | 0 | 0 | 0
5 | 19 | 0 | 0 | 0 | 0 | 0 | 0
5 | 19 | 1 | 0 | 0 | 0 | 0 | 0
5 | 19 | 2 | 0 | 0 | 0 | 0 | 0
5 | 19 | 3 | 0 | 0 | 0 | 0 | 0
5 | 19 | 4 | 0 | 0 | 0 | 0 | 0
5 | 19 | 5 | 84780.721 | 59518.456 | 15984.252 | 11139.267 | 11139.267
5 | 19 | 6 | 183820.2 | 152106.002 | 82535.824 | 25371.969 | 16350.31
5 | 19 | 7 | 247843.539 | 225633.124 | 167786.707 | 98087.292 | 67567.348
5 | 19 | 8 | 291225.294 | 281578.837 | 235750.714 | 178560.711 | 139693.282
5 | 19 | 9 | 313832.785 | 316965.046 | 287771.039 | 241892.832 | 206035.242
5 | 19 | 10 | 317725.345 | 332223.87 | 320509.185 | 288825.331 | 255012.177
5 | 19 | 11 | 305818.092 | 329865.742 | 335687.972 | 320143.789 | 291727.982
5 | 19 | 12 | 276626.122 | 307636.863 | 330266.436 | 332000.686 | 311910.961
5 | 19 | 13 | 234224.77 | 269248.709 | 307265.108 | 326552.255 | 316823.461
5 | 19 | 14 | 178849.877 | 214318.347 | 264672.08 | 300657.662 | 302914.199
5 | 19 | 15 | 106079.484 | 142516.283 | 205779.921 | 257057.166 | 272198.622
5 | 19 | 16 | 38308.399 | 61602.424 | 130410.82 | 194473.168 | 221221.961
5 | 19 | 17 | 12207.132 | 12207.132 | 47527.95 | 114479.597 | 150028.784
5 | 19 | 18 | 5142.48 | 5142.48 | 5142.48 | 24059.236 | 33289.162
5 | 19 | 19 | 0 | 0 | 0 | 0 | 0
5 | 19 | 20 | 0 | 0 | 0 | 0 | 0
5 | 19 | 21 | 0 | 0 | 0 | 0 | 0
5 | 19 | 22 | 0 | 0 | 0 | 0 | 0
5 | 19 | 23 | 0 | 0 | 0 | 0 | 0
5 | 20 | 0 | 0 | 0 | 0 | 0 | 0
5 | 20 | 1 | 0 | 0 | 0 | 0 | 0
5 | 20 | 2 | 0 | 0 | 0 | 0 | 0
5 | 20 | 3 | 0 | 0 | 0 | 0 | 0
5 | 20 | 4 | 0 | 0 | 0 | 0 | 0
5 | 20 | 5 | 32037.267 | 26043.315 | 16254.531 | 14716.007 | 14716.007
5 | 20 | 6 | 139333.77 | 117563.59 | 70620.155 | 31691.899 | 25035.027
5 | 20 | 7 | 200243.419 | 183757.163 | 141187.364 | 90636.953 | 68591.003
5 | 20 | 8 | 227088.854 | 220355.434 | 189157.004 | 150759.394 | 125534.904
5 | 20 | 9 | 266987.781 | 269267.12 | 246487.396 | 211132.227 | 183820.309
5 | 20 | 10 | 262400.079 | 272993.842 | 264230.656 | 240956.502 | 216477.824
5 | 20 | 11 | 254184.845 | 271821.614 | 276079.196 | 264583.424 | 243793.906
5 | 20 | 12 | 233456.057 | 256110.314 | 272845.383 | 274186.451 | 259388.307
5 | 20 | 13 | 191124.954 | 212303.437 | 235714.345 | 247813.01 | 241832.089
5 | 20 | 14 | 127514.08 | 139489.516 | 157093.537 | 170061.028 | 170948.444
5 | 20 | 15 | 76448.385 | 81171.71 | 90046.308 | 97826.699 | 100207.238
5 | 20 | 16 | 40394.984 | 40827.951 | 42011.647 | 43252.872 | 43824.364
5 | 20 | 17 | 26310.646 | 26310.646 | 27921.12 | 30233.93 | 31555.123
5 | 20 | 18 | 4895.93 | 4895.93 | 4895.93 | 4895.93 | 4895.93
5 | 20 | 19 | 0 | 0 | 0 | 0 | 0
5 | 20 | 20 | 0 | 0 | 0 | 0 | 0
5 | 20 | 21 | 0 | 0 | 0 | 0 | 0
5 | 20 | 22 | 0 | 0 | 0 | 0 | 0
5 | 20 | 23 | 0 | 0 | 0 | 0 | 0
5 | 21 | 0 | 0 | 0 | 0 | 0 | 0
5 | 21 | 1 | 0 | 0 | 0 | 0 | 0
5 | 21 | 2 | 0 | 0 | 0 | 0 | 0
5 | 21 | 3 | 0 | 0 | 0 | 0 | 0
5 | 21 | 4 | 0 | 0 | 0 | 0 | 0
5 | 21 | 5 | 57343.706 | 43115.705 | 19973.901 | 16688.451 | 16688.451
5 | 21 | 6 | 14967.823 | 14967.823 | 14967.823 | 14967.823 | 14967.823
5 | 21 | 7 | 43620.623 | 43305.778 | 42521.832 | 41728.064 | 41389.406
5 | 21 | 8 | 170521.871 | 166594.274 | 148895.511 | 127536.359 | 114033.937
5 | 21 | 9 | 180485.539 | 181490.853 | 170704.181 | 154286.371 | 141839.194
5 | 21 | 10 | 207662.291 | 213922.756 | 208622.631 | 194757.293 | 180326.166
5 | 21 | 11 | 81865.087 | 82878.173 | 83122.581 | 82455.386 | 81266.852
5 | 21 | 12 | 216290.905 | 234740.617 | 248348.409 | 249477.045 | 237507.929
5 | 21 | 13 | 193143.417 | 216173.991 | 241329.312 | 254232.678 | 248006.265
5 | 21 | 14 | 136586.591 | 150616.522 | 171120.672 | 186117.597 | 187209.254
5 | 21 | 15 | 33787.468 | 33897.803 | 34114.609 | 34310.883 | 34371.65
5 | 21 | 16 | 52227.231 | 63484.055 | 96540.517 | 128326.939 | 142098.824
5 | 21 | 17 | 16512.851 | 16512.851 | 43881.955 | 93638.715 | 120413.81
5 | 21 | 18 | 7354.693 | 7354.693 | 7354.693 | 14052.193 | 17893.276
5 | 21 | 19 | 0 | 0 | 0 | 0 | 0
5 | 21 | 20 | 0 | 0 | 0 | 0 | 0
5 | 21 | 21 | 0 | 0 | 0 | 0 | 0
5 | 21 | 22 | 0 | 0 | 0 | 0 | 0
5 | 21 | 23 | 0 | 0 | 0 | 0 | 0
5 | 22 | 0 | 0 | 0 | 0 | 0 | 0
5 | 22 | 1 | 0 | 0 | 0 | 0 | 0
5 | 22 | 2 | 0 | 0 | 0 | 0 | 0
5 | 22 | 3 | 0 | 0 | 0 | 0 | 0
5 | 22 | 4 | 0 | 0 | 0 | 0 | 0
5 | 22 | 5 | 7617.177 | 7617.177 | 7617.177 | 7617.177 | 7617.177
5 | 22 | 6 | 22167.052 | 22097.873 | 21969.013 | 21855.961 | 21824.933
5 | 22 | 7 | 56925.96 | 56080.391 | 53986.415 | 51777.986 | 50842.244
5 | 22 | 8 | 50164.611 | 50014.157 | 49352.808 | 48567.547 | 48107.561
5 | 22 | 9 | 90558.966 | 90708.915 | 88969.659 | 86356.147 | 84398.944
5 | 22 | 10 | 121780.196 | 123872.828 | 122059.844 | 117391.87 | 112590.778
5 | 22 | 11 | 138712.973 | 143188.376 | 144255.865 | 141297.528 | 136028.921
5 | 22 | 12 | 248672.423 | 273868.207 | 292421.12 | 294008.319 | 277772.057
5 | 22 | 13 | 212307.766 | 239474.231 | 269411.482 | 284923.702 | 277588.993
5 | 22 | 14 | 167063.241 | 195497.452 | 236870.508 | 266931.238 | 269243.183
5 | 22 | 15 | 103147.768 | 125271.11 | 165286.042 | 199053.317 | 209441.912
5 | 22 | 16 | 47411.262 | 63311.266 | 110529.216 | 155727.85 | 175304.491
5 | 22 | 17 | 18674.069 | 18674.069 | 43419.861 | 87329.839 | 111242.279
5 | 22 | 18 | 7009.716 | 7009.716 | 7009.716 | 7501.557 | 7889.889
5 | 22 | 19 | 0 | 0 | 0 | 0 | 0
5 | 22 | 20 | 0 | 0 | 0 | 0 | 0
5 | 22 | 21 | 0 | 0 | 0 | 0 | 0
5 | 22 | 22 | 0 | 0 | 0 | 0 | 0
5 | 22 | 23 | 0 | 0 | 0 | 0 | 0
5 | 23 | 0 | 0 | 0 | 0 | 0 | 0
5 | 23 | 1 | 0 | 0 | 0 | 0 | 0
5 | 23 | 2 | 0 | 0 | 0 | 0 | 0
5 | 23 | 3 | 0 | 0 | 0 | 0 | 0
5 | 23 | 4 | 0 | 0 | 0 | 0 | 0
5 | 23 | 5 | 80213.265 | 55692.279 | 16719.643 | 11852.648 | 11852.648
5 | 23 | 6 | 168640.163 | 139856.604 | 78279.087 | 27767.087 | 19446.801
5 | 23 | 7 | 230083.26 | 208931.935 | 155586.295 | 92494.549 | 65572.263
5 | 23 | 8 | 269767.354 | 260210.713 | 218117.106 | 166625.334 | 132508.047
5 | 23 | 9 | 287156.483 | 289264.528 | 262357.001 | 221074.244 | 189513.479
5 | 23 | 10 | 292306.23 | 304918.477 | 293747.054 | 264846.323 | 234619.576
5 | 23 | 11 | 206532.245 | 217226.727 | 219745.637 | 212652.156 | 200009.509
5 | 23 | 12 | 254506.866 | 282291.548 | 302840.345 | 304653.322 | 286741.911
5 | 23 | 13 | 215234.918 | 246140.609 | 280325.753 | 298136.627 | 289885.661
5 | 23 | 14 | 164524.68 | 195563.868 | 241026.854 | 274207.429 | 276902.809
5 | 23 | 15 | 102058.968 | 131937.136 | 185448.279 | 230127.296 | 243934.163
5 | 23 | 16 | 43278.752 | 61933.586 | 117797.936 | 171072.375 | 194156.148
5 | 23 | 17 | 17724.828 | 17724.828 | 45922.713 | 96306.457 | 123677.124
5 | 23 | 18 | 7215.511 | 7215.511 | 7215.511 | 20731.113 | 28211.369
5 | 23 | 19 | 0 | 0 | 0 | 0 | 0
5 | 23 | 20 | 0 | 0 | 0 | 0 | 0
5 | 23 | 21 | 0 | 0 | 0 | 0 | 0
5 | 23 | 22 | 0 | 0 | 0 | 0 | 0
5 | 23 | 23 | 0 | 0 | 0 | 0 | 0
5 | 24 | 0 | 0 | 0 | 0 | 0 | 0
5 | 24 | 1 | 0 | 0 | 0 | 0 | 0
5 | 24 | 2 | 0 | 0 | 0 | 0 | 0
5 | 24 | 3 | 0 | 0 | 0 | 0 | 0
5 | 24 | 4 | 0 | 0 | 0 | 0 | 0
5 | 24 | 5 | 74406.484 | 52102.123 | 17221.848 | 12614.923 | 12614.923
5 | 24 | 6 | 156413.943 | 130536.351 | 75429.8 | 30124.039 | 22564.104
5 | 24 | 7 | 219173.089 | 199414.591 | 149840.491 | 91350.633 | 66490.211
5 | 24 | 8 | 259602.221 | 250339.486 | 210133.756 | 160980.804 | 128613.985
5 | 24 | 9 | 280866.267 | 282725.279 | 256696.88 | 216868.761 | 186491.066
5 | 24 | 10 | 287016.159 | 299086.355 | 288150.379 | 260105.505 | 230842.56
5 | 24 | 11 | 276084.943 | 296748.585 | 301526.935 | 287817.994 | 263177.199
5 | 24 | 12 | 246498.761 | 272852.079 | 292345.578 | 294110.705 | 277190.868
5 | 24 | 13 | 208169.691 | 237388.916 | 269707.914 | 286584.261 | 278923.754
5 | 24 | 14 | 161636.05 | 190485.922 | 232860.003 | 263788.254 | 266423.259
5 | 24 | 15 | 102576.796 | 130985.5 | 182020.843 | 224698.861 | 237979.12
5 | 24 | 16 | 46560.944 | 63880.32 | 115829.27 | 165448.254 | 187066.637
5 | 24 | 17 | 20912.705 | 20912.705 | 47086.64 | 92518.836 | 117339.332
5 | 24 | 18 | 7945.496 | 7945.496 | 7945.496 | 19072.38 | 25762.037
5 | 24 | 19 | 0 | 0 | 0 | 0 | 0
5 | 24 | 20 | 0 | 0 | 0 | 0 | 0
5 | 24 | 21 | 0 | 0 | 0 | 0 | 0
5 | 24 | 22 | 0 | 0 | 0 | 0 | 0
5 | 24 | 23 | 0 | 0 | 0 | 0 | 0
5 | 25 | 0 | 0 | 0 | 0 | 0 | 0
5 | 25 | 1 | 0 | 0 | 0 | 0 | 0
5 | 25 | 2 | 0 | 0 | 0 | 0 | 0
5 | 25 | 3 | 0 | 0 | 0 | 0 | 0
5 | 25 | 4 | 0 | 0 | 0 | 0 | 0
5 | 25 | 5 | 63562.657 | 46444.898 | 20164.892 | 16426.973 | 16426.973
5 | 25 | 6 | 146891.758 | 123928.618 | 75889.568 | 36359.284 | 29478.413
5 | 25 | 7 | 211174.326 | 192773.096 | 147051.149 | 93604.462 | 71057.524
5 | 25 | 8 | 256390.122 | 247282.586 | 208400.722 | 161088.708 | 130200.178
5 | 25 | 9 | 283632.192 | 285343.213 | 258887.429 | 218495.34 | 187749.315
5 | 25 | 10 | 289139.877 | 301120.748 | 290018.977 | 261774.793 | 232348.709
5 | 25 | 11 | 278560.375 | 299213.094 | 303932.144 | 290163.103 | 265458.273
5 | 25 | 12 | 252069.516 | 278969.139 | 298857.26 | 300700.025 | 283506.844
5 | 25 | 13 | 213942.43 | 244174.235 | 277630.432 | 295144.997 | 287348.693
5 | 25 | 14 | 164920.733 | 194834.021 | 238862.724 | 270975.453 | 273831.008
5 | 25 | 15 | 101845.2 | 132211.416 | 186545.933 | 231718.713 | 245825.25
5 | 25 | 16 | 42421.264 | 61549.037 | 119031.494 | 173431.011 | 197032.903
5 | 25 | 17 | 16251.856 | 16251.856 | 46662.878 | 100229.019 | 129126.083
5 | 25 | 18 | 6868.56 | 6868.56 | 6868.56 | 25360.274 | 36006.622
5 | 25 | 19 | 0 | 0 | 0 | 0 | 0
5 | 25 | 20 | 0 | 0 | 0 | 0 | 0
5 | 25 | 21 | 0 | 0 | 0 | 0 | 0
5 | 25 | 22 | 0 | 0 | 0 | 0 | 0
5 | 25 | 23 | 0 | 0 | 0 | 0 | 0
5 | 26 | 0 | 0 | 0 | 0 | 0 | 0
5 | 26 | 1 | 0 | 0 | 0 | 0 | 0
5 | 26 | 2 | 0 | 0 | 0 | 0 | 0
5 | 26 | 3 | 0 | 0 | 0 | 0 | 0
5 | 26 | 4 | 0 | 0 | 0 | 0 | 0
5 | 26 | 5 | 35954.838 | 28561.74 | 17387.078 | 15540.453 | 15540.453
5 | 26 | 6 | 108015.548 | 93117.239 | 62536.202 | 37369.98 | 32812.584
5 | 26 | 7 | 212933.045 | 194116.33 | 147442.913 | 92655.242 | 69592.822
5 | 26 | 8 | 252005.321 | 243048.774 | 205267.499 | 159210.434 | 129140.685
5 | 26 | 9 | 270629.387 | 272047.434 | 247619.872 | 210300.634 | 181872.601
5 | 26 | 10 | 274331.328 | 285036.251 | 274893.404 | 249216.844 | 222405.203
5 | 26 | 11 | 251762.779 | 267679.558 | 271276.702 | 260601.243 | 241523.705
5 | 26 | 12 | 229927.643 | 250609.938 | 265963.719 | 267419.119 | 254186.093
5 | 26 | 13 | 206688.621 | 234108.491 | 264549.82 | 280562.638 | 273564.036
5 | 26 | 14 | 161981.444 | 188317.548 | 227366.461 | 256058.862 | 258722.352
5 | 26 | 15 | 106913.732 | 131436.43 | 176080.886 | 213870.539 | 225841.131
5 | 26 | 16 | 56337.66 | 64460.521 | 88836.227 | 112780.015 | 123534.331
5 | 26 | 17 | 27957.091 | 27970.597 | 33500.499 | 41943.173 | 46725.294
5 | 26 | 18 | 7852.275 | 7852.275 | 7852.275 | 8413.147 | 8847.595
5 | 26 | 19 | 0 | 0 | 0 | 0 | 0
5 | 26 | 20 | 0 | 0 | 0 | 0 | 0
5 | 26 | 21 | 0 | 0 | 0 | 0 | 0
5 | 26 | 22 | 0 | 0 | 0 | 0 | 0
5 | 26 | 23 | 0 | 0 | 0 | 0 | 0
5 | 27 | 0 | 0 | 0 | 0 | 0 | 0
5 | 27 | 1 | 0 | 0 | 0 | 0 | 0
5 | 27 | 2 | 0 | 0 | 0 | 0 | 0
5 | 27 | 3 | 0 | 0 | 0 | 0 | 0
5 | 27 | 4 | 0 | 0 | 0 | 0 | 0
5 | 27 | 5 | 54264.456 | 41306.434 | 21951.915 | 18965.013 | 18965.013
5 | 27 | 6 | 138859.695 | 118309.362 | 75927.614 | 41280.872 | 35261.73
5 | 27 | 7 | 68085.893 | 66614.823 | 63089.079 | 59342.849 | 57804.54
5 | 27 | 8 | 104906.25 | 103308.886 | 96818.789 | 89222.566 | 84770.009
5 | 27 | 9 | 196703.721 | 197363.628 | 184749.091 | 166081.993 | 152290.166
5 | 27 | 10 | 215739.156 | 221837.845 | 215928.808 | 201382.205 | 186628.324
5 | 27 | 11 | 206258.724 | 216334.969 | 218605.705 | 211768.857 | 199758.614
5 | 27 | 12 | 240798.205 | 263086.206 | 279793.158 | 281413.889 | 267041.516
5 | 27 | 13 | 190730.657 | 210363.816 | 232596.197 | 244516.114 | 239381.487
5 | 27 | 14 | 177971.015 | 210381.59 | 258760.823 | 294540.957 | 297994.307
5 | 27 | 15 | 109316.042 | 143366.89 | 204867.851 | 256601.682 | 273083.555
5 | 27 | 16 | 41455.501 | 63863.777 | 132188.425 | 197026.908 | 225437.604
5 | 27 | 17 | 10698.89 | 10836.712 | 50411.727 | 120694.3 | 158588.528
5 | 27 | 18 | 6028.17 | 6028.17 | 6028.17 | 33915.527 | 49602.82
5 | 27 | 19 | 0 | 0 | 0 | 0 | 0
5 | 27 | 20 | 0 | 0 | 0 | 0 | 0
5 | 27 | 21 | 0 | 0 | 0 | 0 | 0
5 | 27 | 22 | 0 | 0 | 0 | 0 | 0
5 | 27 | 23 | 0 | 0 | 0 | 0 | 0
5 | 28 | 0 | 0 | 0 | 0 | 0 | 0
5 | 28 | 1 | 0 | 0 | 0 | 0 | 0
5 | 28 | 2 | 0 | 0 | 0 | 0 | 0
5 | 28 | 3 | 0 | 0 | 0 | 0 | 0
5 | 28 | 4 | 0 | 0 | 0 | 0 | 0
5 | 28 | 5 | 108979.354 | 71689.038 | 16457.664 | 9683.435 | 9683.435
5 | 28 | 6 | 198363.014 | 162776.953 | 87373.662 | 25779.012 | 15894.863
5 | 28 | 7 | 258814.362 | 233995.675 | 173177.244 | 101395.698 | 71575.823
5 | 28 | 8 | 296968.273 | 285565.872 | 238965.577 | 182815.904 | 146167.952
5 | 28 | 9 | 319231.758 | 320626.247 | 290138.757 | 244289.981 | 209888.594
5 | 28 | 10 | 322293.675 | 335194.859 | 322419.718 | 290873.602 | 258468.333
5 | 28 | 11 | 309738.529 | 332211.088 | 337172.273 | 321910.674 | 294867.478
5 | 28 | 12 | 279667.861 | 308948.338 | 330750.445 | 332892.891 | 314211.254
5 | 28 | 13 | 237921.187 | 271027.816 | 308059.71 | 327736.638 | 319423.588
5 | 28 | 14 | 183903.76 | 216977.615 | 266280.271 | 302655.508 | 306278.209
5 | 28 | 15 | 112968.055 | 147272.685 | 209207.96 | 261204.155 | 277829.608
5 | 28 | 16 | 44671.397 | 66944.862 | 134866.524 | 199229.372 | 227498.97
5 | 28 | 17 | 13313.223 | 13549.819 | 52151.371 | 119651.279 | 156125.84
5 | 28 | 18 | 6966.449 | 6966.449 | 6966.449 | 32706.786 | 47604.747
5 | 28 | 19 | 0 | 0 | 0 | 0 | 0
5 | 28 | 20 | 0 | 0 | 0 | 0 | 0
5 | 28 | 21 | 0 | 0 | 0 | 0 | 0
5 | 28 | 22 | 0 | 0 | 0 | 0 | 0
5 | 28 | 23 | 0 | 0 | 0 | 0 | 0
5 | 29 | 0 | 0 | 0 | 0 | 0 | 0
5 | 29 | 1 | 0 | 0 | 0 | 0 | 0
5 | 29 | 2 | 0 | 0 | 0 | 0 | 0
5 | 29 | 3 | 0 | 0 | 0 | 0 | 0
5 | 29 | 4 | 0 | 0 | 0 | 0 | 0
5 | 29 | 5 | 85786.9 | 58048.289 | 17317.44 | 11890.344 | 11890.344
5 | 29 | 6 | 167257.829 | 138731.51 | 78170.784 | 28059.076 | 19766.556
5 | 29 | 7 | 220724.952 | 200548.677 | 150720.027 | 91225.629 | 66362.324
5 | 29 | 8 | 255522.265 | 246144.593 | 207869.89 | 160994.94 | 130218.261
5 | 29 | 9 | 277705.263 | 278706.995 | 253381.9 | 214933.502 | 185826.538
5 | 29 | 10 | 286015.189 | 296904.914 | 285885.609 | 258749.984 | 230752.181
5 | 29 | 11 | 277409.373 | 296473.833 | 300619.029 | 287610.603 | 264563.683
5 | 29 | 12 | 254265.286 | 279645.039 | 298504.91 | 300382.559 | 284269.292
5 | 29 | 13 | 217386.932 | 247141.864 | 280361.259 | 298010.534 | 290677.69
5 | 29 | 14 | 169458.582 | 199301.625 | 243736.645 | 276447.075 | 279799.079
5 | 29 | 15 | 106008.679 | 136518.532 | 191821.179 | 238324.346 | 253255.753
5 | 29 | 16 | 44052.345 | 63889.865 | 124314.56 | 181729.652 | 207071.148
5 | 29 | 17 | 15465.008 | 15780.873 | 49959.691 | 108623.723 | 140427.563
5 | 29 | 18 | 7601.198 | 7601.198 | 7601.198 | 29117.444 | 42093.281
5 | 29 | 19 | 0 | 0 | 0 | 0 | 0
5 | 29 | 20 | 0 | 0 | 0 | 0 | 0
5 | 29 | 21 | 0 | 0 | 0 | 0 | 0
5 | 29 | 22 | 0 | 0 | 0 | 0 | 0
5 | 29 | 23 | 0 | 0 | 0 | 0 | 0
5 | 30 | 0 | 0 | 0 | 0 | 0 | 0
5 | 30 | 1 | 0 | 0 | 0 | 0 | 0
5 | 30 | 2 | 0 | 0 | 0 | 0 | 0
5 | 30 | 3 | 0 | 0 | 0 | 0 | 0
5 | 30 | 4 | 0 | 0 | 0 | 0 | 0
5 | 30 | 5 | 84373.387 | 57359.623 | 18292.924 | 12928.267 | 12928.267
5 | 30 | 6 | 163563.019 | 135900.94 | 78293.023 | 31159.279 | 23315.192
5 | 30 | 7 | 222395.102 | 201695.303 | 151593.342 | 93322.769 | 69392.916
5 | 30 | 8 | 262042.057 | 251872.141 | 211356.058 | 162768.097 | 131686.231
5 | 30 | 9 | 279191.918 | 280078.94 | 253980.641 | 215003.853 | 185954.811
5 | 30 | 10 | 283012.358 | 293584.588 | 282655.929 | 256097.987 | 228964.895
5 | 30 | 11 | 273419.241 | 292206.632 | 296241.209 | 283333.228 | 260583.869
5 | 30 | 12 | 249052.183 | 274217.397 | 292949.749 | 294838.729 | 278866.696
5 | 30 | 13 | 211033.826 | 238967.958 | 270258.483 | 286956.198 | 280120.753
5 | 30 | 14 | 163670.397 | 190654.625 | 230980.383 | 260767.531 | 263909.07
5 | 30 | 15 | 105666.979 | 132044.618 | 180161.993 | 220812.311 | 233937.797
5 | 30 | 16 | 50771.003 | 66785.398 | 115446.791 | 161948.583 | 182630.79
5 | 30 | 17 | 23091.821 | 23479.778 | 49315.209 | 91761.219 | 115036.815
5 | 30 | 18 | 9819.188 | 9819.188 | 9819.188 | 20028.712 | 26424.323
5 | 30 | 19 | 0 | 0 | 0 | 0 | 0
5 | 30 | 20 | 0 | 0 | 0 | 0 | 0
5 | 30 | 21 | 0 | 0 | 0 | 0 | 0
5 | 30 | 22 | 0 | 0 | 0 | 0 | 0
5 | 30 | 23 | 0 | 0 | 0 | 0 | 0
5 | 31 | 0 | 0 | 0 | 0 | 0 | 0
5 | 31 | 1 | 0 | 0 | 0 | 0 | 0
5 | 31 | 2 | 0 | 0 | 0 | 0 | 0
5 | 31 | 3 | 0 | 0 | 0 | 0 | 0
5 | 31 | 4 | 0 | 0 | 0 | 0 | 0
5 | 31 | 5 | 61339.613 | 44828.519 | 21124.459 | 17381.486 | 17381.486
5 | 31 | 6 | 136038.679 | 115790.38 | 74340.243 | 40462.266 | 34658.288
5 | 31 | 7 | 79123.764 | 76189.825 | 69305.316 | 62106.217 | 59214.79
5 | 31 | 8 | 109867.44 | 107979.496 | 100692.123 | 92240.784 | 87333.905
5 | 31 | 9 | 57685.107 | 57704.03 | 57046.193 | 56096.694 | 55411.733
5 | 31 | 10 | 14586.355 | 14586.355 | 14586.355 | 14586.355 | 14586.355
5 | 31 | 11 | 30832.026 | 30891.09 | 30903.757 | 30862.607 | 30791.745
5 | 31 | 12 | 19418.607 | 19424.474 | 19428.948 | 19429.409 | 19425.587
5 | 31 | 13 | 40230.058 | 40433.587 | 40668.934 | 40798.236 | 40745.752
5 | 31 | 14 | 87570.34 | 91295.624 | 97036.161 | 101426.286 | 101909.259
5 | 31 | 15 | 106286.867 | 123857.96 | 156742.202 | 185294.544 | 194682.307
5 | 31 | 16 | 58624.611 | 66031.363 | 88570.597 | 110909.245 | 121161.931
5 | 31 | 17 | 33770.005 | 34017.756 | 42957.165 | 56438.907 | 64103.138
5 | 31 | 18 | 8070.452 | 8070.452 | 8070.452 | 31046.78 | 45230.876
5 | 31 | 19 | 0 | 0 | 0 | 0 | 0
5 | 31 | 20 | 0 | 0 | 0 | 0 | 0
5 | 31 | 21 | 0 | 0 | 0 | 0 | 0
5 | 31 | 22 | 0 | 0 | 0 | 0 | 0
5 | 31 | 23 | 0 | 0 | 0 | 0 | 0
6 | 1 | 0 | 0 | 0 | 0 | 0 | 0
6 | 1 | 1 | 0 | 0 | 0 | 0 | 0
6 | 1 | 2 | 0 | 0 | 0 | 0 | 0
6 | 1 | 3 | 0 | 0 | 0 | 0 | 0
6 | 1 | 4 | 244.557 | 45.901 | 0 | 0 | 0
6 | 1 | 5 | 106096.738 | 69564.183 | 17836.106 | 11140.846 | 11140.846
6 | 1 | 6 | 192944.266 | 158456.014 | 86496.089 | 27917.859 | 18511.023
6 | 1 | 7 | 255588.461 | 230717.009 | 171126.285 | 101615.663 | 73392.987
6 | 1 | 8 | 298011.45 | 285782.488 | 238279.372 | 181747.721 | 145735.105
6 | 1 | 9 | 318658.614 | 319364.602 | 288743.035 | 243524.007 | 210190.124
6 | 1 | 10 | 322867.835 | 335130.067 | 321915.625 | 290447.856 | 258687.955
6 | 1 | 11 | 310242.305 | 332198.744 | 336794.787 | 321489.487 | 294833.114
6 | 1 | 12 | 280431.441 | 309322.003 | 330989.135 | 333221.974 | 314790.357
6 | 1 | 13 | 224492.689 | 253193.623 | 285829.148 | 303521.716 | 296458.751
6 | 1 | 14 | 182458.843 | 214414.496 | 262778.392 | 298965.77 | 302991.763 | CFs
6 | 1 | 15 | 112804.899 | 145037.882 | 204126.598 | 254498.271 | 271024.633 | CFs
6 | 1 | 16 | 45457.825 | 66555.116 | 131469.86 | 193367.947 | 221015.928 | CFs
6 | 1 | 17 | 14087.622 | 14680.99 | 52642.001 | 116922.29 | 151744.018 | CFs
6 | 1 | 18 | 7388.325 | 7388.325 | 7388.325 | 33365.766 | 49343.851
6 | 1 | 19 | 0 | 0 | 0 | 0 | 0
6 | 1 | 20 | 0 | 0 | 0 | 0 | 0
6 | 1 | 21 | 0 | 0 | 0 | 0 | 0
6 | 1 | 22 | 0 | 0 | 0 | 0 | 0
6 | 1 | 23 | 0 | 0 | 0 | 0 | 0
6 | 2 | 0 | 0 | 0 | 0 | 0 | 0
6 | 2 | 1 | 0 | 0 | 0 | 0 | 0
6 | 2 | 2 | 0 | 0 | 0 | 0 | 0
6 | 2 | 3 | 0 | 0 | 0 | 0 | 0
6 | 2 | 4 | 0 | 0 | 0 | 0 | 0
6 | 2 | 5 | 46396.949 | 35201.684 | 19479.782 | 17017.868 | 17017.868
6 | 2 | 6 | 112885.05 | 97123.542 | 65742.693 | 40245.056 | 35734.63
6 | 2 | 7 | 154858.577 | 143464.971 | 116800.955 | 87612.372 | 75963.382
6 | 2 | 8 | 170260.538 | 165640.885 | 148164.47 | 127913.534 | 115887.882
6 | 2 | 9 | 263108.164 | 263514.201 | 240847.271 | 207752.799 | 183618.139
6 | 2 | 10 | 271858.834 | 280853.712 | 270962.614 | 247674.262 | 224356.077
6 | 2 | 11 | 259185.474 | 274981.806 | 278244.989 | 267150.541 | 247953.921
6 | 2 | 12 | 237633.874 | 258320.377 | 273887.872 | 275504.728 | 262270.546
6 | 2 | 13 | 219249.064 | 245232.331 | 274710.013 | 290677.99 | 284385.214
6 | 2 | 14 | 168313.341 | 193014.05 | 230497.818 | 258619.624 | 261816.786 | CFs
6 | 2 | 15 | 107978.557 | 125374.423 | 158164.917 | 186828.493 | 196358.746 | CFs
6 | 2 | 16 | 52351.086 | 68922.337 | 119830.611 | 168864.352 | 191004.216 | CFs
6 | 2 | 17 | 21106.641 | 21733.271 | 48543.167 | 92246.757 | 116346.922 | CFs
6 | 2 | 18 | 10305.134 | 10305.134 | 10305.134 | 23263.92 | 31760.292
6 | 2 | 19 | 0 | 0 | 0 | 0 | 0
6 | 2 | 20 | 0 | 0 | 0 | 0 | 0
6 | 2 | 21 | 0 | 0 | 0 | 0 | 0
6 | 2 | 22 | 0 | 0 | 0 | 0 | 0
6 | 2 | 23 | 0 | 0 | 0 | 0 | 0
6 | 3 | 0 | 0 | 0 | 0 | 0 | 0
6 | 3 | 1 | 0 | 0 | 0 | 0 | 0
6 | 3 | 2 | 0 | 0 | 0 | 0 | 0
6 | 3 | 3 | 0 | 0 | 0 | 0 | 0
6 | 3 | 4 | 0 | 0 | 0 | 0 | 0
6 | 3 | 5 | 10354.916 | 10354.916 | 10354.916 | 10354.916 | 10354.916
6 | 3 | 6 | 72753.923 | 65984.364 | 52785.002 | 42032.442 | 40047.477
6 | 3 | 7 | 133499.625 | 124876.583 | 104841.748 | 83115.804 | 74504.601
6 | 3 | 8 | 247043.425 | 237504.699 | 201495.075 | 159312.956 | 133321.381
6 | 3 | 9 | 280142.409 | 280478.159 | 254416.632 | 216435.013 | 188792.111
6 | 3 | 10 | 288112.4 | 298514.608 | 286846.072 | 259560.658 | 232306.298
6 | 3 | 11 | 277793.331 | 296722.107 | 300568.361 | 287194.485 | 264105.588
6 | 3 | 12 | 241788.257 | 263381.572 | 279651.807 | 281349.843 | 267527.062
6 | 3 | 13 | 208424.308 | 232436.099 | 259872.726 | 274843.5 | 269002.765
6 | 3 | 14 | 165568.809 | 188697.447 | 224061.021 | 250803.232 | 253911.928 | CFs
6 | 3 | 15 | 112455.901 | 133771.732 | 173976.725 | 209135.683 | 220868.165 | CFs
6 | 3 | 16 | 57464.733 | 69331.264 | 105936.878 | 141837.569 | 158319.182 | CFs
6 | 3 | 17 | 29485.215 | 30134.44 | 51559.888 | 85593.675 | 104596.287 | CFs
6 | 3 | 18 | 10041.241 | 10041.241 | 10041.241 | 17490.278 | 22454.7
6 | 3 | 19 | 0 | 0 | 0 | 0 | 0
6 | 3 | 20 | 0 | 0 | 0 | 0 | 0
6 | 3 | 21 | 0 | 0 | 0 | 0 | 0
6 | 3 | 22 | 0 | 0 | 0 | 0 | 0
6 | 3 | 23 | 0 | 0 | 0 | 0 | 0
6 | 4 | 0 | 0 | 0 | 0 | 0 | 0
6 | 4 | 1 | 0 | 0 | 0 | 0 | 0
6 | 4 | 2 | 0 | 0 | 0 | 0 | 0
6 | 4 | 3 | 0 | 0 | 0 | 0 | 0
6 | 4 | 4 | 0 | 0 | 0 | 0 | 0
6 | 4 | 5 | 68116.838 | 48290.719 | 20912.531 | 16809.861 | 16809.861
6 | 4 | 6 | 149438.765 | 125060.939 | 75796.213 | 35934.495 | 29283.88
6 | 4 | 7 | 210854.294 | 191405.918 | 145782.068 | 94017.359 | 73426.145
6 | 4 | 8 | 252182.364 | 242065.192 | 204138.852 | 159604.076 | 132090.155
6 | 4 | 9 | 265249.039 | 265436.183 | 242214.073 | 208430.32 | 183885.718
6 | 4 | 10 | 253732.623 | 261788.378 | 252574.705 | 231202.514 | 209942.312
6 | 4 | 11 | 268826.888 | 286642.47 | 290199.359 | 277540.302 | 255713.318
6 | 4 | 12 | 169795.701 | 179694.768 | 187213.572 | 188003.229 | 181610.272
6 | 4 | 13 | 213191.739 | 239821.302 | 270165.758 | 286698.142 | 280318.165
6 | 4 | 14 | 70865.934 | 72124.151 | 74083.721 | 75596.596 | 75777.266 | CFs
6 | 4 | 15 | 17310.817 | 17310.817 | 17310.817 | 17310.817 | 17310.817 | CFs
6 | 4 | 16 | 28481.269 | 28544.536 | 28731.889 | 28933.596 | 29031.487 | CFs
6 | 4 | 17 | 32363.645 | 32921.436 | 47242.6 | 69250.439 | 81644.119 | CFs
6 | 4 | 18 | 7498.601 | 7498.601 | 7498.601 | 7537.264 | 7565.915
6 | 4 | 19 | 0 | 0 | 0 | 0 | 0
6 | 4 | 20 | 0 | 0 | 0 | 0 | 0
6 | 4 | 21 | 0 | 0 | 0 | 0 | 0
6 | 4 | 22 | 0 | 0 | 0 | 0 | 0
6 | 4 | 23 | 0 | 0 | 0 | 0 | 0
6 | 5 | 0 | 0 | 0 | 0 | 0 | 0
6 | 5 | 1 | 0 | 0 | 0 | 0 | 0
6 | 5 | 2 | 0 | 0 | 0 | 0 | 0
6 | 5 | 3 | 0 | 0 | 0 | 0 | 0
6 | 5 | 4 | 0 | 0 | 0 | 0 | 0
6 | 5 | 5 | 76943.94 | 51963.192 | 17646.725 | 12673.828 | 12673.828
6 | 5 | 6 | 58262.29 | 53972.038 | 45832.166 | 39147.61 | 37836.838
6 | 5 | 7 | 129584.079 | 121319.803 | 102248.743 | 81632.484 | 73528.949
6 | 5 | 8 | 162010.313 | 157579.817 | 141298.633 | 122526.968 | 111512.227
6 | 5 | 9 | 185323.591 | 185363.552 | 173818.315 | 157285.271 | 145452.208
6 | 5 | 10 | 258480.029 | 266548.277 | 257142.917 | 235457.77 | 213924.803
6 | 5 | 11 | 259544.537 | 274813.894 | 277815.231 | 266887.615 | 248143.518
6 | 5 | 12 | 261828.07 | 287112.346 | 305958.108 | 307919.976 | 291945.872
6 | 5 | 13 | 222830.133 | 251487.865 | 283797.817 | 301249.294 | 294591.136
6 | 5 | 14 | 174964.406 | 203933.833 | 247619.486 | 280083.405 | 283940.582 | CFs
6 | 5 | 15 | 113127.874 | 143017.841 | 197785.137 | 244311.118 | 259710.301 | CFs
6 | 5 | 16 | 47928.925 | 68117.734 | 130345.927 | 189344.856 | 215836.889 | CFs
6 | 5 | 17 | 15281.47 | 16205.992 | 54005.413 | 115952.485 | 149458.89 | CFs
6 | 5 | 18 | 8436.164 | 8436.164 | 8436.164 | 34930.391 | 51970.387
6 | 5 | 19 | 0 | 0 | 0 | 0 | 0
6 | 5 | 20 | 0 | 0 | 0 | 0 | 0
6 | 5 | 21 | 0 | 0 | 0 | 0 | 0
6 | 5 | 22 | 0 | 0 | 0 | 0 | 0
6 | 5 | 23 | 0 | 0 | 0 | 0 | 0
6 | 6 | 0 | 0 | 0 | 0 | 0 | 0
6 | 6 | 1 | 0 | 0 | 0 | 0 | 0
6 | 6 | 2 | 0 | 0 | 0 | 0 | 0
6 | 6 | 3 | 0 | 0 | 0 | 0 | 0
6 | 6 | 4 | 0 | 0 | 0 | 0 | 0
6 | 6 | 5 | 33811.653 | 27685.869 | 19263.285 | 17861.049 | 17861.049
6 | 6 | 6 | 41225.186 | 40008.422 | 37779.289 | 35922.324 | 35524.03
6 | 6 | 7 | 84603.821 | 81208.512 | 73457.559 | 65416.629 | 62286.847
6 | 6 | 8 | 79254.73 | 78566.787 | 76078.116 | 73245.024 | 71647.618
6 | 6 | 9 | 164974.496 | 164965.029 | 155301.185 | 141556.276 | 131784.614
6 | 6 | 10 | 256455.845 | 264483.569 | 254951.9 | 233190.164 | 211732.672
6 | 6 | 11 | 280696.314 | 299403.449 | 303019.546 | 289540.149 | 266516.525
6 | 6 | 12 | 257025.814 | 282212.681 | 301127.016 | 303100.612 | 287044.758
6 | 6 | 13 | 219046.731 | 247227.283 | 279407.578 | 296998.949 | 290324.712
6 | 6 | 14 | 169647.062 | 197762.825 | 240762.523 | 273223.728 | 277162.324 | CFs
6 | 6 | 15 | 110254.111 | 137258.104 | 187731.087 | 231560.079 | 246275.635 | CFs
6 | 6 | 16 | 51697.656 | 68807.544 | 121886.582 | 173254.671 | 196742.679 | CFs
6 | 6 | 17 | 20157.693 | 21123.651 | 52025.714 | 102012.835 | 129513.157 | CFs
6 | 6 | 18 | 9849.558 | 9849.558 | 9849.558 | 28114.193 | 40053.309
6 | 6 | 19 | 0 | 0 | 0 | 0 | 0
6 | 6 | 20 | 0 | 0 | 0 | 0 | 0
6 | 6 | 21 | 0 | 0 | 0 | 0 | 0
6 | 6 | 22 | 0 | 0 | 0 | 0 | 0
6 | 6 | 23 | 0 | 0 | 0 | 0 | 0
6 | 7 | 0 | 0 | 0 | 0 | 0 | 0
6 | 7 | 1 | 0 | 0 | 0 | 0 | 0
6 | 7 | 2 | 0 | 0 | 0 | 0 | 0
6 | 7 | 3 | 0 | 0 | 0 | 0 | 0
6 | 7 | 4 | 0 | 0 | 0 | 0 | 0
6 | 7 | 5 | 51419.986 | 38752.011 | 21409.821 | 18600.799 | 18600.799
6 | 7 | 6 | 123222.601 | 106029.906 | 72199.222 | 44804.777 | 40054.265
6 | 7 | 7 | 188679.493 | 173087.112 | 137043.878 | 96827.927 | 81071.322
6 | 7 | 8 | 246177.347 | 236394.012 | 200678.759 | 158969.534 | 133483.083
6 | 7 | 9 | 287008.425 | 286867.123 | 259550.152 | 219939.347 | 191274.966
6 | 7 | 10 | 296024.46 | 306303.852 | 293872.61 | 265492.738 | 237357.384
6 | 7 | 11 | 285205.227 | 304332.788 | 307962.274 | 294095.744 | 270459.293
6 | 7 | 12 | 253215.796 | 277966.507 | 296545.097 | 298476.918 | 282696.969
6 | 7 | 13 | 215330.107 | 242699.862 | 274001.315 | 291145.247 | 284684.102
6 | 7 | 14 | 168042.017 | 194034.574 | 233915.491 | 264123.42 | 267836.484 | CFs
6 | 7 | 15 | 111642.532 | 137970.992 | 187301.4 | 230241.892 | 244704.03 | CFs
6 | 7 | 16 | 54461.25 | 70706.709 | 121126.615 | 169981.839 | 192390.135 | CFs
6 | 7 | 17 | 22336.969 | 23412.342 | 52726.826 | 99492.551 | 125301.263 | CFs
6 | 7 | 18 | 10097.169 | 10097.169 | 10097.169 | 27354.995 | 38762.5
6 | 7 | 19 | 0 | 0 | 0 | 0 | 0
6 | 7 | 20 | 0 | 0 | 0 | 0 | 0
6 | 7 | 21 | 0 | 0 | 0 | 0 | 0
6 | 7 | 22 | 0 | 0 | 0 | 0 | 0
6 | 7 | 23 | 0 | 0 | 0 | 0 | 0
6 | 8 | 0 | 0 | 0 | 0 | 0 | 0
6 | 8 | 1 | 0 | 0 | 0 | 0 | 0
6 | 8 | 2 | 0 | 0 | 0 | 0 | 0
6 | 8 | 3 | 0 | 0 | 0 | 0 | 0
6 | 8 | 4 | 0 | 0 | 0 | 0 | 0
6 | 8 | 5 | 27444.472 | 23576.23 | 18198.137 | 17155.305 | 17155.305
6 | 8 | 6 | 157601.669 | 130289.138 | 75154.159 | 30996.559 | 23996.76
6 | 8 | 7 | 225387.11 | 203413.96 | 152482.396 | 94746.401 | 72172.096
6 | 8 | 8 | 264935.933 | 253546.212 | 212263.211 | 164089.236 | 134544.371
6 | 8 | 9 | 288134.323 | 287877.012 | 259866.889 | 219506.433 | 190480.471
6 | 8 | 10 | 266211.371 | 274437.11 | 264317.448 | 241497.65 | 219114.801
6 | 8 | 11 | 258749.29 | 274038.71 | 276897.985 | 265719.344 | 246838.743
6 | 8 | 12 | 244899.755 | 266042.261 | 281970.358 | 283621.011 | 270070.656
6 | 8 | 13 | 206970.088 | 230079.885 | 256650.687 | 271280.159 | 265792.609
6 | 8 | 14 | 163196.323 | 184596.815 | 217615.196 | 242780.365 | 245913.704 | CFs
6 | 8 | 15 | 112448.645 | 132738.746 | 171357.861 | 205433.973 | 216994.348 | CFs
6 | 8 | 16 | 62614.377 | 74768.283 | 112459.816 | 149433.88 | 166579.768 | CFs
6 | 8 | 17 | 29483.484 | 30474.343 | 50805.905 | 82198.726 | 99776.814 | CFs
6 | 8 | 18 | 9126.832 | 9126.832 | 9126.832 | 17045.118 | 22332.866
6 | 8 | 19 | 0 | 0 | 0 | 0 | 0
6 | 8 | 20 | 0 | 0 | 0 | 0 | 0
6 | 8 | 21 | 0 | 0 | 0 | 0 | 0
6 | 8 | 22 | 0 | 0 | 0 | 0 | 0
6 | 8 | 23 | 0 | 0 | 0 | 0 | 0
6 | 9 | 0 | 0 | 0 | 0 | 0 | 0
6 | 9 | 1 | 0 | 0 | 0 | 0 | 0
6 | 9 | 2 | 0 | 0 | 0 | 0 | 0
6 | 9 | 3 | 0 | 0 | 0 | 0 | 0
6 | 9 | 4 | 0 | 0 | 0 | 0 | 0
6 | 9 | 5 | 10815.604 | 10815.604 | 10815.604 | 10815.604 | 10815.604
6 | 9 | 6 | 4169.183 | 4169.183 | 4169.183 | 4169.183 | 4169.183
6 | 9 | 7 | 8439.71 | 8439.71 | 8439.71 | 8439.71 | 8439.71
6 | 9 | 8 | 18716.118 | 18716.118 | 18716.118 | 18716.118 | 18716.118
6 | 9 | 9 | 94098.475 | 94074.081 | 92216.426 | 89612.644 | 87788.055
6 | 9 | 10 | 208244.002 | 213009.222 | 207049.952 | 193800.398 | 180976.837
6 | 9 | 11 | 197100.837 | 205421.524 | 206956.05 | 200817.52 | 190563.033
6 | 9 | 12 | 180944.374 | 191399.045 | 199343.861 | 200164.828 | 193387.486
6 | 9 | 13 | 163711.154 | 175402.55 | 189003.665 | 196572.946 | 193740.066
6 | 9 | 14 | 135791.322 | 146763.678 | 163892.684 | 177122.681 | 178794.862 | CFs
6 | 9 | 15 | 108823.72 | 121488.53 | 146005.46 | 168009.037 | 175550.515 | CFs
6 | 9 | 16 | 52154.898 | 53280.69 | 56733.392 | 60296.085 | 62002.34 | CFs
6 | 9 | 17 | 32052.775 | 32250.687 | 34471.457 | 37508.349 | 39290.872 | CFs
6 | 9 | 18 | 6288.629 | 6288.629 | 6288.629 | 6288.629 | 6288.629
6 | 9 | 19 | 0 | 0 | 0 | 0 | 0
6 | 9 | 20 | 0 | 0 | 0 | 0 | 0
6 | 9 | 21 | 0 | 0 | 0 | 0 | 0
6 | 9 | 22 | 0 | 0 | 0 | 0 | 0
6 | 9 | 23 | 0 | 0 | 0 | 0 | 0
6 | 10 | 0 | 0 | 0 | 0 | 0 | 0
6 | 10 | 1 | 0 | 0 | 0 | 0 | 0
6 | 10 | 2 | 0 | 0 | 0 | 0 | 0
6 | 10 | 3 | 0 | 0 | 0 | 0 | 0
6 | 10 | 4 | 0 | 0 | 0 | 0 | 0
6 | 10 | 5 | 12038.698 | 12011.663 | 11972.152 | 11960.931 | 11960.931
6 | 10 | 6 | 88432.567 | 78044.378 | 58001.032 | 41861.129 | 39045.559
6 | 10 | 7 | 92905.184 | 88776.001 | 79471.897 | 69799.196 | 66097.246
6 | 10 | 8 | 84844.046 | 84007.862 | 81076.398 | 77764.208 | 75913.1
6 | 10 | 9 | 114319.227 | 114246.916 | 109931.034 | 103885.064 | 99651.397
6 | 10 | 10 | 131980.701 | 133836.367 | 131477.936 | 126274.357 | 121263.789
6 | 10 | 11 | 103130.659 | 104498.126 | 104746.068 | 103729.619 | 102042.954
6 | 10 | 12 | 153658.344 | 160294.679 | 165334.099 | 165849.936 | 161544.05
6 | 10 | 13 | 141890.319 | 149430.563 | 158206.909 | 163094.982 | 161271.58
6 | 10 | 14 | 116741.687 | 123256.721 | 133444.297 | 141326.65 | 142330.518 | CFs
6 | 10 | 15 | 88262.08 | 93767.03 | 104680.146 | 114623.962 | 118048.879 | CFs
6 | 10 | 16 | 46315.512 | 46939.144 | 48837.168 | 50834.238 | 51800.269 | CFs
6 | 10 | 17 | 34042.866 | 35342.513 | 57399.066 | 90890.015 | 109703.946 | CFs
6 | 10 | 18 | 12324.813 | 12324.813 | 12333.293 | 22754.199 | 29837.77
6 | 10 | 19 | 0 | 0 | 0 | 0 | 0
6 | 10 | 20 | 0 | 0 | 0 | 0 | 0
6 | 10 | 21 | 0 | 0 | 0 | 0 | 0
6 | 10 | 22 | 0 | 0 | 0 | 0 | 0
6 | 10 | 23 | 0 | 0 | 0 | 0 | 0
6 | 11 | 0 | 0 | 0 | 0 | 0 | 0
6 | 11 | 1 | 0 | 0 | 0 | 0 | 0
6 | 11 | 2 | 0 | 0 | 0 | 0 | 0
6 | 11 | 3 | 0 | 0 | 0 | 0 | 0
6 | 11 | 4 | 0 | 0 | 0 | 0 | 0
6 | 11 | 5 | 8828.219 | 8828.219 | 8828.219 | 8828.219 | 8828.219
6 | 11 | 6 | 9795.845 | 9795.845 | 9795.845 | 9795.845 | 9795.845
6 | 11 | 7 | 19098.379 | 19098.379 | 19098.379 | 19098.379 | 19098.379
6 | 11 | 8 | 35922.621 | 35876.779 | 35717.235 | 35537.455 | 35442.749
6 | 11 | 9 | 48331.328 | 48323.99 | 47960.802 | 47454.539 | 47101.764
6 | 11 | 10 | 105371.112 | 106124.306 | 105152.079 | 103022.881 | 100983.131
6 | 11 | 11 | 148470.054 | 152705.49 | 153458.27 | 150290.671 | 145047.254
6 | 11 | 12 | 121839.324 | 126033.011 | 129222.093 | 129545.129 | 126813.942
6 | 11 | 13 | 150902.897 | 159266.807 | 169006.222 | 174433.805 | 172413.419
6 | 11 | 14 | 125405.949 | 133122.987 | 145190.561 | 154525.806 | 155720.816 | CFs
6 | 11 | 15 | 62893.355 | 64028.39 | 66315.449 | 68420.694 | 69148.476 | CFs
6 | 11 | 16 | 28429.124 | 28477.579 | 28623.371 | 28781.111 | 28858.388 | CFs
6 | 11 | 17 | 23385.937 | 24989.088 | 59664.696 | 114254.55 | 144175.609 | CFs
6 | 11 | 18 | 12456.507 | 12456.507 | 12509.99 | 34336.529 | 49038.265
6 | 11 | 19 | 0 | 0 | 0 | 0 | 0
6 | 11 | 20 | 0 | 0 | 0 | 0 | 0
6 | 11 | 21 | 0 | 0 | 0 | 0 | 0
6 | 11 | 22 | 0 | 0 | 0 | 0 | 0
6 | 11 | 23 | 0 | 0 | 0 | 0 | 0
6 | 12 | 0 | 0 | 0 | 0 | 0 | 0
6 | 12 | 1 | 0 | 0 | 0 | 0 | 0
6 | 12 | 2 | 0 | 0 | 0 | 0 | 0
6 | 12 | 3 | 0 | 0 | 0 | 0 | 0
6 | 12 | 4 | 1453.711 | 1029.524 | 378.417 | 378.417 | 378.417
6 | 12 | 5 | 19194.473 | 18456.989 | 17383.408 | 17081.574 | 17081.574
6 | 12 | 6 | 189618.929 | 155381.783 | 85852.23 | 30228.554 | 21745.112
6 | 12 | 7 | 253092.297 | 227359.82 | 168145.647 | 100749.845 | 74740.84
6 | 12 | 8 | 295028.781 | 281728.085 | 234732.555 | 180063.977 | 146597.893
6 | 12 | 9 | 316995.58 | 316283.669 | 285526.751 | 241585.02 | 210266.876
6 | 12 | 10 | 210442.272 | 215136.197 | 208983.355 | 195510.827 | 182551.046
6 | 12 | 11 | 276902.281 | 293085.41 | 295891.191 | 283741.909 | 263526.337
6 | 12 | 12 | 268988.62 | 293420.609 | 311736.35 | 313554.52 | 297863.87
6 | 12 | 13 | 238892.633 | 268694.444 | 302851.137 | 321622.283 | 314664.319
6 | 12 | 14 | 186937.421 | 217028.956 | 263303.948 | 298396.226 | 302859.006 | CFs
6 | 12 | 15 | 122308.658 | 151818.223 | 207045.76 | 255221.702 | 271565.945 | CFs
6 | 12 | 16 | 57217.896 | 76619.378 | 136840.245 | 194681.378 | 221253.475 | CFs
6 | 12 | 17 | 21966.842 | 23663.321 | 59405.314 | 115540.219 | 146150.661 | CFs
6 | 12 | 18 | 12393.859 | 12393.859 | 12483.899 | 33963.976 | 48496.389
6 | 12 | 19 | 0 | 0 | 0 | 0 | 0
6 | 12 | 20 | 0 | 0 | 0 | 0 | 0
6 | 12 | 21 | 0 | 0 | 0 | 0 | 0
6 | 12 | 22 | 0 | 0 | 0 | 0 | 0
6 | 12 | 23 | 0 | 0 | 0 | 0 | 0
6 | 13 | 0 | 0 | 0 | 0 | 0 | 0
6 | 13 | 1 | 0 | 0 | 0 | 0 | 0
6 | 13 | 2 | 0 | 0 | 0 | 0 | 0
6 | 13 | 3 | 0 | 0 | 0 | 0 | 0
6 | 13 | 4 | 0 | 0 | 0 | 0 | 0
6 | 13 | 5 | 7360.212 | 7360.212 | 7360.212 | 7360.212 | 7360.212
6 | 13 | 6 | 183594.499 | 150453.002 | 83332.84 | 29755.071 | 21618.63
6 | 13 | 7 | 244789.729 | 220184.781 | 163531.094 | 98732.175 | 73754.251
6 | 13 | 8 | 287743.782 | 274813.745 | 229183.95 | 175798.676 | 142984.343
6 | 13 | 9 | 308684.808 | 307913.169 | 278276.246 | 235723.108 | 205264.518
6 | 13 | 10 | 315749.845 | 325799.259 | 312418.446 | 282777.074 | 253723.818
6 | 13 | 11 | 304121.326 | 323214.952 | 326442.456 | 312054.53 | 287977.765
6 | 13 | 12 | 278772.455 | 304716.976 | 323979.012 | 325852.967 | 309328.738
6 | 13 | 13 | 239682.034 | 269679.896 | 303756.316 | 322335.299 | 315459.61
6 | 13 | 14 | 188249.838 | 218580.525 | 264778.119 | 299418.19 | 303808.038 | CFs
6 | 13 | 15 | 113482.593 | 131548.366 | 165840.999 | 196121.833 | 206451.816 | CFs
6 | 13 | 16 | 60062.597 | 73924.386 | 116740.109 | 158262.68 | 177469.73 | CFs
6 | 13 | 17 | 21587.966 | 23186.749 | 52261.308 | 97164.906 | 121724.875 | CFs
6 | 13 | 18 | 9725.255 | 9725.255 | 9866.006 | 32842.841 | 48504.86
6 | 13 | 19 | 0 | 0 | 0 | 0 | 0
6 | 13 | 20 | 0 | 0 | 0 | 0 | 0
6 | 13 | 21 | 0 | 0 | 0 | 0 | 0
6 | 13 | 22 | 0 | 0 | 0 | 0 | 0
6 | 13 | 23 | 0 | 0 | 0 | 0 | 0
6 | 14 | 0 | 0 | 0 | 0 | 0 | 0
6 | 14 | 1 | 0 | 0 | 0 | 0 | 0
6 | 14 | 2 | 0 | 0 | 0 | 0 | 0
6 | 14 | 3 | 0 | 0 | 0 | 0 | 0
6 | 14 | 4 | 0 | 0 | 0 | 0 | 0
6 | 14 | 5 | 65034.043 | 45383.903 | 19037.076 | 15346.207 | 15346.207
6 | 14 | 6 | 115764.543 | 98875.414 | 65912.871 | 39671.627 | 35414.475
6 | 14 | 7 | 174161.943 | 159712.184 | 127083.63 | 91403.614 | 77840.481
6 | 14 | 8 | 201145.231 | 193937.083 | 169046.091 | 140684.146 | 124214.222
6 | 14 | 9 | 300033.572 | 299184.263 | 269787.459 | 227982.722 | 198332.692
6 | 14 | 10 | 302749.506 | 312476.556 | 299351.063 | 270533.909 | 242506.076
6 | 14 | 11 | 291048.124 | 309497.835 | 312561.206 | 298553.485 | 275281.644
6 | 14 | 12 | 268080.92 | 293428.321 | 312288.422 | 314093.111 | 297856.662
6 | 14 | 13 | 208780.676 | 231093.242 | 256712.114 | 270812.545 | 265575.034
6 | 14 | 14 | 169268.6 | 192284.949 | 227738.658 | 254678.354 | 258119.773 | CFs
6 | 14 | 15 | 113120.467 | 133251.512 | 171522.049 | 205345.075 | 216881.912 | CFs
6 | 14 | 16 | 54440.189 | 71937.801 | 126149.091 | 178230.65 | 202204.449 | CFs
6 | 14 | 17 | 20535.123 | 22248.94 | 53177.988 | 101265.903 | 127635.519 | CFs
6 | 14 | 18 | 4589.152 | 4589.152 | 4589.152 | 4589.152 | 4589.152
6 | 14 | 19 | 0 | 0 | 0 | 0 | 0
6 | 14 | 20 | 0 | 0 | 0 | 0 | 0
6 | 14 | 21 | 0 | 0 | 0 | 0 | 0
6 | 14 | 22 | 0 | 0 | 0 | 0 | 0
6 | 14 | 23 | 0 | 0 | 0 | 0 | 0
6 | 15 | 0 | 0 | 0 | 0 | 0 | 0
6 | 15 | 1 | 0 | 0 | 0 | 0 | 0
6 | 15 | 2 | 0 | 0 | 0 | 0 | 0
6 | 15 | 3 | 0 | 0 | 0 | 0 | 0
6 | 15 | 4 | 0 | 0 | 0 | 0 | 0
6 | 15 | 5 | 2636.035 | 2636.035 | 2636.035 | 2636.035 | 2636.035
6 | 15 | 6 | 9507.068 | 9507.068 | 9507.068 | 9507.068 | 9507.068
6 | 15 | 7 | 49564.125 | 49045.648 | 47897.581 | 46781.608 | 46362.867
6 | 15 | 8 | 133690.634 | 130639.036 | 120226.906 | 108508.677 | 101957.44
6 | 15 | 9 | 182395.526 | 182032.435 | 170591.864 | 154679.921 | 143625.105
6 | 15 | 10 | 200950.192 | 205210.42 | 199393.548 | 186845.933 | 174872.416
6 | 15 | 11 | 104059.961 | 105391.618 | 105610.351 | 104588.22 | 102923.265
6 | 15 | 12 | 47835.829 | 48207.834 | 48489.755 | 48516.433 | 48272.238
6 | 15 | 13 | 9816.804 | 9816.804 | 9816.804 | 9816.804 | 9816.804
6 | 15 | 14 | 100795.828 | 105420.297 | 112675.883 | 118308.238 | 119035.479 | CFs
6 | 15 | 15 | 101328.244 | 111511.461 | 131388.478 | 149349.832 | 155536.575 | CFs
6 | 15 | 16 | 7631.195 | 7631.195 | 7631.195 | 7631.195 | 7631.195 | CFs
6 | 15 | 17 | 22041.176 | 23785.914 | 51887.642 | 95041.965 | 118796.171 | CFs
6 | 15 | 18 | 11819.617 | 11819.617 | 11843.52 | 13077.733 | 13957.47
6 | 15 | 19 | 0 | 0 | 0 | 0 | 0
6 | 15 | 20 | 0 | 0 | 0 | 0 | 0
6 | 15 | 21 | 0 | 0 | 0 | 0 | 0
6 | 15 | 22 | 0 | 0 | 0 | 0 | 0
6 | 15 | 23 | 0 | 0 | 0 | 0 | 0
6 | 16 | 0 | 0 | 0 | 0 | 0 | 0
6 | 16 | 1 | 0 | 0 | 0 | 0 | 0
6 | 16 | 2 | 0 | 0 | 0 | 0 | 0
6 | 16 | 3 | 0 | 0 | 0 | 0 | 0
6 | 16 | 4 | 0 | 0 | 0 | 0 | 0
6 | 16 | 5 | 18045.502 | 17406.462 | 16480.606 | 16227.616 | 16227.616
6 | 16 | 6 | 97137.479 | 84689.876 | 60639.323 | 41572.467 | 38477.826
6 | 16 | 7 | 132528.342 | 123601.172 | 103669.341 | 82510.434 | 74551.8
6 | 16 | 8 | 281534.911 | 268542.25 | 223564.96 | 171464.218 | 139754.032
6 | 16 | 9 | 234700.861 | 234069.571 | 215484.168 | 189447.806 | 171241.006
6 | 16 | 10 | 183538.034 | 187211.506 | 182134.4 | 171223.914 | 160829.234
6 | 16 | 11 | 295370.462 | 314047.217 | 317023.294 | 302666.151 | 278963.819
6 | 16 | 12 | 237842.891 | 257192.343 | 271625.417 | 272950.669 | 260429.157
6 | 16 | 13 | 183292.924 | 199504.79 | 218205.145 | 228534.287 | 224668.869
6 | 16 | 14 | 176211.631 | 204512.203 | 247715.027 | 280195.77 | 284313.215 | CFs
6 | 16 | 15 | 114931.147 | 143099.019 | 195108.348 | 240007.635 | 255142.542 | CFs
6 | 16 | 16 | 50618.544 | 70037.613 | 129816.831 | 186199.657 | 211834.822 | CFs
6 | 16 | 17 | 14164.09 | 16255.722 | 56059.468 | 117783.046 | 150744.85 | CFs
6 | 16 | 18 | 8441.165 | 8441.165 | 8705.085 | 39703.981 | 60850.27
6 | 16 | 19 | 0 | 0 | 0 | 0 | 0
6 | 16 | 20 | 0 | 0 | 0 | 0 | 0
6 | 16 | 21 | 0 | 0 | 0 | 0 | 0
6 | 16 | 22 | 0 | 0 | 0 | 0 | 0
6 | 16 | 23 | 0 | 0 | 0 | 0 | 0
6 | 17 | 0 | 0 | 0 | 0 | 0 | 0
6 | 17 | 1 | 0 | 0 | 0 | 0 | 0
6 | 17 | 2 | 0 | 0 | 0 | 0 | 0
6 | 17 | 3 | 0 | 0 | 0 | 0 | 0
6 | 17 | 4 | 314.645 | 144.537 | 0 | 0 | 0
6 | 17 | 5 | 85609.072 | 56847.634 | 18266.226 | 13224.379 | 13224.379
6 | 17 | 6 | 164191.056 | 135266.066 | 76906.915 | 30451.881 | 23488.615
6 | 17 | 7 | 224403.096 | 201995.145 | 150728.675 | 92653.985 | 70524.174
6 | 17 | 8 | 266960.142 | 254842.052 | 212893.123 | 164045.942 | 134516.078
6 | 17 | 9 | 287674.754 | 286680.941 | 258937.096 | 219446.534 | 191436.011
6 | 17 | 10 | 293918.449 | 303030.939 | 290273.836 | 262520.922 | 235588.162
6 | 17 | 11 | 266007.942 | 280883.868 | 283208.048 | 271697.902 | 252787.864
6 | 17 | 12 | 256311.059 | 279767.842 | 297081.038 | 298623.475 | 283562.556
6 | 17 | 13 | 202385.968 | 223595.645 | 247866.155 | 261172.002 | 256175.601
6 | 17 | 14 | 174662.031 | 202236.558 | 244455.443 | 276311.545 | 280344.96 | CFs
6 | 17 | 15 | 116921.863 | 143063.873 | 192070.381 | 235057.163 | 249660.687 | CFs
6 | 17 | 16 | 62354.292 | 77469.7 | 124203.292 | 169656.508 | 190810.213 | CFs
6 | 17 | 17 | 25775.739 | 27385.781 | 52581.175 | 91360.451 | 112713.162 | CFs
6 | 17 | 18 | 13124.442 | 13124.442 | 13220.451 | 19549.522 | 23948.415
6 | 17 | 19 | 0 | 0 | 0 | 0 | 0
6 | 17 | 20 | 0 | 0 | 0 | 0 | 0
6 | 17 | 21 | 0 | 0 | 0 | 0 | 0
6 | 17 | 22 | 0 | 0 | 0 | 0 | 0
6 | 17 | 23 | 0 | 0 | 0 | 0 | 0
6 | 18 | 0 | 0 | 0 | 0 | 0 | 0
6 | 18 | 1 | 0 | 0 | 0 | 0 | 0
6 | 18 | 2 | 0 | 0 | 0 | 0 | 0
6 | 18 | 3 | 0 | 0 | 0 | 0 | 0
6 | 18 | 4 | 0 | 0 | 0 | 0 | 0
6 | 18 | 5 | 40102.575 | 31092.379 | 18920.609 | 16982.891 | 16982.891
6 | 18 | 6 | 114154.961 | 97420.867 | 64636.51 | 38595.934 | 34489.731
6 | 18 | 7 | 192581.662 | 175082.417 | 135344.373 | 91171.036 | 74423.061
6 | 18 | 8 | 244411.822 | 233946.472 | 197915.356 | 156105.076 | 131137.212
6 | 18 | 9 | 278128.274 | 277124.668 | 250520.804 | 212689.354 | 185885.339
6 | 18 | 10 | 255138.706 | 262111.079 | 252250.928 | 230979.569 | 210498.344
6 | 18 | 11 | 243442.511 | 256611.247 | 258627.661 | 248375.294 | 231600.972
6 | 18 | 12 | 211744.533 | 226735.892 | 237879.269 | 238848.142 | 229101.827
6 | 18 | 13 | 185428.989 | 202065.229 | 221160.804 | 231652.899 | 227686.077
6 | 18 | 14 | 157541.29 | 175424.492 | 203004.939 | 224004.743 | 226664.447 | CFs
6 | 18 | 15 | 112138.298 | 129216.205 | 161652.976 | 190425.885 | 200239.226 | CFs
6 | 18 | 16 | 33626.361 | 33771.699 | 34209.226 | 34682.697 | 34914.723 | CFs
6 | 18 | 17 | 31712.003 | 32354.95 | 38585.909 | 47478.002 | 52556.211 | CFs
6 | 18 | 18 | 3914.576 | 3914.576 | 3914.576 | 3914.576 | 3914.576
6 | 18 | 19 | 0 | 0 | 0 | 0 | 0
6 | 18 | 20 | 0 | 0 | 0 | 0 | 0
6 | 18 | 21 | 0 | 0 | 0 | 0 | 0
6 | 18 | 22 | 0 | 0 | 0 | 0 | 0
6 | 18 | 23 | 0 | 0 | 0 | 0 | 0
6 | 19 | 0 | 0 | 0 | 0 | 0 | 0
6 | 19 | 1 | 0 | 0 | 0 | 0 | 0
6 | 19 | 2 | 0 | 0 | 0 | 0 | 0
6 | 19 | 3 | 0 | 0 | 0 | 0 | 0
6 | 19 | 4 | 0 | 0 | 0 | 0 | 0
6 | 19 | 5 | 21217.197 | 19735.526 | 17678.865 | 17262.149 | 17262.149
6 | 19 | 6 | 66520.856 | 60586.363 | 49413.953 | 40525.662 | 39010.625
6 | 19 | 7 | 166946.057 | 153095.114 | 122025.679 | 88241.331 | 75557.861
6 | 19 | 8 | 100932.928 | 99074.185 | 92828.465 | 85827.555 | 82020.863
6 | 19 | 9 | 218666.171 | 218000.403 | 201225.68 | 177748.905 | 161355.592
6 | 19 | 10 | 223809.953 | 229193.419 | 221509.307 | 205059.032 | 189334.117
6 | 19 | 11 | 244046.894 | 257263.129 | 259246.404 | 248895.266 | 232026.268
6 | 19 | 12 | 193017.889 | 204557.006 | 213155.221 | 213881.029 | 206322.847
6 | 19 | 13 | 173773.201 | 186920.378 | 202056.723 | 210390.348 | 207214.503
6 | 19 | 14 | 156397.109 | 174009.439 | 201098.678 | 221666.217 | 224252.157 | CFs
6 | 19 | 15 | 111165.449 | 132157.756 | 171450.959 | 205817.584 | 217427.975 | CFs
6 | 19 | 16 | 62645.008 | 69892.114 | 92144.117 | 114126.873 | 124460.781 | CFs
6 | 19 | 17 | 27295.029 | 28855.218 | 48294.425 | 77239.658 | 93238.606 | CFs
6 | 19 | 18 | 11586.995 | 11586.995 | 11873.254 | 32344.339 | 46493.268
6 | 19 | 19 | 0 | 0 | 0 | 0 | 0
6 | 19 | 20 | 0 | 0 | 0 | 0 | 0
6 | 19 | 21 | 0 | 0 | 0 | 0 | 0
6 | 19 | 22 | 0 | 0 | 0 | 0 | 0
6 | 19 | 23 | 0 | 0 | 0 | 0 | 0
6 | 20 | 0 | 0 | 0 | 0 | 0 | 0
6 | 20 | 1 | 0 | 0 | 0 | 0 | 0
6 | 20 | 2 | 0 | 0 | 0 | 0 | 0
6 | 20 | 3 | 0 | 0 | 0 | 0 | 0
6 | 20 | 4 | 0 | 0 | 0 | 0 | 0
6 | 20 | 5 | 0 | 0 | 0 | 0 | 0
6 | 20 | 6 | 223.2 | 223.2 | 223.2 | 223.2 | 223.2
6 | 20 | 7 | 20021.716 | 20021.716 | 20021.716 | 20021.716 | 20021.716
6 | 20 | 8 | 55329.248 | 55046.392 | 54100.394 | 53044.297 | 52478.601
6 | 20 | 9 | 112540.206 | 112361.755 | 108059.189 | 102138.603 | 98069.435
6 | 20 | 10 | 103350.102 | 104043.264 | 103046.205 | 100941.506 | 98961.001
6 | 20 | 11 | 102402.298 | 103689.799 | 103880.549 | 102863.051 | 101232.331
6 | 20 | 12 | 219999.183 | 236016.116 | 247893.255 | 248860.251 | 238373.952
6 | 20 | 13 | 180766.631 | 196516.434 | 214625.532 | 224576.627 | 220753.344
6 | 20 | 14 | 159728.841 | 178047.692 | 206321.442 | 227879.379 | 230575.955 | CFs
6 | 20 | 15 | 112908.427 | 130272.005 | 163186.219 | 192411.828 | 202358.983 | CFs
6 | 20 | 16 | 61737.498 | 70768.479 | 98451.147 | 125785.281 | 138623.419 | CFs
6 | 20 | 17 | 30574.061 | 31709.307 | 43758.587 | 61312.76 | 71178.235 | CFs
6 | 20 | 18 | 12135.642 | 12135.642 | 12227.6 | 15504.217 | 17821.285
6 | 20 | 19 | 0 | 0 | 0 | 0 | 0
6 | 20 | 20 | 0 | 0 | 0 | 0 | 0
6 | 20 | 21 | 0 | 0 | 0 | 0 | 0
6 | 20 | 22 | 0 | 0 | 0 | 0 | 0
6 | 20 | 23 | 0 | 0 | 0 | 0 | 0
6 | 21 | 0 | 0 | 0 | 0 | 0 | 0
6 | 21 | 1 | 0 | 0 | 0 | 0 | 0
6 | 21 | 2 | 0 | 0 | 0 | 0 | 0
6 | 21 | 3 | 0 | 0 | 0 | 0 | 0
6 | 21 | 4 | 0 | 0 | 0 | 0 | 0
6 | 21 | 5 | 40242.573 | 30904.51 | 18411.408 | 16541.254 | 16541.254
6 | 21 | 6 | 96776.596 | 84020.022 | 59412.674 | 40123.724 | 37115.134
6 | 21 | 7 | 191577.085 | 173726.303 | 133659.24 | 89860.032 | 73475.288
6 | 21 | 8 | 237302.296 | 227032.443 | 192248.032 | 152445.515 | 129122.491
6 | 21 | 9 | 247059.687 | 246133.519 | 224315.189 | 193843.025 | 172616.172
6 | 21 | 10 | 256727.774 | 263811.306 | 253528.919 | 231623.557 | 210728.287
6 | 21 | 11 | 196270.151 | 204321.168 | 205486.606 | 199097.776 | 188837.127
6 | 21 | 12 | 229040.642 | 247486.524 | 261122.476 | 262190.574 | 250092.643
6 | 21 | 13 | 193946.443 | 212244.117 | 233227.522 | 244721.633 | 240265.688
6 | 21 | 14 | 149101.169 | 164612.846 | 188629.058 | 207013.504 | 209297.751 | CFs
6 | 21 | 15 | 108155.069 | 122715.038 | 150669.433 | 175743.65 | 184298.265 | CFs
6 | 21 | 16 | 62652.603 | 72619.128 | 103185.01 | 133296.653 | 147432.168 | CFs
6 | 21 | 17 | 30680.021 | 31772.948 | 42409.696 | 57676.138 | 66325.686 | CFs
6 | 21 | 18 | 9658.92 | 9658.92 | 9670.833 | 9944.313 | 10141.588
6 | 21 | 19 | 0 | 0 | 0 | 0 | 0
6 | 21 | 20 | 0 | 0 | 0 | 0 | 0
6 | 21 | 21 | 0 | 0 | 0 | 0 | 0
6 | 21 | 22 | 0 | 0 | 0 | 0 | 0
6 | 21 | 23 | 0 | 0 | 0 | 0 | 0
6 | 22 | 0 | 0 | 0 | 0 | 0 | 0
6 | 22 | 1 | 0 | 0 | 0 | 0 | 0
6 | 22 | 2 | 0 | 0 | 0 | 0 | 0
6 | 22 | 3 | 0 | 0 | 0 | 0 | 0
6 | 22 | 4 | 276.887 | 33.637 | 0 | 0 | 0
6 | 22 | 5 | 56656.53 | 40081.757 | 18085.318 | 15147.728 | 15147.728
6 | 22 | 6 | 17288.713 | 17288.713 | 17288.713 | 17288.713 | 17288.713
6 | 22 | 7 | 131091.086 | 122059.599 | 102052.506 | 80967.239 | 73143.105
6 | 22 | 8 | 234363.381 | 224272.018 | 190266.343 | 151563.608 | 129091.736
6 | 22 | 9 | 51095.867 | 51074.168 | 50579.494 | 49901.674 | 49437.764
6 | 22 | 10 | 307170.563 | 316849.775 | 302697.584 | 272558.393 | 243774.592
6 | 22 | 11 | 174516.895 | 180120.063 | 180916.328 | 176443.918 | 169302.261
6 | 22 | 12 | 139312.535 | 144636.321 | 148605.493 | 148905.166 | 145360.966
6 | 22 | 13 | 179573.663 | 193420.44 | 209375.934 | 218144.017 | 214705.711
6 | 22 | 14 | 96319.646 | 100484.159 | 106987.112 | 112016.317 | 112638.081 | CFs
6 | 22 | 15 | 101993.731 | 112114.373 | 131751.308 | 149507.72 | 155572.97 | CFs
6 | 22 | 16 | 46999.744 | 47660.435 | 49657.028 | 51745.702 | 52753.907 | CFs
6 | 22 | 17 | 12996.585 | 12996.585 | 12996.585 | 12996.585 | 12996.585 | CFs
6 | 22 | 18 | 11151.767 | 11151.767 | 11455.106 | 25271.614 | 34935.233
6 | 22 | 19 | 0 | 0 | 0 | 0 | 0
6 | 22 | 20 | 0 | 0 | 0 | 0 | 0
6 | 22 | 21 | 0 | 0 | 0 | 0 | 0
6 | 22 | 22 | 0 | 0 | 0 | 0 | 0
6 | 22 | 23 | 0 | 0 | 0 | 0 | 0
6 | 23 | 0 | 0 | 0 | 0 | 0 | 0
6 | 23 | 1 | 0 | 0 | 0 | 0 | 0
6 | 23 | 2 | 0 | 0 | 0 | 0 | 0
6 | 23 | 3 | 0 | 0 | 0 | 0 | 0
6 | 23 | 4 | 172.086 | 0 | 0 | 0 | 0
6 | 23 | 5 | 14828.745 | 14498.51 | 14022.207 | 13902.074 | 13902.074
6 | 23 | 6 | 12418.901 | 12418.901 | 12418.901 | 12418.901 | 12418.901
6 | 23 | 7 | 30040.921 | 29971.072 | 29818.124 | 29671.681 | 29617.518
6 | 23 | 8 | 60864.541 | 60486.313 | 59228.08 | 57824.649 | 57071.542
6 | 23 | 9 | 217025.576 | 216279.597 | 199510.991 | 176302.294 | 160272.065
6 | 23 | 10 | 194585.469 | 198508.604 | 192743.429 | 180610.125 | 169176.555
6 | 23 | 11 | 142601.377 | 146448.292 | 146984.632 | 143898.136 | 138988.24
6 | 23 | 12 | 74263.778 | 75227.573 | 75945.631 | 75997.454 | 75352.701
6 | 23 | 13 | 75413.128 | 76582.661 | 77938.869 | 78687.429 | 78390.134
6 | 23 | 14 | 57672.314 | 58373.232 | 59468.04 | 60315.401 | 60418.979 | CFs
6 | 23 | 15 | 65569.233 | 66887.439 | 69516.182 | 71932.287 | 72759.954 | CFs
6 | 23 | 16 | 9819.97 | 9819.97 | 9819.97 | 9819.97 | 9819.97 | CFs
6 | 23 | 17 | 24324.426 | 24409.289 | 24891.023 | 25487.665 | 25849.638 | CFs
6 | 23 | 18 | 11960.346 | 11960.346 | 12169.441 | 20049.691 | 25570.277
6 | 23 | 19 | 0 | 0 | 0 | 0 | 0
6 | 23 | 20 | 0 | 0 | 0 | 0 | 0
6 | 23 | 21 | 0 | 0 | 0 | 0 | 0
6 | 23 | 22 | 0 | 0 | 0 | 0 | 0
6 | 23 | 23 | 0 | 0 | 0 | 0 | 0
6 | 24 | 0 | 0 | 0 | 0 | 0 | 0
6 | 24 | 1 | 0 | 0 | 0 | 0 | 0
6 | 24 | 2 | 0 | 0 | 0 | 0 | 0
6 | 24 | 3 | 0 | 0 | 0 | 0 | 0
6 | 24 | 4 | 0 | 0 | 0 | 0 | 0
6 | 24 | 5 | 6877.197 | 6877.197 | 6877.197 | 6877.197 | 6877.197
6 | 24 | 6 | 19530.14 | 19530.14 | 19530.14 | 19530.14 | 19530.14
6 | 24 | 7 | 26948.963 | 26927.948 | 26881.948 | 26837.911 | 26821.631
6 | 24 | 8 | 195489.884 | 188288.294 | 164131.005 | 136740.915 | 121130.329
6 | 24 | 9 | 97543.768 | 97445.849 | 95284.125 | 92322.202 | 90295.37
6 | 24 | 10 | 55011.151 | 55203.661 | 54919.443 | 54324.968 | 53768.46
6 | 24 | 11 | 77521.495 | 78287.191 | 78391.995 | 77774.571 | 76796.34
6 | 24 | 12 | 74412.375 | 75374.646 | 76089.59 | 76138.655 | 75493.126
6 | 24 | 13 | 41568.898 | 41807.125 | 42082.978 | 42234.862 | 42173.8
6 | 24 | 14 | 40552.764 | 40718.181 | 40976.16 | 41175.583 | 41199.622 | CFs
6 | 24 | 15 | 67911.044 | 69408.848 | 72380.688 | 75106.041 | 76036.61 | CFs
6 | 24 | 16 | 30581.721 | 30668.79 | 30927.887 | 31207.264 | 31343.247 | CFs
6 | 24 | 17 | 23473.151 | 23543.626 | 23941.373 | 24433.549 | 24731.797 | CFs
6 | 24 | 18 | 9535.309 | 9535.309 | 10059.237 | 42121.769 | 64161.035
6 | 24 | 19 | 0 | 0 | 0 | 0 | 0
6 | 24 | 20 | 0 | 0 | 0 | 0 | 0
6 | 24 | 21 | 0 | 0 | 0 | 0 | 0
6 | 24 | 22 | 0 | 0 | 0 | 0 | 0
6 | 24 | 23 | 0 | 0 | 0 | 0 | 0
6 | 25 | 0 | 0 | 0 | 0 | 0 | 0
6 | 25 | 1 | 0 | 0 | 0 | 0 | 0
6 | 25 | 2 | 0 | 0 | 0 | 0 | 0
6 | 25 | 3 | 0 | 0 | 0 | 0 | 0
6 | 25 | 4 | 697.561 | 286.893 | 0 | 0 | 0
6 | 25 | 5 | 102234.882 | 64750.55 | 14431.724 | 9204.316 | 9204.316
6 | 25 | 6 | 181536.629 | 147552.46 | 77924.374 | 23311.938 | 15823.125
6 | 25 | 7 | 234242.881 | 210378.681 | 155152.925 | 91306.948 | 67056.225
6 | 25 | 8 | 263674.44 | 252025.937 | 211681.007 | 163528.088 | 133822.79
6 | 25 | 9 | 279599.484 | 278454.224 | 252737.949 | 215530.328 | 188789.484
6 | 25 | 10 | 256421.307 | 263037.681 | 253202.154 | 232134.038 | 211791.825
6 | 25 | 11 | 235782.382 | 248089.682 | 249726.82 | 239798.361 | 223822.023
6 | 25 | 12 | 229130.821 | 247014.913 | 260014.468 | 260851.289 | 249067.914
6 | 25 | 13 | 180214.234 | 195844.882 | 213632.848 | 223269.281 | 219355.475
6 | 25 | 14 | 133474.143 | 144179.451 | 160681.159 | 173276.384 | 174762.649 | CFs
6 | 25 | 15 | 110319.58 | 125932.924 | 155395.704 | 181547.01 | 190332.912 | CFs
6 | 25 | 16 | 48450.694 | 49267.822 | 51722.627 | 54259.971 | 55475.27 | CFs
6 | 25 | 17 | 32446.985 | 33207.248 | 40384.234 | 50586.004 | 56327.651 | CFs
6 | 25 | 18 | 11849.549 | 11849.549 | 11894.821 | 12742.573 | 13352.468
6 | 25 | 19 | 0 | 0 | 0 | 0 | 0
6 | 25 | 20 | 0 | 0 | 0 | 0 | 0
6 | 25 | 21 | 0 | 0 | 0 | 0 | 0
6 | 25 | 22 | 0 | 0 | 0 | 0 | 0
6 | 25 | 23 | 0 | 0 | 0 | 0 | 0
6 | 26 | 0 | 0 | 0 | 0 | 0 | 0
6 | 26 | 1 | 0 | 0 | 0 | 0 | 0
6 | 26 | 2 | 0 | 0 | 0 | 0 | 0
6 | 26 | 3 | 0 | 0 | 0 | 0 | 0
6 | 26 | 4 | 98.389 | 98.389 | 98.389 | 98.389 | 98.389
6 | 26 | 5 | 98716.762 | 63167.681 | 15228.539 | 10284.496 | 10284.496
6 | 26 | 6 | 179653.12 | 146121.036 | 77860.617 | 24637.007 | 17360.042
6 | 26 | 7 | 235527.579 | 211282.907 | 155623.68 | 92086.533 | 68111.656
6 | 26 | 8 | 275795.535 | 262883.948 | 218692.016 | 166856.296 | 135497.062
6 | 26 | 9 | 298354.984 | 297039.474 | 267870.487 | 226471.226 | 197221.552
6 | 26 | 10 | 304816.968 | 313932.998 | 300340.832 | 271308.236 | 243356.391
6 | 26 | 11 | 295874.263 | 313881.559 | 316231.17 | 301650.398 | 278184.519
6 | 26 | 12 | 272549.16 | 297419.563 | 315390.785 | 316478.208 | 300094.368
6 | 26 | 13 | 233899.423 | 262553.591 | 294633.04 | 311739.463 | 304713.404
6 | 26 | 14 | 183303.112 | 212212.511 | 255718.561 | 288026.132 | 291723.169 | CFs
6 | 26 | 15 | 118546.243 | 148663.995 | 203140.665 | 249932.788 | 265352.628 | CFs
6 | 26 | 16 | 53228.129 | 74049.797 | 136656.898 | 195020.137 | 221383.954 | CFs
6 | 26 | 17 | 12887.748 | 15667.517 | 59167.002 | 124909.989 | 159601.485 | CFs
6 | 26 | 18 | 8238.161 | 8238.161 | 8817.436 | 44436.02 | 68759.37
6 | 26 | 19 | 0 | 0 | 0 | 0 | 0
6 | 26 | 20 | 0 | 0 | 0 | 0 | 0
6 | 26 | 21 | 0 | 0 | 0 | 0 | 0
6 | 26 | 22 | 0 | 0 | 0 | 0 | 0
6 | 26 | 23 | 0 | 0 | 0 | 0 | 0
6 | 27 | 0 | 0 | 0 | 0 | 0 | 0
6 | 27 | 1 | 0 | 0 | 0 | 0 | 0
6 | 27 | 2 | 0 | 0 | 0 | 0 | 0
6 | 27 | 3 | 0 | 0 | 0 | 0 | 0
6 | 27 | 4 | 0 | 0 | 0 | 0 | 0
6 | 27 | 5 | 19129.005 | 18135.396 | 16719.659 | 16414.202 | 16414.202
6 | 27 | 6 | 16511.481 | 16511.481 | 16511.481 | 16511.481 | 16511.481
6 | 27 | 7 | 85044.401 | 81339.595 | 73177.576 | 64869.596 | 61800.145
6 | 27 | 8 | 118446.29 | 115853.284 | 107215.12 | 97530.73 | 92224.577
6 | 27 | 9 | 64841.787 | 64800.138 | 63890.789 | 62646.265 | 61795.611
6 | 27 | 10 | 163666.564 | 166224.504 | 162410.489 | 154431.203 | 146941.747
6 | 27 | 11 | 70048.023 | 70683.292 | 70765.694 | 70246.985 | 69430.902
6 | 27 | 12 | 259216.349 | 282970.372 | 300153.406 | 301128.031 | 285359.821
6 | 27 | 13 | 188365.468 | 205521.955 | 224995.514 | 235490.659 | 231102.912
6 | 27 | 14 | 154689.291 | 171750.379 | 197808.709 | 217512.691 | 219747.256 | CFs
6 | 27 | 15 | 114383.966 | 141137.41 | 190066.12 | 232562.723 | 246600.569 | CFs
6 | 27 | 16 | 62454.446 | 72126.78 | 101190.616 | 129622.047 | 142851.312 | CFs
6 | 27 | 17 | 19958.631 | 22477.051 | 57660.013 | 110447.236 | 138749.103 | CFs
6 | 27 | 18 | 9842.984 | 9842.984 | 10402.962 | 38749.707 | 58207.777
6 | 27 | 19 | 0 | 0 | 0 | 0 | 0
6 | 27 | 20 | 0 | 0 | 0 | 0 | 0
6 | 27 | 21 | 0 | 0 | 0 | 0 | 0
6 | 27 | 22 | 0 | 0 | 0 | 0 | 0
6 | 27 | 23 | 0 | 0 | 0 | 0 | 0
6 | 28 | 0 | 0 | 0 | 0 | 0 | 0
6 | 28 | 1 | 0 | 0 | 0 | 0 | 0
6 | 28 | 2 | 0 | 0 | 0 | 0 | 0
6 | 28 | 3 | 0 | 0 | 0 | 0 | 0
6 | 28 | 4 | 683.921 | 262.921 | 0 | 0 | 0
6 | 28 | 5 | 106864.499 | 66980.77 | 13141.812 | 8096.307 | 8096.307
6 | 28 | 6 | 190991.024 | 154046.03 | 79447.499 | 22535.244 | 15110.467
6 | 28 | 7 | 251454.913 | 224183.616 | 162270.105 | 92775.598 | 66842.137
6 | 28 | 8 | 292147.519 | 277958.795 | 229765.964 | 173900.167 | 140338.742
6 | 28 | 9 | 313737.342 | 312290.293 | 280075.496 | 234707.536 | 202879.791
6 | 28 | 10 | 317927.363 | 327869.449 | 313001.366 | 281403.028 | 251147.731
6 | 28 | 11 | 305230.926 | 324542.438 | 326983.173 | 311216.528 | 286016.14
6 | 28 | 12 | 278240.14 | 304404.635 | 323247.375 | 324239.774 | 306840.682
6 | 28 | 13 | 236845.53 | 266714.029 | 300092.338 | 317809.651 | 310304.933
6 | 28 | 14 | 186031.83 | 216322.388 | 261817.559 | 295573.53 | 299288.916 | CFs
6 | 28 | 15 | 121460.867 | 152562.634 | 208390.365 | 256295.057 | 271977.964 | CFs
6 | 28 | 16 | 51650.091 | 73938.583 | 140461.308 | 202093.145 | 229771.292 | CFs
6 | 28 | 17 | 11159.283 | 13974.341 | 60770.323 | 131634.703 | 168612.27 | CFs
6 | 28 | 18 | 6476.725 | 6476.725 | 7112.11 | 48877.702 | 77057.747
6 | 28 | 19 | 0 | 0 | 0 | 0 | 0
6 | 28 | 20 | 0 | 0 | 0 | 0 | 0
6 | 28 | 21 | 0 | 0 | 0 | 0 | 0
6 | 28 | 22 | 0 | 0 | 0 | 0 | 0
6 | 28 | 23 | 0 | 0 | 0 | 0 | 0
6 | 29 | 0 | 0 | 0 | 0 | 0 | 0
6 | 29 | 1 | 0 | 0 | 0 | 0 | 0
6 | 29 | 2 | 0 | 0 | 0 | 0 | 0
6 | 29 | 3 | 0 | 0 | 0 | 0 | 0
6 | 29 | 4 | 388.798 | 3.601 | 0 | 0 | 0
6 | 29 | 5 | 101443.208 | 64211.943 | 13022.738 | 8281.83 | 8281.83
6 | 29 | 6 | 178865.423 | 145199.329 | 75654.672 | 21461.996 | 14298.445
6 | 29 | 7 | 229121.463 | 205887.595 | 151659.199 | 88620.567 | 64610.798
6 | 29 | 8 | 263019.368 | 251272.992 | 210568.782 | 161978.142 | 132103.813
6 | 29 | 9 | 285034.672 | 283836.602 | 256649.604 | 217710.803 | 189971.366
6 | 29 | 10 | 294656.535 | 303313.716 | 290354.667 | 262623.674 | 235843.039
6 | 29 | 11 | 288654.896 | 306091.337 | 308257.554 | 293983.624 | 271130.687
6 | 29 | 12 | 267570.387 | 291987.519 | 309483.846 | 310332.447 | 294074.043
6 | 29 | 13 | 230290 | 258583.082 | 290131.933 | 306818.778 | 299634.151
6 | 29 | 14 | 181600.229 | 211058.482 | 255269.056 | 288068.608 | 291599.61 | CFs
6 | 29 | 15 | 119346.087 | 148479.915 | 201100.749 | 246513.416 | 261359.058 | CFs
6 | 29 | 16 | 55061.692 | 75032.89 | 134498.942 | 190326.397 | 215590.525 | CFs
6 | 29 | 17 | 17791.255 | 20584.452 | 60165.814 | 119363.178 | 150789.656 | CFs
6 | 29 | 18 | 10002.835 | 10002.835 | 10607.87 | 40875.303 | 61440.705
6 | 29 | 19 | 0 | 0 | 0 | 0 | 0
6 | 29 | 20 | 0 | 0 | 0 | 0 | 0
6 | 29 | 21 | 0 | 0 | 0 | 0 | 0
6 | 29 | 22 | 0 | 0 | 0 | 0 | 0
6 | 29 | 23 | 0 | 0 | 0 | 0 | 0
6 | 30 | 0 | 0 | 0 | 0 | 0 | 0
6 | 30 | 1 | 0 | 0 | 0 | 0 | 0
6 | 30 | 2 | 0 | 0 | 0 | 0 | 0
6 | 30 | 3 | 0 | 0 | 0 | 0 | 0
6 | 30 | 4 | 0 | 0 | 0 | 0 | 0
6 | 30 | 5 | 95275.209 | 60988.395 | 13816.788 | 9452.683 | 9452.683
6 | 30 | 6 | 175657.494 | 142377.743 | 74738.033 | 22755.659 | 15907.753
6 | 30 | 7 | 230958.393 | 206809.701 | 151386.398 | 88569.817 | 64944.589
6 | 30 | 8 | 268952.685 | 256225.981 | 212595.563 | 161446.955 | 130615.876
6 | 30 | 9 | 288711.928 | 287443.063 | 258309.909 | 217002.352 | 187839.287
6 | 30 | 10 | 266372.732 | 273728.918 | 262736.699 | 239412.781 | 217125.739
6 | 30 | 11 | 278343.076 | 295627.38 | 297745.623 | 283549.197 | 260880.935
6 | 30 | 12 | 256291.746 | 280236.276 | 297354.562 | 298112.899 | 282099.634
6 | 30 | 13 | 197106.716 | 217782.879 | 240976.677 | 253286.659 | 247887.651
6 | 30 | 14 | 149820.586 | 165902.534 | 190301.705 | 208651.145 | 210592.746 | CFs
6 | 30 | 15 | 105741.059 | 119846.427 | 146320.454 | 169824.978 | 177573.296 | CFs
6 | 30 | 16 | 60109.616 | 65690.132 | 82228.76 | 98702.696 | 106405.422 | CFs
6 | 30 | 17 | 6000.442 | 6000.442 | 6000.442 | 6000.442 | 6000.442 | CFs
6 | 30 | 18 | 7357.17 | 7357.17 | 8012.779 | 47783.717 | 74258.134
6 | 30 | 19 | 0 | 0 | 0 | 0 | 0
6 | 30 | 20 | 0 | 0 | 0 | 0 | 0
6 | 30 | 21 | 0 | 0 | 0 | 0 | 0
6 | 30 | 22 | 0 | 0 | 0 | 0 | 0
6 | 30 | 23 | 0 | 0 | 0 | 0 | 0
7 | 1 | 0 | 0 | 0 | 0 | 0 | 0
7 | 1 | 1 | 0 | 0 | 0 | 0 | 0
7 | 1 | 2 | 0 | 0 | 0 | 0 | 0
7 | 1 | 3 | 0 | 0 | 0 | 0 | 0
7 | 1 | 4 | 0 | 0 | 0 | 0 | 0
7 | 1 | 5 | 97304.559 | 62537.71 | 14500.509 | 10182.296 | 10182.296
7 | 1 | 6 | 181378.622 | 146905.347 | 77292.169 | 24210.147 | 17273.189
7 | 1 | 7 | 238551.271 | 213476.855 | 156109.255 | 91520.075 | 67290.952
7 | 1 | 8 | 277225.352 | 264001.698 | 218666.297 | 165630.825 | 133730.993
7 | 1 | 9 | 297935.971 | 296662.141 | 266786.511 | 224483.35 | 194649.089
7 | 1 | 10 | 302264.381 | 311549.512 | 297694.264 | 268169.936 | 239822.274
7 | 1 | 11 | 292405.914 | 310542.577 | 312738.023 | 297795.965 | 274001.935
7 | 1 | 12 | 262352.897 | 286747.525 | 304145.038 | 304840.96 | 288456.5
7 | 1 | 13 | 224636.596 | 252401.601 | 283233.618 | 299422.944 | 292205.794
7 | 1 | 14 | 176377.549 | 204715.739 | 247065.049 | 278382.247 | 281582.092 | CFs
7 | 1 | 15 | 116612.388 | 144519.607 | 194854.722 | 238295.904 | 252363.761 | CFs
7 | 1 | 16 | 56387.947 | 75349.44 | 131295.627 | 183798.599 | 207481.97 | CFs
7 | 1 | 17 | 19437.14 | 22109.634 | 58884.443 | 113571.01 | 142527.456 | CFs
7 | 1 | 18 | 10604.826 | 10604.826 | 11210.267 | 37785.234 | 55718.722
7 | 1 | 19 | 0 | 0 | 0 | 0 | 0
7 | 1 | 20 | 0 | 0 | 0 | 0 | 0
7 | 1 | 21 | 0 | 0 | 0 | 0 | 0
7 | 1 | 22 | 0 | 0 | 0 | 0 | 0
7 | 1 | 23 | 0 | 0 | 0 | 0 | 0
7 | 2 | 0 | 0 | 0 | 0 | 0 | 0
7 | 2 | 1 | 0 | 0 | 0 | 0 | 0
7 | 2 | 2 | 0 | 0 | 0 | 0 | 0
7 | 2 | 3 | 0 | 0 | 0 | 0 | 0
7 | 2 | 4 | 0 | 0 | 0 | 0 | 0
7 | 2 | 5 | 56100.123 | 39335.232 | 16035.019 | 13673.478 | 13673.478
7 | 2 | 6 | 164249.803 | 133786.417 | 72857.894 | 26585.199 | 20458.319
7 | 2 | 7 | 170121.048 | 155165.537 | 121539.396 | 85180.295 | 71653.101
7 | 2 | 8 | 265205.634 | 252407.968 | 208766.209 | 158305.199 | 128431.974
7 | 2 | 9 | 286271.536 | 285051.807 | 255778.537 | 214751.512 | 186085.104
7 | 2 | 10 | 246243.468 | 252760.603 | 243075.954 | 222675.413 | 203380.357
7 | 2 | 11 | 228897.619 | 240476.867 | 241870.952 | 232285.294 | 217218.995
7 | 2 | 12 | 209245.059 | 224328.895 | 235186.899 | 235575.662 | 225273.629
7 | 2 | 13 | 176155.856 | 189962.035 | 205538.71 | 213813.239 | 210044.88
7 | 2 | 14 | 156648.552 | 176788.756 | 207257.489 | 230126.709 | 232414.025 | CFs
7 | 2 | 15 | 32587.324 | 32665.326 | 32823.808 | 32969.942 | 33018.113 | CFs
7 | 2 | 16 | 9810.388 | 9810.388 | 9810.388 | 9810.388 | 9810.388 | CFs
7 | 2 | 17 | 14596.976 | 14596.976 | 14596.976 | 14596.976 | 14596.976 | CFs
7 | 2 | 18 | 1253.41 | 1253.41 | 1253.41 | 1253.41 | 1253.41
7 | 2 | 19 | 0 | 0 | 0 | 0 | 0
7 | 2 | 20 | 0 | 0 | 0 | 0 | 0
7 | 2 | 21 | 0 | 0 | 0 | 0 | 0
7 | 2 | 22 | 0 | 0 | 0 | 0 | 0
7 | 2 | 23 | 0 | 0 | 0 | 0 | 0
7 | 3 | 0 | 0 | 0 | 0 | 0 | 0
7 | 3 | 1 | 0 | 0 | 0 | 0 | 0
7 | 3 | 2 | 0 | 0 | 0 | 0 | 0
7 | 3 | 3 | 0 | 0 | 0 | 0 | 0
7 | 3 | 4 | 0 | 0 | 0 | 0 | 0
7 | 3 | 5 | 68192.84 | 45965.114 | 14835.318 | 11790.72 | 11790.72
7 | 3 | 6 | 164467.567 | 133602.752 | 71855.089 | 25162.129 | 19056.215
7 | 3 | 7 | 241286.702 | 215786.504 | 157628.216 | 92975.48 | 68777.601
7 | 3 | 8 | 269975.538 | 257141.913 | 213266.94 | 162515.279 | 132508.243
7 | 3 | 9 | 279504.376 | 278422.772 | 251595.622 | 214089.709 | 187935.311
7 | 3 | 10 | 294897.354 | 303890.368 | 290572.072 | 262387.85 | 235601.139
7 | 3 | 11 | 240583.71 | 253225.36 | 254731.727 | 244243.576 | 227781.425
7 | 3 | 12 | 288195.552 | 315915.03 | 335654.225 | 336270.075 | 317421.109
7 | 3 | 13 | 247113.952 | 278778.381 | 313944.148 | 332333.427 | 323818.218
7 | 3 | 14 | 194379.075 | 226275.974 | 273920.678 | 309194.368 | 312590.054 | CFs
7 | 3 | 15 | 126678.837 | 160079.729 | 219753.087 | 271212.376 | 287734.134 | CFs
7 | 3 | 16 | 56401.474 | 79680.746 | 148047.871 | 211776.678 | 240363.263 | CFs
7 | 3 | 17 | 16886.856 | 19729.223 | 58719.266 | 116874.929 | 147698.241 | CFs
7 | 3 | 18 | 10174.284 | 10174.284 | 10803.72 | 40007.09 | 59431.094
7 | 3 | 19 | 0 | 0 | 0 | 0 | 0
7 | 3 | 20 | 0 | 0 | 0 | 0 | 0
7 | 3 | 21 | 0 | 0 | 0 | 0 | 0
7 | 3 | 22 | 0 | 0 | 0 | 0 | 0
7 | 3 | 23 | 0 | 0 | 0 | 0 | 0
7 | 4 | 0 | 0 | 0 | 0 | 0 | 0
7 | 4 | 1 | 0 | 0 | 0 | 0 | 0
7 | 4 | 2 | 0 | 0 | 0 | 0 | 0
7 | 4 | 3 | 0 | 0 | 0 | 0 | 0
7 | 4 | 4 | 0 | 0 | 0 | 0 | 0
7 | 4 | 5 | 86881.875 | 57147.962 | 14785.121 | 11200.5 | 11200.5
7 | 4 | 6 | 172668.54 | 140567.055 | 75086.334 | 25064.64 | 18620.73
7 | 4 | 7 | 161196.136 | 147642.233 | 116924.534 | 83606.311 | 71119.242
7 | 4 | 8 | 260598.555 | 248573.843 | 206989.756 | 158210.269 | 129010.262
7 | 4 | 9 | 268739.425 | 267768.791 | 242581.262 | 207048.426 | 182056.715
7 | 4 | 10 | 309541.678 | 319239.882 | 304932.92 | 274357.752 | 244972.472
7 | 4 | 11 | 303046.414 | 322268.845 | 324525.792 | 308581.417 | 283311.07
7 | 4 | 12 | 280015.324 | 306481.809 | 325192.734 | 325690.456 | 307703.045
7 | 4 | 13 | 216759.977 | 240875.753 | 267620.589 | 281558.71 | 274976.986
7 | 4 | 14 | 150197.521 | 166247.354 | 190374.931 | 208389.453 | 210072.58 | CFs
7 | 4 | 15 | 123381.614 | 155924.654 | 213322.595 | 262168.096 | 277637.828 | CFs
7 | 4 | 16 | 54491.253 | 77660.98 | 144963.901 | 206839.327 | 234250.506 | CFs
7 | 4 | 17 | 11926.043 | 15096.878 | 63395.182 | 135430.335 | 172730.078 | CFs
7 | 4 | 18 | 7772.59 | 7772.59 | 8457.506 | 48972.491 | 75352.984
7 | 4 | 19 | 0 | 0 | 0 | 0 | 0
7 | 4 | 20 | 0 | 0 | 0 | 0 | 0
7 | 4 | 21 | 0 | 0 | 0 | 0 | 0
7 | 4 | 22 | 0 | 0 | 0 | 0 | 0
7 | 4 | 23 | 0 | 0 | 0 | 0 | 0
7 | 5 | 0 | 0 | 0 | 0 | 0 | 0
7 | 5 | 1 | 0 | 0 | 0 | 0 | 0
7 | 5 | 2 | 0 | 0 | 0 | 0 | 0
7 | 5 | 3 | 0 | 0 | 0 | 0 | 0
7 | 5 | 4 | 0 | 0 | 0 | 0 | 0
7 | 5 | 5 | 94723.297 | 61451.565 | 13461.576 | 9686.119 | 9686.119
7 | 5 | 6 | 179841.47 | 145743.566 | 75341.968 | 21549.215 | 14822.747
7 | 5 | 7 | 236555.291 | 212196.991 | 155154.604 | 89518.052 | 64495.601
7 | 5 | 8 | 275125.598 | 262503.905 | 218182.908 | 165152.955 | 132646.927
7 | 5 | 9 | 295689.9 | 294638.509 | 265718.104 | 224089.021 | 194267.141
7 | 5 | 10 | 302731.397 | 311960.751 | 298412.231 | 269175.694 | 240775.679
7 | 5 | 11 | 294714.31 | 312771.995 | 314867.797 | 299887.755 | 275988.302
7 | 5 | 12 | 272179.742 | 297155.455 | 314623.076 | 315006.036 | 298101.044
7 | 5 | 13 | 234895.029 | 264005.228 | 295690.243 | 311900.65 | 304112.199
7 | 5 | 14 | 186493.45 | 216537.439 | 260522.47 | 292408.37 | 295236.926 | CFs
7 | 5 | 15 | 121722.306 | 153573.132 | 209286.593 | 256326.458 | 271067.259 | CFs
7 | 5 | 16 | 54869.28 | 77482.512 | 142707.273 | 202414.416 | 228722.018 | CFs
7 | 5 | 17 | 13562.014 | 16677.964 | 62868.336 | 131482.595 | 167005.874 | CFs
7 | 5 | 18 | 8583.669 | 8583.669 | 9248.013 | 47021.692 | 71471.454
7 | 5 | 19 | 0 | 0 | 0 | 0 | 0
7 | 5 | 20 | 0 | 0 | 0 | 0 | 0
7 | 5 | 21 | 0 | 0 | 0 | 0 | 0
7 | 5 | 22 | 0 | 0 | 0 | 0 | 0
7 | 5 | 23 | 0 | 0 | 0 | 0 | 0
7 | 6 | 0 | 0 | 0 | 0 | 0 | 0
7 | 6 | 1 | 0 | 0 | 0 | 0 | 0
7 | 6 | 2 | 0 | 0 | 0 | 0 | 0
7 | 6 | 3 | 0 | 0 | 0 | 0 | 0
7 | 6 | 4 | 0 | 0 | 0 | 0 | 0
7 | 6 | 5 | 86438.372 | 56963.282 | 14252.459 | 10887.062 | 10887.062
7 | 6 | 6 | 172638.802 | 140109.988 | 73980.679 | 23960.904 | 17681.113
7 | 6 | 7 | 232410.149 | 207993.035 | 151424.83 | 87680.543 | 63561.357
7 | 6 | 8 | 273139.902 | 260338.523 | 215679.41 | 163059.548 | 131270.113
7 | 6 | 9 | 296630.451 | 295583.342 | 265227.222 | 222042.531 | 191426.868
7 | 6 | 10 | 301188.417 | 310753.385 | 296818.89 | 266948.834 | 238216.415
7 | 6 | 11 | 291994.76 | 310565.85 | 312717.452 | 297268.853 | 272834.061
7 | 6 | 12 | 266580.276 | 292391.584 | 310524.555 | 310839.029 | 293162.971
7 | 6 | 13 | 226623.604 | 255911.215 | 288032.863 | 304532.98 | 296429.255
7 | 6 | 14 | 176422.061 | 205267.175 | 247835.136 | 279002.848 | 281671.089 | CFs
7 | 6 | 15 | 114531.464 | 143020.528 | 193567.422 | 236926.713 | 250558.215 | CFs
7 | 6 | 16 | 55555.564 | 74095.192 | 127586.82 | 177626.405 | 199942.732 | CFs
7 | 6 | 17 | 20142.654 | 22627.489 | 54442.609 | 101241.275 | 125992.283 | CFs
7 | 6 | 18 | 11946.949 | 11946.949 | 12418.722 | 31742.505 | 44382.094
7 | 6 | 19 | 0 | 0 | 0 | 0 | 0
7 | 6 | 20 | 0 | 0 | 0 | 0 | 0
7 | 6 | 21 | 0 | 0 | 0 | 0 | 0
7 | 6 | 22 | 0 | 0 | 0 | 0 | 0
7 | 6 | 23 | 0 | 0 | 0 | 0 | 0
7 | 7 | 0 | 0 | 0 | 0 | 0 | 0
7 | 7 | 1 | 0 | 0 | 0 | 0 | 0
7 | 7 | 2 | 0 | 0 | 0 | 0 | 0
7 | 7 | 3 | 0 | 0 | 0 | 0 | 0
7 | 7 | 4 | 0 | 0 | 0 | 0 | 0
7 | 7 | 5 | 47920.578 | 34538.559 | 15062.315 | 13248.008 | 13248.008
7 | 7 | 6 | 23868.089 | 23688.218 | 23375.291 | 23112.644 | 23054.062
7 | 7 | 7 | 46326.083 | 45849.371 | 44790.91 | 43770.801 | 43386.54
7 | 7 | 8 | 45812.608 | 45658.46 | 45130.705 | 44537.517 | 44222.616
7 | 7 | 9 | 40009.107 | 40003.515 | 39832.193 | 39595.509 | 39432.109
7 | 7 | 10 | 44834.29 | 44956.272 | 44780.266 | 44409.386 | 44060.899
7 | 7 | 11 | 171615.733 | 177377.07 | 178046.426 | 173236.98 | 165737.056
7 | 7 | 12 | 97483.066 | 99207.62 | 100437.479 | 100453.151 | 99245.471
7 | 7 | 13 | 84661.475 | 86265.191 | 88060.79 | 88996.862 | 88525.868
7 | 7 | 14 | 148226.88 | 164358.221 | 188403.07 | 206228.543 | 207697.493 | CFs
7 | 7 | 15 | 83878.29 | 88910.916 | 98437.323 | 106966.697 | 109679.272 | CFs
7 | 7 | 16 | 52584.357 | 72275.691 | 128854.064 | 181547.064 | 204930.219 | CFs
7 | 7 | 17 | 17650.591 | 20260.539 | 57277.075 | 112231.855 | 141033.096 | CFs
7 | 7 | 18 | 9760.824 | 9760.824 | 10346.781 | 37310.822 | 54717.592
7 | 7 | 19 | 0 | 0 | 0 | 0 | 0
7 | 7 | 20 | 0 | 0 | 0 | 0 | 0
7 | 7 | 21 | 0 | 0 | 0 | 0 | 0
7 | 7 | 22 | 0 | 0 | 0 | 0 | 0
7 | 7 | 23 | 0 | 0 | 0 | 0 | 0
7 | 8 | 0 | 0 | 0 | 0 | 0 | 0
7 | 8 | 1 | 0 | 0 | 0 | 0 | 0
7 | 8 | 2 | 0 | 0 | 0 | 0 | 0
7 | 8 | 3 | 0 | 0 | 0 | 0 | 0
7 | 8 | 4 | 0 | 0 | 0 | 0 | 0
7 | 8 | 5 | 4478.285 | 4478.285 | 4478.285 | 4478.285 | 4478.285
7 | 8 | 6 | 29685.814 | 29203.133 | 28362.188 | 27655.754 | 27497.264
7 | 8 | 7 | 74733.467 | 71764.411 | 65104.45 | 58340.454 | 55794.629
7 | 8 | 8 | 71349.1 | 70729.481 | 68595.647 | 66183.147 | 64857.352
7 | 8 | 9 | 256473.324 | 255763.285 | 231913.213 | 198169.777 | 174351.131
7 | 8 | 10 | 237818.885 | 244191.097 | 235064.439 | 215553.085 | 196919.966
7 | 8 | 11 | 249788.336 | 264105.703 | 265755.885 | 253818.163 | 235032.291
7 | 8 | 12 | 213022.786 | 228768.781 | 239844.95 | 239932.799 | 228982.808
7 | 8 | 13 | 120156.365 | 125682.966 | 131834.482 | 135016.631 | 133382.154
7 | 8 | 14 | 154805.016 | 172726.006 | 199256.519 | 218792.035 | 220320.847 | CFs
7 | 8 | 15 | 109740.812 | 126809.779 | 157598.268 | 184379.499 | 192745.126 | CFs
7 | 8 | 16 | 36270.511 | 36502.773 | 37152.203 | 37838.451 | 38159.459 | CFs
7 | 8 | 17 | 18969.124 | 18986.072 | 19076.388 | 19185.949 | 19250.572 | CFs
7 | 8 | 18 | 3223.644 | 3223.644 | 3223.644 | 3223.644 | 3223.644
7 | 8 | 19 | 0 | 0 | 0 | 0 | 0
7 | 8 | 20 | 0 | 0 | 0 | 0 | 0
7 | 8 | 21 | 0 | 0 | 0 | 0 | 0
7 | 8 | 22 | 0 | 0 | 0 | 0 | 0
7 | 8 | 23 | 0 | 0 | 0 | 0 | 0
7 | 9 | 0 | 0 | 0 | 0 | 0 | 0
7 | 9 | 1 | 0 | 0 | 0 | 0 | 0
7 | 9 | 2 | 0 | 0 | 0 | 0 | 0
7 | 9 | 3 | 0 | 0 | 0 | 0 | 0
7 | 9 | 4 | 0 | 0 | 0 | 0 | 0
7 | 9 | 5 | 88859.021 | 57861.146 | 11376.767 | 8264.747 | 8264.747
7 | 9 | 6 | 178802.529 | 143873.72 | 72651.793 | 19475.502 | 13213.328
7 | 9 | 7 | 240614.77 | 214807.22 | 154615.886 | 86678.766 | 60878.79
7 | 9 | 8 | 281570.54 | 268318.944 | 221422.939 | 165965.428 | 132178.383
7 | 9 | 9 | 306627.986 | 305771.42 | 273929.538 | 228433.349 | 196023.122
7 | 9 | 10 | 311762.103 | 322186.802 | 307383.573 | 275347.984 | 244356.745
7 | 9 | 11 | 300032.9 | 319787.671 | 322053.46 | 305597.708 | 279536.925
7 | 9 | 12 | 274010.235 | 300684.183 | 319194.565 | 319252.604 | 300826.811
7 | 9 | 13 | 234447.51 | 265129.713 | 298355.859 | 315102.437 | 306344.718
7 | 9 | 14 | 183883.73 | 215055.194 | 260418.838 | 293203.684 | 295614.793 | CFs
7 | 9 | 15 | 119222.226 | 151290.026 | 206710.435 | 253499.786 | 267820.238 | CFs
7 | 9 | 16 | 50370.365 | 73379.43 | 138629.253 | 198193.279 | 224153.328 | CFs
7 | 9 | 17 | 10969.186 | 13777.435 | 59375.694 | 127069.817 | 161709.125 | CFs
7 | 9 | 18 | 7321.593 | 7321.593 | 7924.806 | 44299.327 | 66832.912
7 | 9 | 19 | 0 | 0 | 0 | 0 | 0
7 | 9 | 20 | 0 | 0 | 0 | 0 | 0
7 | 9 | 21 | 0 | 0 | 0 | 0 | 0
7 | 9 | 22 | 0 | 0 | 0 | 0 | 0
7 | 9 | 23 | 0 | 0 | 0 | 0 | 0
7 | 10 | 0 | 0 | 0 | 0 | 0 | 0
7 | 10 | 1 | 0 | 0 | 0 | 0 | 0
7 | 10 | 2 | 0 | 0 | 0 | 0 | 0
7 | 10 | 3 | 0 | 0 | 0 | 0 | 0
7 | 10 | 4 | 0 | 0 | 0 | 0 | 0
7 | 10 | 5 | 58180.407 | 40259.682 | 13289.687 | 11115.859 | 11115.859
7 | 10 | 6 | 163508.279 | 132376.149 | 69072.096 | 21681.474 | 16015.306
7 | 10 | 7 | 155502.688 | 142505.052 | 112631.376 | 80292.019 | 68022.471
7 | 10 | 8 | 240080.238 | 229609.335 | 192486.929 | 148901.936 | 122849.284
7 | 10 | 9 | 211846.3 | 211438.583 | 194515.006 | 170685.129 | 153928.108
7 | 10 | 10 | 231847.166 | 238086.538 | 229326.915 | 210508.883 | 192517.155
7 | 10 | 11 | 213400.68 | 224154.015 | 225394.993 | 216418.886 | 202361.229
7 | 10 | 12 | 148223.61 | 154640.89 | 159157.249 | 159149.763 | 154622.766
7 | 10 | 13 | 70977.364 | 72078.292 | 73299.034 | 73924.686 | 73589.09
7 | 10 | 14 | 48457.03 | 48914.555 | 49597.35 | 50105.44 | 50141.188 | CFs
7 | 10 | 15 | 19000.011 | 19000.011 | 19000.011 | 19000.011 | 19000.011 | CFs
7 | 10 | 16 | 10462.79 | 10462.79 | 10462.79 | 10462.79 | 10462.79 | CFs
7 | 10 | 17 | 3385.973 | 3385.973 | 3385.973 | 3385.973 | 3385.973 | CFs
7 | 10 | 18 | 11115.873 | 11115.873 | 11513.633 | 27594.213 | 37798.791
7 | 10 | 19 | 0 | 0 | 0 | 0 | 0
7 | 10 | 20 | 0 | 0 | 0 | 0 | 0
7 | 10 | 21 | 0 | 0 | 0 | 0 | 0
7 | 10 | 22 | 0 | 0 | 0 | 0 | 0
7 | 10 | 23 | 0 | 0 | 0 | 0 | 0
7 | 11 | 0 | 0 | 0 | 0 | 0 | 0
7 | 11 | 1 | 0 | 0 | 0 | 0 | 0
7 | 11 | 2 | 0 | 0 | 0 | 0 | 0
7 | 11 | 3 | 0 | 0 | 0 | 0 | 0
7 | 11 | 4 | 0 | 0 | 0 | 0 | 0
7 | 11 | 5 | 14628.259 | 14059.333 | 13230.679 | 13091.153 | 13091.153
7 | 11 | 6 | 128526.098 | 106530.996 | 62773.63 | 29770.464 | 25460.512
7 | 11 | 7 | 212388.96 | 190535.657 | 139240.568 | 81623.241 | 59570.729
7 | 11 | 8 | 233465.995 | 223520.267 | 187939.624 | 145934.34 | 120717.856
7 | 11 | 9 | 276212.097 | 275637.118 | 247823.317 | 207819 | 179128.171
7 | 11 | 10 | 244872.235 | 252131.7 | 242049.151 | 220198.876 | 199135.735
7 | 11 | 11 | 63860.327 | 64434.188 | 64500.824 | 64021.221 | 63276.211
7 | 11 | 12 | 253779.535 | 278442.459 | 295435.611 | 295326.246 | 278173.618
7 | 11 | 13 | 217545.247 | 245742.576 | 276071.532 | 291178.845 | 282924.873
7 | 11 | 14 | 171724.564 | 200158.847 | 241268.861 | 270815.942 | 272733.051 | CFs
7 | 11 | 15 | 112366.818 | 141280.645 | 191392.394 | 233754.203 | 246523.032 | CFs
7 | 11 | 16 | 53342.896 | 73063.338 | 128412.457 | 179507.967 | 201791.682 | CFs
7 | 11 | 17 | 18323.242 | 20726.413 | 57585.014 | 111991.715 | 140165.263 | CFs
7 | 11 | 18 | 9276.287 | 9276.287 | 9809.764 | 37936.444 | 55236.482
7 | 11 | 19 | 0 | 0 | 0 | 0 | 0
7 | 11 | 20 | 0 | 0 | 0 | 0 | 0
7 | 11 | 21 | 0 | 0 | 0 | 0 | 0
7 | 11 | 22 | 0 | 0 | 0 | 0 | 0
7 | 11 | 23 | 0 | 0 | 0 | 0 | 0
7 | 12 | 0 | 0 | 0 | 0 | 0 | 0
7 | 12 | 1 | 0 | 0 | 0 | 0 | 0
7 | 12 | 2 | 0 | 0 | 0 | 0 | 0
7 | 12 | 3 | 0 | 0 | 0 | 0 | 0
7 | 12 | 4 | 0 | 0 | 0 | 0 | 0
7 | 12 | 5 | 0 | 0 | 0 | 0 | 0
7 | 12 | 6 | 29419.538 | 28926.93 | 28061.768 | 27331.035 | 27162.365
7 | 12 | 7 | 19914.183 | 19914.183 | 19914.183 | 19914.183 | 19914.183
7 | 12 | 8 | 162872.479 | 157820.345 | 139824.366 | 119000.181 | 106946.534
7 | 12 | 9 | 186556.073 | 186331.339 | 173415.643 | 155200.258 | 142365
7 | 12 | 10 | 250327.029 | 257985.9 | 247478.717 | 224669.743 | 202704.942
7 | 12 | 11 | 234976.036 | 247877.633 | 249372.617 | 238617.674 | 221735.081
7 | 12 | 12 | 162163.725 | 171673.25 | 178312.361 | 178237.287 | 171491.277
7 | 12 | 13 | 199783.186 | 222156.828 | 246427.987 | 258564.775 | 251774.155
7 | 12 | 14 | 27430.035 | 27452.407 | 27485.546 | 27510.039 | 27511.539 | CFs
7 | 12 | 15 | 91881.389 | 98797.031 | 111455.081 | 122593.14 | 125984.83 | CFs
7 | 12 | 16 | 50873.676 | 53106.56 | 59284.638 | 65481.028 | 68289.166 | CFs
7 | 12 | 17 | 31667.755 | 32478.724 | 41367.042 | 53919.817 | 60663.073 | CFs
7 | 12 | 18 | 11736.82 | 11736.82 | 12000.53 | 23001.824 | 29836.921
7 | 12 | 19 | 0 | 0 | 0 | 0 | 0
7 | 12 | 20 | 0 | 0 | 0 | 0 | 0
7 | 12 | 21 | 0 | 0 | 0 | 0 | 0
7 | 12 | 22 | 0 | 0 | 0 | 0 | 0
7 | 12 | 23 | 0 | 0 | 0 | 0 | 0
7 | 13 | 0 | 0 | 0 | 0 | 0 | 0
7 | 13 | 1 | 0 | 0 | 0 | 0 | 0
7 | 13 | 2 | 0 | 0 | 0 | 0 | 0
7 | 13 | 3 | 0 | 0 | 0 | 0 | 0
7 | 13 | 4 | 0 | 0 | 0 | 0 | 0
7 | 13 | 5 | 87624.415 | 57705.125 | 10190.518 | 7579.754 | 7579.754
7 | 13 | 6 | 181060.089 | 145351.799 | 72236.713 | 18458.919 | 12778.559
7 | 13 | 7 | 243449.13 | 217197.841 | 155185.14 | 85187.719 | 58349.075
7 | 13 | 8 | 286788.418 | 273378.266 | 224688.649 | 166840.805 | 131392.822
7 | 13 | 9 | 312115.523 | 311663.304 | 278429.422 | 230785.926 | 196703.342
7 | 13 | 10 | 318440.409 | 329930.604 | 314365.475 | 280319.511 | 247331.497
7 | 13 | 11 | 307941.046 | 329447.612 | 331945.826 | 314049.836 | 285820.101
7 | 13 | 12 | 280201.679 | 308987.001 | 328803.276 | 328485.094 | 308208.73
7 | 13 | 13 | 239349.654 | 272164.996 | 307462.93 | 324929.419 | 314941.344
7 | 13 | 14 | 186944.536 | 219997.132 | 267731.036 | 302049.569 | 303964.01 | CFs
7 | 13 | 15 | 120041.185 | 153820.426 | 211618.778 | 260369.617 | 274851.158 | CFs
7 | 13 | 16 | 50308.396 | 74296.547 | 141248.489 | 202547.249 | 229014.601 | CFs
7 | 13 | 17 | 12840.695 | 15334.618 | 59695.604 | 125978.832 | 160004.014 | CFs
7 | 13 | 18 | 7751.854 | 7751.854 | 8265.769 | 42210.752 | 62293.32
7 | 13 | 19 | 0 | 0 | 0 | 0 | 0
7 | 13 | 20 | 0 | 0 | 0 | 0 | 0
7 | 13 | 21 | 0 | 0 | 0 | 0 | 0
7 | 13 | 22 | 0 | 0 | 0 | 0 | 0
7 | 13 | 23 | 0 | 0 | 0 | 0 | 0
7 | 14 | 0 | 0 | 0 | 0 | 0 | 0
7 | 14 | 1 | 0 | 0 | 0 | 0 | 0
7 | 14 | 2 | 0 | 0 | 0 | 0 | 0
7 | 14 | 3 | 0 | 0 | 0 | 0 | 0
7 | 14 | 4 | 0 | 0 | 0 | 0 | 0
7 | 14 | 5 | 83878.534 | 55672.337 | 10022.093 | 7604.587 | 7604.587
7 | 14 | 6 | 177541.616 | 142826.496 | 71127.986 | 18152.21 | 12685.645
7 | 14 | 7 | 236720.759 | 211684.047 | 151764.332 | 83238.863 | 56691.815
7 | 14 | 8 | 274583.466 | 262199.871 | 216506.677 | 161396.454 | 127165.066
7 | 14 | 9 | 297654.901 | 297358.751 | 266652.802 | 222036.547 | 189706.044
7 | 14 | 10 | 304433.042 | 315134.895 | 300827.506 | 269159.883 | 238124.105
7 | 14 | 11 | 239195.32 | 253363.793 | 255021.037 | 243243.498 | 224674.269
7 | 14 | 12 | 167905.861 | 177967.345 | 184932.086 | 184786.401 | 177613.678
7 | 14 | 13 | 229037.028 | 259550.891 | 291861.629 | 307588.659 | 298402.561
7 | 14 | 14 | 134404.306 | 146613.624 | 164353.609 | 177210.823 | 177868.993 | CFs
7 | 14 | 15 | 115870.033 | 148436.79 | 202983.287 | 247923.524 | 260973.9 | CFs
7 | 14 | 16 | 54828.586 | 72194.541 | 119873.396 | 163515.408 | 182234.021 | CFs
7 | 14 | 17 | 10459.562 | 12820.035 | 58133.418 | 124947.657 | 158359.303 | CFs
7 | 14 | 18 | 6516.388 | 6516.388 | 7007.409 | 43596.625 | 64590.735
7 | 14 | 19 | 0 | 0 | 0 | 0 | 0
7 | 14 | 20 | 0 | 0 | 0 | 0 | 0
7 | 14 | 21 | 0 | 0 | 0 | 0 | 0
7 | 14 | 22 | 0 | 0 | 0 | 0 | 0
7 | 14 | 23 | 0 | 0 | 0 | 0 | 0
7 | 15 | 0 | 0 | 0 | 0 | 0 | 0
7 | 15 | 1 | 0 | 0 | 0 | 0 | 0
7 | 15 | 2 | 0 | 0 | 0 | 0 | 0
7 | 15 | 3 | 0 | 0 | 0 | 0 | 0
7 | 15 | 4 | 0 | 0 | 0 | 0 | 0
7 | 15 | 5 | 80484.907 | 53799.402 | 9776.563 | 7544.433 | 7544.433
7 | 15 | 6 | 170897.282 | 137355.008 | 67944.896 | 16560.21 | 11275.779
7 | 15 | 7 | 227597.036 | 203769.738 | 146379.987 | 80545.498 | 54911.636
7 | 15 | 8 | 263947.676 | 252247.046 | 208634.748 | 155802.063 | 122856.746
7 | 15 | 9 | 285044.151 | 284883.314 | 255714.128 | 213187.996 | 182266.038
7 | 15 | 10 | 290230.129 | 300495.876 | 286970.782 | 256899.213 | 227373.356
7 | 15 | 11 | 281785.39 | 300977.547 | 303232.178 | 287322.997 | 262061.716
7 | 15 | 12 | 257965.638 | 283770.974 | 301344.402 | 300895.262 | 282668.471
7 | 15 | 13 | 188454.092 | 207615.92 | 228205.371 | 238312.928 | 232260.383
7 | 15 | 14 | 173524.823 | 204547.087 | 248834.045 | 280319.692 | 281761.966 | CFs
7 | 15 | 15 | 112053.02 | 143718.455 | 197515.457 | 242568.534 | 255660.531 | CFs
7 | 15 | 16 | 47924.487 | 70388.477 | 132285.486 | 188853.689 | 213043.409 | CFs
7 | 15 | 17 | 13724.063 | 15913.238 | 56799.614 | 117775.422 | 148983.456 | CFs
7 | 15 | 18 | 7761.843 | 7761.843 | 8185.476 | 37638.954 | 54614.988
7 | 15 | 19 | 0 | 0 | 0 | 0 | 0
7 | 15 | 20 | 0 | 0 | 0 | 0 | 0
7 | 15 | 21 | 0 | 0 | 0 | 0 | 0
7 | 15 | 22 | 0 | 0 | 0 | 0 | 0
7 | 15 | 23 | 0 | 0 | 0 | 0 | 0
7 | 16 | 0 | 0 | 0 | 0 | 0 | 0
7 | 16 | 1 | 0 | 0 | 0 | 0 | 0
7 | 16 | 2 | 0 | 0 | 0 | 0 | 0
7 | 16 | 3 | 0 | 0 | 0 | 0 | 0
7 | 16 | 4 | 0 | 0 | 0 | 0 | 0
7 | 16 | 5 | 26595.173 | 21391.595 | 13110.645 | 12429.959 | 12429.959
7 | 16 | 6 | 139765.332 | 114141.517 | 61765.888 | 22839.514 | 18596.546
7 | 16 | 7 | 131809.052 | 122216.602 | 99623.188 | 75042.644 | 65498.797
7 | 16 | 8 | 184857.177 | 178462.149 | 154727.291 | 126692.603 | 110007.174
7 | 16 | 9 | 245958.172 | 245931.827 | 223169.62 | 190217.786 | 166402.174
7 | 16 | 10 | 249099.342 | 257113.092 | 246721.772 | 223668.714 | 201190.26
7 | 16 | 11 | 189152.87 | 197641.213 | 198654.623 | 191613.493 | 180567.798
7 | 16 | 12 | 198225.285 | 213152.956 | 223383.223 | 223072.248 | 212395.841
7 | 16 | 13 | 174304.915 | 190824.181 | 208530.068 | 217171.735 | 211876.701
7 | 16 | 14 | 161340.487 | 185110.977 | 219017.964 | 243128.209 | 244110.437 | CFs
7 | 16 | 15 | 110117.796 | 135545.402 | 178924.749 | 215274.633 | 225729.129 | CFs
7 | 16 | 16 | 50561.466 | 52972.627 | 59483.326 | 65936.766 | 68799.899 | CFs
7 | 16 | 17 | 7197.411 | 7197.411 | 7197.411 | 7197.411 | 7197.411 | CFs
7 | 16 | 18 | 0 | 0 | 0 | 0 | 0
7 | 16 | 19 | 0 | 0 | 0 | 0 | 0
7 | 16 | 20 | 0 | 0 | 0 | 0 | 0
7 | 16 | 21 | 0 | 0 | 0 | 0 | 0
7 | 16 | 22 | 0 | 0 | 0 | 0 | 0
7 | 16 | 23 | 0 | 0 | 0 | 0 | 0
7 | 17 | 0 | 0 | 0 | 0 | 0 | 0
7 | 17 | 1 | 0 | 0 | 0 | 0 | 0
7 | 17 | 2 | 0 | 0 | 0 | 0 | 0
7 | 17 | 3 | 0 | 0 | 0 | 0 | 0
7 | 17 | 4 | 0 | 0 | 0 | 0 | 0
7 | 17 | 5 | 52896.069 | 37219.015 | 11079.42 | 9572.922 | 9572.922
7 | 17 | 6 | 87859.453 | 75633.764 | 51348.393 | 33164.301 | 30904.368
7 | 17 | 7 | 158493.279 | 145027.881 | 113000.114 | 77714.503 | 63955.466
7 | 17 | 8 | 256185.27 | 244862.193 | 201975.537 | 150123.783 | 118008.072
7 | 17 | 9 | 279399.147 | 279498.535 | 250703.636 | 208674.527 | 178062.769
7 | 17 | 10 | 251331.597 | 259600.637 | 249049.836 | 225519.835 | 202526.238
7 | 17 | 11 | 278026.953 | 297540.487 | 299879.385 | 283765.779 | 258153.976
7 | 17 | 12 | 181009.532 | 192671.229 | 200663.073 | 200382.24 | 191989.373
7 | 17 | 13 | 216123.185 | 245616.762 | 276777.722 | 291749.363 | 282373.328
7 | 17 | 14 | 157741.425 | 180796.568 | 213685.349 | 237087.545 | 237918.824 | CFs
7 | 17 | 15 | 106397.882 | 124294.225 | 155356.255 | 181784.285 | 189369.17 | CFs
7 | 17 | 16 | 54424.359 | 73760.117 | 126302.081 | 174445.144 | 194895.195 | CFs
7 | 17 | 17 | 21246.866 | 23111.084 | 56700.056 | 106053.881 | 131382.721 | CFs
7 | 17 | 18 | 10386.187 | 10386.187 | 10678.422 | 31399.232 | 43081.084
7 | 17 | 19 | 0 | 0 | 0 | 0 | 0
7 | 17 | 20 | 0 | 0 | 0 | 0 | 0
7 | 17 | 21 | 0 | 0 | 0 | 0 | 0
7 | 17 | 22 | 0 | 0 | 0 | 0 | 0
7 | 17 | 23 | 0 | 0 | 0 | 0 | 0
7 | 18 | 0 | 0 | 0 | 0 | 0 | 0
7 | 18 | 1 | 0 | 0 | 0 | 0 | 0
7 | 18 | 2 | 0 | 0 | 0 | 0 | 0
7 | 18 | 3 | 0 | 0 | 0 | 0 | 0
7 | 18 | 4 | 0 | 0 | 0 | 0 | 0
7 | 18 | 5 | 11594.941 | 11254.134 | 10750.925 | 10685.852 | 10685.852
7 | 18 | 6 | 137149.144 | 112830.545 | 63478.417 | 26857.39 | 22794.719
7 | 18 | 7 | 93908.882 | 89058.92 | 77639.217 | 65519.768 | 60777.087
7 | 18 | 8 | 244913.118 | 234546.693 | 194915.72 | 147011.294 | 117419.298
7 | 18 | 9 | 224084.726 | 224241.324 | 205452.871 | 178240.024 | 158551.818
7 | 18 | 10 | 197049.463 | 202037.797 | 195781.806 | 181833.679 | 168273.836
7 | 18 | 11 | 217984.705 | 229921.392 | 231375.089 | 221526.957 | 205976.111
7 | 18 | 12 | 201791.205 | 217428.198 | 228064.278 | 227641.772 | 216398.605
7 | 18 | 13 | 170954.168 | 187199.96 | 204488.317 | 212810.835 | 207471.604
7 | 18 | 14 | 150896.841 | 169599.236 | 196209.859 | 215107.012 | 215676.101 | CFs
7 | 18 | 15 | 30435.016 | 30497.14 | 30614.941 | 30719.418 | 30749.362 | CFs
7 | 18 | 16 | 56568.706 | 62485.624 | 78354.981 | 93627.757 | 100256.775 | CFs
7 | 18 | 17 | 28497.848 | 28940.856 | 33281.393 | 38995.359 | 42112.606 | CFs
7 | 18 | 18 | 7188.465 | 7188.465 | 7188.801 | 7198.516 | 7205.2
7 | 18 | 19 | 0 | 0 | 0 | 0 | 0
7 | 18 | 20 | 0 | 0 | 0 | 0 | 0
7 | 18 | 21 | 0 | 0 | 0 | 0 | 0
7 | 18 | 22 | 0 | 0 | 0 | 0 | 0
7 | 18 | 23 | 0 | 0 | 0 | 0 | 0
7 | 19 | 0 | 0 | 0 | 0 | 0 | 0
7 | 19 | 1 | 0 | 0 | 0 | 0 | 0
7 | 19 | 2 | 0 | 0 | 0 | 0 | 0
7 | 19 | 3 | 0 | 0 | 0 | 0 | 0
7 | 19 | 4 | 0 | 0 | 0 | 0 | 0
7 | 19 | 5 | 5301.917 | 5301.917 | 5301.917 | 5301.917 | 5301.917
7 | 19 | 6 | 12179.82 | 12179.82 | 12179.82 | 12179.82 | 12179.82
7 | 19 | 7 | 25042.792 | 25027.728 | 24992.667 | 24958.146 | 24944.387
7 | 19 | 8 | 50064.416 | 49867.62 | 49121.307 | 48259.326 | 47779.877
7 | 19 | 9 | 4949.782 | 4949.782 | 4949.782 | 4949.782 | 4949.782
7 | 19 | 10 | 103915.371 | 104813.908 | 103707.084 | 101241.056 | 98858.587
7 | 19 | 11 | 111541.802 | 114454.424 | 114815.439 | 112414.708 | 108651.71
7 | 19 | 12 | 93852.093 | 95586.645 | 96774.756 | 96721.899 | 95458.947
7 | 19 | 13 | 106568.032 | 111301.652 | 116366.701 | 118805.487 | 117203.134
7 | 19 | 14 | 69314.887 | 70646.358 | 72562.259 | 73940.209 | 73974.286 | CFs
7 | 19 | 15 | 92414.825 | 102158.565 | 119330.332 | 134047.506 | 138189.915 | CFs
7 | 19 | 16 | 47604.84 | 48693.763 | 51581.585 | 54422.373 | 55662.21 | CFs
7 | 19 | 17 | 33600.381 | 34848.968 | 55170.376 | 84264.282 | 99370.428 | CFs
7 | 19 | 18 | 10859.085 | 10859.085 | 11009.36 | 20651.164 | 26184.893
7 | 19 | 19 | 0 | 0 | 0 | 0 | 0
7 | 19 | 20 | 0 | 0 | 0 | 0 | 0
7 | 19 | 21 | 0 | 0 | 0 | 0 | 0
7 | 19 | 22 | 0 | 0 | 0 | 0 | 0
7 | 19 | 23 | 0 | 0 | 0 | 0 | 0
7 | 20 | 0 | 0 | 0 | 0 | 0 | 0
7 | 20 | 1 | 0 | 0 | 0 | 0 | 0
7 | 20 | 2 | 0 | 0 | 0 | 0 | 0
7 | 20 | 3 | 0 | 0 | 0 | 0 | 0
7 | 20 | 4 | 0 | 0 | 0 | 0 | 0
7 | 20 | 5 | 31222.382 | 24783.672 | 13891.201 | 13187.199 | 13187.199
7 | 20 | 6 | 18751.966 | 18722.879 | 18670.573 | 18625.692 | 18614.983
7 | 20 | 7 | 36772.161 | 36531.063 | 35966.818 | 35410.006 | 35186.746
7 | 20 | 8 | 50467.602 | 50265.212 | 49488.079 | 48587.951 | 48085.539
7 | 20 | 9 | 102685.49 | 102759.866 | 98825.949 | 93173.003 | 89112.479
7 | 20 | 10 | 162200.157 | 165439.591 | 161520.225 | 152687 | 144071.878
7 | 20 | 11 | 263675.663 | 281749.806 | 283989.398 | 269216.323 | 245409.268
7 | 20 | 12 | 244745.634 | 269312.54 | 285570.75 | 284783.577 | 267359
7 | 20 | 13 | 210957.236 | 239460.716 | 268717.317 | 282279.876 | 273192.121
7 | 20 | 14 | 166001.587 | 195430.285 | 235891.541 | 263592.442 | 264108.039 | CFs
7 | 20 | 15 | 106710.818 | 137865.013 | 188854.441 | 230068.401 | 241238.771 | CFs
7 | 20 | 16 | 46217.132 | 68504.111 | 127565.171 | 180038.63 | 201553.172 | CFs
7 | 20 | 17 | 14332.685 | 15917.339 | 54980.544 | 112843.767 | 141657.542 | CFs
7 | 20 | 18 | 7236.847 | 7236.847 | 7478.962 | 35203.605 | 49631.743
7 | 20 | 19 | 0 | 0 | 0 | 0 | 0
7 | 20 | 20 | 0 | 0 | 0 | 0 | 0
7 | 20 | 21 | 0 | 0 | 0 | 0 | 0
7 | 20 | 22 | 0 | 0 | 0 | 0 | 0
7 | 20 | 23 | 0 | 0 | 0 | 0 | 0
7 | 21 | 0 | 0 | 0 | 0 | 0 | 0
7 | 21 | 1 | 0 | 0 | 0 | 0 | 0
7 | 21 | 2 | 0 | 0 | 0 | 0 | 0
7 | 21 | 3 | 0 | 0 | 0 | 0 | 0
7 | 21 | 4 | 0 | 0 | 0 | 0 | 0
7 | 21 | 5 | 12918.985 | 12320.762 | 11431.415 | 11331.688 | 11331.688
7 | 21 | 6 | 3653.673 | 3653.673 | 3653.673 | 3653.673 | 3653.673
7 | 21 | 7 | 3574.525 | 3574.525 | 3574.525 | 3574.525 | 3574.525
7 | 21 | 8 | 15293.673 | 15293.673 | 15293.673 | 15293.673 | 15293.673
7 | 21 | 9 | 220791.272 | 221239.07 | 202876.97 | 176011.919 | 156379.395
7 | 21 | 10 | 238331.645 | 246081.721 | 236878.855 | 215905.259 | 195273.115
7 | 21 | 11 | 191168.386 | 200173.763 | 201320.546 | 193949.623 | 182316.213
7 | 21 | 12 | 174651.692 | 185791.879 | 193330.225 | 192927.986 | 184815.107
7 | 21 | 13 | 202545.555 | 226659.067 | 251669.257 | 263314.04 | 255318.899
7 | 21 | 14 | 168986.266 | 199320.33 | 241066.066 | 269696.988 | 270066.56 | CFs
7 | 21 | 15 | 106708.215 | 128909.301 | 166234.652 | 197158.103 | 205550.496 | CFs
7 | 21 | 16 | 57511.801 | 68511.788 | 97614.76 | 124764.924 | 136198.239 | CFs
7 | 21 | 17 | 26146.36 | 27220.042 | 47937.263 | 77954.818 | 93453.859 | CFs
7 | 21 | 18 | 9556.814 | 9556.814 | 9575.881 | 10768.446 | 11496.697
7 | 21 | 19 | 0 | 0 | 0 | 0 | 0
7 | 21 | 20 | 0 | 0 | 0 | 0 | 0
7 | 21 | 21 | 0 | 0 | 0 | 0 | 0
7 | 21 | 22 | 0 | 0 | 0 | 0 | 0
7 | 21 | 23 | 0 | 0 | 0 | 0 | 0
7 | 22 | 0 | 0 | 0 | 0 | 0 | 0
7 | 22 | 1 | 0 | 0 | 0 | 0 | 0
7 | 22 | 2 | 0 | 0 | 0 | 0 | 0
7 | 22 | 3 | 0 | 0 | 0 | 0 | 0
7 | 22 | 4 | 0 | 0 | 0 | 0 | 0
7 | 22 | 5 | 59336.548 | 42325.25 | 10460.465 | 9232.119 | 9232.119
7 | 22 | 6 | 156078.351 | 126342.555 | 64646.338 | 19623.172 | 15794.18
7 | 22 | 7 | 222323.172 | 199667.514 | 143289.115 | 78692.788 | 52852.609
7 | 22 | 8 | 77015.892 | 76326.447 | 73606.138 | 70413.241 | 68559.749
7 | 22 | 9 | 219772.689 | 220322.25 | 202157.773 | 175539.794 | 156057.56
7 | 22 | 10 | 231409.35 | 238834.665 | 230188.812 | 210343.453 | 190759.985
7 | 22 | 11 | 291552.547 | 313120.218 | 315890.923 | 298349.336 | 270247.192
7 | 22 | 12 | 266580.574 | 295216.925 | 314310.009 | 313212.925 | 292525.601
7 | 22 | 13 | 228586.215 | 261489.586 | 295595.216 | 311395.092 | 300291.844
7 | 22 | 14 | 179476.898 | 213148.943 | 259859.238 | 292188.395 | 292417.162 | CFs
7 | 22 | 15 | 112812.93 | 148369.771 | 206693.618 | 254340.532 | 267074.85 | CFs
7 | 22 | 16 | 44967.452 | 70251.829 | 137326.486 | 197567.669 | 222256.564 | CFs
7 | 22 | 17 | 12317.816 | 13726.735 | 57424.068 | 123717.518 | 156903.89 | CFs
7 | 22 | 18 | 6948.489 | 6948.489 | 7118.721 | 38838.071 | 54420.239
7 | 22 | 19 | 0 | 0 | 0 | 0 | 0
7 | 22 | 20 | 0 | 0 | 0 | 0 | 0
7 | 22 | 21 | 0 | 0 | 0 | 0 | 0
7 | 22 | 22 | 0 | 0 | 0 | 0 | 0
7 | 22 | 23 | 0 | 0 | 0 | 0 | 0
7 | 23 | 0 | 0 | 0 | 0 | 0 | 0
7 | 23 | 1 | 0 | 0 | 0 | 0 | 0
7 | 23 | 2 | 0 | 0 | 0 | 0 | 0
7 | 23 | 3 | 0 | 0 | 0 | 0 | 0
7 | 23 | 4 | 0 | 0 | 0 | 0 | 0
7 | 23 | 5 | 70496.236 | 49401.035 | 7983.81 | 6716.012 | 6716.012
7 | 23 | 6 | 172682.297 | 138210.22 | 66180.97 | 14318.213 | 10488.424
7 | 23 | 7 | 235992.327 | 211392.763 | 149811.413 | 78981.649 | 50619.744
7 | 23 | 8 | 278452.888 | 266757.403 | 219079.104 | 160297.346 | 122787.25
7 | 23 | 9 | 304060.519 | 305225.597 | 273005.16 | 225003.119 | 189320.791
7 | 23 | 10 | 312215.103 | 325233.745 | 310374.559 | 275712.496 | 241008.898
7 | 23 | 11 | 301085.026 | 323958.367 | 326945.909 | 308415.653 | 278658.978
7 | 23 | 12 | 275864.621 | 306274.51 | 326473.905 | 325227.618 | 303214.849
7 | 23 | 13 | 235844.533 | 270631.692 | 306487.99 | 322949.794 | 311114.416
7 | 23 | 14 | 183687.441 | 219087.793 | 267849.582 | 301356.82 | 301392.051 | CFs
7 | 23 | 15 | 116385.711 | 153737.714 | 214262.64 | 263235.286 | 276115.558 | CFs
7 | 23 | 16 | 43990.518 | 71249.498 | 143082.645 | 206819.071 | 232598.319 | CFs
7 | 23 | 17 | 10695.894 | 11901.503 | 59135.805 | 131480.565 | 167179.676 | CFs
7 | 23 | 18 | 5483.17 | 5483.17 | 5607.852 | 42833.529 | 60171.109
7 | 23 | 19 | 0 | 0 | 0 | 0 | 0
7 | 23 | 20 | 0 | 0 | 0 | 0 | 0
7 | 23 | 21 | 0 | 0 | 0 | 0 | 0
7 | 23 | 22 | 0 | 0 | 0 | 0 | 0
7 | 23 | 23 | 0 | 0 | 0 | 0 | 0
7 | 24 | 0 | 0 | 0 | 0 | 0 | 0
7 | 24 | 1 | 0 | 0 | 0 | 0 | 0
7 | 24 | 2 | 0 | 0 | 0 | 0 | 0
7 | 24 | 3 | 0 | 0 | 0 | 0 | 0
7 | 24 | 4 | 0 | 0 | 0 | 0 | 0
7 | 24 | 5 | 54696.171 | 39207.34 | 8511.443 | 7522.017 | 7522.017
7 | 24 | 6 | 78763.215 | 68361.126 | 47412.844 | 31725.292 | 30126.224
7 | 24 | 7 | 217094.557 | 195562.045 | 140523.621 | 75902.966 | 49571.966
7 | 24 | 8 | 245641.156 | 236172.292 | 196475.131 | 146385.338 | 113986.381
7 | 24 | 9 | 252358.141 | 253347.67 | 229960.823 | 194641.625 | 168034.711
7 | 24 | 10 | 298126.854 | 310023.175 | 296721.879 | 265097.564 | 232859.592
7 | 24 | 11 | 271693.048 | 290841.07 | 293378.407 | 277949.394 | 252979.669
7 | 24 | 12 | 239644.981 | 262526.972 | 277642.882 | 276648.319 | 260079.734
7 | 24 | 13 | 214486.443 | 243513.477 | 273113.91 | 286526.984 | 276665.008
7 | 24 | 14 | 175218.353 | 208564.721 | 253749.478 | 284267.95 | 284113.923 | CFs
7 | 24 | 15 | 110843.082 | 145404.065 | 200687.153 | 244644.57 | 255940.002 | CFs
7 | 24 | 16 | 44795.663 | 69442.352 | 133409.68 | 189593.077 | 211995.822 | CFs
7 | 24 | 17 | 14501.36 | 15612.751 | 56134.713 | 117090.686 | 147138.763 | CFs
7 | 24 | 18 | 7178.878 | 7178.878 | 7240.168 | 34567.275 | 47433.006
7 | 24 | 19 | 0 | 0 | 0 | 0 | 0
7 | 24 | 20 | 0 | 0 | 0 | 0 | 0
7 | 24 | 21 | 0 | 0 | 0 | 0 | 0
7 | 24 | 22 | 0 | 0 | 0 | 0 | 0
7 | 24 | 23 | 0 | 0 | 0 | 0 | 0
7 | 25 | 0 | 0 | 0 | 0 | 0 | 0
7 | 25 | 1 | 0 | 0 | 0 | 0 | 0
7 | 25 | 2 | 0 | 0 | 0 | 0 | 0
7 | 25 | 3 | 0 | 0 | 0 | 0 | 0
7 | 25 | 4 | 0 | 0 | 0 | 0 | 0
7 | 25 | 5 | 49903.16 | 36633.491 | 10491.389 | 9568.253 | 9568.253
7 | 25 | 6 | 16062.649 | 16062.649 | 16062.649 | 16062.649 | 16062.649
7 | 25 | 7 | 208693.885 | 188320.741 | 136800.726 | 77914.869 | 54030.452
7 | 25 | 8 | 211872.688 | 204445.63 | 173407.12 | 135481.05 | 111853.119
7 | 25 | 9 | 207019.861 | 207851.807 | 190970.9 | 165915.45 | 147351.191
7 | 25 | 10 | 290723.285 | 303060.901 | 289564.423 | 257454.896 | 224926.318
7 | 25 | 11 | 278510.633 | 299204.972 | 302000.776 | 285391.723 | 258504.223
7 | 25 | 12 | 252676.357 | 280228.273 | 298337.467 | 297073.611 | 277112.089
7 | 25 | 13 | 214701.895 | 245718.481 | 277243.156 | 291423.458 | 280756.648
7 | 25 | 14 | 47873.33 | 48381.772 | 49095.045 | 49595.319 | 49589.59 | CFs
7 | 25 | 15 | 37641.675 | 37846.98 | 38222.339 | 38547.877 | 38632.886 | CFs
7 | 25 | 16 | 51384.177 | 54776.368 | 63472.52 | 71794.487 | 75269.087 | CFs
7 | 25 | 17 | 19154.774 | 20069.043 | 52653.187 | 101353.555 | 125603.324 | CFs
7 | 25 | 18 | 8632.48 | 8632.48 | 8637.971 | 25713.706 | 33860.006
7 | 25 | 19 | 0 | 0 | 0 | 0 | 0
7 | 25 | 20 | 0 | 0 | 0 | 0 | 0
7 | 25 | 21 | 0 | 0 | 0 | 0 | 0
7 | 25 | 22 | 0 | 0 | 0 | 0 | 0
7 | 25 | 23 | 0 | 0 | 0 | 0 | 0
7 | 26 | 0 | 0 | 0 | 0 | 0 | 0
7 | 26 | 1 | 0 | 0 | 0 | 0 | 0
7 | 26 | 2 | 0 | 0 | 0 | 0 | 0
7 | 26 | 3 | 0 | 0 | 0 | 0 | 0
7 | 26 | 4 | 0 | 0 | 0 | 0 | 0
7 | 26 | 5 | 52472.234 | 38371.521 | 9268.325 | 8414.862 | 8414.862
7 | 26 | 6 | 153428.55 | 123996.137 | 62128.356 | 17461.819 | 14520.203
7 | 26 | 7 | 221156.446 | 198923.199 | 141863.792 | 75675.138 | 48645.213
7 | 26 | 8 | 266394.554 | 255844.851 | 210560.925 | 153756.458 | 116956.512
7 | 26 | 9 | 291697.821 | 293374.903 | 263297.06 | 217695.375 | 183221.795
7 | 26 | 10 | 298965.01 | 311754.512 | 298071.238 | 265253.557 | 231906.181
7 | 26 | 11 | 289571.227 | 311673.872 | 314718.011 | 297058.091 | 268421.078
7 | 26 | 12 | 264179.399 | 293743.141 | 313167.919 | 311734.267 | 290215.342
7 | 26 | 13 | 194817.852 | 219273.176 | 244362.286 | 255677.308 | 246963.94
7 | 26 | 14 | 172759.066 | 205620.333 | 250216.692 | 280412.242 | 279879.687 | CFs
7 | 26 | 15 | 104040.996 | 124175.696 | 157418.921 | 184673.587 | 191602.898 | CFs
7 | 26 | 16 | 49161.938 | 68111.397 | 117115.608 | 161206.289 | 178889.901 | CFs
7 | 26 | 17 | 16881.29 | 17736.845 | 55433.569 | 112671.089 | 140995.581 | CFs
7 | 26 | 18 | 7773.426 | 7773.426 | 7773.426 | 22322.754 | 29187.83
7 | 26 | 19 | 0 | 0 | 0 | 0 | 0
7 | 26 | 20 | 0 | 0 | 0 | 0 | 0
7 | 26 | 21 | 0 | 0 | 0 | 0 | 0
7 | 26 | 22 | 0 | 0 | 0 | 0 | 0
7 | 26 | 23 | 0 | 0 | 0 | 0 | 0
7 | 27 | 0 | 0 | 0 | 0 | 0 | 0
7 | 27 | 1 | 0 | 0 | 0 | 0 | 0
7 | 27 | 2 | 0 | 0 | 0 | 0 | 0
7 | 27 | 3 | 0 | 0 | 0 | 0 | 0
7 | 27 | 4 | 0 | 0 | 0 | 0 | 0
7 | 27 | 5 | 24842.017 | 20065.98 | 10724.161 | 10369.221 | 10369.221
7 | 27 | 6 | 129699.554 | 107118.847 | 60283.544 | 26012.208 | 23520.474
7 | 27 | 7 | 151109.848 | 138941.563 | 108059.7 | 73386.668 | 59165.006
7 | 27 | 8 | 243413.94 | 234291.83 | 194515.816 | 144677.523 | 112561.237
7 | 27 | 9 | 231164.349 | 232479.716 | 211623.616 | 180163.093 | 156492.998
7 | 27 | 10 | 251247.864 | 261005.906 | 250801.913 | 226219.472 | 201291.159
7 | 27 | 11 | 258670.009 | 276678.333 | 279209.454 | 264885.629 | 241636.415
7 | 27 | 12 | 200606.319 | 217415.788 | 228533.246 | 227666.983 | 215301.029
7 | 27 | 13 | 198662.094 | 223989.81 | 249748.371 | 261229.926 | 252189.713
7 | 27 | 14 | 155199.728 | 180437.367 | 214680.485 | 237872.171 | 237312.752 | CFs
7 | 27 | 15 | 104979.311 | 135317.649 | 183991.952 | 222854.918 | 232479.314 | CFs
7 | 27 | 16 | 48989.935 | 68793.19 | 119619.475 | 164931.169 | 182881.563 | CFs
7 | 27 | 17 | 20201.269 | 20874.163 | 46651.026 | 84971.256 | 104207.555 | CFs
7 | 27 | 18 | 8146.067 | 8146.067 | 8146.067 | 17276.798 | 21551.204
7 | 27 | 19 | 0 | 0 | 0 | 0 | 0
7 | 27 | 20 | 0 | 0 | 0 | 0 | 0
7 | 27 | 21 | 0 | 0 | 0 | 0 | 0
7 | 27 | 22 | 0 | 0 | 0 | 0 | 0
7 | 27 | 23 | 0 | 0 | 0 | 0 | 0
7 | 28 | 0 | 0 | 0 | 0 | 0 | 0
7 | 28 | 1 | 0 | 0 | 0 | 0 | 0
7 | 28 | 2 | 0 | 0 | 0 | 0 | 0
7 | 28 | 3 | 0 | 0 | 0 | 0 | 0
7 | 28 | 4 | 0 | 0 | 0 | 0 | 0
7 | 28 | 5 | 9597.014 | 8743.269 | 6868.813 | 6820.521 | 6820.521
7 | 28 | 6 | 90203.315 | 78401.987 | 54466.285 | 36322.708 | 34695.138
7 | 28 | 7 | 160462.944 | 148304.634 | 117005.136 | 81560.887 | 66808.264
7 | 28 | 8 | 206707.249 | 200483.798 | 172803.08 | 137972.63 | 115560.296
7 | 28 | 9 | 239026.193 | 240485.596 | 219643.661 | 187591.466 | 163022.518
7 | 28 | 10 | 253467.297 | 263272.761 | 253255.257 | 228693.07 | 203408.478
7 | 28 | 11 | 253241.685 | 270962.156 | 273494.423 | 259491.289 | 236570.147
7 | 28 | 12 | 241244.035 | 267426.807 | 284419.458 | 283040.551 | 264012.264
7 | 28 | 13 | 207971.254 | 238256.893 | 268581.593 | 281866.994 | 271176.319
7 | 28 | 14 | 163110.345 | 193921.514 | 235115.99 | 262583.318 | 261744.891 | CFs
7 | 28 | 15 | 105637.93 | 136625.484 | 185969.325 | 225084.282 | 234602.433 | CFs
7 | 28 | 16 | 49377.543 | 69518.63 | 120948.4 | 166676.202 | 184647.924 | CFs
7 | 28 | 17 | 22761.77 | 23395.702 | 52282.352 | 95606.865 | 117260.791 | CFs
7 | 28 | 18 | 8112.391 | 8112.391 | 8112.391 | 21291.859 | 27519.069
7 | 28 | 19 | 0 | 0 | 0 | 0 | 0
7 | 28 | 20 | 0 | 0 | 0 | 0 | 0
7 | 28 | 21 | 0 | 0 | 0 | 0 | 0
7 | 28 | 22 | 0 | 0 | 0 | 0 | 0
7 | 28 | 23 | 0 | 0 | 0 | 0 | 0
7 | 29 | 0 | 0 | 0 | 0 | 0 | 0
7 | 29 | 1 | 0 | 0 | 0 | 0 | 0
7 | 29 | 2 | 0 | 0 | 0 | 0 | 0
7 | 29 | 3 | 0 | 0 | 0 | 0 | 0
7 | 29 | 4 | 0 | 0 | 0 | 0 | 0
7 | 29 | 5 | 21514.735 | 17554.14 | 9427.391 | 9167.174 | 9167.174
7 | 29 | 6 | 136829.242 | 111319.399 | 56867.664 | 17375.676 | 15177.82
7 | 29 | 7 | 201620.415 | 182612.126 | 132516.295 | 73898.311 | 49441.274
7 | 29 | 8 | 246036.118 | 237082.888 | 196311.135 | 144263.463 | 110019.456
7 | 29 | 9 | 269773.602 | 271899.145 | 244504.365 | 202160.291 | 169561.102
7 | 29 | 10 | 277842.716 | 290250.426 | 277874.526 | 247287.578 | 215749.238
7 | 29 | 11 | 235129.157 | 251509.403 | 253910.808 | 241005.968 | 220021.829
7 | 29 | 12 | 213358.528 | 234094.239 | 247712.549 | 246552.179 | 231256.285
7 | 29 | 13 | 163051.898 | 177971.33 | 193225.314 | 199983.938 | 194417.047
7 | 29 | 14 | 140073.357 | 158353.942 | 183201.28 | 200065.743 | 199433.659 | CFs
7 | 29 | 15 | 90999.236 | 102587.858 | 121917.303 | 137854.927 | 141740.58 | CFs
7 | 29 | 16 | 46848.216 | 66099.275 | 115247.31 | 159220.314 | 176471.075 | CFs
7 | 29 | 17 | 21784.703 | 22173.416 | 45120.061 | 80245.67 | 97790.984 | CFs
7 | 29 | 18 | 5955.298 | 5955.298 | 5955.298 | 6129.318 | 6248.244
7 | 29 | 19 | 0 | 0 | 0 | 0 | 0
7 | 29 | 20 | 0 | 0 | 0 | 0 | 0
7 | 29 | 21 | 0 | 0 | 0 | 0 | 0
7 | 29 | 22 | 0 | 0 | 0 | 0 | 0
7 | 29 | 23 | 0 | 0 | 0 | 0 | 0
7 | 30 | 0 | 0 | 0 | 0 | 0 | 0
7 | 30 | 1 | 0 | 0 | 0 | 0 | 0
7 | 30 | 2 | 0 | 0 | 0 | 0 | 0
7 | 30 | 3 | 0 | 0 | 0 | 0 | 0
7 | 30 | 4 | 0 | 0 | 0 | 0 | 0
7 | 30 | 5 | 37268.727 | 28832.674 | 9669.399 | 9230.912 | 9230.912
7 | 30 | 6 | 137760.678 | 112096.363 | 57798.153 | 18987.922 | 17006.675
7 | 30 | 7 | 210788.209 | 190183.421 | 135636.582 | 71942.672 | 45402.937
7 | 30 | 8 | 256843.099 | 247456.014 | 203883.255 | 148067.857 | 111059.286
7 | 30 | 9 | 281252.238 | 283700.896 | 255022.145 | 210403.191 | 175844.339
7 | 30 | 10 | 237750.752 | 247338.562 | 238006.254 | 214857.649 | 191093.262
7 | 30 | 11 | 218676.061 | 232406.336 | 234463.078 | 223701.007 | 206180.444
7 | 30 | 12 | 256614.618 | 285954.289 | 304939.935 | 303263.798 | 281810.109
7 | 30 | 13 | 218942.37 | 252703.615 | 286285.158 | 300773.734 | 288586.354
7 | 30 | 14 | 155088.168 | 181702.512 | 217329.386 | 241124.163 | 240076.387 | CFs
7 | 30 | 15 | 104918.299 | 142243.436 | 200368.761 | 245689.02 | 256340.802 | CFs
7 | 30 | 16 | 36942.998 | 63505.247 | 131174.08 | 190039.965 | 212545.029 | CFs
7 | 30 | 17 | 9695.005 | 10106.79 | 51446.745 | 116830.026 | 148481.105 | CFs
7 | 30 | 18 | 4346.195 | 4346.195 | 4346.195 | 32106.518 | 42326.409
7 | 30 | 19 | 0 | 0 | 0 | 0 | 0
7 | 30 | 20 | 0 | 0 | 0 | 0 | 0
7 | 30 | 21 | 0 | 0 | 0 | 0 | 0
7 | 30 | 22 | 0 | 0 | 0 | 0 | 0
7 | 30 | 23 | 0 | 0 | 0 | 0 | 0
7 | 31 | 0 | 0 | 0 | 0 | 0 | 0
7 | 31 | 1 | 0 | 0 | 0 | 0 | 0
7 | 31 | 2 | 0 | 0 | 0 | 0 | 0
7 | 31 | 3 | 0 | 0 | 0 | 0 | 0
7 | 31 | 4 | 0 | 0 | 0 | 0 | 0
7 | 31 | 5 | 49162.616 | 36988.715 | 6807.187 | 6280.957 | 6280.957
7 | 31 | 6 | 147211.602 | 118955.778 | 58314.064 | 15046.235 | 13107.898
7 | 31 | 7 | 209476.08 | 189318.732 | 135057.33 | 70806.006 | 43735.937
7 | 31 | 8 | 249620.217 | 240830.036 | 198981.731 | 144776.221 | 108446.245
7 | 31 | 9 | 273545.438 | 276156.605 | 248188.752 | 204296.38 | 170025.149
7 | 31 | 10 | 278828.889 | 291618.693 | 279478.662 | 248752.771 | 216660.852
7 | 31 | 11 | 270725.766 | 292296.405 | 295571.318 | 278816.39 | 251108.71
7 | 31 | 12 | 217343.973 | 238971.126 | 253049.541 | 251755.366 | 235794.11
7 | 31 | 13 | 56367.379 | 57186.659 | 58027.049 | 58396.387 | 58078.473
7 | 31 | 14 | 11057.615 | 11057.615 | 11057.615 | 11057.615 | 11057.615 | CFs
7 | 31 | 15 | 98843.526 | 124494.293 | 165104.254 | 197111.959 | 204536.945 | CFs
7 | 31 | 16 | 41456.18 | 42247.139 | 44173.204 | 46037.216 | 46790.874 | CFs
7 | 31 | 17 | 21733.153 | 21952.412 | 43073.223 | 75462.442 | 91511.877 | CFs
7 | 31 | 18 | 5381.681 | 5381.681 | 5381.681 | 34850.582 | 45082.336
7 | 31 | 19 | 0 | 0 | 0 | 0 | 0
7 | 31 | 20 | 0 | 0 | 0 | 0 | 0
7 | 31 | 21 | 0 | 0 | 0 | 0 | 0
7 | 31 | 22 | 0 | 0 | 0 | 0 | 0
7 | 31 | 23 | 0 | 0 | 0 | 0 | 0
8 | 1 | 0 | 0 | 0 | 0 | 0 | 0
8 | 1 | 1 | 0 | 0 | 0 | 0 | 0
8 | 1 | 2 | 0 | 0 | 0 | 0 | 0
8 | 1 | 3 | 0 | 0 | 0 | 0 | 0
8 | 1 | 4 | 0 | 0 | 0 | 0 | 0
8 | 1 | 5 | 55277.032 | 42136.776 | 7184.046 | 6677.893 | 6677.893
8 | 1 | 6 | 161338.441 | 129827.52 | 61665.541 | 13402.199 | 11535.602
8 | 1 | 7 | 224197.829 | 202499.573 | 143714.376 | 74064.559 | 44695.863
8 | 1 | 8 | 267899.079 | 258397.389 | 212324.375 | 152806.074 | 112917.543
8 | 1 | 9 | 291096.865 | 294156.457 | 264159.283 | 217156.143 | 180525.589
8 | 1 | 10 | 298606.761 | 313009.006 | 299682.311 | 265722.244 | 230288.175
8 | 1 | 11 | 289459.082 | 313598.921 | 317349.94 | 298692.275 | 267862.702
8 | 1 | 12 | 264783.442 | 296367.959 | 316817.445 | 314873.667 | 291582.58
8 | 1 | 13 | 224302.06 | 260028.927 | 295513.639 | 310647.365 | 297348.278
8 | 1 | 14 | 173403.757 | 209802.577 | 257737.334 | 289271.609 | 287454.596 | CFs
8 | 1 | 15 | 104202.037 | 143114.965 | 203572.358 | 250584.961 | 261280.64 | CFs
8 | 1 | 16 | 38208.626 | 65235.001 | 133797.256 | 193658.333 | 216298.254 | CFs
8 | 1 | 17 | 11038.843 | 11229.809 | 52107.441 | 117940.922 | 149891.827 | CFs
8 | 1 | 18 | 5321.543 | 5321.543 | 5321.543 | 32429.126 | 41491.742
8 | 1 | 19 | 0 | 0 | 0 | 0 | 0
8 | 1 | 20 | 0 | 0 | 0 | 0 | 0
8 | 1 | 21 | 0 | 0 | 0 | 0 | 0
8 | 1 | 22 | 0 | 0 | 0 | 0 | 0
8 | 1 | 23 | 0 | 0 | 0 | 0 | 0
8 | 2 | 0 | 0 | 0 | 0 | 0 | 0
8 | 2 | 1 | 0 | 0 | 0 | 0 | 0
8 | 2 | 2 | 0 | 0 | 0 | 0 | 0
8 | 2 | 3 | 0 | 0 | 0 | 0 | 0
8 | 2 | 4 | 0 | 0 | 0 | 0 | 0
8 | 2 | 5 | 48849.86 | 37565.852 | 6812.063 | 6385.863 | 6385.863
8 | 2 | 6 | 154010.543 | 124431.809 | 59386.224 | 12902.384 | 11255.746
8 | 2 | 7 | 211750.616 | 192227.799 | 137873.378 | 71696.281 | 43223.021
8 | 2 | 8 | 250627.723 | 242399.898 | 200990.709 | 145965.551 | 108147.352
8 | 2 | 9 | 275718.917 | 278723.699 | 251433.252 | 207854.228 | 173275.146
8 | 2 | 10 | 257366.514 | 269660.357 | 258577.514 | 229978.345 | 199947.97
8 | 2 | 11 | 280650.293 | 303881.342 | 307558.546 | 289735.275 | 260061.303
8 | 2 | 12 | 257935.865 | 288660.479 | 308446.275 | 306506.34 | 283870.663
8 | 2 | 13 | 220380.573 | 255674.481 | 290497.148 | 305194.323 | 291999.741
8 | 2 | 14 | 169878.584 | 206197.366 | 253532.967 | 284419.337 | 282427.075 | CFs
8 | 2 | 15 | 102053.8 | 141384.953 | 201950.607 | 248595.814 | 258985.784 | CFs
8 | 2 | 16 | 36181.263 | 63160.963 | 131220.761 | 190199.964 | 212222.658 | CFs
8 | 2 | 17 | 13155.707 | 13220.733 | 48717.216 | 105611.035 | 133222.704 | CFs
8 | 2 | 18 | 4591.354 | 4591.354 | 4591.354 | 25342.148 | 32436.479
8 | 2 | 19 | 0 | 0 | 0 | 0 | 0
8 | 2 | 20 | 0 | 0 | 0 | 0 | 0
8 | 2 | 21 | 0 | 0 | 0 | 0 | 0
8 | 2 | 22 | 0 | 0 | 0 | 0 | 0
8 | 2 | 23 | 0 | 0 | 0 | 0 | 0
8 | 3 | 0 | 0 | 0 | 0 | 0 | 0
8 | 3 | 1 | 0 | 0 | 0 | 0 | 0
8 | 3 | 2 | 0 | 0 | 0 | 0 | 0
8 | 3 | 3 | 0 | 0 | 0 | 0 | 0
8 | 3 | 4 | 0 | 0 | 0 | 0 | 0
8 | 3 | 5 | 49241.092 | 38302.247 | 6785.921 | 6408.675 | 6408.675
8 | 3 | 6 | 149235.676 | 120720.745 | 58228.541 | 13806.604 | 12338.911
8 | 3 | 7 | 210842.931 | 191304.943 | 136789.825 | 70938.065 | 42621.729
8 | 3 | 8 | 248744.261 | 240765.787 | 199645.548 | 144871.632 | 107101.599
8 | 3 | 9 | 267562.035 | 270644.485 | 244683.819 | 202739.647 | 169094.29
8 | 3 | 10 | 274514.187 | 287408.813 | 276094.013 | 246220.331 | 214223.042
8 | 3 | 11 | 267524.497 | 288990.978 | 292441.597 | 276121.41 | 248598.319
8 | 3 | 12 | 245158.762 | 273324.252 | 291228.509 | 289426.957 | 268833.032
8 | 3 | 13 | 208698.445 | 241004.594 | 272272.373 | 285204.576 | 273348.68
8 | 3 | 14 | 161433.954 | 195128.594 | 238009.324 | 265374.354 | 263430.05 | CFs
8 | 3 | 15 | 97089.292 | 133744.604 | 188988.312 | 230429.343 | 239373.327 | CFs
8 | 3 | 16 | 34850.346 | 60469.778 | 124206.669 | 178373.606 | 198152.897 | CFs
8 | 3 | 17 | 11144.146 | 11144.146 | 48399.428 | 108486.236 | 137064.887 | CFs
8 | 3 | 18 | 4590.988 | 4590.988 | 4590.988 | 27131.983 | 34348.096
8 | 3 | 19 | 0 | 0 | 0 | 0 | 0
8 | 3 | 20 | 0 | 0 | 0 | 0 | 0
8 | 3 | 21 | 0 | 0 | 0 | 0 | 0
8 | 3 | 22 | 0 | 0 | 0 | 0 | 0
8 | 3 | 23 | 0 | 0 | 0 | 0 | 0
8 | 4 | 0 | 0 | 0 | 0 | 0 | 0
8 | 4 | 1 | 0 | 0 | 0 | 0 | 0
8 | 4 | 2 | 0 | 0 | 0 | 0 | 0
8 | 4 | 3 | 0 | 0 | 0 | 0 | 0
8 | 4 | 4 | 0 | 0 | 0 | 0 | 0
8 | 4 | 5 | 2805.384 | 2805.384 | 2805.384 | 2805.384 | 2805.384
8 | 4 | 6 | 24724.614 | 24058.186 | 22686.909 | 21629.947 | 21564.972
8 | 4 | 7 | 143172.256 | 132337.39 | 102640.664 | 68323.923 | 53546.292
8 | 4 | 8 | 240097.412 | 232485.154 | 192539.356 | 139954.464 | 104119.24
8 | 4 | 9 | 264873.367 | 268271.435 | 241814.668 | 199314.431 | 165431.672
8 | 4 | 10 | 272636.646 | 286247.134 | 274619.563 | 243781.438 | 210929.145
8 | 4 | 11 | 265685.354 | 288251.63 | 291971.775 | 274894.166 | 246196.497
8 | 4 | 12 | 243971.081 | 272917.607 | 291454.94 | 289530.14 | 268158.046
8 | 4 | 13 | 208480.023 | 242742.931 | 276238.238 | 290124.49 | 277119.476
8 | 4 | 14 | 160407.653 | 195810.282 | 241327.62 | 270748.803 | 268434.253 | CFs
8 | 4 | 15 | 97334.123 | 133851.106 | 189810.321 | 232673.378 | 241874.429 | CFs
8 | 4 | 16 | 34975.321 | 60099.633 | 123061.097 | 177808.019 | 197985.809 | CFs
8 | 4 | 17 | 13226.837 | 13226.837 | 47705.816 | 104257.5 | 131586.626 | CFs
8 | 4 | 18 | 4884.121 | 4884.121 | 4884.121 | 23687.333 | 30402.656
8 | 4 | 19 | 0 | 0 | 0 | 0 | 0
8 | 4 | 20 | 0 | 0 | 0 | 0 | 0
8 | 4 | 21 | 0 | 0 | 0 | 0 | 0
8 | 4 | 22 | 0 | 0 | 0 | 0 | 0
8 | 4 | 23 | 0 | 0 | 0 | 0 | 0
8 | 5 | 0 | 0 | 0 | 0 | 0 | 0
8 | 5 | 1 | 0 | 0 | 0 | 0 | 0
8 | 5 | 2 | 0 | 0 | 0 | 0 | 0
8 | 5 | 3 | 0 | 0 | 0 | 0 | 0
8 | 5 | 4 | 0 | 0 | 0 | 0 | 0
8 | 5 | 5 | 40285.043 | 31821.092 | 6870.846 | 6615.163 | 6615.163
8 | 5 | 6 | 139356.207 | 113086.211 | 55609.575 | 15069.243 | 13931.962
8 | 5 | 7 | 202758.672 | 183988.506 | 131030.801 | 67663.524 | 40286.609
8 | 5 | 8 | 243864.728 | 236252.677 | 195204.567 | 140902.373 | 103597.23
8 | 5 | 9 | 264457.784 | 268157.722 | 241359.605 | 198188.482 | 163701.793
8 | 5 | 10 | 245248.257 | 257427.026 | 247301.386 | 220289.579 | 191635.793
8 | 5 | 11 | 225504.974 | 243119.852 | 246103.286 | 232823.107 | 210650.15
8 | 5 | 12 | 208676.512 | 231530.253 | 246277.795 | 244700.651 | 227662.363
8 | 5 | 13 | 179525.528 | 208060.773 | 236121.025 | 247741.856 | 236628.174
8 | 5 | 14 | 151521.006 | 183307.16 | 224154.73 | 250579.396 | 248305.47 | CFs
8 | 5 | 15 | 91206.266 | 118914.162 | 161953.664 | 195327.332 | 202395.038 | CFs
8 | 5 | 16 | 38034.845 | 59481.161 | 112963.596 | 159847.672 | 177093.944 | CFs
8 | 5 | 17 | 15111.743 | 15111.743 | 46137.426 | 97460.343 | 122259.654 | CFs
8 | 5 | 18 | 4708.447 | 4708.447 | 4708.447 | 20541.129 | 26701.793
8 | 5 | 19 | 0 | 0 | 0 | 0 | 0
8 | 5 | 20 | 0 | 0 | 0 | 0 | 0
8 | 5 | 21 | 0 | 0 | 0 | 0 | 0
8 | 5 | 22 | 0 | 0 | 0 | 0 | 0
8 | 5 | 23 | 0 | 0 | 0 | 0 | 0
8 | 6 | 0 | 0 | 0 | 0 | 0 | 0
8 | 6 | 1 | 0 | 0 | 0 | 0 | 0
8 | 6 | 2 | 0 | 0 | 0 | 0 | 0
8 | 6 | 3 | 0 | 0 | 0 | 0 | 0
8 | 6 | 4 | 0 | 0 | 0 | 0 | 0
8 | 6 | 5 | 22517.283 | 18129.06 | 7045.625 | 6915.856 | 6915.856
8 | 6 | 6 | 104927.1 | 87050.716 | 48642.935 | 20997.694 | 20084.236
8 | 6 | 7 | 199821.543 | 181632.818 | 130183.848 | 69217.225 | 42844.108
8 | 6 | 8 | 233825.932 | 226658.22 | 187167.34 | 135542.725 | 100525.648
8 | 6 | 9 | 114455.145 | 115211.281 | 110155.139 | 102226.943 | 96067.829
8 | 6 | 10 | 39452.972 | 39589.7 | 39479.012 | 39185.762 | 38881.749
8 | 6 | 11 | 89030.949 | 90532.471 | 90794.852 | 89664.695 | 87802.988
8 | 6 | 12 | 140006.813 | 147979.854 | 153188.607 | 152614.988 | 146590.146
8 | 6 | 13 | 160373.689 | 179013.285 | 197465.252 | 205103.027 | 197646.233
8 | 6 | 14 | 157768.772 | 193182.335 | 238029.019 | 266705.447 | 264035.832 | CFs
8 | 6 | 15 | 95394.415 | 134571.832 | 193565.762 | 237875.444 | 246958.75 | CFs
8 | 6 | 16 | 32434.456 | 58825.792 | 124562.037 | 180784.583 | 200937.084 | CFs
8 | 6 | 17 | 10919.502 | 10919.502 | 46560.74 | 106722.856 | 135345.549 | CFs
8 | 6 | 18 | 3910.724 | 3910.724 | 3910.724 | 21441.685 | 27633.156
8 | 6 | 19 | 0 | 0 | 0 | 0 | 0
8 | 6 | 20 | 0 | 0 | 0 | 0 | 0
8 | 6 | 21 | 0 | 0 | 0 | 0 | 0
8 | 6 | 22 | 0 | 0 | 0 | 0 | 0
8 | 6 | 23 | 0 | 0 | 0 | 0 | 0
8 | 7 | 0 | 0 | 0 | 0 | 0 | 0
8 | 7 | 1 | 0 | 0 | 0 | 0 | 0
8 | 7 | 2 | 0 | 0 | 0 | 0 | 0
8 | 7 | 3 | 0 | 0 | 0 | 0 | 0
8 | 7 | 4 | 0 | 0 | 0 | 0 | 0
8 | 7 | 5 | 42227.534 | 34208.12 | 5741.873 | 5579.753 | 5579.753
8 | 7 | 6 | 148344.039 | 119838.243 | 56378.716 | 12076.197 | 11190.779
8 | 7 | 7 | 209975.053 | 190901.067 | 135507.544 | 68052.048 | 38536.082
8 | 7 | 8 | 249952.439 | 242625.559 | 200415.759 | 143413.565 | 103407.476
8 | 7 | 9 | 248960.438 | 252805.705 | 228459.545 | 188779.733 | 156769.29
8 | 7 | 10 | 241999.003 | 254322.919 | 244638.192 | 218113.826 | 189690.811
8 | 7 | 11 | 132223.218 | 137809.008 | 138803.465 | 134632.764 | 127710.722
8 | 7 | 12 | 171274.2 | 186900.911 | 197015.292 | 195879.141 | 184130.002
8 | 7 | 13 | 189755.35 | 220964.673 | 251273.918 | 263570.184 | 251319.017
8 | 7 | 14 | 115343.149 | 131562.026 | 152546.709 | 166213.515 | 164828.9 | CFs
8 | 7 | 15 | 74634.212 | 84243.52 | 99649.934 | 111910.653 | 114427.393 | CFs
8 | 7 | 16 | 33454.78 | 56652.001 | 114370.633 | 164476.25 | 182480.557 | CFs
8 | 7 | 17 | 11711.263 | 11711.263 | 44823.533 | 101524.589 | 128650.59 | CFs
8 | 7 | 18 | 3495.554 | 3495.554 | 3495.554 | 19239.119 | 24923.055
8 | 7 | 19 | 0 | 0 | 0 | 0 | 0
8 | 7 | 20 | 0 | 0 | 0 | 0 | 0
8 | 7 | 21 | 0 | 0 | 0 | 0 | 0
8 | 7 | 22 | 0 | 0 | 0 | 0 | 0
8 | 7 | 23 | 0 | 0 | 0 | 0 | 0
8 | 8 | 0 | 0 | 0 | 0 | 0 | 0
8 | 8 | 1 | 0 | 0 | 0 | 0 | 0
8 | 8 | 2 | 0 | 0 | 0 | 0 | 0
8 | 8 | 3 | 0 | 0 | 0 | 0 | 0
8 | 8 | 4 | 0 | 0 | 0 | 0 | 0
8 | 8 | 5 | 39641.924 | 32342.172 | 5670.342 | 5559.706 | 5559.706
8 | 8 | 6 | 148187.421 | 119581.407 | 55979.765 | 12005.751 | 11211.581
8 | 8 | 7 | 213817.042 | 194215.199 | 137102.464 | 68166.713 | 38076.987
8 | 8 | 8 | 258950.727 | 251328.805 | 206335.282 | 146231.139 | 104390.398
8 | 8 | 9 | 283401.163 | 288336.617 | 259057.845 | 211262.404 | 172693.595
8 | 8 | 10 | 291814.687 | 308294.927 | 295712.245 | 260782.027 | 223175.219
8 | 8 | 11 | 244565.224 | 266219.127 | 270128.269 | 254130.365 | 227178.432
8 | 8 | 12 | 240669.281 | 271970.151 | 292085.986 | 289783.011 | 266325.965
8 | 8 | 13 | 219816.231 | 258855.396 | 296854.774 | 312208.633 | 296599.752
8 | 8 | 14 | 166728.109 | 207279.793 | 258373.078 | 291051.597 | 287514.68 | CFs
8 | 8 | 15 | 97533.594 | 139322.944 | 202433.875 | 250094.061 | 259534.04 | CFs
8 | 8 | 16 | 29409.593 | 57921.027 | 129689.917 | 191799.621 | 213877.829 | CFs
8 | 8 | 17 | 9025.594 | 9025.594 | 46663.36 | 113441.585 | 145374.694 | CFs
8 | 8 | 18 | 3127.818 | 3127.818 | 3127.818 | 20284.18 | 26102.886
8 | 8 | 19 | 0 | 0 | 0 | 0 | 0
8 | 8 | 20 | 0 | 0 | 0 | 0 | 0
8 | 8 | 21 | 0 | 0 | 0 | 0 | 0
8 | 8 | 22 | 0 | 0 | 0 | 0 | 0
8 | 8 | 23 | 0 | 0 | 0 | 0 | 0
8 | 9 | 0 | 0 | 0 | 0 | 0 | 0
8 | 9 | 1 | 0 | 0 | 0 | 0 | 0
8 | 9 | 2 | 0 | 0 | 0 | 0 | 0
8 | 9 | 3 | 0 | 0 | 0 | 0 | 0
8 | 9 | 4 | 0 | 0 | 0 | 0 | 0
8 | 9 | 5 | 42791.442 | 34985.627 | 5156.371 | 5087.613 | 5087.613
8 | 9 | 6 | 156835.674 | 126265.273 | 57681.349 | 10599.175 | 9883.765
8 | 9 | 7 | 222086.109 | 201777.322 | 141754.731 | 68805.964 | 36786.873
8 | 9 | 8 | 264822.715 | 257383.128 | 211858.121 | 150530.106 | 107374.08
8 | 9 | 9 | 290165.441 | 295533.966 | 265557.606 | 216183.088 | 176028.024
8 | 9 | 10 | 297886.582 | 314992.019 | 302311.427 | 266543.08 | 227734.979
8 | 9 | 11 | 285822.591 | 312532.513 | 317426.107 | 297894.786 | 264552.697
8 | 9 | 12 | 260466.773 | 294874.467 | 316763.285 | 314215.717 | 288583.247
8 | 9 | 13 | 216305.089 | 253854.167 | 290021.419 | 304439.064 | 289486.221
8 | 9 | 14 | 153553.655 | 187880.694 | 230836.194 | 258107.79 | 254954.471 | CFs
8 | 9 | 15 | 92338 | 128021.333 | 181961.438 | 222572.741 | 230419.117 | CFs
8 | 9 | 16 | 31777.718 | 56479.748 | 117933.245 | 171045.399 | 189743.709 | CFs
8 | 9 | 17 | 11426.436 | 11426.436 | 43522.106 | 100262.236 | 127329.635 | CFs
8 | 9 | 18 | 2865.619 | 2865.619 | 2865.619 | 14884.507 | 19566.694
8 | 9 | 19 | 0 | 0 | 0 | 0 | 0
8 | 9 | 20 | 0 | 0 | 0 | 0 | 0
8 | 9 | 21 | 0 | 0 | 0 | 0 | 0
8 | 9 | 22 | 0 | 0 | 0 | 0 | 0
8 | 9 | 23 | 0 | 0 | 0 | 0 | 0
8 | 10 | 0 | 0 | 0 | 0 | 0 | 0
8 | 10 | 1 | 0 | 0 | 0 | 0 | 0
8 | 10 | 2 | 0 | 0 | 0 | 0 | 0
8 | 10 | 3 | 0 | 0 | 0 | 0 | 0
8 | 10 | 4 | 0 | 0 | 0 | 0 | 0
8 | 10 | 5 | 9856.042 | 8791.086 | 6131.245 | 6127.918 | 6127.918
8 | 10 | 6 | 55994.443 | 49484.819 | 35523.391 | 25061.045 | 24765.115
8 | 10 | 7 | 203600.084 | 185556.756 | 131698.466 | 66382.561 | 37468.829
8 | 10 | 8 | 252116.773 | 245344.732 | 202284.027 | 143926.946 | 102712.799
8 | 10 | 9 | 273233.321 | 278426.124 | 251073.303 | 205562.248 | 168152.668
8 | 10 | 10 | 277695.098 | 293256.715 | 282064.968 | 249869.161 | 214498.233
8 | 10 | 11 | 261932.792 | 285730.268 | 290153.21 | 272935.453 | 243145.583
8 | 10 | 12 | 242562.793 | 273272.557 | 292593.39 | 290311.32 | 267588.7
8 | 10 | 13 | 181171.46 | 210268.73 | 238176.236 | 249203.253 | 237538.994
8 | 10 | 14 | 122342.58 | 137816.447 | 157436.402 | 170014.484 | 168456.824 | CFs
8 | 10 | 15 | 88789.255 | 126073.206 | 181818.5 | 223260.252 | 231053.123 | CFs
8 | 10 | 16 | 34922.198 | 55394.678 | 106192.373 | 150456.217 | 166000.976 | CFs
8 | 10 | 17 | 21519.57 | 21519.57 | 25951.743 | 32995.582 | 36473.949 | CFs
8 | 10 | 18 | 2292.81 | 2292.81 | 2292.81 | 11246.082 | 15045.505
8 | 10 | 19 | 0 | 0 | 0 | 0 | 0
8 | 10 | 20 | 0 | 0 | 0 | 0 | 0
8 | 10 | 21 | 0 | 0 | 0 | 0 | 0
8 | 10 | 22 | 0 | 0 | 0 | 0 | 0
8 | 10 | 23 | 0 | 0 | 0 | 0 | 0
8 | 11 | 0 | 0 | 0 | 0 | 0 | 0
8 | 11 | 1 | 0 | 0 | 0 | 0 | 0
8 | 11 | 2 | 0 | 0 | 0 | 0 | 0
8 | 11 | 3 | 0 | 0 | 0 | 0 | 0
8 | 11 | 4 | 0 | 0 | 0 | 0 | 0
8 | 11 | 5 | 1807.882 | 1807.882 | 1807.882 | 1807.882 | 1807.882
8 | 11 | 6 | 6583.761 | 6541.91 | 6447.891 | 6386.357 | 6385.979
8 | 11 | 7 | 80279.866 | 76655.467 | 66050.261 | 53861.913 | 48390.942
8 | 11 | 8 | 190254.954 | 186199.448 | 159623.963 | 124269.706 | 99894.131
8 | 11 | 9 | 195306.405 | 198383.073 | 183177.679 | 158185.801 | 137907.566
8 | 11 | 10 | 208898.821 | 218422.727 | 211764.686 | 192647.297 | 172038.331
8 | 11 | 11 | 207853.428 | 223089.848 | 226021.638 | 214992.678 | 196276.821
8 | 11 | 12 | 156965.009 | 169092.984 | 176950.134 | 175995.754 | 166778.895
8 | 11 | 13 | 103901.142 | 109865.635 | 115742.126 | 118096.624 | 115558.309
8 | 11 | 14 | 54923.273 | 55895.384 | 57148.739 | 57959.286 | 57852.198 | CFs
8 | 11 | 15 | 44598.064 | 45622.614 | 47250.597 | 48535.284 | 48776.361 | CFs
8 | 11 | 16 | 19502.959 | 19502.959 | 19502.959 | 19502.959 | 19502.959 | CFs
8 | 11 | 17 | 14921.232 | 14921.232 | 17163.806 | 21051.449 | 22946.916 | CFs
8 | 11 | 18 | 902.161 | 902.161 | 902.161 | 1013.495 | 1036.342
8 | 11 | 19 | 0 | 0 | 0 | 0 | 0
8 | 11 | 20 | 0 | 0 | 0 | 0 | 0
8 | 11 | 21 | 0 | 0 | 0 | 0 | 0
8 | 11 | 22 | 0 | 0 | 0 | 0 | 0
8 | 11 | 23 | 0 | 0 | 0 | 0 | 0
8 | 12 | 0 | 0 | 0 | 0 | 0 | 0
8 | 12 | 1 | 0 | 0 | 0 | 0 | 0
8 | 12 | 2 | 0 | 0 | 0 | 0 | 0
8 | 12 | 3 | 0 | 0 | 0 | 0 | 0
8 | 12 | 4 | 0 | 0 | 0 | 0 | 0
8 | 12 | 5 | 1744.692 | 1675.437 | 1232.468 | 1232.468 | 1232.468
8 | 12 | 6 | 17495.351 | 16544.493 | 14443.476 | 12973.961 | 12954.62
8 | 12 | 7 | 65682.09 | 63404.006 | 56706.887 | 49157.466 | 45690.409
8 | 12 | 8 | 116000.266 | 114514.5 | 104424.368 | 91208.934 | 82330.345
8 | 12 | 9 | 121763.017 | 122971.2 | 117341.223 | 108111.744 | 100656.123
8 | 12 | 10 | 155881.501 | 161539.627 | 157701.718 | 146542.926 | 134501.948
8 | 12 | 11 | 149598.986 | 156659.713 | 158048.49 | 152969.876 | 144344.903
8 | 12 | 12 | 91028 | 94932.04 | 97465.795 | 97152.805 | 94175.142
8 | 12 | 13 | 48369.677 | 48972.46 | 49565.548 | 49801.54 | 49542.219
8 | 12 | 14 | 51506.25 | 52342.898 | 53415.913 | 54106.311 | 54009.764 | CFs
8 | 12 | 15 | 27843.383 | 27893.146 | 27975.804 | 28042.938 | 28055.219 | CFs
8 | 12 | 16 | 8883.258 | 8883.258 | 8883.258 | 8883.258 | 8883.258 | CFs
8 | 12 | 17 | 2134.955 | 2134.955 | 2134.955 | 2134.955 | 2134.955 | CFs
8 | 12 | 18 | 0 | 0 | 0 | 0 | 0
8 | 12 | 19 | 0 | 0 | 0 | 0 | 0
8 | 12 | 20 | 0 | 0 | 0 | 0 | 0
8 | 12 | 21 | 0 | 0 | 0 | 0 | 0
8 | 12 | 22 | 0 | 0 | 0 | 0 | 0
8 | 12 | 23 | 0 | 0 | 0 | 0 | 0
8 | 13 | 0 | 0 | 0 | 0 | 0 | 0
8 | 13 | 1 | 0 | 0 | 0 | 0 | 0
8 | 13 | 2 | 0 | 0 | 0 | 0 | 0
8 | 13 | 3 | 0 | 0 | 0 | 0 | 0
8 | 13 | 4 | 0 | 0 | 0 | 0 | 0
8 | 13 | 5 | 2705.672 | 2705.672 | 2705.672 | 2705.672 | 2705.672
8 | 13 | 6 | 25729.267 | 25057.185 | 23641.925 | 22439.599 | 22409.78
8 | 13 | 7 | 35627.447 | 35374.608 | 34632.788 | 33828.036 | 33444.417
8 | 13 | 8 | 181062.404 | 177513.636 | 152189.413 | 118281.496 | 94734.167
8 | 13 | 9 | 199570.284 | 203193.919 | 187153.157 | 160417.257 | 138423.371
8 | 13 | 10 | 165972.959 | 172398.815 | 168172.475 | 155699.966 | 142192.175
8 | 13 | 11 | 265201.59 | 290851.106 | 295932.84 | 277751.301 | 246138.107
8 | 13 | 12 | 217622.359 | 246611.814 | 265045.459 | 262750.614 | 240967.88
8 | 13 | 13 | 133325.148 | 146698.929 | 159712.674 | 164819.122 | 159099.699
8 | 13 | 14 | 137934.076 | 169970.176 | 209308.107 | 233964.879 | 230351.689 | CFs
8 | 13 | 15 | 88760.227 | 126602.136 | 183195.974 | 225208.384 | 232580.668 | CFs
8 | 13 | 16 | 33047.119 | 56272.855 | 114281.748 | 164788.849 | 182017.14 | CFs
8 | 13 | 17 | 16958.367 | 16958.367 | 37451.229 | 74529.451 | 92415.266 | CFs
8 | 13 | 18 | 1430.878 | 1430.878 | 1430.878 | 3406.398 | 4365.404
8 | 13 | 19 | 0 | 0 | 0 | 0 | 0
8 | 13 | 20 | 0 | 0 | 0 | 0 | 0
8 | 13 | 21 | 0 | 0 | 0 | 0 | 0
8 | 13 | 22 | 0 | 0 | 0 | 0 | 0
8 | 13 | 23 | 0 | 0 | 0 | 0 | 0
8 | 14 | 0 | 0 | 0 | 0 | 0 | 0
8 | 14 | 1 | 0 | 0 | 0 | 0 | 0
8 | 14 | 2 | 0 | 0 | 0 | 0 | 0
8 | 14 | 3 | 0 | 0 | 0 | 0 | 0
8 | 14 | 4 | 0 | 0 | 0 | 0 | 0
8 | 14 | 5 | 24955.917 | 19593.801 | 4254.369 | 4254.369 | 4254.369
8 | 14 | 6 | 108528.173 | 89720.956 | 46907.396 | 17037.903 | 16812.344
8 | 14 | 7 | 196647.787 | 180236.037 | 128289.057 | 63958.182 | 34780.49
8 | 14 | 8 | 240714.998 | 235389.278 | 195001.449 | 138899.901 | 98270.026
8 | 14 | 9 | 205783.433 | 210323.912 | 191221.969 | 158944.807 | 132003.321
8 | 14 | 10 | 246895.329 | 262241.31 | 252480.913 | 222769.095 | 189718.586
8 | 14 | 11 | 145063.782 | 154169.265 | 156029.728 | 149582.775 | 138527.089
8 | 14 | 12 | 94043.45 | 99040.775 | 102275.367 | 101864.453 | 98046.717
8 | 14 | 13 | 143092.964 | 161238.427 | 178739.038 | 185521.597 | 177780.201
8 | 14 | 14 | 64460.599 | 67860.783 | 72172.06 | 74915.94 | 74489.502 | CFs
8 | 14 | 15 | 63108.603 | 69740.853 | 80013.132 | 87920.467 | 89289.64 | CFs
8 | 14 | 16 | 27960.027 | 28705.703 | 30549.012 | 32192.198 | 32759.088 | CFs
8 | 14 | 17 | 17585.849 | 17585.849 | 26172.094 | 41897.85 | 49512.968 | CFs
8 | 14 | 18 | 0 | 0 | 0 | 0 | 0
8 | 14 | 19 | 0 | 0 | 0 | 0 | 0
8 | 14 | 20 | 0 | 0 | 0 | 0 | 0
8 | 14 | 21 | 0 | 0 | 0 | 0 | 0
8 | 14 | 22 | 0 | 0 | 0 | 0 | 0
8 | 14 | 23 | 0 | 0 | 0 | 0 | 0
8 | 15 | 0 | 0 | 0 | 0 | 0 | 0
8 | 15 | 1 | 0 | 0 | 0 | 0 | 0
8 | 15 | 2 | 0 | 0 | 0 | 0 | 0
8 | 15 | 3 | 0 | 0 | 0 | 0 | 0
8 | 15 | 4 | 0 | 0 | 0 | 0 | 0
8 | 15 | 5 | 17711.797 | 14142.476 | 4528.611 | 4528.611 | 4528.611
8 | 15 | 6 | 87130.955 | 73489.009 | 42758.793 | 21256.623 | 21139.749
8 | 15 | 7 | 197419.748 | 181174.693 | 129729.334 | 67144.203 | 38868.409
8 | 15 | 8 | 248819.266 | 243442.128 | 200802.743 | 142163.013 | 100119.202
8 | 15 | 9 | 277276.529 | 284374.386 | 255994.598 | 207579.335 | 166728.268
8 | 15 | 10 | 286970.228 | 305983.239 | 294263.942 | 258133.243 | 217974.963
8 | 15 | 11 | 273243.344 | 301756.921 | 307645.923 | 287710.834 | 252935.893
8 | 15 | 12 | 248353.071 | 283582.897 | 305945.748 | 303087.732 | 276556.241
8 | 15 | 13 | 211621.037 | 252058.747 | 290402.3 | 304992.016 | 288021.071
8 | 15 | 14 | 156435.203 | 198531.598 | 248801.791 | 279760.309 | 274752.649 | CFs
8 | 15 | 15 | 86790.461 | 129215.97 | 191510.937 | 236726.969 | 244204.538 | CFs
8 | 15 | 16 | 27014.839 | 52064.697 | 115049.632 | 169241.464 | 187187.247 | CFs
8 | 15 | 17 | 14139.029 | 14139.029 | 36070.925 | 78187.902 | 98278.562 | CFs
8 | 15 | 18 | 1093.506 | 1093.506 | 1093.506 | 4056.024 | 5570.727
8 | 15 | 19 | 0 | 0 | 0 | 0 | 0
8 | 15 | 20 | 0 | 0 | 0 | 0 | 0
8 | 15 | 21 | 0 | 0 | 0 | 0 | 0
8 | 15 | 22 | 0 | 0 | 0 | 0 | 0
8 | 15 | 23 | 0 | 0 | 0 | 0 | 0
8 | 16 | 0 | 0 | 0 | 0 | 0 | 0
8 | 16 | 1 | 0 | 0 | 0 | 0 | 0
8 | 16 | 2 | 0 | 0 | 0 | 0 | 0
8 | 16 | 3 | 0 | 0 | 0 | 0 | 0
8 | 16 | 4 | 0 | 0 | 0 | 0 | 0
8 | 16 | 5 | 6862.659 | 5730.085 | 2812.783 | 2812.783 | 2812.783
8 | 16 | 6 | 78523.419 | 66362.615 | 38815.521 | 19547.94 | 19499.572
8 | 16 | 7 | 72492.059 | 69528.239 | 60234.38 | 49371.027 | 44357.382
8 | 16 | 8 | 95824.274 | 94965.624 | 87856.787 | 78446.248 | 72078.577
8 | 16 | 9 | 118697.882 | 120196.785 | 114531.609 | 104995.131 | 97111.367
8 | 16 | 10 | 178165.4 | 185970.243 | 181303.955 | 166834.816 | 150943.117
8 | 16 | 11 | 158141.093 | 167847.452 | 169908.936 | 163139.35 | 151446.403
8 | 16 | 12 | 140080.967 | 149044.762 | 154826.621 | 154074.589 | 147223.177
8 | 16 | 13 | 61368.967 | 64051.837 | 66657.561 | 67660.381 | 66473.543
8 | 16 | 14 | 73653.426 | 79625.299 | 87026.732 | 91686.382 | 90888.754 | CFs
8 | 16 | 15 | 75968.015 | 88987.104 | 108914.709 | 124029.111 | 126493.821 | CFs
8 | 16 | 16 | 33463.61 | 49914.625 | 90717.255 | 126499.208 | 138418.836 | CFs
8 | 16 | 17 | 19547.699 | 19547.699 | 29624.656 | 48585.162 | 57709.097 | CFs
8 | 16 | 18 | 1023.988 | 1023.988 | 1023.988 | 2663.145 | 3513.84
8 | 16 | 19 | 0 | 0 | 0 | 0 | 0
8 | 16 | 20 | 0 | 0 | 0 | 0 | 0
8 | 16 | 21 | 0 | 0 | 0 | 0 | 0
8 | 16 | 22 | 0 | 0 | 0 | 0 | 0
8 | 16 | 23 | 0 | 0 | 0 | 0 | 0
8 | 17 | 0 | 0 | 0 | 0 | 0 | 0
8 | 17 | 1 | 0 | 0 | 0 | 0 | 0
8 | 17 | 2 | 0 | 0 | 0 | 0 | 0
8 | 17 | 3 | 0 | 0 | 0 | 0 | 0
8 | 17 | 4 | 0 | 0 | 0 | 0 | 0
8 | 17 | 5 | 3769.682 | 3597.301 | 3288.896 | 3288.896 | 3288.896
8 | 17 | 6 | 43814.236 | 39751.081 | 30610.27 | 23853.048 | 23853.048
8 | 17 | 7 | 78177.269 | 74440.768 | 62529.822 | 48570.627 | 42035.13
8 | 17 | 8 | 94719.539 | 93938.842 | 87061.417 | 77887.317 | 71639.933
8 | 17 | 9 | 96516.755 | 97560.911 | 93802.222 | 87420.536 | 82115.281
8 | 17 | 10 | 29118.809 | 29169.939 | 29140.329 | 29047.328 | 28945.417
8 | 17 | 11 | 34677.584 | 34878.119 | 34921.63 | 34782.624 | 34542.543
8 | 17 | 12 | 80254.986 | 82108.054 | 83306.135 | 83148.459 | 81727.207
8 | 17 | 13 | 37108.96 | 37376.127 | 37634.923 | 37733.736 | 37614.674
8 | 17 | 14 | 28138.073 | 28223.937 | 28329.968 | 28396.512 | 28384.583 | CFs
8 | 17 | 15 | 77651.823 | 91088.25 | 111541.68 | 126947.823 | 129382.393 | CFs
8 | 17 | 16 | 38615.054 | 41781.95 | 49225.891 | 55957.945 | 58243.346 | CFs
8 | 17 | 17 | 16205.054 | 16205.054 | 18401.189 | 22268.529 | 24139.43 | CFs
8 | 17 | 18 | 0 | 0 | 0 | 0 | 0
8 | 17 | 19 | 0 | 0 | 0 | 0 | 0
8 | 17 | 20 | 0 | 0 | 0 | 0 | 0
8 | 17 | 21 | 0 | 0 | 0 | 0 | 0
8 | 17 | 22 | 0 | 0 | 0 | 0 | 0
8 | 17 | 23 | 0 | 0 | 0 | 0 | 0
8 | 18 | 0 | 0 | 0 | 0 | 0 | 0
8 | 18 | 1 | 0 | 0 | 0 | 0 | 0
8 | 18 | 2 | 0 | 0 | 0 | 0 | 0
8 | 18 | 3 | 0 | 0 | 0 | 0 | 0
8 | 18 | 4 | 0 | 0 | 0 | 0 | 0
8 | 18 | 5 | 0 | 0 | 0 | 0 | 0
8 | 18 | 6 | 1872.502 | 1872.502 | 1872.502 | 1872.502 | 1872.502
8 | 18 | 7 | 5353.752 | 5353.752 | 5353.752 | 5353.752 | 5353.752
8 | 18 | 8 | 7010.234 | 7010.234 | 7010.234 | 7010.234 | 7010.234
8 | 18 | 9 | 20269.083 | 20269.083 | 20269.083 | 20269.083 | 20269.083
8 | 18 | 10 | 56384.898 | 56829.831 | 56580.581 | 55783.134 | 54904.588
8 | 18 | 11 | 185998.451 | 201344.41 | 204711.754 | 194203.232 | 175779.89
8 | 18 | 12 | 191229.055 | 212336.307 | 225801.569 | 224019.886 | 207985.43
8 | 18 | 13 | 136049.441 | 150425.094 | 164187.589 | 169367.417 | 163012.04
8 | 18 | 14 | 105367.845 | 118019.168 | 133518.183 | 143127.67 | 141332.164 | CFs
8 | 18 | 15 | 79383.22 | 95572.786 | 119943.554 | 138073.599 | 140848.246 | CFs
8 | 18 | 16 | 35637.692 | 46434.471 | 73030.765 | 96541.701 | 104270.88 | CFs
8 | 18 | 17 | 12610.107 | 12610.107 | 34297.99 | 79080.001 | 100265.554 | CFs
8 | 18 | 18 | 979.6 | 979.6 | 979.6 | 2662.515 | 3066.776
8 | 18 | 19 | 0 | 0 | 0 | 0 | 0
8 | 18 | 20 | 0 | 0 | 0 | 0 | 0
8 | 18 | 21 | 0 | 0 | 0 | 0 | 0
8 | 18 | 22 | 0 | 0 | 0 | 0 | 0
8 | 18 | 23 | 0 | 0 | 0 | 0 | 0
8 | 19 | 0 | 0 | 0 | 0 | 0 | 0
8 | 19 | 1 | 0 | 0 | 0 | 0 | 0
8 | 19 | 2 | 0 | 0 | 0 | 0 | 0
8 | 19 | 3 | 0 | 0 | 0 | 0 | 0
8 | 19 | 4 | 0 | 0 | 0 | 0 | 0
8 | 19 | 5 | 15417.871 | 11929.023 | 2593.511 | 2593.511 | 2593.511
8 | 19 | 6 | 91949.793 | 76481.759 | 40402.843 | 15509.829 | 15509.829
8 | 19 | 7 | 171966.11 | 158991.279 | 114999.731 | 60283.223 | 34910.924
8 | 19 | 8 | 235555.854 | 231710.523 | 192132.25 | 135458.751 | 93140.466
8 | 19 | 9 | 247098.339 | 254384.181 | 230346.957 | 187699.142 | 150309.557
8 | 19 | 10 | 267127.058 | 285591.549 | 275639.256 | 242392.63 | 204180.226
8 | 19 | 11 | 232122.776 | 256279.021 | 261620.546 | 245315.289 | 216162.126
8 | 19 | 12 | 225896.159 | 258491.298 | 278912.216 | 276202.597 | 251772.511
8 | 19 | 13 | 192394.607 | 229587.789 | 264126.631 | 276768.527 | 260961.887
8 | 19 | 14 | 140953.056 | 180053.951 | 225361.311 | 252557.234 | 247303.826 | CFs
8 | 19 | 15 | 79021.259 | 99422.659 | 129863.396 | 152243.872 | 155549.126 | CFs
8 | 19 | 16 | 36993.629 | 49826.865 | 81754.429 | 109721.839 | 118747.304 | CFs
8 | 19 | 17 | 16312.275 | 16312.275 | 34294.059 | 70699.033 | 87946.843 | CFs
8 | 19 | 18 | 0 | 0 | 0 | 14.923 | 62.59
8 | 19 | 19 | 0 | 0 | 0 | 0 | 0
8 | 19 | 20 | 0 | 0 | 0 | 0 | 0
8 | 19 | 21 | 0 | 0 | 0 | 0 | 0
8 | 19 | 22 | 0 | 0 | 0 | 0 | 0
8 | 19 | 23 | 0 | 0 | 0 | 0 | 0
8 | 20 | 0 | 0 | 0 | 0 | 0 | 0
8 | 20 | 1 | 0 | 0 | 0 | 0 | 0
8 | 20 | 2 | 0 | 0 | 0 | 0 | 0
8 | 20 | 3 | 0 | 0 | 0 | 0 | 0
8 | 20 | 4 | 0 | 0 | 0 | 0 | 0
8 | 20 | 5 | 849.279 | 829.726 | 711.13 | 711.13 | 711.13
8 | 20 | 6 | 17590.986 | 17432.548 | 17088.084 | 16767.411 | 16767.411
8 | 20 | 7 | 30082.184 | 29954.926 | 29541.124 | 29083.215 | 28849.413
8 | 20 | 8 | 25766.676 | 25765.17 | 25748.722 | 25726.968 | 25712.65
8 | 20 | 9 | 11228.471 | 11228.471 | 11228.471 | 11228.471 | 11228.471
8 | 20 | 10 | 14992.246 | 14992.246 | 14992.246 | 14992.246 | 14992.246
8 | 20 | 11 | 17352.632 | 17352.632 | 17352.632 | 17352.632 | 17352.632
8 | 20 | 12 | 16777.805 | 16777.805 | 16777.805 | 16777.805 | 16777.805
8 | 20 | 13 | 18597.546 | 18597.546 | 18597.546 | 18597.546 | 18597.546
8 | 20 | 14 | 23857.842 | 23857.842 | 23857.842 | 23857.842 | 23857.842 | CFs
8 | 20 | 15 | 84505.861 | 108776.445 | 144919.439 | 171401.722 | 175191.147 | CFs
8 | 20 | 16 | 37927.196 | 51698.435 | 86352.88 | 116905.519 | 126697.179 | CFs
8 | 20 | 17 | 15645.661 | 15645.661 | 33190.754 | 69770.985 | 87207.276 | CFs
8 | 20 | 18 | 622.216 | 622.216 | 622.216 | 1582.01 | 1822.61
8 | 20 | 19 | 0 | 0 | 0 | 0 | 0
8 | 20 | 20 | 0 | 0 | 0 | 0 | 0
8 | 20 | 21 | 0 | 0 | 0 | 0 | 0
8 | 20 | 22 | 0 | 0 | 0 | 0 | 0
8 | 20 | 23 | 0 | 0 | 0 | 0 | 0
8 | 21 | 0 | 0 | 0 | 0 | 0 | 0
8 | 21 | 1 | 0 | 0 | 0 | 0 | 0
8 | 21 | 2 | 0 | 0 | 0 | 0 | 0
8 | 21 | 3 | 0 | 0 | 0 | 0 | 0
8 | 21 | 4 | 0 | 0 | 0 | 0 | 0
8 | 21 | 5 | 14079.721 | 10933.132 | 1831.617 | 1831.617 | 1831.617
8 | 21 | 6 | 128463.738 | 105086.528 | 48993.875 | 11926.239 | 11926.239
8 | 21 | 7 | 183024.326 | 169243.156 | 120860.59 | 60187.69 | 31971.849
8 | 21 | 8 | 214224.531 | 211354.205 | 176651.639 | 127092.448 | 90286.535
8 | 21 | 9 | 198233.267 | 203410.418 | 187875.294 | 160253.851 | 136146.308
8 | 21 | 10 | 186892.433 | 196157.536 | 191481.616 | 175493.523 | 157370.072
8 | 21 | 11 | 158116.881 | 168732.256 | 171191.649 | 164089.566 | 151501.138
8 | 21 | 12 | 152460.999 | 165776.964 | 174308.116 | 173148.794 | 162961.646
8 | 21 | 13 | 102994.532 | 109849.339 | 116391.872 | 118804.834 | 115687.764
8 | 21 | 14 | 45788.811 | 46408.702 | 47172.208 | 47641.854 | 47542.499 | CFs
8 | 21 | 15 | 12310.602 | 12362.896 | 12439.673 | 12495.089 | 12502.798 | CFs
8 | 21 | 16 | 21195.005 | 21525.808 | 22401.661 | 23168.077 | 23408.775 | CFs
8 | 21 | 17 | 671.821 | 671.821 | 671.821 | 671.821 | 671.821 | CFs
8 | 21 | 18 | 0 | 0 | 0 | 0 | 0
8 | 21 | 19 | 0 | 0 | 0 | 0 | 0
8 | 21 | 20 | 0 | 0 | 0 | 0 | 0
8 | 21 | 21 | 0 | 0 | 0 | 0 | 0
8 | 21 | 22 | 0 | 0 | 0 | 0 | 0
8 | 21 | 23 | 0 | 0 | 0 | 0 | 0
8 | 22 | 0 | 0 | 0 | 0 | 0 | 0
8 | 22 | 1 | 0 | 0 | 0 | 0 | 0
8 | 22 | 2 | 0 | 0 | 0 | 0 | 0
8 | 22 | 3 | 0 | 0 | 0 | 0 | 0
8 | 22 | 4 | 0 | 0 | 0 | 0 | 0
8 | 22 | 5 | 5755.4 | 4656.769 | 1920.782 | 1920.782 | 1920.782
8 | 22 | 6 | 88594.376 | 74159.174 | 39894.218 | 16410.456 | 16410.456
8 | 22 | 7 | 106736.312 | 101047.277 | 81156.378 | 57008.699 | 45598.849
8 | 22 | 8 | 161683.226 | 160074.362 | 138815.027 | 109080.217 | 87571.047
8 | 22 | 9 | 275731.587 | 285448.82 | 257504.847 | 207077.116 | 162190.882
8 | 22 | 10 | 285349.719 | 307301.973 | 296627.822 | 259073.889 | 215752.981
8 | 22 | 11 | 262321.913 | 292309.983 | 299318.078 | 279525.213 | 243852.611
8 | 22 | 12 | 231482.089 | 267194.845 | 289787.053 | 286709.524 | 259641.281
8 | 22 | 13 | 204787.653 | 248955.746 | 290021.497 | 304798.128 | 285358.956
8 | 22 | 14 | 148614.962 | 196210.108 | 250520.482 | 282905.743 | 275847.942 | CFs
8 | 22 | 15 | 77634.07 | 118859.981 | 178822.698 | 221319.581 | 226945.473 | CFs
8 | 22 | 16 | 19469.338 | 45430.285 | 114565.742 | 174094.493 | 192273.41 | CFs
8 | 22 | 17 | 13001.223 | 13001.223 | 32134.399 | 75275.61 | 94245.822 | CFs
8 | 22 | 18 | 247.922 | 247.922 | 247.922 | 865.378 | 1027.349
8 | 22 | 19 | 0 | 0 | 0 | 0 | 0
8 | 22 | 20 | 0 | 0 | 0 | 0 | 0
8 | 22 | 21 | 0 | 0 | 0 | 0 | 0
8 | 22 | 22 | 0 | 0 | 0 | 0 | 0
8 | 22 | 23 | 0 | 0 | 0 | 0 | 0
8 | 23 | 0 | 0 | 0 | 0 | 0 | 0
8 | 23 | 1 | 0 | 0 | 0 | 0 | 0
8 | 23 | 2 | 0 | 0 | 0 | 0 | 0
8 | 23 | 3 | 0 | 0 | 0 | 0 | 0
8 | 23 | 4 | 0 | 0 | 0 | 0 | 0
8 | 23 | 5 | 13646.422 | 10828.289 | 2155.316 | 2155.316 | 2155.316
8 | 23 | 6 | 139304.874 | 113546.357 | 50987.614 | 10553.633 | 10553.633
8 | 23 | 7 | 209935.039 | 194025.278 | 135962.58 | 62320.628 | 28203.553
8 | 23 | 8 | 257711.08 | 254682.816 | 209542.534 | 143826.88 | 93923.567
8 | 23 | 9 | 283924.969 | 294314.309 | 265684.06 | 213401.482 | 166261.048
8 | 23 | 10 | 292383.025 | 315210.077 | 304507.199 | 265979.705 | 221174.938
8 | 23 | 11 | 282377.054 | 315788.792 | 323705.295 | 301875.844 | 262190.739
8 | 23 | 12 | 254948.356 | 296467.521 | 322608.578 | 319031.587 | 287655.339
8 | 23 | 13 | 211966.357 | 258232.514 | 301086.741 | 316374.43 | 295924.459
8 | 23 | 14 | 152979.532 | 203174.366 | 259833.66 | 293422.667 | 285830.883 | CFs
8 | 23 | 15 | 79046.357 | 128440.881 | 199309.771 | 248554.084 | 254810.202 | CFs
8 | 23 | 16 | 16108.656 | 43874.889 | 119569.824 | 184367.666 | 203784.482 | CFs
8 | 23 | 17 | 8060.184 | 8060.184 | 33853.543 | 96161.615 | 121669.391 | CFs
8 | 23 | 18 | 264.906 | 264.906 | 264.906 | 992.932 | 1188.65
8 | 23 | 19 | 0 | 0 | 0 | 0 | 0
8 | 23 | 20 | 0 | 0 | 0 | 0 | 0
8 | 23 | 21 | 0 | 0 | 0 | 0 | 0
8 | 23 | 22 | 0 | 0 | 0 | 0 | 0
8 | 23 | 23 | 0 | 0 | 0 | 0 | 0
8 | 24 | 0 | 0 | 0 | 0 | 0 | 0
8 | 24 | 1 | 0 | 0 | 0 | 0 | 0
8 | 24 | 2 | 0 | 0 | 0 | 0 | 0
8 | 24 | 3 | 0 | 0 | 0 | 0 | 0
8 | 24 | 4 | 0 | 0 | 0 | 0 | 0
8 | 24 | 5 | 12501.692 | 9821.517 | 1788.984 | 1788.984 | 1788.984
8 | 24 | 6 | 140440.859 | 114611.744 | 51364.343 | 10663.932 | 10663.932
8 | 24 | 7 | 213449.97 | 197572.065 | 138386.929 | 62835.858 | 27695.654
8 | 24 | 8 | 261605.018 | 258906.183 | 213172.126 | 145959.874 | 94469.329
8 | 24 | 9 | 274893.608 | 285237.007 | 257923.791 | 207612.802 | 161968.739
8 | 24 | 10 | 294608.949 | 317986.999 | 307421.597 | 268515.603 | 222963.371
8 | 24 | 11 | 283978.663 | 318058.786 | 326260.041 | 304190.563 | 263841.54
8 | 24 | 12 | 256073.544 | 298318.104 | 324878.485 | 321225.911 | 289312.253
8 | 24 | 13 | 211883.085 | 258666.579 | 301808.855 | 317060.365 | 296319.178
8 | 24 | 14 | 149880.764 | 198984.561 | 253986.349 | 286399.037 | 278810.384 | CFs
8 | 24 | 15 | 75865.198 | 124565.884 | 194291.865 | 242481.023 | 248358.449 | CFs
8 | 24 | 16 | 16067.489 | 42455.637 | 115180.443 | 177381.457 | 195766.561 | CFs
8 | 24 | 17 | 8913.126 | 8913.126 | 32871.084 | 91894.111 | 114636.31 | CFs
8 | 24 | 18 | 0 | 0 | 0 | 238.776 | 341.912
8 | 24 | 19 | 0 | 0 | 0 | 0 | 0
8 | 24 | 20 | 0 | 0 | 0 | 0 | 0
8 | 24 | 21 | 0 | 0 | 0 | 0 | 0
8 | 24 | 22 | 0 | 0 | 0 | 0 | 0
8 | 24 | 23 | 0 | 0 | 0 | 0 | 0
8 | 25 | 0 | 0 | 0 | 0 | 0 | 0
8 | 25 | 1 | 0 | 0 | 0 | 0 | 0
8 | 25 | 2 | 0 | 0 | 0 | 0 | 0
8 | 25 | 3 | 0 | 0 | 0 | 0 | 0
8 | 25 | 4 | 0 | 0 | 0 | 0 | 0
8 | 25 | 5 | 6052.693 | 4640.682 | 1308.781 | 1308.781 | 1308.781
8 | 25 | 6 | 79805.715 | 67754.908 | 38569.318 | 18981.142 | 18981.142
8 | 25 | 7 | 150202.493 | 140589.019 | 104640.832 | 59864.614 | 38581.667
8 | 25 | 8 | 213601.377 | 211836.356 | 177315.679 | 127058.214 | 89034.054
8 | 25 | 9 | 155542.375 | 159428.626 | 149629.884 | 131766.859 | 115972.12
8 | 25 | 10 | 286869.404 | 309824.097 | 299826.481 | 262198.843 | 217952.47
8 | 25 | 11 | 231016.058 | 255469.488 | 261481.154 | 245720.972 | 216995.388
8 | 25 | 12 | 213184.758 | 243682.712 | 263000.355 | 260323.899 | 237129.092
8 | 25 | 13 | 168746.813 | 199108.675 | 227369.421 | 237366.532 | 223561.397
8 | 25 | 14 | 132927.785 | 169189.92 | 210371.18 | 234720.231 | 228805.121 | CFs
8 | 25 | 15 | 73354.991 | 103083.377 | 146473.177 | 177195.936 | 180819.169 | CFs
8 | 25 | 16 | 33794.965 | 44913.501 | 73563.427 | 98786.009 | 106403.138 | CFs
8 | 25 | 17 | 16990.705 | 16990.705 | 20918.91 | 29444.336 | 32792.587 | CFs
8 | 25 | 18 | 0 | 0 | 0 | 0 | 0
8 | 25 | 19 | 0 | 0 | 0 | 0 | 0
8 | 25 | 20 | 0 | 0 | 0 | 0 | 0
8 | 25 | 21 | 0 | 0 | 0 | 0 | 0
8 | 25 | 22 | 0 | 0 | 0 | 0 | 0
8 | 25 | 23 | 0 | 0 | 0 | 0 | 0
8 | 26 | 0 | 0 | 0 | 0 | 0 | 0
8 | 26 | 1 | 0 | 0 | 0 | 0 | 0
8 | 26 | 2 | 0 | 0 | 0 | 0 | 0
8 | 26 | 3 | 0 | 0 | 0 | 0 | 0
8 | 26 | 4 | 0 | 0 | 0 | 0 | 0
8 | 26 | 5 | 0 | 0 | 0 | 0 | 0
8 | 26 | 6 | 201.395 | 201.395 | 201.395 | 201.395 | 201.395
8 | 26 | 7 | 5218.414 | 5218.414 | 5218.414 | 5218.414 | 5218.414
8 | 26 | 8 | 16355.265 | 16355.265 | 16355.265 | 16355.265 | 16355.265
8 | 26 | 9 | 41467.869 | 41569.919 | 41323.303 | 40872.534 | 40477.851
8 | 26 | 10 | 35911.309 | 36046.401 | 35989.461 | 35773.854 | 35525.903
8 | 26 | 11 | 52276.112 | 53012.938 | 53198.746 | 52724.664 | 51868.465
8 | 26 | 12 | 45067.403 | 45645.077 | 46016.821 | 45964.811 | 45519.524
8 | 26 | 13 | 60713.309 | 62139.356 | 63485.871 | 63964.112 | 63293.97
8 | 26 | 14 | 79615.039 | 87658.63 | 97060.133 | 102689.39 | 101268.198 | CFs
8 | 26 | 15 | 36602.286 | 40195.403 | 45514.496 | 49348.5 | 49785.348 | CFs
8 | 26 | 16 | 18779.351 | 18934.431 | 19390.908 | 19788.838 | 19904.915 | CFs
8 | 26 | 17 | 7362.772 | 7362.772 | 7362.772 | 7362.772 | 7362.772 | CFs
8 | 26 | 18 | 0 | 0 | 0 | 0 | 0
8 | 26 | 19 | 0 | 0 | 0 | 0 | 0
8 | 26 | 20 | 0 | 0 | 0 | 0 | 0
8 | 26 | 21 | 0 | 0 | 0 | 0 | 0
8 | 26 | 22 | 0 | 0 | 0 | 0 | 0
8 | 26 | 23 | 0 | 0 | 0 | 0 | 0
8 | 27 | 0 | 0 | 0 | 0 | 0 | 0
8 | 27 | 1 | 0 | 0 | 0 | 0 | 0
8 | 27 | 2 | 0 | 0 | 0 | 0 | 0
8 | 27 | 3 | 0 | 0 | 0 | 0 | 0
8 | 27 | 4 | 0 | 0 | 0 | 0 | 0
8 | 27 | 5 | 5882.224 | 4518.272 | 1106.039 | 1106.039 | 1106.039
8 | 27 | 6 | 116098.929 | 95963.425 | 45766.079 | 13362.007 | 13362.007
8 | 27 | 7 | 177494.562 | 165601.794 | 118679.785 | 58686.907 | 30259.253
8 | 27 | 8 | 222851.674 | 221596.713 | 184884.388 | 130248.756 | 88069.069
8 | 27 | 9 | 264898.629 | 275997.784 | 250067.188 | 200710.698 | 154559.151
8 | 27 | 10 | 266675.683 | 288926.176 | 279952.838 | 244459.162 | 202095.833
8 | 27 | 11 | 261022.428 | 293089.356 | 301162.435 | 280940.394 | 243354.747
8 | 27 | 12 | 237585.641 | 277747.324 | 302942.154 | 299435.381 | 269092.334
8 | 27 | 13 | 171973.123 | 208031.789 | 241255.317 | 252786.015 | 236345.906
8 | 27 | 14 | 120494.03 | 158618.541 | 201220.493 | 226138.083 | 219675.56 | CFs
8 | 27 | 15 | 65186.956 | 89315.715 | 124422.819 | 149051.508 | 151713.398 | CFs
8 | 27 | 16 | 14722.031 | 37302.233 | 102094.156 | 157904.377 | 173834.478 | CFs
8 | 27 | 17 | 7927.17 | 7927.17 | 28029.999 | 81977.891 | 98667.087 | CFs
8 | 27 | 18 | 0 | 0 | 0 | 0 | 0
8 | 27 | 19 | 0 | 0 | 0 | 0 | 0
8 | 27 | 20 | 0 | 0 | 0 | 0 | 0
8 | 27 | 21 | 0 | 0 | 0 | 0 | 0
8 | 27 | 22 | 0 | 0 | 0 | 0 | 0
8 | 27 | 23 | 0 | 0 | 0 | 0 | 0
8 | 28 | 0 | 0 | 0 | 0 | 0 | 0
8 | 28 | 1 | 0 | 0 | 0 | 0 | 0
8 | 28 | 2 | 0 | 0 | 0 | 0 | 0
8 | 28 | 3 | 0 | 0 | 0 | 0 | 0
8 | 28 | 4 | 0 | 0 | 0 | 0 | 0
8 | 28 | 5 | 7683.055 | 5748.567 | 644.982 | 644.982 | 644.982
8 | 28 | 6 | 131060.429 | 107341.675 | 47601.833 | 9892.965 | 9892.965
8 | 28 | 7 | 213339.859 | 198394.153 | 137786.72 | 59349.389 | 22704.229
8 | 28 | 8 | 259051.742 | 257891.043 | 212551.19 | 144393.696 | 91085.544
8 | 28 | 9 | 285511.616 | 298358.495 | 269572.433 | 214765.668 | 163588.588
8 | 28 | 10 | 291638.135 | 317346.677 | 307360.525 | 267073.183 | 219120.703
8 | 28 | 11 | 263200.54 | 296859.773 | 305501.453 | 284386.635 | 245208.538
8 | 28 | 12 | 242781.904 | 284860.54 | 311404.404 | 307690.946 | 275742.064
8 | 28 | 13 | 202822.172 | 250355.549 | 293948.135 | 308938.458 | 287228.472
8 | 28 | 14 | 140945.153 | 193412.918 | 250923.757 | 284277.254 | 275359.624 | CFs
8 | 28 | 15 | 68392.917 | 118008.906 | 188890.187 | 237058.84 | 241986.359 | CFs
8 | 28 | 16 | 13303.202 | 37345.38 | 108519.318 | 170012.475 | 187330.056 | CFs
8 | 28 | 17 | 8362.898 | 8362.898 | 27329.363 | 79712.466 | 94606.888 | CFs
8 | 28 | 18 | 0 | 0 | 0 | 0 | 0
8 | 28 | 19 | 0 | 0 | 0 | 0 | 0
8 | 28 | 20 | 0 | 0 | 0 | 0 | 0
8 | 28 | 21 | 0 | 0 | 0 | 0 | 0
8 | 28 | 22 | 0 | 0 | 0 | 0 | 0
8 | 28 | 23 | 0 | 0 | 0 | 0 | 0
8 | 29 | 0 | 0 | 0 | 0 | 0 | 0
8 | 29 | 1 | 0 | 0 | 0 | 0 | 0
8 | 29 | 2 | 0 | 0 | 0 | 0 | 0
8 | 29 | 3 | 0 | 0 | 0 | 0 | 0
8 | 29 | 4 | 0 | 0 | 0 | 0 | 0
8 | 29 | 5 | 5056.354 | 4495.667 | 1300.07 | 1300.07 | 1300.07
8 | 29 | 6 | 135357.123 | 110793.156 | 48123.829 | 8828.301 | 8828.301
8 | 29 | 7 | 198874.481 | 185499.415 | 129946.413 | 57688.558 | 23705.567
8 | 29 | 8 | 249582.749 | 248848.015 | 205123.996 | 138817.012 | 86637.138
8 | 29 | 9 | 257889.129 | 269729.761 | 244221.894 | 195207.575 | 149253.787
8 | 29 | 10 | 276070.845 | 300476.743 | 291368.065 | 253642.778 | 208441.137
8 | 29 | 11 | 264281.518 | 298835.741 | 307819.543 | 286357.699 | 246227.879
8 | 29 | 12 | 235489.871 | 277368.419 | 303750.072 | 300051.11 | 268276.383
8 | 29 | 13 | 189576.867 | 235410.601 | 277357.59 | 291675.779 | 270620.786
8 | 29 | 14 | 132706.498 | 182958.001 | 237771.146 | 269445.457 | 260710.536 | CFs
8 | 29 | 15 | 63962.779 | 110427.845 | 176891.034 | 221945.372 | 226331.702 | CFs
8 | 29 | 16 | 15363.368 | 36097.728 | 98125.759 | 152056.77 | 167118.154 | CFs
8 | 29 | 17 | 10033.83 | 10033.83 | 25294.234 | 67789.699 | 79052.282 | CFs
8 | 29 | 18 | 0 | 0 | 0 | 0 | 0
8 | 29 | 19 | 0 | 0 | 0 | 0 | 0
8 | 29 | 20 | 0 | 0 | 0 | 0 | 0
8 | 29 | 21 | 0 | 0 | 0 | 0 | 0
8 | 29 | 22 | 0 | 0 | 0 | 0 | 0
8 | 29 | 23 | 0 | 0 | 0 | 0 | 0
8 | 30 | 0 | 0 | 0 | 0 | 0 | 0
8 | 30 | 1 | 0 | 0 | 0 | 0 | 0
8 | 30 | 2 | 0 | 0 | 0 | 0 | 0
8 | 30 | 3 | 0 | 0 | 0 | 0 | 0
8 | 30 | 4 | 0 | 0 | 0 | 0 | 0
8 | 30 | 5 | 2187.524 | 1991.617 | 873.541 | 873.541 | 873.541
8 | 30 | 6 | 78387.225 | 66496.864 | 36377.86 | 16821.354 | 16821.354
8 | 30 | 7 | 138044.952 | 130460.58 | 98646.412 | 58006.165 | 38462.442
8 | 30 | 8 | 174116.744 | 173926.185 | 149922.884 | 114114.934 | 86531.183
8 | 30 | 9 | 184813.938 | 191371.586 | 177805.12 | 151731.594 | 127607.61
8 | 30 | 10 | 213865.06 | 228883.693 | 223492.563 | 200667.872 | 173364.356
8 | 30 | 11 | 185297.551 | 201064.074 | 205249.346 | 195494.54 | 177326.782
8 | 30 | 12 | 159543.905 | 175985.534 | 186461.397 | 184983.366 | 172389.643
8 | 30 | 13 | 148522.408 | 171272.743 | 192245.539 | 199399.826 | 188729.322
8 | 30 | 14 | 123061.313 | 153416.698 | 187004.177 | 206435.557 | 200905.273 | CFs
8 | 30 | 15 | 67784.26 | 102280.805 | 151767.107 | 185513.407 | 188630.743 | CFs
8 | 30 | 16 | 25226.464 | 39661.26 | 81121.168 | 117296.42 | 127372.75 | CFs
8 | 30 | 17 | 9317.711 | 9317.711 | 22912.325 | 61608.885 | 70899.814 | CFs
8 | 30 | 18 | 0 | 0 | 0 | 0 | 0
8 | 30 | 19 | 0 | 0 | 0 | 0 | 0
8 | 30 | 20 | 0 | 0 | 0 | 0 | 0
8 | 30 | 21 | 0 | 0 | 0 | 0 | 0
8 | 30 | 22 | 0 | 0 | 0 | 0 | 0
8 | 30 | 23 | 0 | 0 | 0 | 0 | 0
8 | 31 | 0 | 0 | 0 | 0 | 0 | 0
8 | 31 | 1 | 0 | 0 | 0 | 0 | 0
8 | 31 | 2 | 0 | 0 | 0 | 0 | 0
8 | 31 | 3 | 0 | 0 | 0 | 0 | 0
8 | 31 | 4 | 0 | 0 | 0 | 0 | 0
8 | 31 | 5 | 0 | 0 | 0 | 0 | 0
8 | 31 | 6 | 29433.363 | 27558.966 | 22883.545 | 19334.208 | 19334.208
8 | 31 | 7 | 88431.601 | 84930.178 | 70138.448 | 51727.629 | 42545.856
8 | 31 | 8 | 247009.109 | 247059.324 | 204293.051 | 138667.935 | 86545.737
8 | 31 | 9 | 199671.673 | 207434.685 | 191974.768 | 161972.136 | 133933.24
8 | 31 | 10 | 262102.756 | 285847.067 | 277684.006 | 241970.455 | 198624.538
8 | 31 | 11 | 239604.804 | 270240.968 | 278423.959 | 259734.715 | 224381.38
8 | 31 | 12 | 202371.591 | 234339.066 | 254494.914 | 251656.301 | 227369.733
8 | 31 | 13 | 170370.495 | 205485.203 | 237445.369 | 248188.016 | 231910.534
8 | 31 | 14 | 93804.056 | 104913.392 | 117538.152 | 124890.216 | 122729.512 | CFs
8 | 31 | 15 | 24369.708 | 24433.937 | 24526.893 | 24590.647 | 24596.272 | CFs
8 | 31 | 16 | 17762.352 | 18444.924 | 20293.921 | 21932.01 | 22393.338 | CFs
8 | 31 | 17 | 424.44 | 424.44 | 424.44 | 424.44 | 424.44 | CFs
8 | 31 | 18 | 0 | 0 | 0 | 0 | 0
8 | 31 | 19 | 0 | 0 | 0 | 0 | 0
8 | 31 | 20 | 0 | 0 | 0 | 0 | 0
8 | 31 | 21 | 0 | 0 | 0 | 0 | 0
8 | 31 | 22 | 0 | 0 | 0 | 0 | 0
8 | 31 | 23 | 0 | 0 | 0 | 0 | 0
9 | 1 | 0 | 0 | 0 | 0 | 0 | 0
9 | 1 | 1 | 0 | 0 | 0 | 0 | 0
9 | 1 | 2 | 0 | 0 | 0 | 0 | 0
9 | 1 | 3 | 0 | 0 | 0 | 0 | 0
9 | 1 | 4 | 0 | 0 | 0 | 0 | 0
9 | 1 | 5 | 105.318 | 39.92 | 0 | 0 | 0
9 | 1 | 6 | 87372.686 | 74319.811 | 40577.548 | 18727.864 | 18727.864
9 | 1 | 7 | 163746.653 | 154487.159 | 113262.963 | 59472.906 | 33484.107
9 | 1 | 8 | 203314.709 | 203648.066 | 171555.28 | 122008.292 | 82551.514
9 | 1 | 9 | 242886.837 | 254438.805 | 232201.855 | 187686.137 | 144404.525
9 | 1 | 10 | 251619.884 | 273871.038 | 266556.946 | 233395.971 | 192415.01
9 | 1 | 11 | 241497.401 | 272202.632 | 280442.428 | 261991.835 | 226489.799
9 | 1 | 12 | 214899.143 | 252415.588 | 275661.681 | 272403.056 | 244291.427
9 | 1 | 13 | 176404.078 | 217602.768 | 254308.853 | 266393.758 | 247777.633
9 | 1 | 14 | 123066.132 | 167862.653 | 215041.308 | 241459.868 | 233547.462
9 | 1 | 15 | 60364.477 | 103214.5 | 163481.698 | 203076.62 | 206300.36
9 | 1 | 16 | 18257.08 | 35522.929 | 90705.658 | 138416.009 | 151108.827
9 | 1 | 17 | 10378.895 | 10378.895 | 21469.804 | 54119.969 | 60712.364
9 | 1 | 18 | 0 | 0 | 0 | 0 | 0
9 | 1 | 19 | 0 | 0 | 0 | 0 | 0
9 | 1 | 20 | 0 | 0 | 0 | 0 | 0
9 | 1 | 21 | 0 | 0 | 0 | 0 | 0
9 | 1 | 22 | 0 | 0 | 0 | 0 | 0
9 | 1 | 23 | 0 | 0 | 0 | 0 | 0
9 | 2 | 0 | 0 | 0 | 0 | 0 | 0
9 | 2 | 1 | 0 | 0 | 0 | 0 | 0
9 | 2 | 2 | 0 | 0 | 0 | 0 | 0
9 | 2 | 3 | 0 | 0 | 0 | 0 | 0
9 | 2 | 4 | 0 | 0 | 0 | 0 | 0
9 | 2 | 5 | 0 | 0 | 0 | 0 | 0
9 | 2 | 6 | 61761.218 | 53350.878 | 31546.258 | 16972.209 | 16972.209
9 | 2 | 7 | 90856.972 | 87311.499 | 71423.73 | 51272.173 | 41203.073
9 | 2 | 8 | 143086.073 | 143421.149 | 126571.006 | 100987.274 | 81022.363
9 | 2 | 9 | 243514.161 | 255646.3 | 233126.441 | 187345.564 | 142140.886
9 | 2 | 10 | 248746.495 | 270888.675 | 263926.272 | 231313.239 | 190548.276
9 | 2 | 11 | 216449.512 | 241363.852 | 248155.029 | 233286.916 | 204625.556
9 | 2 | 12 | 192773.847 | 223463.041 | 242580.382 | 239892.349 | 216793.931
9 | 2 | 13 | 154047.107 | 180821.299 | 205096.283 | 213140.112 | 200592.43
9 | 2 | 14 | 122217.404 | 167276.132 | 214844.704 | 241536.086 | 233302.796
9 | 2 | 15 | 63649.752 | 101917.707 | 156196.448 | 192165.274 | 194924.798
9 | 2 | 16 | 23192.685 | 38164.495 | 86013.536 | 127739.13 | 138782.729
9 | 2 | 17 | 11868.634 | 11868.634 | 20158.895 | 45078.509 | 49612.042
9 | 2 | 18 | 0 | 0 | 0 | 0 | 0
9 | 2 | 19 | 0 | 0 | 0 | 0 | 0
9 | 2 | 20 | 0 | 0 | 0 | 0 | 0
9 | 2 | 21 | 0 | 0 | 0 | 0 | 0
9 | 2 | 22 | 0 | 0 | 0 | 0 | 0
9 | 2 | 23 | 0 | 0 | 0 | 0 | 0
9 | 3 | 0 | 0 | 0 | 0 | 0 | 0
9 | 3 | 1 | 0 | 0 | 0 | 0 | 0
9 | 3 | 2 | 0 | 0 | 0 | 0 | 0
9 | 3 | 3 | 0 | 0 | 0 | 0 | 0
9 | 3 | 4 | 0 | 0 | 0 | 0 | 0
9 | 3 | 5 | 0 | 0 | 0 | 0 | 0
9 | 3 | 6 | 8994.797 | 8994.797 | 8994.797 | 8994.797 | 8994.797
9 | 3 | 7 | 28957.089 | 28852.491 | 28389.086 | 27838.484 | 27523.163
9 | 3 | 8 | 45561.09 | 45581.282 | 44900.218 | 43916.913 | 43207.385
9 | 3 | 9 | 156824.753 | 162293.495 | 152550.977 | 133093.636 | 114640.096
9 | 3 | 10 | 70524.801 | 71561.563 | 71246.269 | 69763.213 | 67980.081
9 | 3 | 11 | 114763.901 | 120873.116 | 122590.812 | 118927.117 | 111997.593
9 | 3 | 12 | 166598.646 | 187936.039 | 201391.412 | 199489.729 | 183269.14
9 | 3 | 13 | 162207.252 | 196140.045 | 226567.501 | 236514.827 | 220759.826
9 | 3 | 14 | 114636.867 | 143489.641 | 174552.87 | 192097.945 | 186521.167
9 | 3 | 15 | 61240.629 | 93791.47 | 139919.858 | 170417.83 | 172599.883
9 | 3 | 16 | 22826.938 | 34679.675 | 72840.575 | 106098.69 | 114797.065
9 | 3 | 17 | 11513.987 | 11513.987 | 13396.007 | 18386.89 | 19572.348
9 | 3 | 18 | 0 | 0 | 0 | 0 | 0
9 | 3 | 19 | 0 | 0 | 0 | 0 | 0
9 | 3 | 20 | 0 | 0 | 0 | 0 | 0
9 | 3 | 21 | 0 | 0 | 0 | 0 | 0
9 | 3 | 22 | 0 | 0 | 0 | 0 | 0
9 | 3 | 23 | 0 | 0 | 0 | 0 | 0
9 | 4 | 0 | 0 | 0 | 0 | 0 | 0
9 | 4 | 1 | 0 | 0 | 0 | 0 | 0
9 | 4 | 2 | 0 | 0 | 0 | 0 | 0
9 | 4 | 3 | 0 | 0 | 0 | 0 | 0
9 | 4 | 4 | 0 | 0 | 0 | 0 | 0
9 | 4 | 5 | 0 | 0 | 0 | 0 | 0
9 | 4 | 6 | 2513.309 | 2513.309 | 2513.309 | 2513.309 | 2513.309
9 | 4 | 7 | 22810.404 | 22789.395 | 22693.563 | 22579.058 | 22512.951
9 | 4 | 8 | 100779.494 | 101098.903 | 92994.81 | 80831.134 | 71529.773
9 | 4 | 9 | 72996.093 | 73700.736 | 72491.72 | 70077.15 | 67832.949
9 | 4 | 10 | 71732.844 | 72766.983 | 72466.143 | 71006.518 | 69243.057
9 | 4 | 11 | 48661.132 | 49137.313 | 49273.332 | 48989.486 | 48452.095
9 | 4 | 12 | 98899.173 | 104664.609 | 108364.634 | 107838.224 | 103392.522
9 | 4 | 13 | 66542.092 | 68253.609 | 69834.515 | 70358.778 | 69519.341
9 | 4 | 14 | 106199.74 | 126316.507 | 148488.845 | 161138.029 | 156994.769
9 | 4 | 15 | 65255.597 | 81938.125 | 106157.687 | 122778.649 | 123895.513
9 | 4 | 16 | 32369.965 | 35807.74 | 45874.818 | 54814.814 | 57204.069
9 | 4 | 17 | 11188.485 | 11188.485 | 13080.242 | 18378.064 | 19536.527
9 | 4 | 18 | 0 | 0 | 0 | 0 | 0
9 | 4 | 19 | 0 | 0 | 0 | 0 | 0
9 | 4 | 20 | 0 | 0 | 0 | 0 | 0
9 | 4 | 21 | 0 | 0 | 0 | 0 | 0
9 | 4 | 22 | 0 | 0 | 0 | 0 | 0
9 | 4 | 23 | 0 | 0 | 0 | 0 | 0
9 | 5 | 0 | 0 | 0 | 0 | 0 | 0
9 | 5 | 1 | 0 | 0 | 0 | 0 | 0
9 | 5 | 2 | 0 | 0 | 0 | 0 | 0
9 | 5 | 3 | 0 | 0 | 0 | 0 | 0
9 | 5 | 4 | 0 | 0 | 0 | 0 | 0
9 | 5 | 5 | 0 | 0 | 0 | 0 | 0
9 | 5 | 6 | 81250.279 | 69430.95 | 35609.153 | 13932.486 | 13932.486
9 | 5 | 7 | 212345.689 | 200274.281 | 139560.652 | 58275.988 | 20029.262
9 | 5 | 8 | 264832.05 | 267101.299 | 220624.498 | 146487.675 | 85775.128
9 | 5 | 9 | 291017.398 | 307972.206 | 279806.574 | 221593.526 | 163572.097
9 | 5 | 10 | 298092.152 | 328593.164 | 320172.354 | 277307.011 | 223806.64
9 | 5 | 11 | 283141.906 | 324738.882 | 336567.32 | 312292.737 | 265062.233
9 | 5 | 12 | 251018.407 | 300913.686 | 332189.306 | 327774.511 | 290021.173
9 | 5 | 13 | 201627.516 | 255670.959 | 304058.138 | 319674.087 | 294240.153
9 | 5 | 14 | 134293.21 | 194506.704 | 256491.273 | 290947.031 | 279429.788
9 | 5 | 15 | 55836.46 | 111695.941 | 190742.341 | 241658.903 | 244774.954
9 | 5 | 16 | 11362.935 | 29282.59 | 103353.441 | 168226.083 | 184343.574
9 | 5 | 17 | 6272.697 | 6272.697 | 19616.812 | 66376.677 | 72159.13
9 | 5 | 18 | 0 | 0 | 0 | 0 | 0
9 | 5 | 19 | 0 | 0 | 0 | 0 | 0
9 | 5 | 20 | 0 | 0 | 0 | 0 | 0
9 | 5 | 21 | 0 | 0 | 0 | 0 | 0
9 | 5 | 22 | 0 | 0 | 0 | 0 | 0
9 | 5 | 23 | 0 | 0 | 0 | 0 | 0
9 | 6 | 0 | 0 | 0 | 0 | 0 | 0
9 | 6 | 1 | 0 | 0 | 0 | 0 | 0
9 | 6 | 2 | 0 | 0 | 0 | 0 | 0
9 | 6 | 3 | 0 | 0 | 0 | 0 | 0
9 | 6 | 4 | 0 | 0 | 0 | 0 | 0
9 | 6 | 5 | 0 | 0 | 0 | 0 | 0
9 | 6 | 6 | 128772.255 | 108839.721 | 46679.983 | 9024.421 | 9024.421
9 | 6 | 7 | 211364.407 | 199754.874 | 139261.993 | 57497.501 | 18959.998
9 | 6 | 8 | 259551.368 | 262164.267 | 217655.858 | 145640.252 | 85912.876
9 | 6 | 9 | 284153.522 | 300879.389 | 274042.964 | 217722.92 | 160818.876
9 | 6 | 10 | 289047.688 | 318502.895 | 310754.248 | 269827.183 | 218159.729
9 | 6 | 11 | 274758.957 | 314778.519 | 326250.151 | 303164.215 | 257783.033
9 | 6 | 12 | 242521.674 | 290316.559 | 320112.834 | 315914.246 | 279907.573
9 | 6 | 13 | 195955.204 | 248115.298 | 294429.611 | 309206.319 | 284786.53
9 | 6 | 14 | 129631.852 | 187772.034 | 246834.568 | 279320.602 | 268200.799
9 | 6 | 15 | 53617.726 | 107488.855 | 183238.853 | 231350.455 | 234034.969
9 | 6 | 16 | 10936.741 | 27479.905 | 98373.072 | 160220.705 | 175288.787
9 | 6 | 17 | 6547.691 | 6547.691 | 18165.658 | 58850.675 | 64197.939
9 | 6 | 18 | 0 | 0 | 0 | 0 | 0
9 | 6 | 19 | 0 | 0 | 0 | 0 | 0
9 | 6 | 20 | 0 | 0 | 0 | 0 | 0
9 | 6 | 21 | 0 | 0 | 0 | 0 | 0
9 | 6 | 22 | 0 | 0 | 0 | 0 | 0
9 | 6 | 23 | 0 | 0 | 0 | 0 | 0
9 | 7 | 0 | 0 | 0 | 0 | 0 | 0
9 | 7 | 1 | 0 | 0 | 0 | 0 | 0
9 | 7 | 2 | 0 | 0 | 0 | 0 | 0
9 | 7 | 3 | 0 | 0 | 0 | 0 | 0
9 | 7 | 4 | 0 | 0 | 0 | 0 | 0
9 | 7 | 5 | 0 | 0 | 0 | 0 | 0
9 | 7 | 6 | 97770.506 | 84381.566 | 40845.104 | 13785.126 | 13785.126
9 | 7 | 7 | 179471.688 | 170367.525 | 121759.721 | 56703.002 | 25605.239
9 | 7 | 8 | 230025.741 | 232692.5 | 194058.387 | 131864.023 | 80741.637
9 | 7 | 9 | 259879.167 | 275705.057 | 251198.057 | 199438.666 | 147264.328
9 | 7 | 10 | 266723.954 | 294376.474 | 287434.803 | 249562.709 | 201694.238
9 | 7 | 11 | 255077.764 | 292984.229 | 304001.565 | 282283.131 | 239492.166
9 | 7 | 12 | 225120.246 | 270086.82 | 298212.901 | 294245.168 | 260278.731
9 | 7 | 13 | 181591.795 | 230414.195 | 273861.408 | 287663.161 | 264549.86
9 | 7 | 14 | 119769.076 | 173089.434 | 227539.807 | 257498.095 | 246974.297
9 | 7 | 15 | 52650.68 | 98823.18 | 164361.336 | 206423.546 | 208561.108
9 | 7 | 16 | 17140.384 | 29895.639 | 85156.41 | 133980.262 | 145849.767
9 | 7 | 17 | 7997.15 | 7997.15 | 15538.882 | 40296.147 | 44610.14
9 | 7 | 18 | 0 | 0 | 0 | 0 | 0
9 | 7 | 19 | 0 | 0 | 0 | 0 | 0
9 | 7 | 20 | 0 | 0 | 0 | 0 | 0
9 | 7 | 21 | 0 | 0 | 0 | 0 | 0
9 | 7 | 22 | 0 | 0 | 0 | 0 | 0
9 | 7 | 23 | 0 | 0 | 0 | 0 | 0
9 | 8 | 0 | 0 | 0 | 0 | 0 | 0
9 | 8 | 1 | 0 | 0 | 0 | 0 | 0
9 | 8 | 2 | 0 | 0 | 0 | 0 | 0
9 | 8 | 3 | 0 | 0 | 0 | 0 | 0
9 | 8 | 4 | 0 | 0 | 0 | 0 | 0
9 | 8 | 5 | 0 | 0 | 0 | 0 | 0
9 | 8 | 6 | 33370.164 | 30933.373 | 22976.386 | 17601.31 | 17601.31
9 | 8 | 7 | 26757.124 | 26689.087 | 26335.869 | 25904.469 | 25647.568
9 | 8 | 8 | 50457.174 | 50539.859 | 49507.825 | 47950.027 | 46771.373
9 | 8 | 9 | 32708.218 | 32756.418 | 32684.505 | 32534.61 | 32394.541
9 | 8 | 10 | 53920.294 | 54484.372 | 54348.499 | 53592.212 | 52658.349
9 | 8 | 11 | 57830.066 | 58745.59 | 59019.718 | 58492.034 | 57471.368
9 | 8 | 12 | 57834.076 | 58950.147 | 59666.905 | 59564.871 | 58703.743
9 | 8 | 13 | 149422.981 | 177977.644 | 203354.229 | 211364.218 | 197768.495
9 | 8 | 14 | 103317.509 | 131215.125 | 160146.998 | 176003.736 | 170295.532
9 | 8 | 15 | 64737.52 | 91270.058 | 128753.32 | 152988.038 | 154091.548
9 | 8 | 16 | 25205.881 | 31806.508 | 58507.245 | 82145.585 | 87912.033
9 | 8 | 17 | 9080.001 | 9080.001 | 11853.873 | 20133.974 | 22085.569
9 | 8 | 18 | 0 | 0 | 0 | 0 | 0
9 | 8 | 19 | 0 | 0 | 0 | 0 | 0
9 | 8 | 20 | 0 | 0 | 0 | 0 | 0
9 | 8 | 21 | 0 | 0 | 0 | 0 | 0
9 | 8 | 22 | 0 | 0 | 0 | 0 | 0
9 | 8 | 23 | 0 | 0 | 0 | 0 | 0
9 | 9 | 0 | 0 | 0 | 0 | 0 | 0
9 | 9 | 1 | 0 | 0 | 0 | 0 | 0
9 | 9 | 2 | 0 | 0 | 0 | 0 | 0
9 | 9 | 3 | 0 | 0 | 0 | 0 | 0
9 | 9 | 4 | 0 | 0 | 0 | 0 | 0
9 | 9 | 5 | 0 | 0 | 0 | 0 | 0
9 | 9 | 6 | 85044.891 | 74838.146 | 37339.891 | 13892.119 | 13892.119
9 | 9 | 7 | 35164.924 | 34978.929 | 33977.877 | 32748.761 | 32011.423
9 | 9 | 8 | 106769.504 | 107628.559 | 98139.574 | 83235.337 | 71372.665
9 | 9 | 9 | 134257.395 | 139360.419 | 131996.717 | 116388.417 | 101156.346
9 | 9 | 10 | 72248.958 | 73485.459 | 73202.205 | 71564.897 | 69531.891
9 | 9 | 11 | 163704.749 | 179067.608 | 183690.084 | 174951.162 | 157823.556
9 | 9 | 12 | 138032.101 | 153106.919 | 162722.345 | 161357.137 | 149790.107
9 | 9 | 13 | 117427.233 | 133235.328 | 147564.277 | 152120.17 | 144302.178
9 | 9 | 14 | 83629.857 | 94261.54 | 105871.415 | 112351.702 | 109950.045
9 | 9 | 15 | 59017.878 | 76107.912 | 100764.414 | 117151.305 | 117818.139
9 | 9 | 16 | 18786.577 | 28890.125 | 77378.938 | 120650.095 | 130877.254
9 | 9 | 17 | 7243.303 | 7243.303 | 13171.466 | 32657.86 | 36537.394
9 | 9 | 18 | 0 | 0 | 0 | 0 | 0
9 | 9 | 19 | 0 | 0 | 0 | 0 | 0
9 | 9 | 20 | 0 | 0 | 0 | 0 | 0
9 | 9 | 21 | 0 | 0 | 0 | 0 | 0
9 | 9 | 22 | 0 | 0 | 0 | 0 | 0
9 | 9 | 23 | 0 | 0 | 0 | 0 | 0
9 | 10 | 0 | 0 | 0 | 0 | 0 | 0
9 | 10 | 1 | 0 | 0 | 0 | 0 | 0
9 | 10 | 2 | 0 | 0 | 0 | 0 | 0
9 | 10 | 3 | 0 | 0 | 0 | 0 | 0
9 | 10 | 4 | 0 | 0 | 0 | 0 | 0
9 | 10 | 5 | 0 | 0 | 0 | 0 | 0
9 | 10 | 6 | 1276.224 | 1276.224 | 1276.224 | 1276.224 | 1276.224
9 | 10 | 7 | 58587.769 | 57420.073 | 50701.058 | 42037.789 | 37441.89
9 | 10 | 8 | 44101.206 | 44165.695 | 43529.63 | 42565.755 | 41838.725
9 | 10 | 9 | 77236.949 | 78308.26 | 76814.19 | 73627.923 | 70538.219
9 | 10 | 10 | 190367.82 | 206219.784 | 202786.621 | 181965.64 | 155548.163
9 | 10 | 11 | 43772.596 | 44163.382 | 44283.013 | 44061.403 | 43628.381
9 | 10 | 12 | 123594.763 | 134162.218 | 140916.811 | 139957.418 | 131835.617
9 | 10 | 13 | 131717.033 | 152222.564 | 170686.773 | 176497.561 | 166386.98
9 | 10 | 14 | 108644.393 | 155121.301 | 202107.963 | 227606.898 | 217988.234
9 | 10 | 15 | 45188.516 | 91178.161 | 156460.068 | 197405.853 | 198836.594
9 | 10 | 16 | 14036.918 | 24460.76 | 79764.273 | 129106.296 | 140463.431
9 | 10 | 17 | 5791.154 | 5791.154 | 12050.682 | 33964.994 | 37850.403
9 | 10 | 18 | 0 | 0 | 0 | 0 | 0
9 | 10 | 19 | 0 | 0 | 0 | 0 | 0
9 | 10 | 20 | 0 | 0 | 0 | 0 | 0
9 | 10 | 21 | 0 | 0 | 0 | 0 | 0
9 | 10 | 22 | 0 | 0 | 0 | 0 | 0
9 | 10 | 23 | 0 | 0 | 0 | 0 | 0
9 | 11 | 0 | 0 | 0 | 0 | 0 | 0
9 | 11 | 1 | 0 | 0 | 0 | 0 | 0
9 | 11 | 2 | 0 | 0 | 0 | 0 | 0
9 | 11 | 3 | 0 | 0 | 0 | 0 | 0
9 | 11 | 4 | 0 | 0 | 0 | 0 | 0
9 | 11 | 5 | 0 | 0 | 0 | 0 | 0
9 | 11 | 6 | 76873.623 | 68866.249 | 35125.835 | 13959.481 | 13959.481
9 | 11 | 7 | 40728.65 | 40413.214 | 38552.05 | 36191.867 | 34845.307
9 | 11 | 8 | 209908.281 | 213702.51 | 179602.442 | 123158.706 | 75927.709
9 | 11 | 9 | 181445.823 | 191030.955 | 178088.293 | 149864.85 | 121375.887
9 | 11 | 10 | 168153.51 | 180390.737 | 177872.771 | 162024.454 | 141943.014
9 | 11 | 11 | 135354.191 | 145122.658 | 148134.543 | 142654.694 | 131845.457
9 | 11 | 12 | 191816.777 | 226808.945 | 248824.116 | 245715.736 | 219164.169
9 | 11 | 13 | 9185.48 | 9185.48 | 9185.48 | 9185.48 | 9185.48
9 | 11 | 14 | 42896.023 | 43506.232 | 44216.318 | 44610.29 | 44457.305
9 | 11 | 15 | 6755.456 | 6755.456 | 6755.456 | 6755.456 | 6755.456
9 | 11 | 16 | 16240.86 | 16256.849 | 16301.51 | 16340.107 | 16350.026
9 | 11 | 17 | 2673.072 | 2673.072 | 2673.072 | 2673.072 | 2673.072
9 | 11 | 18 | 0 | 0 | 0 | 0 | 0
9 | 11 | 19 | 0 | 0 | 0 | 0 | 0
9 | 11 | 20 | 0 | 0 | 0 | 0 | 0
9 | 11 | 21 | 0 | 0 | 0 | 0 | 0
9 | 11 | 22 | 0 | 0 | 0 | 0 | 0
9 | 11 | 23 | 0 | 0 | 0 | 0 | 0
9 | 12 | 0 | 0 | 0 | 0 | 0 | 0
9 | 12 | 1 | 0 | 0 | 0 | 0 | 0
9 | 12 | 2 | 0 | 0 | 0 | 0 | 0
9 | 12 | 3 | 0 | 0 | 0 | 0 | 0
9 | 12 | 4 | 0 | 0 | 0 | 0 | 0
9 | 12 | 5 | 0 | 0 | 0 | 0 | 0
9 | 12 | 6 | 13036.075 | 12927.375 | 12615.771 | 12343.082 | 12343.082
9 | 12 | 7 | 153397.475 | 147433.918 | 109099.192 | 57238.773 | 32116.848
9 | 12 | 8 | 223643.956 | 228129.377 | 191450.619 | 130348.497 | 79021.543
9 | 12 | 9 | 265393.72 | 284172.565 | 259619.921 | 204921.257 | 147735.409
9 | 12 | 10 | 240292.261 | 265812.711 | 260855.422 | 228127.672 | 186035.095
9 | 12 | 11 | 268860.588 | 312741.217 | 326201.152 | 302086.284 | 253346.241
9 | 12 | 12 | 235825.242 | 287644.659 | 320032.934 | 315472.68 | 276362.578
9 | 12 | 13 | 186220.486 | 241742.51 | 290538.512 | 305467.494 | 278727.466
9 | 12 | 14 | 117384.733 | 179977.688 | 241227.185 | 274038.146 | 261099.205
9 | 12 | 15 | 42443.298 | 97106.222 | 174889.851 | 222662.957 | 223822.43
9 | 12 | 16 | 10160.159 | 20598.704 | 87782.783 | 148120.644 | 161390.006
9 | 12 | 17 | 4534.181 | 4534.181 | 11366.127 | 37121.894 | 41283.173
9 | 12 | 18 | 0 | 0 | 0 | 0 | 0
9 | 12 | 19 | 0 | 0 | 0 | 0 | 0
9 | 12 | 20 | 0 | 0 | 0 | 0 | 0
9 | 12 | 21 | 0 | 0 | 0 | 0 | 0
9 | 12 | 22 | 0 | 0 | 0 | 0 | 0
9 | 12 | 23 | 0 | 0 | 0 | 0 | 0
9 | 13 | 0 | 0 | 0 | 0 | 0 | 0
9 | 13 | 1 | 0 | 0 | 0 | 0 | 0
9 | 13 | 2 | 0 | 0 | 0 | 0 | 0
9 | 13 | 3 | 0 | 0 | 0 | 0 | 0
9 | 13 | 4 | 0 | 0 | 0 | 0 | 0
9 | 13 | 5 | 0 | 0 | 0 | 0 | 0
9 | 13 | 6 | 104453.027 | 94789.495 | 39808.324 | 7409.091 | 7409.091
9 | 13 | 7 | 190070.75 | 182014.113 | 126956.492 | 50455.107 | 15036.856
9 | 13 | 8 | 238101.398 | 243572.85 | 202439.84 | 132450.242 | 72587.261
9 | 13 | 9 | 263305.703 | 282512.07 | 258204.653 | 203255.556 | 144944.193
9 | 13 | 10 | 267836.682 | 299494.439 | 293699.876 | 253502.207 | 201026.678
9 | 13 | 11 | 253341.082 | 295220.446 | 308188.525 | 285369.15 | 238986.803
9 | 13 | 12 | 221244.205 | 270359.718 | 301049.92 | 296731.216 | 259672.186
9 | 13 | 13 | 174428.968 | 226875.803 | 272840.385 | 286794.551 | 261468.21
9 | 13 | 14 | 107960.993 | 168422.598 | 227305.026 | 258646.317 | 246016.541
9 | 13 | 15 | 39301.183 | 90757.516 | 164113.916 | 208861.653 | 209707.854
9 | 13 | 16 | 9830.858 | 18909.805 | 81925.016 | 138850.038 | 151145.816
9 | 13 | 17 | 3853.634 | 3853.634 | 9747.836 | 32262.302 | 36096.045
9 | 13 | 18 | 0 | 0 | 0 | 0 | 0
9 | 13 | 19 | 0 | 0 | 0 | 0 | 0
9 | 13 | 20 | 0 | 0 | 0 | 0 | 0
9 | 13 | 21 | 0 | 0 | 0 | 0 | 0
9 | 13 | 22 | 0 | 0 | 0 | 0 | 0
9 | 13 | 23 | 0 | 0 | 0 | 0 | 0
9 | 14 | 0 | 0 | 0 | 0 | 0 | 0
9 | 14 | 1 | 0 | 0 | 0 | 0 | 0
9 | 14 | 2 | 0 | 0 | 0 | 0 | 0
9 | 14 | 3 | 0 | 0 | 0 | 0 | 0
9 | 14 | 4 | 0 | 0 | 0 | 0 | 0
9 | 14 | 5 | 0 | 0 | 0 | 0 | 0
9 | 14 | 6 | 18359.96 | 17931.739 | 16438.54 | 15255.39 | 15255.39
9 | 14 | 7 | 13413.04 | 13413.04 | 13413.04 | 13413.04 | 13413.04
9 | 14 | 8 | 17960.837 | 17960.837 | 17960.837 | 17960.837 | 17960.837
9 | 14 | 9 | 36429.463 | 36518.549 | 36409.562 | 36166.361 | 35931.423
9 | 14 | 10 | 74320.352 | 75722.899 | 75478.555 | 73730.317 | 71501.707
9 | 14 | 11 | 158638.726 | 174216.439 | 179160.777 | 170636.282 | 153541.554
9 | 14 | 12 | 223679.721 | 273781.802 | 305298.129 | 300854.905 | 262850.289
9 | 14 | 13 | 180129.581 | 236417.989 | 285906.142 | 300898.442 | 273359.281
9 | 14 | 14 | 111851.803 | 176419.241 | 239636.124 | 273371.815 | 259455.677
9 | 14 | 15 | 39827.87 | 93615.892 | 171316.389 | 219036.875 | 219686.178
9 | 14 | 16 | 10893.208 | 19344.189 | 83118.551 | 141742.474 | 154290.907
9 | 14 | 17 | 3851.715 | 3851.715 | 8906.079 | 28342.601 | 31904.317
9 | 14 | 18 | 0 | 0 | 0 | 0 | 0
9 | 14 | 19 | 0 | 0 | 0 | 0 | 0
9 | 14 | 20 | 0 | 0 | 0 | 0 | 0
9 | 14 | 21 | 0 | 0 | 0 | 0 | 0
9 | 14 | 22 | 0 | 0 | 0 | 0 | 0
9 | 14 | 23 | 0 | 0 | 0 | 0 | 0
9 | 15 | 0 | 0 | 0 | 0 | 0 | 0
9 | 15 | 1 | 0 | 0 | 0 | 0 | 0
9 | 15 | 2 | 0 | 0 | 0 | 0 | 0
9 | 15 | 3 | 0 | 0 | 0 | 0 | 0
9 | 15 | 4 | 0 | 0 | 0 | 0 | 0
9 | 15 | 5 | 0 | 0 | 0 | 0 | 0
9 | 15 | 6 | 103618.574 | 96259.461 | 40632.188 | 8215.617 | 8215.617
9 | 15 | 7 | 200807.983 | 192965.822 | 134048.514 | 51961.153 | 14541.748
9 | 15 | 8 | 254896.35 | 261859.792 | 217197.037 | 140360.474 | 74343.7
9 | 15 | 9 | 281568.168 | 303626.735 | 277462.539 | 217183.862 | 152633.956
9 | 15 | 10 | 285902.538 | 321603.385 | 315792.828 | 271584.026 | 213547.042
9 | 15 | 11 | 271298.046 | 318499.134 | 333439.753 | 308069.908 | 256170.062
9 | 15 | 12 | 203126.002 | 244317.506 | 270370.11 | 266691.766 | 235311.188
9 | 15 | 13 | 184872.969 | 243472.292 | 294647.309 | 310029.797 | 281402.864
9 | 15 | 14 | 113003.429 | 180039.219 | 245539.665 | 280230.592 | 265613.712
9 | 15 | 15 | 39357.16 | 95199.472 | 176129.629 | 225521.407 | 225925.553
9 | 15 | 16 | 22070.901 | 26403.669 | 56654.143 | 84543.607 | 90553.488
9 | 15 | 17 | 4026.773 | 4026.773 | 6097.734 | 13560.648 | 15386.635
9 | 15 | 18 | 0 | 0 | 0 | 0 | 0
9 | 15 | 19 | 0 | 0 | 0 | 0 | 0
9 | 15 | 20 | 0 | 0 | 0 | 0 | 0
9 | 15 | 21 | 0 | 0 | 0 | 0 | 0
9 | 15 | 22 | 0 | 0 | 0 | 0 | 0
9 | 15 | 23 | 0 | 0 | 0 | 0 | 0
9 | 16 | 0 | 0 | 0 | 0 | 0 | 0
9 | 16 | 1 | 0 | 0 | 0 | 0 | 0
9 | 16 | 2 | 0 | 0 | 0 | 0 | 0
9 | 16 | 3 | 0 | 0 | 0 | 0 | 0
9 | 16 | 4 | 0 | 0 | 0 | 0 | 0
9 | 16 | 5 | 0 | 0 | 0 | 0 | 0
9 | 16 | 6 | 99834.546 | 93884.651 | 39418.931 | 7679.415 | 7679.415
9 | 16 | 7 | 192878.928 | 185830.506 | 129669.566 | 50351.915 | 14131.031
9 | 16 | 8 | 243426.527 | 250409.671 | 208577.972 | 135266.527 | 71331.396
9 | 16 | 9 | 267826.712 | 288768.496 | 264698.77 | 208102.087 | 146303.484
9 | 16 | 10 | 272399.274 | 305872.479 | 300774.211 | 259718.212 | 204930.926
9 | 16 | 11 | 256102.886 | 299612.991 | 313394.735 | 290355.874 | 242500.312
9 | 16 | 12 | 223303.263 | 274177.389 | 305681.519 | 301268.214 | 263166.908
9 | 16 | 13 | 175520.522 | 231005.57 | 278425.097 | 292430.372 | 265972.068
9 | 16 | 14 | 107731.719 | 170599.146 | 230838.225 | 262137.26 | 248703.072
9 | 16 | 15 | 35499.678 | 89376.77 | 167010.45 | 213484.872 | 213611.249
9 | 16 | 16 | 9551.701 | 16494.393 | 80146.054 | 139047.561 | 151089.358
9 | 16 | 17 | 2448.992 | 2448.992 | 6202.214 | 21392.353 | 24197.225
9 | 16 | 18 | 0 | 0 | 0 | 0 | 0
9 | 16 | 19 | 0 | 0 | 0 | 0 | 0
9 | 16 | 20 | 0 | 0 | 0 | 0 | 0
9 | 16 | 21 | 0 | 0 | 0 | 0 | 0
9 | 16 | 22 | 0 | 0 | 0 | 0 | 0
9 | 16 | 23 | 0 | 0 | 0 | 0 | 0
9 | 17 | 0 | 0 | 0 | 0 | 0 | 0
9 | 17 | 1 | 0 | 0 | 0 | 0 | 0
9 | 17 | 2 | 0 | 0 | 0 | 0 | 0
9 | 17 | 3 | 0 | 0 | 0 | 0 | 0
9 | 17 | 4 | 0 | 0 | 0 | 0 | 0
9 | 17 | 5 | 0 | 0 | 0 | 0 | 0
9 | 17 | 6 | 91041.205 | 86549.269 | 37500.087 | 8918.187 | 8918.187
9 | 17 | 7 | 187141.41 | 180588.193 | 125720.751 | 48865.738 | 13949.169
9 | 17 | 8 | 237828.862 | 245201.19 | 204057.087 | 132155.474 | 69867.831
9 | 17 | 9 | 264311.275 | 285779.715 | 261877.901 | 205396.559 | 143922.166
9 | 17 | 10 | 268476.221 | 302542.417 | 297671.876 | 256423.964 | 201445.239
9 | 17 | 11 | 252039.912 | 295896.504 | 309945.371 | 286859.012 | 238808.643
9 | 17 | 12 | 218082.154 | 268759.062 | 300201.399 | 295795.393 | 257784.973
9 | 17 | 13 | 169528.153 | 224479.931 | 271211.509 | 284920.68 | 258689.75
9 | 17 | 14 | 103149.775 | 165049.625 | 224144.414 | 254560.012 | 241238.265
9 | 17 | 15 | 34306.739 | 85328.765 | 158871.867 | 202461.174 | 202342.449
9 | 17 | 16 | 10732.02 | 16611.344 | 74914.763 | 128884.457 | 139671.832
9 | 17 | 17 | 1956.17 | 1956.17 | 4494.803 | 14799.116 | 16897.155
9 | 17 | 18 | 0 | 0 | 0 | 0 | 0
9 | 17 | 19 | 0 | 0 | 0 | 0 | 0
9 | 17 | 20 | 0 | 0 | 0 | 0 | 0
9 | 17 | 21 | 0 | 0 | 0 | 0 | 0
9 | 17 | 22 | 0 | 0 | 0 | 0 | 0
9 | 17 | 23 | 0 | 0 | 0 | 0 | 0
9 | 18 | 0 | 0 | 0 | 0 | 0 | 0
9 | 18 | 1 | 0 | 0 | 0 | 0 | 0
9 | 18 | 2 | 0 | 0 | 0 | 0 | 0
9 | 18 | 3 | 0 | 0 | 0 | 0 | 0
9 | 18 | 4 | 0 | 0 | 0 | 0 | 0
9 | 18 | 5 | 0 | 0 | 0 | 0 | 0
9 | 18 | 6 | 9163.629 | 9163.629 | 9163.629 | 9163.629 | 9163.629
9 | 18 | 7 | 104391.524 | 101732.175 | 78523.511 | 46635.704 | 31111.227
9 | 18 | 8 | 159780.669 | 163980.441 | 142077.79 | 104367.958 | 72235.13
9 | 18 | 9 | 175388.892 | 186537.761 | 174510.475 | 146064.296 | 115980.68
9 | 18 | 10 | 201504.393 | 222252.675 | 219469.285 | 194690.699 | 161916.508
9 | 18 | 11 | 240100.897 | 282787.379 | 296599.924 | 274276.226 | 227667.825
9 | 18 | 12 | 208839.898 | 258758.761 | 289909.596 | 285536.9 | 247922.582
9 | 18 | 13 | 162740.039 | 216940.992 | 263226.539 | 276785.412 | 250541.663
9 | 18 | 14 | 99106.178 | 158773.822 | 216737.492 | 246667.758 | 233262.366
9 | 18 | 15 | 33409.584 | 82143.221 | 153448.694 | 196249.957 | 195897.561
9 | 18 | 16 | 12667.527 | 17613.702 | 70894.83 | 121155.849 | 131130.358
9 | 18 | 17 | 1642.645 | 1642.645 | 3520.072 | 11201.368 | 12938.271
9 | 18 | 18 | 0 | 0 | 0 | 0 | 0
9 | 18 | 19 | 0 | 0 | 0 | 0 | 0
9 | 18 | 20 | 0 | 0 | 0 | 0 | 0
9 | 18 | 21 | 0 | 0 | 0 | 0 | 0
9 | 18 | 22 | 0 | 0 | 0 | 0 | 0
9 | 18 | 23 | 0 | 0 | 0 | 0 | 0
9 | 19 | 0 | 0 | 0 | 0 | 0 | 0
9 | 19 | 1 | 0 | 0 | 0 | 0 | 0
9 | 19 | 2 | 0 | 0 | 0 | 0 | 0
9 | 19 | 3 | 0 | 0 | 0 | 0 | 0
9 | 19 | 4 | 0 | 0 | 0 | 0 | 0
9 | 19 | 5 | 0 | 0 | 0 | 0 | 0
9 | 19 | 6 | 25651.144 | 24766.608 | 18087.612 | 13691.67 | 13691.67
9 | 19 | 7 | 170162.894 | 165138.079 | 117602.709 | 50793.029 | 20310.763
9 | 19 | 8 | 227348.044 | 235137.332 | 196801.771 | 129030.387 | 70084.32
9 | 19 | 9 | 217508.728 | 234722.928 | 216716.637 | 173448.269 | 126669.326
9 | 19 | 10 | 237677.648 | 267644.266 | 263904.895 | 228494.343 | 181251.407
9 | 19 | 11 | 229580.254 | 269575.82 | 282716.057 | 261838.626 | 218393.95
9 | 19 | 12 | 192354.861 | 234241.355 | 260684.609 | 256958.326 | 225101.372
9 | 19 | 13 | 135918.741 | 167255.047 | 194537.27 | 202576.637 | 186863.327
9 | 19 | 14 | 93639.663 | 129013.034 | 164626.004 | 183203.621 | 174689.175
9 | 19 | 15 | 44453.393 | 71251.254 | 110711.558 | 135045.039 | 134707.958
9 | 19 | 16 | 13368.25 | 17636.097 | 68615.566 | 117014.117 | 126526.119
9 | 19 | 17 | 1345.896 | 1345.896 | 2751.991 | 8540.936 | 10007.088
9 | 19 | 18 | 0 | 0 | 0 | 0 | 0
9 | 19 | 19 | 0 | 0 | 0 | 0 | 0
9 | 19 | 20 | 0 | 0 | 0 | 0 | 0
9 | 19 | 21 | 0 | 0 | 0 | 0 | 0
9 | 19 | 22 | 0 | 0 | 0 | 0 | 0
9 | 19 | 23 | 0 | 0 | 0 | 0 | 0
9 | 20 | 0 | 0 | 0 | 0 | 0 | 0
9 | 20 | 1 | 0 | 0 | 0 | 0 | 0
9 | 20 | 2 | 0 | 0 | 0 | 0 | 0
9 | 20 | 3 | 0 | 0 | 0 | 0 | 0
9 | 20 | 4 | 0 | 0 | 0 | 0 | 0
9 | 20 | 5 | 0 | 0 | 0 | 0 | 0
9 | 20 | 6 | 0 | 0 | 0 | 0 | 0
9 | 20 | 7 | 15338.187 | 15338.187 | 15338.187 | 15338.187 | 15338.187
9 | 20 | 8 | 17676.641 | 17676.641 | 17676.641 | 17676.641 | 17676.641
9 | 20 | 9 | 36312.79 | 36418.891 | 36311.266 | 36052.978 | 35795.343
9 | 20 | 10 | 55342.97 | 56029.176 | 55949.134 | 55149.733 | 54099.272
9 | 20 | 11 | 56585.874 | 57509.508 | 57819.981 | 57335.406 | 56339.665
9 | 20 | 12 | 63676.088 | 65258.044 | 66274.693 | 66130.544 | 64910.027
9 | 20 | 13 | 43788.085 | 44265.71 | 44692.509 | 44818.426 | 44569.676
9 | 20 | 14 | 36010.025 | 36350.177 | 36735.424 | 36940.069 | 36844.186
9 | 20 | 15 | 18387.339 | 18387.339 | 18387.339 | 18387.339 | 18387.339
9 | 20 | 16 | 18473.287 | 18599.953 | 19255.207 | 19804.427 | 19925.42
9 | 20 | 17 | 0 | 0 | 0 | 0 | 0
9 | 20 | 18 | 0 | 0 | 0 | 0 | 0
9 | 20 | 19 | 0 | 0 | 0 | 0 | 0
9 | 20 | 20 | 0 | 0 | 0 | 0 | 0
9 | 20 | 21 | 0 | 0 | 0 | 0 | 0
9 | 20 | 22 | 0 | 0 | 0 | 0 | 0
9 | 20 | 23 | 0 | 0 | 0 | 0 | 0
9 | 21 | 0 | 0 | 0 | 0 | 0 | 0
9 | 21 | 1 | 0 | 0 | 0 | 0 | 0
9 | 21 | 2 | 0 | 0 | 0 | 0 | 0
9 | 21 | 3 | 0 | 0 | 0 | 0 | 0
9 | 21 | 4 | 0 | 0 | 0 | 0 | 0
9 | 21 | 5 | 0 | 0 | 0 | 0 | 0
9 | 21 | 6 | 42778.64 | 40690.54 | 23337.008 | 11876.634 | 11876.634
9 | 21 | 7 | 198306.743 | 192916.272 | 133322.466 | 47901.057 | 10911.183
9 | 21 | 8 | 248388.102 | 258111.543 | 215336.123 | 137515.179 | 68480.751
9 | 21 | 9 | 273881.734 | 298709.035 | 274279.573 | 213495.772 | 145060.212
9 | 21 | 10 | 277117.493 | 315315.886 | 311240.97 | 267019.871 | 206794.253
9 | 21 | 11 | 259500.054 | 308412.033 | 324618.078 | 299630.655 | 246656.613
9 | 21 | 12 | 223885.094 | 280199.831 | 315225.272 | 310315.882 | 267997.428
9 | 21 | 13 | 170115.328 | 231165.313 | 281985.706 | 296482.26 | 267305.722
9 | 21 | 14 | 99424.594 | 166721.057 | 230592.553 | 262459.898 | 247348.732
9 | 21 | 15 | 28114.339 | 82622.942 | 162778.391 | 209060.767 | 207919.494
9 | 21 | 16 | 9080.424 | 12698.515 | 73283.94 | 131118.852 | 142112.552
9 | 21 | 17 | 682.722 | 682.722 | 2203.48 | 9074.632 | 10523.758
9 | 21 | 18 | 0 | 0 | 0 | 0 | 0
9 | 21 | 19 | 0 | 0 | 0 | 0 | 0
9 | 21 | 20 | 0 | 0 | 0 | 0 | 0
9 | 21 | 21 | 0 | 0 | 0 | 0 | 0
9 | 21 | 22 | 0 | 0 | 0 | 0 | 0
9 | 21 | 23 | 0 | 0 | 0 | 0 | 0
9 | 22 | 0 | 0 | 0 | 0 | 0 | 0
9 | 22 | 1 | 0 | 0 | 0 | 0 | 0
9 | 22 | 2 | 0 | 0 | 0 | 0 | 0
9 | 22 | 3 | 0 | 0 | 0 | 0 | 0
9 | 22 | 4 | 0 | 0 | 0 | 0 | 0
9 | 22 | 5 | 0 | 0 | 0 | 0 | 0
9 | 22 | 6 | 6831.23 | 6831.23 | 6831.23 | 6831.23 | 6831.23
9 | 22 | 7 | 44979.237 | 44686.428 | 41325.319 | 36718.885 | 34267.803
9 | 22 | 8 | 22034.704 | 22034.704 | 22034.704 | 22034.704 | 22034.704
9 | 22 | 9 | 43257.135 | 43477.48 | 43267.058 | 42749.189 | 42227.298
9 | 22 | 10 | 40939.411 | 41159.152 | 41137.334 | 40886.743 | 40554.205
9 | 22 | 11 | 33068.885 | 33170.073 | 33204.628 | 33152.304 | 33043.758
9 | 22 | 12 | 56900.665 | 58078.462 | 58835.395 | 58728.053 | 57819.316
9 | 22 | 13 | 93639.426 | 103690.02 | 112487.487 | 115039.424 | 109867.6
9 | 22 | 14 | 91141.664 | 126851.717 | 162598.185 | 180830.589 | 171976.9
9 | 22 | 15 | 49260.24 | 60678.295 | 77458.742 | 88045.129 | 87720.087
9 | 22 | 16 | 0 | 0 | 0 | 0 | 0
9 | 22 | 17 | 16.506 | 16.506 | 16.506 | 16.506 | 16.506
9 | 22 | 18 | 0 | 0 | 0 | 0 | 0
9 | 22 | 19 | 0 | 0 | 0 | 0 | 0
9 | 22 | 20 | 0 | 0 | 0 | 0 | 0
9 | 22 | 21 | 0 | 0 | 0 | 0 | 0
9 | 22 | 22 | 0 | 0 | 0 | 0 | 0
9 | 22 | 23 | 0 | 0 | 0 | 0 | 0
9 | 23 | 0 | 0 | 0 | 0 | 0 | 0
9 | 23 | 1 | 0 | 0 | 0 | 0 | 0
9 | 23 | 2 | 0 | 0 | 0 | 0 | 0
9 | 23 | 3 | 0 | 0 | 0 | 0 | 0
9 | 23 | 4 | 0 | 0 | 0 | 0 | 0
9 | 23 | 5 | 0 | 0 | 0 | 0 | 0
9 | 23 | 6 | 0 | 0 | 0 | 0 | 0
9 | 23 | 7 | 20309.282 | 20299.392 | 20179.543 | 20019.964 | 19914.132
9 | 23 | 8 | 28384 | 28412.23 | 28301.239 | 28116.06 | 27965.173
9 | 23 | 9 | 51404.985 | 51832.093 | 51436.195 | 50449.219 | 49442.895
9 | 23 | 10 | 23749.29 | 23749.29 | 23749.29 | 23749.29 | 23749.29
9 | 23 | 11 | 39937.575 | 40189.384 | 40276.026 | 40146.736 | 39877.266
9 | 23 | 12 | 69982.94 | 72167.267 | 73570.734 | 73371.662 | 71686.577
9 | 23 | 13 | 59689.095 | 61493.191 | 63080.301 | 63538.308 | 62598.94
9 | 23 | 14 | 58294.465 | 61432.789 | 64783.864 | 66521.986 | 65659.712
9 | 23 | 15 | 19745.919 | 19745.919 | 19745.919 | 19745.919 | 19745.919
9 | 23 | 16 | 12829.976 | 12829.976 | 12829.976 | 12829.976 | 12829.976
9 | 23 | 17 | 0 | 0 | 0 | 0 | 0
9 | 23 | 18 | 0 | 0 | 0 | 0 | 0
9 | 23 | 19 | 0 | 0 | 0 | 0 | 0
9 | 23 | 20 | 0 | 0 | 0 | 0 | 0
9 | 23 | 21 | 0 | 0 | 0 | 0 | 0
9 | 23 | 22 | 0 | 0 | 0 | 0 | 0
9 | 23 | 23 | 0 | 0 | 0 | 0 | 0
9 | 24 | 0 | 0 | 0 | 0 | 0 | 0
9 | 24 | 1 | 0 | 0 | 0 | 0 | 0
9 | 24 | 2 | 0 | 0 | 0 | 0 | 0
9 | 24 | 3 | 0 | 0 | 0 | 0 | 0
9 | 24 | 4 | 0 | 0 | 0 | 0 | 0
9 | 24 | 5 | 0 | 0 | 0 | 0 | 0
9 | 24 | 6 | 6458.415 | 6458.415 | 6458.415 | 6458.415 | 6458.415
9 | 24 | 7 | 15909.994 | 15909.994 | 15909.994 | 15909.994 | 15909.994
9 | 24 | 8 | 48348.851 | 48593.565 | 47677.584 | 46130.965 | 44858.617
9 | 24 | 9 | 45997.679 | 46280.726 | 46026.003 | 45382.795 | 44727.96
9 | 24 | 10 | 46493.966 | 46844.58 | 46815.554 | 46423.898 | 45899.093
9 | 24 | 11 | 56115.911 | 57037.708 | 57357.211 | 56887.215 | 55903.098
9 | 24 | 12 | 74466.407 | 77023.683 | 78666.694 | 78433.54 | 76460.692
9 | 24 | 13 | 47972.821 | 48693.31 | 49332.257 | 49515.303 | 49135.185
9 | 24 | 14 | 31129.977 | 31310.838 | 31513.331 | 31618.826 | 31565.507
9 | 24 | 15 | 43962.01 | 56761.287 | 75648.541 | 87557.349 | 87057.942
9 | 24 | 16 | 14974.171 | 15013.241 | 15332.857 | 15596.944 | 15650.661
9 | 24 | 17 | 0 | 0 | 0 | 0 | 0
9 | 24 | 18 | 0 | 0 | 0 | 0 | 0
9 | 24 | 19 | 0 | 0 | 0 | 0 | 0
9 | 24 | 20 | 0 | 0 | 0 | 0 | 0
9 | 24 | 21 | 0 | 0 | 0 | 0 | 0
9 | 24 | 22 | 0 | 0 | 0 | 0 | 0
9 | 24 | 23 | 0 | 0 | 0 | 0 | 0
9 | 25 | 0 | 0 | 0 | 0 | 0 | 0
9 | 25 | 1 | 0 | 0 | 0 | 0 | 0
9 | 25 | 2 | 0 | 0 | 0 | 0 | 0
9 | 25 | 3 | 0 | 0 | 0 | 0 | 0
9 | 25 | 4 | 0 | 0 | 0 | 0 | 0
9 | 25 | 5 | 0 | 0 | 0 | 0 | 0
9 | 25 | 6 | 6822.828 | 6822.828 | 6822.828 | 6822.828 | 6822.828
9 | 25 | 7 | 33562.575 | 33488.173 | 32373.815 | 30873.29 | 29865.54
9 | 25 | 8 | 29384.672 | 29418.928 | 29296.627 | 29089.435 | 28918.73
9 | 25 | 9 | 74186.407 | 75621.069 | 74367.303 | 71158.817 | 67754.807
9 | 25 | 10 | 64256.436 | 65405.012 | 65319.049 | 64048.894 | 62338.511
9 | 25 | 11 | 107480.647 | 114980.391 | 117594.362 | 113801.827 | 105810.22
9 | 25 | 12 | 107119.195 | 116846.92 | 123082.945 | 122198.132 | 114706.258
9 | 25 | 13 | 91603.172 | 101640.077 | 110348.177 | 112820.523 | 107620.097
9 | 25 | 14 | 77885.56 | 96353.801 | 115452.102 | 125145.265 | 120159.263
9 | 25 | 15 | 43337.748 | 51180.532 | 62724.902 | 70043.868 | 69695.306
9 | 25 | 16 | 17915.201 | 18022.847 | 19051.108 | 19898.319 | 20067.089
9 | 25 | 17 | 0 | 0 | 0 | 0 | 0
9 | 25 | 18 | 0 | 0 | 0 | 0 | 0
9 | 25 | 19 | 0 | 0 | 0 | 0 | 0
9 | 25 | 20 | 0 | 0 | 0 | 0 | 0
9 | 25 | 21 | 0 | 0 | 0 | 0 | 0
9 | 25 | 22 | 0 | 0 | 0 | 0 | 0
9 | 25 | 23 | 0 | 0 | 0 | 0 | 0
9 | 26 | 0 | 0 | 0 | 0 | 0 | 0
9 | 26 | 1 | 0 | 0 | 0 | 0 | 0
9 | 26 | 2 | 0 | 0 | 0 | 0 | 0
9 | 26 | 3 | 0 | 0 | 0 | 0 | 0
9 | 26 | 4 | 0 | 0 | 0 | 0 | 0
9 | 26 | 5 | 0 | 0 | 0 | 0 | 0
9 | 26 | 6 | 73335.253 | 70259.682 | 32587.836 | 6829.324 | 6829.324
9 | 26 | 7 | 179953.772 | 177054.971 | 123269.476 | 44509.497 | 12116.827
9 | 26 | 8 | 233031.01 | 244621.7 | 204773.423 | 129014.174 | 60484.086
9 | 26 | 9 | 258403.142 | 284420.744 | 262361.912 | 203823.705 | 135533.48
9 | 26 | 10 | 262652.628 | 301876.026 | 299274.254 | 256207.237 | 196159.099
9 | 26 | 11 | 246206.07 | 296177.345 | 313367.115 | 288708.642 | 235302.818
9 | 26 | 12 | 211721.718 | 269617.237 | 305749.275 | 300666.618 | 257023.844
9 | 26 | 13 | 158259.416 | 222424.46 | 274810.775 | 289288.101 | 258301.642
9 | 26 | 14 | 84566.309 | 133522.513 | 181797.106 | 205601.69 | 193160.927
9 | 26 | 15 | 21036.449 | 73415.702 | 154388.063 | 201676.001 | 199203.9
9 | 26 | 16 | 8077.512 | 9288.597 | 64392.986 | 120398.712 | 130733.253
9 | 26 | 17 | 0 | 0 | 0 | 1132.939 | 1259.44
9 | 26 | 18 | 0 | 0 | 0 | 0 | 0
9 | 26 | 19 | 0 | 0 | 0 | 0 | 0
9 | 26 | 20 | 0 | 0 | 0 | 0 | 0
9 | 26 | 21 | 0 | 0 | 0 | 0 | 0
9 | 26 | 22 | 0 | 0 | 0 | 0 | 0
9 | 26 | 23 | 0 | 0 | 0 | 0 | 0
9 | 27 | 0 | 0 | 0 | 0 | 0 | 0
9 | 27 | 1 | 0 | 0 | 0 | 0 | 0
9 | 27 | 2 | 0 | 0 | 0 | 0 | 0
9 | 27 | 3 | 0 | 0 | 0 | 0 | 0
9 | 27 | 4 | 0 | 0 | 0 | 0 | 0
9 | 27 | 5 | 0 | 0 | 0 | 0 | 0
9 | 27 | 6 | 66136.517 | 63306.365 | 30920.787 | 8152.239 | 8152.239
9 | 27 | 7 | 172071.35 | 169695.859 | 118774.601 | 44194.747 | 13475.118
9 | 27 | 8 | 224299.968 | 235725.594 | 198151.877 | 126191.033 | 60921.826
9 | 27 | 9 | 248643.149 | 273968.329 | 253115.278 | 196891.847 | 130792.66
9 | 27 | 10 | 251272.076 | 288811.713 | 286607.321 | 245779.654 | 188202.128
9 | 27 | 11 | 235744.365 | 283639.882 | 300156.687 | 276768.389 | 225651.874
9 | 27 | 12 | 202157.25 | 257212.235 | 291536.738 | 286704.867 | 245230.486
9 | 27 | 13 | 152764.929 | 214074.865 | 264189.138 | 277969.918 | 248121.802
9 | 27 | 14 | 79224.946 | 102568.037 | 126328.497 | 138177.026 | 131859.369
9 | 27 | 15 | 41544.832 | 50060.043 | 62774.649 | 70755.323 | 70285.388
9 | 27 | 16 | 15368.367 | 16209.398 | 53868.914 | 91919.445 | 98109.975
9 | 27 | 17 | 0 | 0 | 0 | 0 | 0
9 | 27 | 18 | 0 | 0 | 0 | 0 | 0
9 | 27 | 19 | 0 | 0 | 0 | 0 | 0
9 | 27 | 20 | 0 | 0 | 0 | 0 | 0
9 | 27 | 21 | 0 | 0 | 0 | 0 | 0
9 | 27 | 22 | 0 | 0 | 0 | 0 | 0
9 | 27 | 23 | 0 | 0 | 0 | 0 | 0
9 | 28 | 0 | 0 | 0 | 0 | 0 | 0
9 | 28 | 1 | 0 | 0 | 0 | 0 | 0
9 | 28 | 2 | 0 | 0 | 0 | 0 | 0
9 | 28 | 3 | 0 | 0 | 0 | 0 | 0
9 | 28 | 4 | 0 | 0 | 0 | 0 | 0
9 | 28 | 5 | 0 | 0 | 0 | 0 | 0
9 | 28 | 6 | 22391.209 | 21438.071 | 14956.706 | 10023.242 | 10023.242
9 | 28 | 7 | 105886.712 | 104867.74 | 79313.659 | 42489.74 | 26536.449
9 | 28 | 8 | 193357.189 | 203194.904 | 172256.909 | 113274.765 | 60180.328
9 | 28 | 9 | 195502.422 | 213199.76 | 199031.433 | 160741.416 | 116818.625
9 | 28 | 10 | 255054.922 | 293456.167 | 291479.127 | 250129.487 | 191554.831
9 | 28 | 11 | 238604.234 | 286948.564 | 303680.087 | 280288.745 | 228782.277
9 | 28 | 12 | 205666.746 | 261592.061 | 296117.409 | 291267.765 | 249461.738
9 | 28 | 13 | 153191.849 | 215912.928 | 265882.297 | 279375.068 | 249698.982
9 | 28 | 14 | 83212.859 | 152132.435 | 217444.577 | 248341.068 | 231663.787
9 | 28 | 15 | 20694.164 | 70385.888 | 147751.616 | 192338.573 | 189531.55
9 | 28 | 16 | 9511.162 | 10164.518 | 59226.069 | 109792.75 | 116097.37
9 | 28 | 17 | 0 | 0 | 0 | 0 | 0
9 | 28 | 18 | 0 | 0 | 0 | 0 | 0
9 | 28 | 19 | 0 | 0 | 0 | 0 | 0
9 | 28 | 20 | 0 | 0 | 0 | 0 | 0
9 | 28 | 21 | 0 | 0 | 0 | 0 | 0
9 | 28 | 22 | 0 | 0 | 0 | 0 | 0
9 | 28 | 23 | 0 | 0 | 0 | 0 | 0
9 | 29 | 0 | 0 | 0 | 0 | 0 | 0
9 | 29 | 1 | 0 | 0 | 0 | 0 | 0
9 | 29 | 2 | 0 | 0 | 0 | 0 | 0
9 | 29 | 3 | 0 | 0 | 0 | 0 | 0
9 | 29 | 4 | 0 | 0 | 0 | 0 | 0
9 | 29 | 5 | 0 | 0 | 0 | 0 | 0
9 | 29 | 6 | 67050.558 | 64284.528 | 30830.495 | 6370.498 | 6370.498
9 | 29 | 7 | 176909.824 | 175218.474 | 121742.075 | 42802.834 | 12045.657
9 | 29 | 8 | 230003.375 | 243029.274 | 203678.259 | 127068.28 | 57298.65
9 | 29 | 9 | 253852.698 | 281331.531 | 259962.37 | 201052.326 | 131060.929
9 | 29 | 10 | 256316.361 | 296744.662 | 294942.883 | 251855.468 | 190995.692
9 | 29 | 11 | 239068.636 | 289817.258 | 307602.686 | 283068.93 | 229208.954
9 | 29 | 12 | 204440.694 | 262597.507 | 298829.766 | 293715.993 | 249910.856
9 | 29 | 13 | 151568.722 | 217014.19 | 269489.847 | 283653.794 | 252166.63
9 | 29 | 14 | 80175.687 | 151368.884 | 219697.968 | 252121.447 | 234278.201
9 | 29 | 15 | 17966.823 | 68528.41 | 149162.405 | 196131.055 | 192903.913
9 | 29 | 16 | 7965.826 | 8405.377 | 58867.449 | 112320.709 | 117044.121
9 | 29 | 17 | 0 | 0 | 0 | 0 | 0
9 | 29 | 18 | 0 | 0 | 0 | 0 | 0
9 | 29 | 19 | 0 | 0 | 0 | 0 | 0
9 | 29 | 20 | 0 | 0 | 0 | 0 | 0
9 | 29 | 21 | 0 | 0 | 0 | 0 | 0
9 | 29 | 22 | 0 | 0 | 0 | 0 | 0
9 | 29 | 23 | 0 | 0 | 0 | 0 | 0
9 | 30 | 0 | 0 | 0 | 0 | 0 | 0
9 | 30 | 1 | 0 | 0 | 0 | 0 | 0
9 | 30 | 2 | 0 | 0 | 0 | 0 | 0
9 | 30 | 3 | 0 | 0 | 0 | 0 | 0
9 | 30 | 4 | 0 | 0 | 0 | 0 | 0
9 | 30 | 5 | 0 | 0 | 0 | 0 | 0
9 | 30 | 6 | 7073.566 | 7064.84 | 7029.228 | 6999.563 | 6999.563
9 | 30 | 7 | 155002.13 | 153876.906 | 107538.887 | 39435.3 | 12782.616
9 | 30 | 8 | 180777.447 | 190495.298 | 162366.595 | 108175.329 | 59403.145
9 | 30 | 9 | 196948.94 | 216084.578 | 201608.317 | 161522.093 | 115045.352
9 | 30 | 10 | 211919.188 | 242601.785 | 241440.669 | 209068.321 | 163580.324
9 | 30 | 11 | 207376.874 | 248323.184 | 262840.469 | 243072.251 | 199767.14
9 | 30 | 12 | 182349.008 | 231190.342 | 261795.861 | 257459.318 | 220489.009
9 | 30 | 13 | 144075.724 | 206068.596 | 255850.355 | 269205.981 | 239151.801
9 | 30 | 14 | 76846.389 | 127541.619 | 177322.864 | 201140.635 | 187778.94
9 | 30 | 15 | 32404.828 | 57598.654 | 97447.88 | 121454.811 | 119652.404
9 | 30 | 16 | 16185.366 | 16247.158 | 22551.889 | 28747.752 | 29301.179
9 | 30 | 17 | 0 | 0 | 0 | 0 | 0
9 | 30 | 18 | 0 | 0 | 0 | 0 | 0
9 | 30 | 19 | 0 | 0 | 0 | 0 | 0
9 | 30 | 20 | 0 | 0 | 0 | 0 | 0
9 | 30 | 21 | 0 | 0 | 0 | 0 | 0
9 | 30 | 22 | 0 | 0 | 0 | 0 | 0
9 | 30 | 23 | 0 | 0 | 0 | 0 | 0
10 | 1 | 0 | 0 | 0 | 0 | 0 | 0
10 | 1 | 1 | 0 | 0 | 0 | 0 | 0
10 | 1 | 2 | 0 | 0 | 0 | 0 | 0
10 | 1 | 3 | 0 | 0 | 0 | 0 | 0
10 | 1 | 4 | 0 | 0 | 0 | 0 | 0
10 | 1 | 5 | 0 | 0 | 0 | 0 | 0
10 | 1 | 6 | 60499.763 | 58011.626 | 28995.358 | 6686.645 | 6686.645
10 | 1 | 7 | 174740.941 | 173849.321 | 120352.338 | 41221.361 | 11278.759
10 | 1 | 8 | 121098.281 | 126094.124 | 112223.54 | 85904.586 | 62547.121
10 | 1 | 9 | 114348.858 | 120598.708 | 115996.711 | 103215.032 | 88912.587
10 | 1 | 10 | 113419.824 | 121096.714 | 120855.991 | 112837.574 | 101715.109
10 | 1 | 11 | 159975.497 | 181842.5 | 189728.894 | 179129.505 | 156107.893
10 | 1 | 12 | 142196.443 | 166221.765 | 181543.357 | 179354.242 | 160904.427
10 | 1 | 13 | 152675.985 | 221930.069 | 277339.946 | 292141.822 | 258440.683
10 | 1 | 14 | 78975.839 | 153229.617 | 225169.534 | 259057.741 | 239725.179
10 | 1 | 15 | 17331.08 | 67377.925 | 149706.701 | 198029.674 | 194166.907
10 | 1 | 16 | 8377.2 | 8407.957 | 56497.851 | 107884.459 | 109953.885
10 | 1 | 17 | 0 | 0 | 0 | 0 | 0
10 | 1 | 18 | 0 | 0 | 0 | 0 | 0
10 | 1 | 19 | 0 | 0 | 0 | 0 | 0
10 | 1 | 20 | 0 | 0 | 0 | 0 | 0
10 | 1 | 21 | 0 | 0 | 0 | 0 | 0
10 | 1 | 22 | 0 | 0 | 0 | 0 | 0
10 | 1 | 23 | 0 | 0 | 0 | 0 | 0
10 | 2 | 0 | 0 | 0 | 0 | 0 | 0
10 | 2 | 1 | 0 | 0 | 0 | 0 | 0
10 | 2 | 2 | 0 | 0 | 0 | 0 | 0
10 | 2 | 3 | 0 | 0 | 0 | 0 | 0
10 | 2 | 4 | 0 | 0 | 0 | 0 | 0
10 | 2 | 5 | 0 | 0 | 0 | 0 | 0
10 | 2 | 6 | 61904.194 | 59422.516 | 29440.562 | 5822.977 | 5822.977
10 | 2 | 7 | 114600.477 | 114319.943 | 84050.81 | 39861.996 | 22002.715
10 | 2 | 8 | 175035.741 | 185065.173 | 158202.729 | 105831.481 | 58659.277
10 | 2 | 9 | 199771.996 | 220285.564 | 205607.26 | 163925.854 | 115101.812
10 | 2 | 10 | 182225.837 | 205093.951 | 204528.968 | 180850.125 | 147606.807
10 | 2 | 11 | 187298.937 | 219702.502 | 231416.28 | 215850.356 | 181781.185
10 | 2 | 12 | 190695.869 | 246055.471 | 280910.258 | 275940.742 | 233847.093
10 | 2 | 13 | 131739.155 | 181792.68 | 222465.544 | 233317.911 | 208339.703
10 | 2 | 14 | 74651.214 | 105131.593 | 135948.652 | 150779.38 | 142151.868
10 | 2 | 15 | 24036.131 | 59639.443 | 118093.452 | 153009.403 | 150005.984
10 | 2 | 16 | 14385.655 | 14385.655 | 34991.32 | 55761.726 | 57015.303
10 | 2 | 17 | 0 | 0 | 0 | 0 | 0
10 | 2 | 18 | 0 | 0 | 0 | 0 | 0
10 | 2 | 19 | 0 | 0 | 0 | 0 | 0
10 | 2 | 20 | 0 | 0 | 0 | 0 | 0
10 | 2 | 21 | 0 | 0 | 0 | 0 | 0
10 | 2 | 22 | 0 | 0 | 0 | 0 | 0
10 | 2 | 23 | 0 | 0 | 0 | 0 | 0
10 | 3 | 0 | 0 | 0 | 0 | 0 | 0
10 | 3 | 1 | 0 | 0 | 0 | 0 | 0
10 | 3 | 2 | 0 | 0 | 0 | 0 | 0
10 | 3 | 3 | 0 | 0 | 0 | 0 | 0
10 | 3 | 4 | 0 | 0 | 0 | 0 | 0
10 | 3 | 5 | 0 | 0 | 0 | 0 | 0
10 | 3 | 6 | 3641.35 | 3641.35 | 3641.35 | 3641.35 | 3641.35
10 | 3 | 7 | 33042.066 | 33039.726 | 31634.073 | 29641.331 | 28482.654
10 | 3 | 8 | 81986.344 | 84386.29 | 78205.838 | 66520.77 | 56209.458
10 | 3 | 9 | 200749.999 | 221888.928 | 207175.652 | 164791.016 | 114736.892
10 | 3 | 10 | 121295.006 | 130446.259 | 130277.924 | 120887.632 | 107740.438
10 | 3 | 11 | 53638.539 | 54498.506 | 54813.868 | 54399.823 | 53498.999
10 | 3 | 12 | 75127.543 | 78243.92 | 80243.594 | 79955.755 | 77548.897
10 | 3 | 13 | 32536.791 | 32702.621 | 32847.247 | 32885.935 | 32796.017
10 | 3 | 14 | 19348.481 | 19348.481 | 19348.481 | 19348.481 | 19348.481
10 | 3 | 15 | 18332.981 | 18332.981 | 18332.981 | 18332.981 | 18332.981
10 | 3 | 16 | 11367.836 | 11367.836 | 45683.401 | 80530.075 | 82243.293
10 | 3 | 17 | 0 | 0 | 0 | 0 | 0
10 | 3 | 18 | 0 | 0 | 0 | 0 | 0
10 | 3 | 19 | 0 | 0 | 0 | 0 | 0
10 | 3 | 20 | 0 | 0 | 0 | 0 | 0
10 | 3 | 21 | 0 | 0 | 0 | 0 | 0
10 | 3 | 22 | 0 | 0 | 0 | 0 | 0
10 | 3 | 23 | 0 | 0 | 0 | 0 | 0
10 | 4 | 0 | 0 | 0 | 0 | 0 | 0
10 | 4 | 1 | 0 | 0 | 0 | 0 | 0
10 | 4 | 2 | 0 | 0 | 0 | 0 | 0
10 | 4 | 3 | 0 | 0 | 0 | 0 | 0
10 | 4 | 4 | 0 | 0 | 0 | 0 | 0
10 | 4 | 5 | 0 | 0 | 0 | 0 | 0
10 | 4 | 6 | 3001.028 | 3001.028 | 3001.028 | 3001.028 | 3001.028
10 | 4 | 7 | 8308.557 | 8308.557 | 8308.557 | 8308.557 | 8308.557
10 | 4 | 8 | 14902.676 | 14902.676 | 14902.676 | 14902.676 | 14902.676
10 | 4 | 9 | 39419.541 | 39647.637 | 39492.942 | 39046.115 | 38568.961
10 | 4 | 10 | 57701.825 | 58695.314 | 58683.189 | 57672.553 | 56255.308
10 | 4 | 11 | 64187.035 | 65824.386 | 66427.891 | 65644.134 | 63932.096
10 | 4 | 12 | 72196.388 | 75114.435 | 76986.051 | 76715.839 | 74461.894
10 | 4 | 13 | 48275.459 | 49220.191 | 50042.625 | 50260.89 | 49747.087
10 | 4 | 14 | 40595.428 | 41520.823 | 42528.818 | 43028.79 | 42727.654
10 | 4 | 15 | 34671.823 | 39872.383 | 47630.768 | 52520.797 | 52034.284
10 | 4 | 16 | 1101.246 | 1101.246 | 1101.246 | 1101.246 | 1101.246
10 | 4 | 17 | 0 | 0 | 0 | 0 | 0
10 | 4 | 18 | 0 | 0 | 0 | 0 | 0
10 | 4 | 19 | 0 | 0 | 0 | 0 | 0
10 | 4 | 20 | 0 | 0 | 0 | 0 | 0
10 | 4 | 21 | 0 | 0 | 0 | 0 | 0
10 | 4 | 22 | 0 | 0 | 0 | 0 | 0
10 | 4 | 23 | 0 | 0 | 0 | 0 | 0
10 | 5 | 0 | 0 | 0 | 0 | 0 | 0
10 | 5 | 1 | 0 | 0 | 0 | 0 | 0
10 | 5 | 2 | 0 | 0 | 0 | 0 | 0
10 | 5 | 3 | 0 | 0 | 0 | 0 | 0
10 | 5 | 4 | 0 | 0 | 0 | 0 | 0
10 | 5 | 5 | 0 | 0 | 0 | 0 | 0
10 | 5 | 6 | 0 | 0 | 0 | 0 | 0
10 | 5 | 7 | 12305.39 | 12305.39 | 12305.39 | 12305.39 | 12305.39
10 | 5 | 8 | 67984.332 | 69767.33 | 65486.444 | 57335.235 | 50121.424
10 | 5 | 9 | 18913.747 | 18913.747 | 18913.747 | 18913.747 | 18913.747
10 | 5 | 10 | 72618.737 | 74713.356 | 74700.434 | 72587.523 | 69607.358
10 | 5 | 11 | 73523.85 | 76073.23 | 77017.275 | 75804.115 | 73143.008
10 | 5 | 12 | 50308.763 | 51193.772 | 51761.407 | 51679.169 | 50995.228
10 | 5 | 13 | 98970.518 | 119542.922 | 136477.656 | 140911.605 | 130321.92
10 | 5 | 14 | 62690.161 | 74670.3 | 86964.756 | 92828.023 | 89238.448
10 | 5 | 15 | 18270.884 | 18270.884 | 18270.884 | 18270.884 | 18270.884
10 | 5 | 16 | 13511.707 | 13511.707 | 32011.163 | 49722.575 | 50853.545
10 | 5 | 17 | 0 | 0 | 0 | 0 | 0
10 | 5 | 18 | 0 | 0 | 0 | 0 | 0
10 | 5 | 19 | 0 | 0 | 0 | 0 | 0
10 | 5 | 20 | 0 | 0 | 0 | 0 | 0
10 | 5 | 21 | 0 | 0 | 0 | 0 | 0
10 | 5 | 22 | 0 | 0 | 0 | 0 | 0
10 | 5 | 23 | 0 | 0 | 0 | 0 | 0
10 | 6 | 0 | 0 | 0 | 0 | 0 | 0
10 | 6 | 1 | 0 | 0 | 0 | 0 | 0
10 | 6 | 2 | 0 | 0 | 0 | 0 | 0
10 | 6 | 3 | 0 | 0 | 0 | 0 | 0
10 | 6 | 4 | 0 | 0 | 0 | 0 | 0
10 | 6 | 5 | 0 | 0 | 0 | 0 | 0
10 | 6 | 6 | 1476.639 | 1476.639 | 1476.639 | 1476.639 | 1476.639
10 | 6 | 7 | 16480.212 | 16480.71 | 16459.384 | 16428.728 | 16410.802
10 | 6 | 8 | 50565.312 | 51190.057 | 49740.1 | 46989.33 | 44559.831
10 | 6 | 9 | 33374.558 | 33496.777 | 33418.228 | 33184.935 | 32933.575
10 | 6 | 10 | 70649.538 | 72646.834 | 72646.209 | 70648.028 | 67815.672
10 | 6 | 11 | 181454.277 | 216427.454 | 229190.954 | 212931.886 | 176366.853
10 | 6 | 12 | 179371.117 | 233407.492 | 266637.209 | 261875.541 | 221474.499
10 | 6 | 13 | 129454.103 | 191425.415 | 238669.207 | 250624.71 | 221472.956
10 | 6 | 14 | 64890.984 | 129892.455 | 191573.318 | 218996.6 | 202012.26
10 | 6 | 15 | 15657.594 | 55282.937 | 123895.103 | 163361.122 | 159148.184
10 | 6 | 16 | 9026.209 | 9026.209 | 41235.033 | 71889.927 | 73357.12
10 | 6 | 17 | 0 | 0 | 0 | 0 | 0
10 | 6 | 18 | 0 | 0 | 0 | 0 | 0
10 | 6 | 19 | 0 | 0 | 0 | 0 | 0
10 | 6 | 20 | 0 | 0 | 0 | 0 | 0
10 | 6 | 21 | 0 | 0 | 0 | 0 | 0
10 | 6 | 22 | 0 | 0 | 0 | 0 | 0
10 | 6 | 23 | 0 | 0 | 0 | 0 | 0
10 | 7 | 0 | 0 | 0 | 0 | 0 | 0
10 | 7 | 1 | 0 | 0 | 0 | 0 | 0
10 | 7 | 2 | 0 | 0 | 0 | 0 | 0
10 | 7 | 3 | 0 | 0 | 0 | 0 | 0
10 | 7 | 4 | 0 | 0 | 0 | 0 | 0
10 | 7 | 5 | 0 | 0 | 0 | 0 | 0
10 | 7 | 6 | 4247.629 | 4247.629 | 4247.629 | 4247.629 | 4247.629
10 | 7 | 7 | 41761.054 | 41905.516 | 37155.221 | 30186.459 | 27002.175
10 | 7 | 8 | 155685.475 | 165741.829 | 143041.668 | 96141.158 | 52706.386
10 | 7 | 9 | 219142.083 | 245869.183 | 229220.807 | 177503.41 | 111959.296
10 | 7 | 10 | 225098.37 | 264084.831 | 264290.644 | 225612.413 | 168068.198
10 | 7 | 11 | 211672.34 | 261001.223 | 278965.708 | 256295.873 | 204758.794
10 | 7 | 12 | 181944.161 | 239201.311 | 274785.122 | 269645.355 | 226445.233
10 | 7 | 13 | 129441.405 | 195080.317 | 246015.048 | 258953.389 | 227102.245
10 | 7 | 14 | 66086.741 | 130993.301 | 194288.851 | 222862.113 | 204822.097
10 | 7 | 15 | 19204.727 | 55651.345 | 120659.206 | 159040.264 | 154684.776
10 | 7 | 16 | 10481.803 | 10481.803 | 37705.293 | 63196.69 | 64589.502
10 | 7 | 17 | 0 | 0 | 0 | 0 | 0
10 | 7 | 18 | 0 | 0 | 0 | 0 | 0
10 | 7 | 19 | 0 | 0 | 0 | 0 | 0
10 | 7 | 20 | 0 | 0 | 0 | 0 | 0
10 | 7 | 21 | 0 | 0 | 0 | 0 | 0
10 | 7 | 22 | 0 | 0 | 0 | 0 | 0
10 | 7 | 23 | 0 | 0 | 0 | 0 | 0
10 | 8 | 0 | 0 | 0 | 0 | 0 | 0
10 | 8 | 1 | 0 | 0 | 0 | 0 | 0
10 | 8 | 2 | 0 | 0 | 0 | 0 | 0
10 | 8 | 3 | 0 | 0 | 0 | 0 | 0
10 | 8 | 4 | 0 | 0 | 0 | 0 | 0
10 | 8 | 5 | 0 | 0 | 0 | 0 | 0
10 | 8 | 6 | 6887.257 | 6804.959 | 6386.257 | 6049.186 | 6049.186
10 | 8 | 7 | 35387.611 | 35485.465 | 32944.368 | 29204.27 | 27511.532
10 | 8 | 8 | 175923.101 | 188638.327 | 160874.578 | 103153.938 | 49981.701
10 | 8 | 9 | 178214.91 | 197990.507 | 185961.306 | 148716.41 | 103308.647
10 | 8 | 10 | 225032.216 | 265705.946 | 266142.427 | 226115.502 | 166626.805
10 | 8 | 11 | 210281.424 | 261243.55 | 279933.875 | 256577.145 | 203451.185
10 | 8 | 12 | 175599.062 | 231556.714 | 266375.196 | 261320.471 | 219029.458
10 | 8 | 13 | 114697.022 | 159160.152 | 194282.93 | 203191.704 | 181014.919
10 | 8 | 14 | 65865.098 | 103775.727 | 141440.022 | 158597.237 | 147570.868
10 | 8 | 15 | 27078.303 | 47261.417 | 82766.112 | 104098.153 | 101534.109
10 | 8 | 16 | 10547.762 | 10547.762 | 30647.108 | 49030.551 | 50227.413
10 | 8 | 17 | 0 | 0 | 0 | 0 | 0
10 | 8 | 18 | 0 | 0 | 0 | 0 | 0
10 | 8 | 19 | 0 | 0 | 0 | 0 | 0
10 | 8 | 20 | 0 | 0 | 0 | 0 | 0
10 | 8 | 21 | 0 | 0 | 0 | 0 | 0
10 | 8 | 22 | 0 | 0 | 0 | 0 | 0
10 | 8 | 23 | 0 | 0 | 0 | 0 | 0
10 | 9 | 0 | 0 | 0 | 0 | 0 | 0
10 | 9 | 1 | 0 | 0 | 0 | 0 | 0
10 | 9 | 2 | 0 | 0 | 0 | 0 | 0
10 | 9 | 3 | 0 | 0 | 0 | 0 | 0
10 | 9 | 4 | 0 | 0 | 0 | 0 | 0
10 | 9 | 5 | 0 | 0 | 0 | 0 | 0
10 | 9 | 6 | 2761.239 | 2761.239 | 2761.239 | 2761.239 | 2761.239
10 | 9 | 7 | 138725.01 | 140608.535 | 97947.446 | 33603.488 | 12421.18
10 | 9 | 8 | 32241.829 | 32381.567 | 32086.891 | 31530.564 | 31038.558
10 | 9 | 9 | 47211.494 | 47709.497 | 47413.693 | 46497.469 | 45497.716
10 | 9 | 10 | 41492.502 | 41829.123 | 41834.587 | 41505.692 | 41035.16
10 | 9 | 11 | 87825.198 | 94337.699 | 96792.565 | 93757.61 | 87003.763
10 | 9 | 12 | 149149.208 | 184283.412 | 206492.985 | 203234.259 | 176324.219
10 | 9 | 13 | 133671.167 | 207677.706 | 264293.474 | 278429.764 | 242685.444
10 | 9 | 14 | 64311.131 | 116316.985 | 167710.43 | 190815.91 | 175726.312
10 | 9 | 15 | 12153.302 | 53760.289 | 133003.537 | 179414.122 | 173654.229
10 | 9 | 16 | 7634.893 | 7634.893 | 41265.804 | 71429.991 | 72832.948
10 | 9 | 17 | 0 | 0 | 0 | 0 | 0
10 | 9 | 18 | 0 | 0 | 0 | 0 | 0
10 | 9 | 19 | 0 | 0 | 0 | 0 | 0
10 | 9 | 20 | 0 | 0 | 0 | 0 | 0
10 | 9 | 21 | 0 | 0 | 0 | 0 | 0
10 | 9 | 22 | 0 | 0 | 0 | 0 | 0
10 | 9 | 23 | 0 | 0 | 0 | 0 | 0
10 | 10 | 0 | 0 | 0 | 0 | 0 | 0
10 | 10 | 1 | 0 | 0 | 0 | 0 | 0
10 | 10 | 2 | 0 | 0 | 0 | 0 | 0
10 | 10 | 3 | 0 | 0 | 0 | 0 | 0
10 | 10 | 4 | 0 | 0 | 0 | 0 | 0
10 | 10 | 5 | 0 | 0 | 0 | 0 | 0
10 | 10 | 6 | 40104.576 | 38550.457 | 21351.324 | 3840.479 | 3840.479
10 | 10 | 7 | 158667.346 | 161219.228 | 111271.555 | 34507.187 | 10459.229
10 | 10 | 8 | 184721.323 | 199398.404 | 169232.657 | 104736.638 | 44712.519
10 | 10 | 9 | 236615.174 | 268480.284 | 250122.505 | 190909.316 | 114811.668
10 | 10 | 10 | 240018.614 | 284310.701 | 285243.54 | 242342.44 | 177448.549
10 | 10 | 11 | 180850.169 | 218721.596 | 232843.297 | 215520.92 | 176220.143
10 | 10 | 12 | 164785.019 | 214370.055 | 245337.527 | 240788.376 | 203142.984
10 | 10 | 13 | 129571.557 | 202453.967 | 257507.986 | 271079.58 | 236249.486
10 | 10 | 14 | 59923.718 | 133132.246 | 203743.148 | 234515.614 | 214123.273
10 | 10 | 15 | 11906.911 | 51402.17 | 128765.394 | 173714.187 | 167908.296
10 | 10 | 16 | 6721.945 | 6721.945 | 38991.206 | 67118.591 | 68433.062
10 | 10 | 17 | 0 | 0 | 0 | 0 | 0
10 | 10 | 18 | 0 | 0 | 0 | 0 | 0
10 | 10 | 19 | 0 | 0 | 0 | 0 | 0
10 | 10 | 20 | 0 | 0 | 0 | 0 | 0
10 | 10 | 21 | 0 | 0 | 0 | 0 | 0
10 | 10 | 22 | 0 | 0 | 0 | 0 | 0
10 | 10 | 23 | 0 | 0 | 0 | 0 | 0
10 | 11 | 0 | 0 | 0 | 0 | 0 | 0
10 | 11 | 1 | 0 | 0 | 0 | 0 | 0
10 | 11 | 2 | 0 | 0 | 0 | 0 | 0
10 | 11 | 3 | 0 | 0 | 0 | 0 | 0
10 | 11 | 4 | 0 | 0 | 0 | 0 | 0
10 | 11 | 5 | 0 | 0 | 0 | 0 | 0
10 | 11 | 6 | 29973.589 | 28690.857 | 16600.178 | 4379.933 | 4379.933
10 | 11 | 7 | 142292.065 | 144913.729 | 100646.838 | 33451.044 | 12368.24
10 | 11 | 8 | 198376.978 | 215082.982 | 181775.882 | 109978.414 | 43414.844
10 | 11 | 9 | 225418.482 | 256753.736 | 239136.699 | 181908.953 | 108845.754
10 | 11 | 10 | 228553.223 | 272763.815 | 273916.448 | 231408.126 | 167181.033
10 | 11 | 11 | 212049.05 | 265656.536 | 285595.405 | 261334 | 205739.739
10 | 11 | 12 | 179114.555 | 240764.396 | 279098.935 | 273443.512 | 226757.402
10 | 11 | 13 | 123129.788 | 194471.184 | 248394.204 | 261633.021 | 227240.231
10 | 11 | 14 | 54963.504 | 128186.504 | 199461.669 | 230471.05 | 209570.07
10 | 11 | 15 | 10039.86 | 48064.785 | 125609.256 | 170976.185 | 164850.725
10 | 11 | 16 | 5483.974 | 5483.974 | 37608.677 | 64876.761 | 66131.486
10 | 11 | 17 | 0 | 0 | 0 | 0 | 0
10 | 11 | 18 | 0 | 0 | 0 | 0 | 0
10 | 11 | 19 | 0 | 0 | 0 | 0 | 0
10 | 11 | 20 | 0 | 0 | 0 | 0 | 0
10 | 11 | 21 | 0 | 0 | 0 | 0 | 0
10 | 11 | 22 | 0 | 0 | 0 | 0 | 0
10 | 11 | 23 | 0 | 0 | 0 | 0 | 0
10 | 12 | 0 | 0 | 0 | 0 | 0 | 0
10 | 12 | 1 | 0 | 0 | 0 | 0 | 0
10 | 12 | 2 | 0 | 0 | 0 | 0 | 0
10 | 12 | 3 | 0 | 0 | 0 | 0 | 0
10 | 12 | 4 | 0 | 0 | 0 | 0 | 0
10 | 12 | 5 | 0 | 0 | 0 | 0 | 0
10 | 12 | 6 | 25961.838 | 24852.149 | 14560.711 | 3873.61 | 3873.61
10 | 12 | 7 | 136485.84 | 139309.462 | 97022.522 | 32661.852 | 12833.02
10 | 12 | 8 | 125813.337 | 134295.537 | 117901.704 | 83346.752 | 51700.86
10 | 12 | 9 | 68121.079 | 70152.8 | 69034.964 | 65421.572 | 61204.187
10 | 12 | 10 | 62654.489 | 64317.972 | 64370.009 | 62780.137 | 60465.065
10 | 12 | 11 | 5736.65 | 5736.65 | 5736.65 | 5736.65 | 5736.65
10 | 12 | 12 | 135511.317 | 166651.312 | 186287.223 | 183356.506 | 159494.592
10 | 12 | 13 | 124490.398 | 198120.6 | 253360.154 | 266785.642 | 231408.309
10 | 12 | 14 | 55323.248 | 129574.861 | 201852.432 | 233007.665 | 211663.878
10 | 12 | 15 | 10464.192 | 46957.242 | 123838.335 | 168961.037 | 162609.432
10 | 12 | 16 | 6153.767 | 6153.767 | 33142.529 | 55485.667 | 56601.919
10 | 12 | 17 | 0 | 0 | 0 | 0 | 0
10 | 12 | 18 | 0 | 0 | 0 | 0 | 0
10 | 12 | 19 | 0 | 0 | 0 | 0 | 0
10 | 12 | 20 | 0 | 0 | 0 | 0 | 0
10 | 12 | 21 | 0 | 0 | 0 | 0 | 0
10 | 12 | 22 | 0 | 0 | 0 | 0 | 0
10 | 12 | 23 | 0 | 0 | 0 | 0 | 0
10 | 13 | 0 | 0 | 0 | 0 | 0 | 0
10 | 13 | 1 | 0 | 0 | 0 | 0 | 0
10 | 13 | 2 | 0 | 0 | 0 | 0 | 0
10 | 13 | 3 | 0 | 0 | 0 | 0 | 0
10 | 13 | 4 | 0 | 0 | 0 | 0 | 0
10 | 13 | 5 | 0 | 0 | 0 | 0 | 0
10 | 13 | 6 | 30108.676 | 28973.904 | 16768.989 | 2742.548 | 2742.548
10 | 13 | 7 | 154427.185 | 158102.15 | 108327.375 | 32238.061 | 10189.478
10 | 13 | 8 | 44414.039 | 44925.653 | 43965.628 | 42077.857 | 40375.737
10 | 13 | 9 | 62180.892 | 63700.164 | 62884.834 | 60212.571 | 57115.387
10 | 13 | 10 | 72531.706 | 75027.891 | 75117.699 | 72748.573 | 69278.237
10 | 13 | 11 | 48163.778 | 48847.436 | 49109.36 | 48796.069 | 48091.143
10 | 13 | 12 | 143325.735 | 178806.554 | 201097.255 | 197749.401 | 170627.249
10 | 13 | 13 | 90958.145 | 112751.653 | 130168.088 | 134432.516 | 123099.486
10 | 13 | 14 | 53743.063 | 127696.312 | 199834.548 | 230727.443 | 209219.7
10 | 13 | 15 | 11351.371 | 46477.142 | 122487.113 | 166996.002 | 160487.363
10 | 13 | 16 | 8582.779 | 8582.779 | 14758.05 | 19987.91 | 20383.44
10 | 13 | 17 | 0 | 0 | 0 | 0 | 0
10 | 13 | 18 | 0 | 0 | 0 | 0 | 0
10 | 13 | 19 | 0 | 0 | 0 | 0 | 0
10 | 13 | 20 | 0 | 0 | 0 | 0 | 0
10 | 13 | 21 | 0 | 0 | 0 | 0 | 0
10 | 13 | 22 | 0 | 0 | 0 | 0 | 0
10 | 13 | 23 | 0 | 0 | 0 | 0 | 0
10 | 14 | 0 | 0 | 0 | 0 | 0 | 0
10 | 14 | 1 | 0 | 0 | 0 | 0 | 0
10 | 14 | 2 | 0 | 0 | 0 | 0 | 0
10 | 14 | 3 | 0 | 0 | 0 | 0 | 0
10 | 14 | 4 | 0 | 0 | 0 | 0 | 0
10 | 14 | 5 | 0 | 0 | 0 | 0 | 0
10 | 14 | 6 | 27251.133 | 26255.6 | 15548.18 | 2562.903 | 2562.903
10 | 14 | 7 | 155729.804 | 159797.236 | 109583.866 | 32228.179 | 10302.238
10 | 14 | 8 | 211877.155 | 231457.879 | 195542.901 | 115128.55 | 39776.052
10 | 14 | 9 | 236707.28 | 271029.506 | 253156.453 | 192237.182 | 111845.202
10 | 14 | 10 | 239443.13 | 287002.59 | 288896.05 | 244166.098 | 174692.629
10 | 14 | 11 | 221183.238 | 279630.211 | 301465.948 | 275499.535 | 215101.877
10 | 14 | 12 | 183985.226 | 250487.029 | 291115.904 | 285020.49 | 235289.653
10 | 14 | 13 | 124010.805 | 200946.93 | 257656.879 | 271139.657 | 234550.916
10 | 14 | 14 | 51880.635 | 128915.441 | 203529.689 | 234977.906 | 212742.032
10 | 14 | 15 | 9997.848 | 45687.523 | 125405.055 | 171661.711 | 164669.057
10 | 14 | 16 | 4921.364 | 4921.364 | 34210.49 | 56560.005 | 57620.945
10 | 14 | 17 | 0 | 0 | 0 | 0 | 0
10 | 14 | 18 | 0 | 0 | 0 | 0 | 0
10 | 14 | 19 | 0 | 0 | 0 | 0 | 0
10 | 14 | 20 | 0 | 0 | 0 | 0 | 0
10 | 14 | 21 | 0 | 0 | 0 | 0 | 0
10 | 14 | 22 | 0 | 0 | 0 | 0 | 0
10 | 14 | 23 | 0 | 0 | 0 | 0 | 0
10 | 15 | 0 | 0 | 0 | 0 | 0 | 0
10 | 15 | 1 | 0 | 0 | 0 | 0 | 0
10 | 15 | 2 | 0 | 0 | 0 | 0 | 0
10 | 15 | 3 | 0 | 0 | 0 | 0 | 0
10 | 15 | 4 | 0 | 0 | 0 | 0 | 0
10 | 15 | 5 | 0 | 0 | 0 | 0 | 0
10 | 15 | 6 | 9985.641 | 9563.029 | 6160.194 | 2664.388 | 2664.388
10 | 15 | 7 | 53318.974 | 54240.646 | 44308.434 | 29287.831 | 23955.26
10 | 15 | 8 | 109696.319 | 116801.492 | 104161.16 | 76989.994 | 52111.315
10 | 15 | 9 | 11533.339 | 11533.339 | 11533.339 | 11533.339 | 11533.339
10 | 15 | 10 | 101359.064 | 109706.098 | 110080.572 | 102265.017 | 90660.745
10 | 15 | 11 | 27590.342 | 27613.867 | 27622.938 | 27612.242 | 27588.045
10 | 15 | 12 | 64394.989 | 67196.316 | 68976.97 | 68704.491 | 66538.426
10 | 15 | 13 | 87950.498 | 110099.074 | 127650.289 | 131870.522 | 120334.504
10 | 15 | 14 | 57196.674 | 81495.83 | 106105.066 | 116924.779 | 109130.568
10 | 15 | 15 | 23661.142 | 42130.389 | 82170.473 | 106170.748 | 102330.08
10 | 15 | 16 | 4921.785 | 4921.785 | 31643.737 | 51446.992 | 52422.757
10 | 15 | 17 | 0 | 0 | 0 | 0 | 0
10 | 15 | 18 | 0 | 0 | 0 | 0 | 0
10 | 15 | 19 | 0 | 0 | 0 | 0 | 0
10 | 15 | 20 | 0 | 0 | 0 | 0 | 0
10 | 15 | 21 | 0 | 0 | 0 | 0 | 0
10 | 15 | 22 | 0 | 0 | 0 | 0 | 0
10 | 15 | 23 | 0 | 0 | 0 | 0 | 0
10 | 16 | 0 | 0 | 0 | 0 | 0 | 0
10 | 16 | 1 | 0 | 0 | 0 | 0 | 0
10 | 16 | 2 | 0 | 0 | 0 | 0 | 0
10 | 16 | 3 | 0 | 0 | 0 | 0 | 0
10 | 16 | 4 | 0 | 0 | 0 | 0 | 0
10 | 16 | 5 | 0 | 0 | 0 | 0 | 0
10 | 16 | 6 | 20886.282 | 20238.235 | 12704.82 | 1730.859 | 1730.859
10 | 16 | 7 | 160296.363 | 165384.74 | 112242.379 | 30452.445 | 8696.843
10 | 16 | 8 | 177048.455 | 193748.211 | 164754.478 | 100033.154 | 40222.372
10 | 16 | 9 | 241900.792 | 278980.065 | 260573.153 | 196346.364 | 111236.407
10 | 16 | 10 | 163925.252 | 189131.214 | 190363.404 | 166929.747 | 131360.403
10 | 16 | 11 | 173004.61 | 211666.823 | 226437.536 | 209126.425 | 169349.25
10 | 16 | 12 | 184872.918 | 255220.444 | 298152.284 | 291599.425 | 238980.989
10 | 16 | 13 | 123635.768 | 204819.853 | 264602.613 | 278620.265 | 239533.984
10 | 16 | 14 | 49835.943 | 129907.702 | 208491.642 | 241363.284 | 217346.175
10 | 16 | 15 | 10112.653 | 44196.741 | 126141.314 | 174193.593 | 166362.744
10 | 16 | 16 | 5147.615 | 5147.615 | 31254.108 | 49342.325 | 50161.744
10 | 16 | 17 | 0 | 0 | 0 | 0 | 0
10 | 16 | 18 | 0 | 0 | 0 | 0 | 0
10 | 16 | 19 | 0 | 0 | 0 | 0 | 0
10 | 16 | 20 | 0 | 0 | 0 | 0 | 0
10 | 16 | 21 | 0 | 0 | 0 | 0 | 0
10 | 16 | 22 | 0 | 0 | 0 | 0 | 0
10 | 16 | 23 | 0 | 0 | 0 | 0 | 0
10 | 17 | 0 | 0 | 0 | 0 | 0 | 0
10 | 17 | 1 | 0 | 0 | 0 | 0 | 0
10 | 17 | 2 | 0 | 0 | 0 | 0 | 0
10 | 17 | 3 | 0 | 0 | 0 | 0 | 0
10 | 17 | 4 | 0 | 0 | 0 | 0 | 0
10 | 17 | 5 | 0 | 0 | 0 | 0 | 0
10 | 17 | 6 | 19408.596 | 18827.977 | 12226.308 | 1831.901 | 1831.901
10 | 17 | 7 | 160628.341 | 166109.937 | 112895.56 | 30820.79 | 9497.821
10 | 17 | 8 | 217284.682 | 239304.507 | 201993.599 | 116545.555 | 36964.858
10 | 17 | 9 | 240353.865 | 277430.551 | 259460.614 | 195875.459 | 111195.533
10 | 17 | 10 | 242087.587 | 292739.534 | 295395.918 | 248678.01 | 175301.64
10 | 17 | 11 | 223249.737 | 284790.014 | 308074.646 | 280940.943 | 217612.949
10 | 17 | 12 | 183012.291 | 252436.585 | 294534.62 | 288062.799 | 236363.146
10 | 17 | 13 | 120569.993 | 201688.666 | 261043.872 | 274794.276 | 235853.523
10 | 17 | 14 | 49546.346 | 127303.849 | 203527.163 | 235091.639 | 211663.274
10 | 17 | 15 | 11138.828 | 43312.594 | 122818.666 | 169339.853 | 161503.089
10 | 17 | 16 | 4518.979 | 4518.979 | 29029.66 | 45701.712 | 46545.738
10 | 17 | 17 | 0 | 0 | 0 | 0 | 0
10 | 17 | 18 | 0 | 0 | 0 | 0 | 0
10 | 17 | 19 | 0 | 0 | 0 | 0 | 0
10 | 17 | 20 | 0 | 0 | 0 | 0 | 0
10 | 17 | 21 | 0 | 0 | 0 | 0 | 0
10 | 17 | 22 | 0 | 0 | 0 | 0 | 0
10 | 17 | 23 | 0 | 0 | 0 | 0 | 0
10 | 18 | 0 | 0 | 0 | 0 | 0 | 0
10 | 18 | 1 | 0 | 0 | 0 | 0 | 0
10 | 18 | 2 | 0 | 0 | 0 | 0 | 0
10 | 18 | 3 | 0 | 0 | 0 | 0 | 0
10 | 18 | 4 | 0 | 0 | 0 | 0 | 0
10 | 18 | 5 | 0 | 0 | 0 | 0 | 0
10 | 18 | 6 | 17291.19 | 16703.516 | 10667.681 | 1291.275 | 1291.275
10 | 18 | 7 | 146514.982 | 151840.4 | 103512.805 | 28753.531 | 9713.818
10 | 18 | 8 | 201494.43 | 222144.924 | 187999.997 | 108852.423 | 34907.225
10 | 18 | 9 | 225508.866 | 260407.93 | 243906.27 | 184443.858 | 104214.333
10 | 18 | 10 | 227800.033 | 275432.306 | 278105.279 | 234475.295 | 165006.374
10 | 18 | 11 | 210527.972 | 268486.015 | 290320.29 | 265020.356 | 205402.646
10 | 18 | 12 | 172964.308 | 239499.975 | 279251.563 | 273111.227 | 224107.63
10 | 18 | 13 | 114564.26 | 191250.998 | 246027.247 | 258483.096 | 222567.399
10 | 18 | 14 | 44912.551 | 120362.835 | 193052.52 | 222377.826 | 200289.895
10 | 18 | 15 | 10200.536 | 40403.373 | 116875.403 | 161013.702 | 153376.328
10 | 18 | 16 | 3848.511 | 3848.511 | 26496.849 | 41199.42 | 41954.355
10 | 18 | 17 | 0 | 0 | 0 | 0 | 0
10 | 18 | 18 | 0 | 0 | 0 | 0 | 0
10 | 18 | 19 | 0 | 0 | 0 | 0 | 0
10 | 18 | 20 | 0 | 0 | 0 | 0 | 0
10 | 18 | 21 | 0 | 0 | 0 | 0 | 0
10 | 18 | 22 | 0 | 0 | 0 | 0 | 0
10 | 18 | 23 | 0 | 0 | 0 | 0 | 0
10 | 19 | 0 | 0 | 0 | 0 | 0 | 0
10 | 19 | 1 | 0 | 0 | 0 | 0 | 0
10 | 19 | 2 | 0 | 0 | 0 | 0 | 0
10 | 19 | 3 | 0 | 0 | 0 | 0 | 0
10 | 19 | 4 | 0 | 0 | 0 | 0 | 0
10 | 19 | 5 | 0 | 0 | 0 | 0 | 0
10 | 19 | 6 | 10802.067 | 10375.957 | 6387.737 | 1415.024 | 1415.024
10 | 19 | 7 | 124905.364 | 129584.653 | 90203.438 | 29833.975 | 14151.749
10 | 19 | 8 | 186356.494 | 205735.85 | 174510.713 | 102837.497 | 36835.398
10 | 19 | 9 | 218133.773 | 253279.425 | 237002.92 | 178128.349 | 100077.18
10 | 19 | 10 | 219907.674 | 267921.081 | 270817.361 | 227037.687 | 158254.962
10 | 19 | 11 | 201725.569 | 259631.647 | 281815.522 | 256270.871 | 196855.115
10 | 19 | 12 | 143667.199 | 190761.041 | 219728.893 | 215171.2 | 179617.864
10 | 19 | 13 | 98638.735 | 146875.483 | 183412.118 | 191822.394 | 167400.456
10 | 19 | 14 | 50790.005 | 69251.879 | 88128.859 | 96282.228 | 90023.123
10 | 19 | 15 | 14680.78 | 38498.726 | 99557.135 | 135905.046 | 129298.711
10 | 19 | 16 | 4454.614 | 4454.614 | 19272.365 | 29284.387 | 29881.882
10 | 19 | 17 | 0 | 0 | 0 | 0 | 0
10 | 19 | 18 | 0 | 0 | 0 | 0 | 0
10 | 19 | 19 | 0 | 0 | 0 | 0 | 0
10 | 19 | 20 | 0 | 0 | 0 | 0 | 0
10 | 19 | 21 | 0 | 0 | 0 | 0 | 0
10 | 19 | 22 | 0 | 0 | 0 | 0 | 0
10 | 19 | 23 | 0 | 0 | 0 | 0 | 0
10 | 20 | 0 | 0 | 0 | 0 | 0 | 0
10 | 20 | 1 | 0 | 0 | 0 | 0 | 0
10 | 20 | 2 | 0 | 0 | 0 | 0 | 0
10 | 20 | 3 | 0 | 0 | 0 | 0 | 0
10 | 20 | 4 | 0 | 0 | 0 | 0 | 0
10 | 20 | 5 | 0 | 0 | 0 | 0 | 0
10 | 20 | 6 | 3759.565 | 3636.156 | 2538.753 | 1434.842 | 1434.842
10 | 20 | 7 | 108777.336 | 113161.76 | 79121.251 | 26901.574 | 13491.191
10 | 20 | 8 | 155547.17 | 170862.305 | 146769.101 | 91425.684 | 40494.024
10 | 20 | 9 | 152156.38 | 171762.507 | 162873.536 | 130477.995 | 88593.324
10 | 20 | 10 | 21478.96 | 21478.96 | 21478.96 | 21478.96 | 21478.96
10 | 20 | 11 | 8728.169 | 8728.169 | 8728.169 | 8728.169 | 8728.169
10 | 20 | 12 | 129446.359 | 165458.521 | 187507.29 | 184008.95 | 156889.505
10 | 20 | 13 | 92367.21 | 130268.501 | 158762.824 | 165237.006 | 146129.906
10 | 20 | 14 | 43153.48 | 102051.793 | 160207.856 | 183834.663 | 165443.179
10 | 20 | 15 | 24769.649 | 29073.93 | 38533.453 | 44259.028 | 43148.859
10 | 20 | 16 | 4195.6 | 4195.6 | 4485.084 | 4785.739 | 4810.907
10 | 20 | 17 | 0 | 0 | 0 | 0 | 0
10 | 20 | 18 | 0 | 0 | 0 | 0 | 0
10 | 20 | 19 | 0 | 0 | 0 | 0 | 0
10 | 20 | 20 | 0 | 0 | 0 | 0 | 0
10 | 20 | 21 | 0 | 0 | 0 | 0 | 0
10 | 20 | 22 | 0 | 0 | 0 | 0 | 0
10 | 20 | 23 | 0 | 0 | 0 | 0 | 0
10 | 21 | 0 | 0 | 0 | 0 | 0 | 0
10 | 21 | 1 | 0 | 0 | 0 | 0 | 0
10 | 21 | 2 | 0 | 0 | 0 | 0 | 0
10 | 21 | 3 | 0 | 0 | 0 | 0 | 0
10 | 21 | 4 | 0 | 0 | 0 | 0 | 0
10 | 21 | 5 | 0 | 0 | 0 | 0 | 0
10 | 21 | 6 | 873.452 | 873.452 | 873.452 | 873.452 | 873.452
10 | 21 | 7 | 91945.556 | 95758.963 | 68383.778 | 26383.195 | 15461.949
10 | 21 | 8 | 45135.091 | 46041.093 | 44650.475 | 41671.304 | 38922.097
10 | 21 | 9 | 151085.144 | 170967.166 | 162155.791 | 129576.144 | 87148.012
10 | 21 | 10 | 172426.219 | 204923.521 | 207119.389 | 177810.011 | 131775.71
10 | 21 | 11 | 164875.075 | 205679.458 | 221429.413 | 203479.254 | 161699.584
10 | 21 | 12 | 128545.132 | 165186.598 | 187617.1 | 184020.779 | 156401.138
10 | 21 | 13 | 85427.314 | 112925.757 | 133913.577 | 138662.085 | 124462.84
10 | 21 | 14 | 47064.721 | 58273.522 | 69766.23 | 74688.01 | 70788.837
10 | 21 | 15 | 17129.683 | 17378.735 | 17795.362 | 18051.615 | 17997.171
10 | 21 | 16 | 1121.273 | 1121.273 | 1121.273 | 1121.273 | 1121.273
10 | 21 | 17 | 0 | 0 | 0 | 0 | 0
10 | 21 | 18 | 0 | 0 | 0 | 0 | 0
10 | 21 | 19 | 0 | 0 | 0 | 0 | 0
10 | 21 | 20 | 0 | 0 | 0 | 0 | 0
10 | 21 | 21 | 0 | 0 | 0 | 0 | 0
10 | 21 | 22 | 0 | 0 | 0 | 0 | 0
10 | 21 | 23 | 0 | 0 | 0 | 0 | 0
10 | 22 | 0 | 0 | 0 | 0 | 0 | 0
10 | 22 | 1 | 0 | 0 | 0 | 0 | 0
10 | 22 | 2 | 0 | 0 | 0 | 0 | 0
10 | 22 | 3 | 0 | 0 | 0 | 0 | 0
10 | 22 | 4 | 0 | 0 | 0 | 0 | 0
10 | 22 | 5 | 0 | 0 | 0 | 0 | 0
10 | 22 | 6 | 0 | 0 | 0 | 0 | 0
10 | 22 | 7 | 14859.974 | 14882.832 | 14738.053 | 14510.521 | 14410.395
10 | 22 | 8 | 116882.145 | 127230.205 | 111681.725 | 75797.301 | 42840.053
10 | 22 | 9 | 108251.963 | 118880.569 | 114267.698 | 97034.279 | 75315.519
10 | 22 | 10 | 214924.463 | 263338.1 | 266741.478 | 223398.034 | 153198.006
10 | 22 | 11 | 162805.643 | 202163.551 | 217367.391 | 200117.699 | 159847.705
10 | 22 | 12 | 159595.939 | 226741.66 | 266559.875 | 260160.32 | 210805.173
10 | 22 | 13 | 103239.142 | 180078.553 | 234903.098 | 246959.467 | 210091.644
10 | 22 | 14 | 39611.506 | 111291.868 | 182447.233 | 210760.838 | 188013.816
10 | 22 | 15 | 10146.287 | 34575.411 | 105019.197 | 146507.828 | 138315.553
10 | 22 | 16 | 2582.546 | 2582.546 | 15052.697 | 21777.178 | 22149.079
10 | 22 | 17 | 0 | 0 | 0 | 0 | 0
10 | 22 | 18 | 0 | 0 | 0 | 0 | 0
10 | 22 | 19 | 0 | 0 | 0 | 0 | 0
10 | 22 | 20 | 0 | 0 | 0 | 0 | 0
10 | 22 | 21 | 0 | 0 | 0 | 0 | 0
10 | 22 | 22 | 0 | 0 | 0 | 0 | 0
10 | 22 | 23 | 0 | 0 | 0 | 0 | 0
10 | 23 | 0 | 0 | 0 | 0 | 0 | 0
10 | 23 | 1 | 0 | 0 | 0 | 0 | 0
10 | 23 | 2 | 0 | 0 | 0 | 0 | 0
10 | 23 | 3 | 0 | 0 | 0 | 0 | 0
10 | 23 | 4 | 0 | 0 | 0 | 0 | 0
10 | 23 | 5 | 0 | 0 | 0 | 0 | 0
10 | 23 | 6 | 0 | 0 | 0 | 0 | 0
10 | 23 | 7 | 18430.976 | 18509.912 | 18034.736 | 17284.465 | 16961.658
10 | 23 | 8 | 89895.338 | 96521.458 | 86787.359 | 64564.669 | 44229.424
10 | 23 | 9 | 64117.128 | 66472.182 | 65470.91 | 61693.136 | 57068.36
10 | 23 | 10 | 53706.286 | 54881.025 | 54968.895 | 53918.399 | 52336.962
10 | 23 | 11 | 57873.778 | 59636.574 | 60329.704 | 59547.08 | 57747.222
10 | 23 | 12 | 51958.024 | 53464.098 | 54414.609 | 54258.44 | 53087.101
10 | 23 | 13 | 43003.177 | 44151.44 | 45115.212 | 45329.684 | 44669.131
10 | 23 | 14 | 47658.583 | 77649.6 | 108252.992 | 120893.356 | 110564.332
10 | 23 | 15 | 19807.457 | 20379.726 | 21385.164 | 21998.511 | 21859.51
10 | 23 | 16 | 619.855 | 619.855 | 619.855 | 619.855 | 619.855
10 | 23 | 17 | 0 | 0 | 0 | 0 | 0
10 | 23 | 18 | 0 | 0 | 0 | 0 | 0
10 | 23 | 19 | 0 | 0 | 0 | 0 | 0
10 | 23 | 20 | 0 | 0 | 0 | 0 | 0
10 | 23 | 21 | 0 | 0 | 0 | 0 | 0
10 | 23 | 22 | 0 | 0 | 0 | 0 | 0
10 | 23 | 23 | 0 | 0 | 0 | 0 | 0
10 | 24 | 0 | 0 | 0 | 0 | 0 | 0
10 | 24 | 1 | 0 | 0 | 0 | 0 | 0
10 | 24 | 2 | 0 | 0 | 0 | 0 | 0
10 | 24 | 3 | 0 | 0 | 0 | 0 | 0
10 | 24 | 4 | 0 | 0 | 0 | 0 | 0
10 | 24 | 5 | 0 | 0 | 0 | 0 | 0
10 | 24 | 6 | 0 | 0 | 0 | 0 | 0
10 | 24 | 7 | 16142.01 | 16197.592 | 15878.653 | 15372.391 | 15159.474
10 | 24 | 8 | 83095.929 | 89129.431 | 80452.52 | 60572.069 | 42374.448
10 | 24 | 9 | 18903.563 | 18903.563 | 18903.563 | 18903.563 | 18903.563
10 | 24 | 10 | 156590.489 | 184632.125 | 186803.785 | 161887.473 | 122462.381
10 | 24 | 11 | 158119.412 | 197423.641 | 212734.921 | 195506.154 | 155366.292
10 | 24 | 12 | 97041.359 | 115661.281 | 127166.606 | 125258.911 | 111040.582
10 | 24 | 13 | 59880.551 | 67668.286 | 73884.111 | 75251.873 | 70970.835
10 | 24 | 14 | 6640.965 | 6640.965 | 6640.965 | 6640.965 | 6640.965
10 | 24 | 15 | 0 | 0 | 0 | 0 | 0
10 | 24 | 16 | 0 | 0 | 0 | 0 | 0
10 | 24 | 17 | 0 | 0 | 0 | 0 | 0
10 | 24 | 18 | 0 | 0 | 0 | 0 | 0
10 | 24 | 19 | 0 | 0 | 0 | 0 | 0
10 | 24 | 20 | 0 | 0 | 0 | 0 | 0
10 | 24 | 21 | 0 | 0 | 0 | 0 | 0
10 | 24 | 22 | 0 | 0 | 0 | 0 | 0
10 | 24 | 23 | 0 | 0 | 0 | 0 | 0
10 | 25 | 0 | 0 | 0 | 0 | 0 | 0
10 | 25 | 1 | 0 | 0 | 0 | 0 | 0
10 | 25 | 2 | 0 | 0 | 0 | 0 | 0
10 | 25 | 3 | 0 | 0 | 0 | 0 | 0
10 | 25 | 4 | 0 | 0 | 0 | 0 | 0
10 | 25 | 5 | 0 | 0 | 0 | 0 | 0
10 | 25 | 6 | 4682.837 | 4625.948 | 3374.986 | 804.278 | 804.278
10 | 25 | 7 | 129850.182 | 137663.118 | 93218.939 | 23753.156 | 9447.224
10 | 25 | 8 | 185337.544 | 207158.069 | 176308.732 | 99176.468 | 27075.561
10 | 25 | 9 | 208363.876 | 243432.745 | 229298.677 | 172128.924 | 91562.171
10 | 25 | 10 | 211149.74 | 258372.521 | 262084.172 | 220562.849 | 150604.64
10 | 25 | 11 | 195112.037 | 253028.017 | 274946.595 | 250343.155 | 191089.797
10 | 25 | 12 | 158395.394 | 227381.326 | 267170.398 | 260601.833 | 210825.067
10 | 25 | 13 | 100445.443 | 179825.412 | 234788.154 | 246408.408 | 209016.371
10 | 25 | 14 | 35090.833 | 108879.051 | 182163.51 | 210379.191 | 186626.421
10 | 25 | 15 | 9544.367 | 31745.95 | 102721.272 | 144378.884 | 135152.991
10 | 25 | 16 | 1411.464 | 1411.464 | 10047.71 | 14882.278 | 15100.045
10 | 25 | 17 | 0 | 0 | 0 | 0 | 0
10 | 25 | 18 | 0 | 0 | 0 | 0 | 0
10 | 25 | 19 | 0 | 0 | 0 | 0 | 0
10 | 25 | 20 | 0 | 0 | 0 | 0 | 0
10 | 25 | 21 | 0 | 0 | 0 | 0 | 0
10 | 25 | 22 | 0 | 0 | 0 | 0 | 0
10 | 25 | 23 | 0 | 0 | 0 | 0 | 0
10 | 26 | 0 | 0 | 0 | 0 | 0 | 0
10 | 26 | 1 | 0 | 0 | 0 | 0 | 0
10 | 26 | 2 | 0 | 0 | 0 | 0 | 0
10 | 26 | 3 | 0 | 0 | 0 | 0 | 0
10 | 26 | 4 | 0 | 0 | 0 | 0 | 0
10 | 26 | 5 | 0 | 0 | 0 | 0 | 0
10 | 26 | 6 | 3448.527 | 3411.539 | 2550.402 | 805.11 | 805.11
10 | 26 | 7 | 125284.206 | 132935.632 | 90128.753 | 23252.016 | 9659.957
10 | 26 | 8 | 183802.722 | 206332.696 | 175164.178 | 97987.849 | 27325.533
10 | 26 | 9 | 209475.961 | 246843.43 | 232031.549 | 172051.634 | 89769.764
10 | 26 | 10 | 156361.524 | 185241.547 | 187637.776 | 162237.851 | 121355.212
10 | 26 | 11 | 164821.121 | 209937.245 | 227367.532 | 207877.649 | 161816.903
10 | 26 | 12 | 135281.376 | 187758.392 | 218652.049 | 213462.581 | 174890.968
10 | 26 | 13 | 89649.768 | 143420.936 | 182166.586 | 190374.024 | 163664.638
10 | 26 | 14 | 38796.798 | 91813.232 | 145622.431 | 166744.413 | 148668.771
10 | 26 | 15 | 11637.948 | 29474.297 | 87358.021 | 121830.595 | 113820.033
10 | 26 | 16 | 1353.417 | 1353.417 | 6701.522 | 10303.852 | 10465.51
10 | 26 | 17 | 0 | 0 | 0 | 0 | 0
10 | 26 | 18 | 0 | 0 | 0 | 0 | 0
10 | 26 | 19 | 0 | 0 | 0 | 0 | 0
10 | 26 | 20 | 0 | 0 | 0 | 0 | 0
10 | 26 | 21 | 0 | 0 | 0 | 0 | 0
10 | 26 | 22 | 0 | 0 | 0 | 0 | 0
10 | 26 | 23 | 0 | 0 | 0 | 0 | 0
10 | 27 | 0 | 0 | 0 | 0 | 0 | 0
10 | 27 | 1 | 0 | 0 | 0 | 0 | 0
10 | 27 | 2 | 0 | 0 | 0 | 0 | 0
10 | 27 | 3 | 0 | 0 | 0 | 0 | 0
10 | 27 | 4 | 0 | 0 | 0 | 0 | 0
10 | 27 | 5 | 0 | 0 | 0 | 0 | 0
10 | 27 | 6 | 0 | 0 | 0 | 0 | 0
10 | 27 | 7 | 42994.787 | 44478.919 | 35805.663 | 21927.426 | 18398.2
10 | 27 | 8 | 61043.129 | 64364.241 | 59868.9 | 49492.997 | 39974.419
10 | 27 | 9 | 55909.272 | 57649.644 | 56968.803 | 54254.755 | 50949.887
10 | 27 | 10 | 51458.24 | 52558.614 | 52653.751 | 51687.886 | 50222.012
10 | 27 | 11 | 58053.519 | 60022.029 | 60800.648 | 59933.137 | 57927.822
10 | 27 | 12 | 69767.06 | 74826.407 | 77947.783 | 77412.129 | 73532.841
10 | 27 | 13 | 54875.956 | 58998.569 | 62233.733 | 62921.701 | 60659.291
10 | 27 | 14 | 26816.789 | 27293.022 | 27780.954 | 27994.637 | 27808.766
10 | 27 | 15 | 18049.284 | 18511.172 | 19406.031 | 19942.461 | 19805.342
10 | 27 | 16 | 0 | 0 | 0 | 0 | 0
10 | 27 | 17 | 0 | 0 | 0 | 0 | 0
10 | 27 | 18 | 0 | 0 | 0 | 0 | 0
10 | 27 | 19 | 0 | 0 | 0 | 0 | 0
10 | 27 | 20 | 0 | 0 | 0 | 0 | 0
10 | 27 | 21 | 0 | 0 | 0 | 0 | 0
10 | 27 | 22 | 0 | 0 | 0 | 0 | 0
10 | 27 | 23 | 0 | 0 | 0 | 0 | 0
10 | 28 | 0 | 0 | 0 | 0 | 0 | 0
10 | 28 | 1 | 0 | 0 | 0 | 0 | 0
10 | 28 | 2 | 0 | 0 | 0 | 0 | 0
10 | 28 | 3 | 0 | 0 | 0 | 0 | 0
10 | 28 | 4 | 0 | 0 | 0 | 0 | 0
10 | 28 | 5 | 0 | 0 | 0 | 0 | 0
10 | 28 | 6 | 0 | 0 | 0 | 0 | 0
10 | 28 | 7 | 9461.927 | 9461.927 | 9461.927 | 9461.927 | 9461.927
10 | 28 | 8 | 36828.403 | 37385.839 | 36645.55 | 35042.001 | 33515.261
10 | 28 | 9 | 26125.851 | 26183.767 | 26161.555 | 26072.228 | 25968.122
10 | 28 | 10 | 38224.321 | 38638.869 | 38675.784 | 38313.428 | 37764.167
10 | 28 | 11 | 31643.186 | 31810.278 | 31876.441 | 31802.906 | 31632.763
10 | 28 | 12 | 37967.487 | 38495.42 | 38827.962 | 38770.214 | 38356.026
10 | 28 | 13 | 14561.921 | 14561.921 | 14561.921 | 14561.921 | 14561.921
10 | 28 | 14 | 10518.467 | 10518.467 | 10518.467 | 10518.467 | 10518.467
10 | 28 | 15 | 10200.91 | 10200.91 | 10200.91 | 10200.91 | 10200.91
10 | 28 | 16 | 0 | 0 | 0 | 0 | 0
10 | 28 | 17 | 0 | 0 | 0 | 0 | 0
10 | 28 | 18 | 0 | 0 | 0 | 0 | 0
10 | 28 | 19 | 0 | 0 | 0 | 0 | 0
10 | 28 | 20 | 0 | 0 | 0 | 0 | 0
10 | 28 | 21 | 0 | 0 | 0 | 0 | 0
10 | 28 | 22 | 0 | 0 | 0 | 0 | 0
10 | 28 | 23 | 0 | 0 | 0 | 0 | 0
10 | 29 | 0 | 0 | 0 | 0 | 0 | 0
10 | 29 | 1 | 0 | 0 | 0 | 0 | 0
10 | 29 | 2 | 0 | 0 | 0 | 0 | 0
10 | 29 | 3 | 0 | 0 | 0 | 0 | 0
10 | 29 | 4 | 0 | 0 | 0 | 0 | 0
10 | 29 | 5 | 0 | 0 | 0 | 0 | 0
10 | 29 | 6 | 0 | 0 | 0 | 0 | 0
10 | 29 | 7 | 7592.704 | 7592.704 | 7592.704 | 7592.704 | 7592.704
10 | 29 | 8 | 39249.471 | 39948.813 | 39037.084 | 37024.23 | 35116.217
10 | 29 | 9 | 56117.156 | 57876.859 | 57214.852 | 54505.314 | 51200.967
10 | 29 | 10 | 39754.968 | 40209.37 | 40250.953 | 39855.342 | 39254.401
10 | 29 | 11 | 38282.662 | 38699.739 | 38865.051 | 38681.711 | 38257.172
10 | 29 | 12 | 38946.342 | 39517.086 | 39876.122 | 39813.02 | 39364.771
10 | 29 | 13 | 41208.291 | 42324.197 | 43249.316 | 43441.38 | 42787.761
10 | 29 | 14 | 9397.016 | 9397.016 | 9397.016 | 9397.016 | 9397.016
10 | 29 | 15 | 8061.218 | 8061.218 | 8061.218 | 8061.218 | 8061.218
10 | 29 | 16 | 2424.42 | 2424.42 | 3131.81 | 3954.771 | 3985.602
10 | 29 | 17 | 0 | 0 | 0 | 0 | 0
10 | 29 | 18 | 0 | 0 | 0 | 0 | 0
10 | 29 | 19 | 0 | 0 | 0 | 0 | 0
10 | 29 | 20 | 0 | 0 | 0 | 0 | 0
10 | 29 | 21 | 0 | 0 | 0 | 0 | 0
10 | 29 | 22 | 0 | 0 | 0 | 0 | 0
10 | 29 | 23 | 0 | 0 | 0 | 0 | 0
10 | 30 | 0 | 0 | 0 | 0 | 0 | 0
10 | 30 | 1 | 0 | 0 | 0 | 0 | 0
10 | 30 | 2 | 0 | 0 | 0 | 0 | 0
10 | 30 | 3 | 0 | 0 | 0 | 0 | 0
10 | 30 | 4 | 0 | 0 | 0 | 0 | 0
10 | 30 | 5 | 0 | 0 | 0 | 0 | 0
10 | 30 | 6 | 0 | 0 | 0 | 0 | 0
10 | 30 | 7 | 110861.214 | 113774.344 | 81002.661 | 21325.994 | 10659.422
10 | 30 | 8 | 173359.116 | 195917.121 | 166961.672 | 92314.739 | 24211.401
10 | 30 | 9 | 201818.645 | 238915.931 | 225359.23 | 166674.271 | 84823.268
10 | 30 | 10 | 208875.632 | 260611.318 | 265365.351 | 220765.298 | 145224.818
10 | 30 | 11 | 192325.663 | 255653.612 | 280071.924 | 253014.744 | 188445.145
10 | 30 | 12 | 151959.67 | 224866.907 | 266536.741 | 259215.577 | 206588.652
10 | 30 | 13 | 83713.722 | 134779.889 | 171343.313 | 178701.796 | 153051.033
10 | 30 | 14 | 30596.855 | 101572.987 | 173641.676 | 200416.438 | 176043.106
10 | 30 | 15 | 10925.909 | 25901.068 | 81429.869 | 114545.37 | 105635.015
10 | 30 | 16 | 2024.868 | 2024.868 | 2024.868 | 2024.868 | 2024.868
10 | 30 | 17 | 0 | 0 | 0 | 0 | 0
10 | 30 | 18 | 0 | 0 | 0 | 0 | 0
10 | 30 | 19 | 0 | 0 | 0 | 0 | 0
10 | 30 | 20 | 0 | 0 | 0 | 0 | 0
10 | 30 | 21 | 0 | 0 | 0 | 0 | 0
10 | 30 | 22 | 0 | 0 | 0 | 0 | 0
10 | 30 | 23 | 0 | 0 | 0 | 0 | 0
10 | 31 | 0 | 0 | 0 | 0 | 0 | 0
10 | 31 | 1 | 0 | 0 | 0 | 0 | 0
10 | 31 | 2 | 0 | 0 | 0 | 0 | 0
10 | 31 | 3 | 0 | 0 | 0 | 0 | 0
10 | 31 | 4 | 0 | 0 | 0 | 0 | 0
10 | 31 | 5 | 0 | 0 | 0 | 0 | 0
10 | 31 | 6 | 0 | 0 | 0 | 0 | 0
10 | 31 | 7 | 7406.565 | 7406.565 | 7406.565 | 7406.565 | 7406.565
10 | 31 | 8 | 8124.743 | 8124.743 | 8124.743 | 8124.743 | 8124.743
10 | 31 | 9 | 22282.013 | 22282.013 | 22282.013 | 22282.013 | 22282.013
10 | 31 | 10 | 27398.39 | 27441.951 | 27446.135 | 27408.491 | 27351.072
10 | 31 | 11 | 34525.652 | 34805.164 | 34916.106 | 34793.461 | 34509.104
10 | 31 | 12 | 42179.501 | 42992.498 | 43502.524 | 43410.629 | 42770.686
10 | 31 | 13 | 30750.054 | 31105.055 | 31398.07 | 31457.387 | 31248.236
10 | 31 | 14 | 34529.027 | 36132.655 | 37759.05 | 38454.611 | 37811.042
10 | 31 | 15 | 2091.68 | 2091.68 | 2091.68 | 2091.68 | 2091.68
10 | 31 | 16 | 0 | 0 | 0 | 0 | 0
10 | 31 | 17 | 0 | 0 | 0 | 0 | 0
10 | 31 | 18 | 0 | 0 | 0 | 0 | 0
10 | 31 | 19 | 0 | 0 | 0 | 0 | 0
10 | 31 | 20 | 0 | 0 | 0 | 0 | 0
10 | 31 | 21 | 0 | 0 | 0 | 0 | 0
10 | 31 | 22 | 0 | 0 | 0 | 0 | 0
10 | 31 | 23 | 0 | 0 | 0 | 0 | 0
11 | 1 | 0 | 0 | 0 | 0 | 0 | 0
11 | 1 | 1 | 0 | 0 | 0 | 0 | 0
11 | 1 | 2 | 0 | 0 | 0 | 0 | 0
11 | 1 | 3 | 0 | 0 | 0 | 0 | 0
11 | 1 | 4 | 0 | 0 | 0 | 0 | 0
11 | 1 | 5 | 0 | 0 | 0 | 0 | 0
11 | 1 | 6 | 0 | 0 | 0 | 0 | 0
11 | 1 | 7 | 75654.695 | 77425.399 | 57490.281 | 19248.062 | 12367.74
11 | 1 | 8 | 165831.094 | 188888.447 | 160321.89 | 86506.781 | 21060.613
11 | 1 | 9 | 127991.122 | 146740.69 | 140082.337 | 111262.576 | 73507.86
11 | 1 | 10 | 154315.682 | 186759.168 | 189914.897 | 162048.195 | 116194.621
11 | 1 | 11 | 143339.414 | 179625.956 | 193850.526 | 178136.346 | 141137.074
11 | 1 | 12 | 117157.126 | 157571.708 | 181297.31 | 176989.241 | 147029.119
11 | 1 | 13 | 90468.19 | 173850.696 | 231821.903 | 243067.176 | 202317.53
11 | 1 | 14 | 40815.986 | 62578.627 | 85238.167 | 94015.908 | 85768.972
11 | 1 | 15 | 18289.954 | 18966.133 | 20445.697 | 21313.381 | 21058.962
11 | 1 | 16 | 0 | 0 | 0 | 0 | 0
11 | 1 | 17 | 0 | 0 | 0 | 0 | 0
11 | 1 | 18 | 0 | 0 | 0 | 0 | 0
11 | 1 | 19 | 0 | 0 | 0 | 0 | 0
11 | 1 | 20 | 0 | 0 | 0 | 0 | 0
11 | 1 | 21 | 0 | 0 | 0 | 0 | 0
11 | 1 | 22 | 0 | 0 | 0 | 0 | 0
11 | 1 | 23 | 0 | 0 | 0 | 0 | 0
11 | 2 | 0 | 0 | 0 | 0 | 0 | 0
11 | 2 | 1 | 0 | 0 | 0 | 0 | 0
11 | 2 | 2 | 0 | 0 | 0 | 0 | 0
11 | 2 | 3 | 0 | 0 | 0 | 0 | 0
11 | 2 | 4 | 0 | 0 | 0 | 0 | 0
11 | 2 | 5 | 0 | 0 | 0 | 0 | 0
11 | 2 | 6 | 0 | 0 | 0 | 0 | 0
11 | 2 | 7 | 109285.052 | 111351.899 | 80948.915 | 18010.617 | 8598.215
11 | 2 | 8 | 174503.403 | 199301.756 | 169072.685 | 89948.705 | 20004.812
11 | 2 | 9 | 201278.912 | 241467.401 | 227512.344 | 165074.603 | 79238.372
11 | 2 | 10 | 202743.914 | 255390.453 | 260570.364 | 215612.996 | 138947.867
11 | 2 | 11 | 185201.657 | 248124.826 | 272446.114 | 245586.175 | 181165.976
11 | 2 | 12 | 144187.608 | 218693.393 | 260837.855 | 253135.647 | 199501.632
11 | 2 | 13 | 84732.613 | 168743.983 | 226982.95 | 238095.332 | 197056.192
11 | 2 | 14 | 24872.156 | 95895.058 | 169728.957 | 196713.37 | 170974.478
11 | 2 | 15 | 7570.95 | 22488.055 | 87317.942 | 122345.656 | 114704.661
11 | 2 | 16 | 928.703 | 928.703 | 928.703 | 928.703 | 928.703
11 | 2 | 17 | 0 | 0 | 0 | 0 | 0
11 | 2 | 18 | 0 | 0 | 0 | 0 | 0
11 | 2 | 19 | 0 | 0 | 0 | 0 | 0
11 | 2 | 20 | 0 | 0 | 0 | 0 | 0
11 | 2 | 21 | 0 | 0 | 0 | 0 | 0
11 | 2 | 22 | 0 | 0 | 0 | 0 | 0
11 | 2 | 23 | 0 | 0 | 0 | 0 | 0
11 | 3 | 0 | 0 | 0 | 0 | 0 | 0
11 | 3 | 1 | 0 | 0 | 0 | 0 | 0
11 | 3 | 2 | 0 | 0 | 0 | 0 | 0
11 | 3 | 3 | 0 | 0 | 0 | 0 | 0
11 | 3 | 4 | 0 | 0 | 0 | 0 | 0
11 | 3 | 5 | 0 | 0 | 0 | 0 | 0
11 | 3 | 6 | 0 | 0 | 0 | 0 | 0
11 | 3 | 7 | 56053.681 | 57434.766 | 44584.315 | 18148.308 | 13652.055
11 | 3 | 8 | 150569.344 | 172067.77 | 146286.677 | 79390.286 | 20902.653
11 | 3 | 9 | 190468.6 | 228668.545 | 215608.408 | 156686.396 | 76586.09
11 | 3 | 10 | 171145.846 | 213431.575 | 217691.823 | 181633.448 | 121085.124
11 | 3 | 11 | 135808.365 | 170440.362 | 184045.659 | 169033.688 | 133579.025
11 | 3 | 12 | 91371.563 | 113295.131 | 126351.027 | 123909.28 | 107368.307
11 | 3 | 13 | 73547.484 | 109745.143 | 136266.313 | 141339.774 | 122373.968
11 | 3 | 14 | 31366.184 | 77800.635 | 126500.747 | 144610.869 | 127065.253
11 | 3 | 15 | 9517.137 | 22123.263 | 76099.387 | 104305.335 | 98632.455
11 | 3 | 16 | 310.136 | 310.136 | 310.136 | 310.136 | 310.136
11 | 3 | 17 | 0 | 0 | 0 | 0 | 0
11 | 3 | 18 | 0 | 0 | 0 | 0 | 0
11 | 3 | 19 | 0 | 0 | 0 | 0 | 0
11 | 3 | 20 | 0 | 0 | 0 | 0 | 0
11 | 3 | 21 | 0 | 0 | 0 | 0 | 0
11 | 3 | 22 | 0 | 0 | 0 | 0 | 0
11 | 3 | 23 | 0 | 0 | 0 | 0 | 0
11 | 4 | 0 | 0 | 0 | 0 | 0 | 0
11 | 4 | 1 | 0 | 0 | 0 | 0 | 0
11 | 4 | 2 | 0 | 0 | 0 | 0 | 0
11 | 4 | 3 | 0 | 0 | 0 | 0 | 0
11 | 4 | 4 | 0 | 0 | 0 | 0 | 0
11 | 4 | 5 | 0 | 0 | 0 | 0 | 0
11 | 4 | 6 | 0 | 0 | 0 | 0 | 0
11 | 4 | 7 | 99939.917 | 102224.147 | 75739.644 | 16181.359 | 7836.517
11 | 4 | 8 | 167255.696 | 191944.366 | 162782.72 | 85795.536 | 19027.249
11 | 4 | 9 | 194067.477 | 233985.159 | 220566.792 | 159083.573 | 75030.923
11 | 4 | 10 | 197631.892 | 250852.408 | 256276.302 | 211099.55 | 133639.328
11 | 4 | 11 | 179386.509 | 241635.219 | 265652.839 | 239141.179 | 175239.135
11 | 4 | 12 | 138123.07 | 211961.61 | 253499.082 | 245697.704 | 192531.955
11 | 4 | 13 | 76920.995 | 145251.323 | 193351.926 | 202288.704 | 168064.086
11 | 4 | 14 | 37358.274 | 55406.659 | 74282.943 | 81478.827 | 74398.607
11 | 4 | 15 | 11035.239 | 11060.598 | 11120.109 | 11154.5 | 11143.618
11 | 4 | 16 | 0 | 0 | 0 | 0 | 0
11 | 4 | 17 | 0 | 0 | 0 | 0 | 0
11 | 4 | 18 | 0 | 0 | 0 | 0 | 0
11 | 4 | 19 | 0 | 0 | 0 | 0 | 0
11 | 4 | 20 | 0 | 0 | 0 | 0 | 0
11 | 4 | 21 | 0 | 0 | 0 | 0 | 0
11 | 4 | 22 | 0 | 0 | 0 | 0 | 0
11 | 4 | 23 | 0 | 0 | 0 | 0 | 0
11 | 5 | 0 | 0 | 0 | 0 | 0 | 0
11 | 5 | 1 | 0 | 0 | 0 | 0 | 0
11 | 5 | 2 | 0 | 0 | 0 | 0 | 0
11 | 5 | 3 | 0 | 0 | 0 | 0 | 0
11 | 5 | 4 | 0 | 0 | 0 | 0 | 0
11 | 5 | 5 | 0 | 0 | 0 | 0 | 0
11 | 5 | 6 | 0 | 0 | 0 | 0 | 0
11 | 5 | 7 | 26588.605 | 27149.451 | 23599.99 | 16137.653 | 14761.447
11 | 5 | 8 | 2698.174 | 2698.174 | 2698.174 | 2698.174 | 2698.174
11 | 5 | 9 | 30584.152 | 30846.244 | 30758.937 | 30373.408 | 29915.583
11 | 5 | 10 | 66338.238 | 70097.552 | 70493.094 | 67293.805 | 62174.346
11 | 5 | 11 | 42985.476 | 43819.999 | 44151.507 | 43785.767 | 42937.069
11 | 5 | 12 | 227.085 | 227.085 | 227.085 | 227.085 | 227.085
11 | 5 | 13 | 39585.332 | 40891.436 | 41957.7 | 42159.333 | 41378.171
11 | 5 | 14 | 0 | 0 | 0 | 0 | 0
11 | 5 | 15 | 15438.671 | 15898.638 | 17004.349 | 17641.14 | 17434.58
11 | 5 | 16 | 0 | 0 | 0 | 0 | 0
11 | 5 | 17 | 0 | 0 | 0 | 0 | 0
11 | 5 | 18 | 0 | 0 | 0 | 0 | 0
11 | 5 | 19 | 0 | 0 | 0 | 0 | 0
11 | 5 | 20 | 0 | 0 | 0 | 0 | 0
11 | 5 | 21 | 0 | 0 | 0 | 0 | 0
11 | 5 | 22 | 0 | 0 | 0 | 0 | 0
11 | 5 | 23 | 0 | 0 | 0 | 0 | 0
11 | 6 | 0 | 0 | 0 | 0 | 0 | 0
11 | 6 | 1 | 0 | 0 | 0 | 0 | 0
11 | 6 | 2 | 0 | 0 | 0 | 0 | 0
11 | 6 | 3 | 0 | 0 | 0 | 0 | 0
11 | 6 | 4 | 0 | 0 | 0 | 0 | 0
11 | 6 | 5 | 0 | 0 | 0 | 0 | 0
11 | 6 | 6 | 0 | 0 | 0 | 0 | 0
11 | 6 | 7 | 0 | 0 | 0 | 0 | 0
11 | 6 | 8 | 16787.138 | 16787.138 | 16787.138 | 16787.138 | 16787.138
11 | 6 | 9 | 65310.168 | 70074.951 | 68511.64 | 61437.705 | 52604.73
11 | 6 | 10 | 93233.723 | 104441.219 | 105636.384 | 96123.49 | 80708.957
11 | 6 | 11 | 80617.821 | 90117.184 | 93873.875 | 89726.57 | 80032.797
11 | 6 | 12 | 107464.778 | 145061.569 | 166952.334 | 162688.079 | 134684.041
11 | 6 | 13 | 44913.708 | 47301.415 | 49196.446 | 49548.303 | 48157.883
11 | 6 | 14 | 33710.912 | 36455.219 | 39262.87 | 40374.525 | 39246.627
11 | 6 | 15 | 12066.236 | 20786.334 | 59264.429 | 77409.967 | 74734.248
11 | 6 | 16 | 0 | 0 | 0 | 0 | 0
11 | 6 | 17 | 0 | 0 | 0 | 0 | 0
11 | 6 | 18 | 0 | 0 | 0 | 0 | 0
11 | 6 | 19 | 0 | 0 | 0 | 0 | 0
11 | 6 | 20 | 0 | 0 | 0 | 0 | 0
11 | 6 | 21 | 0 | 0 | 0 | 0 | 0
11 | 6 | 22 | 0 | 0 | 0 | 0 | 0
11 | 6 | 23 | 0 | 0 | 0 | 0 | 0
11 | 7 | 0 | 0 | 0 | 0 | 0 | 0
11 | 7 | 1 | 0 | 0 | 0 | 0 | 0
11 | 7 | 2 | 0 | 0 | 0 | 0 | 0
11 | 7 | 3 | 0 | 0 | 0 | 0 | 0
11 | 7 | 4 | 0 | 0 | 0 | 0 | 0
11 | 7 | 5 | 0 | 0 | 0 | 0 | 0
11 | 7 | 6 | 0 | 0 | 0 | 0 | 0
11 | 7 | 7 | 57546.3 | 59418.577 | 46530.04 | 15355.633 | 10872.514
11 | 7 | 8 | 93155.082 | 104351.03 | 91660.894 | 58946.977 | 30658.752
11 | 7 | 9 | 130823.256 | 153072.026 | 145894.799 | 112353.707 | 68125.667
11 | 7 | 10 | 138096.386 | 167288.403 | 170427.041 | 145741.297 | 104528.696
11 | 7 | 11 | 140278.876 | 182208.159 | 198533.872 | 180487.576 | 137539.575
11 | 7 | 12 | 115932.958 | 167571.163 | 197182.629 | 191341.967 | 153282.946
11 | 7 | 13 | 74253.162 | 136468.232 | 180929.472 | 188852.271 | 156745.849
11 | 7 | 14 | 27720.986 | 80811.816 | 137554.369 | 157946.8 | 136934.344
11 | 7 | 15 | 9308.533 | 20815.313 | 77426.225 | 102322.675 | 99542.885
11 | 7 | 16 | 0 | 0 | 0 | 0 | 0
11 | 7 | 17 | 0 | 0 | 0 | 0 | 0
11 | 7 | 18 | 0 | 0 | 0 | 0 | 0
11 | 7 | 19 | 0 | 0 | 0 | 0 | 0
11 | 7 | 20 | 0 | 0 | 0 | 0 | 0
11 | 7 | 21 | 0 | 0 | 0 | 0 | 0
11 | 7 | 22 | 0 | 0 | 0 | 0 | 0
11 | 7 | 23 | 0 | 0 | 0 | 0 | 0
11 | 8 | 0 | 0 | 0 | 0 | 0 | 0
11 | 8 | 1 | 0 | 0 | 0 | 0 | 0
11 | 8 | 2 | 0 | 0 | 0 | 0 | 0
11 | 8 | 3 | 0 | 0 | 0 | 0 | 0
11 | 8 | 4 | 0 | 0 | 0 | 0 | 0
11 | 8 | 5 | 0 | 0 | 0 | 0 | 0
11 | 8 | 6 | 0 | 0 | 0 | 0 | 0
11 | 8 | 7 | 11470.16 | 11547.791 | 11276.171 | 10814.822 | 10691.018
11 | 8 | 8 | 72266.297 | 79607.318 | 71374.775 | 50287.094 | 31938.69
11 | 8 | 9 | 157148.192 | 188557.367 | 178602.284 | 130958.787 | 66738.855
11 | 8 | 10 | 125350.018 | 150073.068 | 152757.704 | 131905.76 | 97057.786
11 | 8 | 11 | 111942.425 | 136126.004 | 145552.607 | 135119.8 | 110361.973
11 | 8 | 12 | 90812.426 | 115326.583 | 129590.314 | 126729.941 | 108366.592
11 | 8 | 13 | 72335.9 | 128510.525 | 168448.934 | 175421.953 | 146521.805
11 | 8 | 14 | 35558.438 | 77870.491 | 122688.076 | 138798.09 | 121940.655
11 | 8 | 15 | 11984.562 | 19146.918 | 51356.729 | 65542.379 | 63302.041
11 | 8 | 16 | 0 | 0 | 0 | 0 | 0
11 | 8 | 17 | 0 | 0 | 0 | 0 | 0
11 | 8 | 18 | 0 | 0 | 0 | 0 | 0
11 | 8 | 19 | 0 | 0 | 0 | 0 | 0
11 | 8 | 20 | 0 | 0 | 0 | 0 | 0
11 | 8 | 21 | 0 | 0 | 0 | 0 | 0
11 | 8 | 22 | 0 | 0 | 0 | 0 | 0
11 | 8 | 23 | 0 | 0 | 0 | 0 | 0
11 | 9 | 0 | 0 | 0 | 0 | 0 | 0
11 | 9 | 1 | 0 | 0 | 0 | 0 | 0
11 | 9 | 2 | 0 | 0 | 0 | 0 | 0
11 | 9 | 3 | 0 | 0 | 0 | 0 | 0
11 | 9 | 4 | 0 | 0 | 0 | 0 | 0
11 | 9 | 5 | 0 | 0 | 0 | 0 | 0
11 | 9 | 6 | 0 | 0 | 0 | 0 | 0
11 | 9 | 7 | 81450.69 | 83830.112 | 65840.171 | 13285.508 | 7548.513
11 | 9 | 8 | 161106.395 | 187131.436 | 158145.262 | 80331.999 | 15605.169
11 | 9 | 9 | 196445.173 | 240390.918 | 226646.76 | 159915.847 | 69417.749
11 | 9 | 10 | 144189.114 | 177792.311 | 181483.096 | 153184.406 | 105658.568
11 | 9 | 11 | 140719.443 | 184377.013 | 201302.076 | 182538.713 | 137790.108
11 | 9 | 12 | 140430.378 | 223478.134 | 269706.278 | 260343.147 | 200387.84
11 | 9 | 13 | 73202.349 | 133292.875 | 176494.109 | 183953.879 | 152472.281
11 | 9 | 14 | 33339.268 | 39742.164 | 46363.769 | 48896.113 | 46205.95
11 | 9 | 15 | 12758.937 | 19904.49 | 52821.991 | 66848.198 | 64464.972
11 | 9 | 16 | 0 | 0 | 0 | 0 | 0
11 | 9 | 17 | 0 | 0 | 0 | 0 | 0
11 | 9 | 18 | 0 | 0 | 0 | 0 | 0
11 | 9 | 19 | 0 | 0 | 0 | 0 | 0
11 | 9 | 20 | 0 | 0 | 0 | 0 | 0
11 | 9 | 21 | 0 | 0 | 0 | 0 | 0
11 | 9 | 22 | 0 | 0 | 0 | 0 | 0
11 | 9 | 23 | 0 | 0 | 0 | 0 | 0
11 | 10 | 0 | 0 | 0 | 0 | 0 | 0
11 | 10 | 1 | 0 | 0 | 0 | 0 | 0
11 | 10 | 2 | 0 | 0 | 0 | 0 | 0
11 | 10 | 3 | 0 | 0 | 0 | 0 | 0
11 | 10 | 4 | 0 | 0 | 0 | 0 | 0
11 | 10 | 5 | 0 | 0 | 0 | 0 | 0
11 | 10 | 6 | 0 | 0 | 0 | 0 | 0
11 | 10 | 7 | 58248.509 | 60264.048 | 48214.442 | 13340.733 | 9285.949
11 | 10 | 8 | 168320.547 | 195844.929 | 165550.861 | 83314.997 | 14852.445
11 | 10 | 9 | 197515.026 | 241341.95 | 227841.578 | 161129.196 | 69704.367
11 | 10 | 10 | 200980.396 | 258116.114 | 264375.244 | 216531.499 | 132444.599
11 | 10 | 11 | 181873.5 | 251555.273 | 277962.12 | 248614.089 | 176953.327
11 | 10 | 12 | 139483.986 | 222595.686 | 268263.787 | 258897.292 | 199335.473
11 | 10 | 13 | 78780.707 | 169389.872 | 232237.366 | 242739.142 | 197214.202
11 | 10 | 14 | 18524.241 | 92843.116 | 173182.477 | 200738.662 | 170998.002
11 | 10 | 15 | 7360.422 | 19009.13 | 85040.484 | 109574.916 | 106638.195
11 | 10 | 16 | 0 | 0 | 0 | 0 | 0
11 | 10 | 17 | 0 | 0 | 0 | 0 | 0
11 | 10 | 18 | 0 | 0 | 0 | 0 | 0
11 | 10 | 19 | 0 | 0 | 0 | 0 | 0
11 | 10 | 20 | 0 | 0 | 0 | 0 | 0
11 | 10 | 21 | 0 | 0 | 0 | 0 | 0
11 | 10 | 22 | 0 | 0 | 0 | 0 | 0
11 | 10 | 23 | 0 | 0 | 0 | 0 | 0
11 | 11 | 0 | 0 | 0 | 0 | 0 | 0
11 | 11 | 1 | 0 | 0 | 0 | 0 | 0
11 | 11 | 2 | 0 | 0 | 0 | 0 | 0
11 | 11 | 3 | 0 | 0 | 0 | 0 | 0
11 | 11 | 4 | 0 | 0 | 0 | 0 | 0
11 | 11 | 5 | 0 | 0 | 0 | 0 | 0
11 | 11 | 6 | 0 | 0 | 0 | 0 | 0
11 | 11 | 7 | 81475.756 | 83789.521 | 67769.407 | 12334.4 | 7266.901
11 | 11 | 8 | 122185.147 | 141208.673 | 120570.963 | 65824.665 | 20415.918
11 | 11 | 9 | 150816.738 | 181700.335 | 172263.235 | 125841.996 | 63965.993
11 | 11 | 10 | 191286.399 | 246707.913 | 252845.465 | 206465.069 | 125186.972
11 | 11 | 11 | 172895.922 | 240241.799 | 265781.713 | 237335.158 | 168061.377
11 | 11 | 12 | 109311.513 | 158864.349 | 186906.574 | 181035.722 | 144505.392
11 | 11 | 13 | 68664.829 | 118707.421 | 154815.084 | 160837.158 | 134291.471
11 | 11 | 14 | 27904.688 | 66595.881 | 108389.52 | 123147.488 | 106979.157
11 | 11 | 15 | 14401.074 | 17636.93 | 32233.393 | 38197.858 | 36913.078
11 | 11 | 16 | 0 | 0 | 0 | 0 | 0
11 | 11 | 17 | 0 | 0 | 0 | 0 | 0
11 | 11 | 18 | 0 | 0 | 0 | 0 | 0
11 | 11 | 19 | 0 | 0 | 0 | 0 | 0
11 | 11 | 20 | 0 | 0 | 0 | 0 | 0
11 | 11 | 21 | 0 | 0 | 0 | 0 | 0
11 | 11 | 22 | 0 | 0 | 0 | 0 | 0
11 | 11 | 23 | 0 | 0 | 0 | 0 | 0
11 | 12 | 0 | 0 | 0 | 0 | 0 | 0
11 | 12 | 1 | 0 | 0 | 0 | 0 | 0
11 | 12 | 2 | 0 | 0 | 0 | 0 | 0
11 | 12 | 3 | 0 | 0 | 0 | 0 | 0
11 | 12 | 4 | 0 | 0 | 0 | 0 | 0
11 | 12 | 5 | 0 | 0 | 0 | 0 | 0
11 | 12 | 6 | 0 | 0 | 0 | 0 | 0
11 | 12 | 7 | 72887.132 | 75314.362 | 61406.743 | 12453.276 | 7940.157
11 | 12 | 8 | 151584.407 | 177393.363 | 149728.151 | 75460 | 14910.331
11 | 12 | 9 | 180512.726 | 220976.511 | 208773.192 | 147663.327 | 65219.551
11 | 12 | 10 | 153922.021 | 193913.429 | 198400.341 | 164909.394 | 107469.37
11 | 12 | 11 | 85950.336 | 99106.745 | 104231.76 | 98512.374 | 85040.796
11 | 12 | 12 | 95179.687 | 128636.907 | 147804.638 | 143720.922 | 118710.61
11 | 12 | 13 | 50994.325 | 60577.747 | 67867.193 | 69084.219 | 63620.452
11 | 12 | 14 | 6037.911 | 6037.911 | 6037.911 | 6037.911 | 6037.911
11 | 12 | 15 | 790.536 | 790.536 | 790.536 | 790.536 | 790.536
11 | 12 | 16 | 0 | 0 | 0 | 0 | 0
11 | 12 | 17 | 0 | 0 | 0 | 0 | 0
11 | 12 | 18 | 0 | 0 | 0 | 0 | 0
11 | 12 | 19 | 0 | 0 | 0 | 0 | 0
11 | 12 | 20 | 0 | 0 | 0 | 0 | 0
11 | 12 | 21 | 0 | 0 | 0 | 0 | 0
11 | 12 | 22 | 0 | 0 | 0 | 0 | 0
11 | 12 | 23 | 0 | 0 | 0 | 0 | 0
11 | 13 | 0 | 0 | 0 | 0 | 0 | 0
11 | 13 | 1 | 0 | 0 | 0 | 0 | 0
11 | 13 | 2 | 0 | 0 | 0 | 0 | 0
11 | 13 | 3 | 0 | 0 | 0 | 0 | 0
11 | 13 | 4 | 0 | 0 | 0 | 0 | 0
11 | 13 | 5 | 0 | 0 | 0 | 0 | 0
11 | 13 | 6 | 0 | 0 | 0 | 0 | 0
11 | 13 | 7 | 74902.069 | 77440.366 | 63799.67 | 11045.399 | 6649.371
11 | 13 | 8 | 156613.793 | 184175.477 | 154977.472 | 76517.442 | 13782.049
11 | 13 | 9 | 99543.236 | 114495.977 | 110011.732 | 87876.183 | 59202.412
11 | 13 | 10 | 137216.007 | 169187.995 | 172811.659 | 146029.544 | 100503.184
11 | 13 | 11 | 61973.832 | 65933.874 | 67481.536 | 65749.431 | 61697.976
11 | 13 | 12 | 103211.557 | 145144.157 | 168915.208 | 163771.591 | 132644.127
11 | 13 | 13 | 67091.074 | 104974.859 | 132699.286 | 137186.75 | 116546.359
11 | 13 | 14 | 31568.038 | 37778.125 | 44209.829 | 46599.7 | 43893.45
11 | 13 | 15 | 2985.493 | 2985.493 | 2985.493 | 2985.493 | 2985.493
11 | 13 | 16 | 0 | 0 | 0 | 0 | 0
11 | 13 | 17 | 0 | 0 | 0 | 0 | 0
11 | 13 | 18 | 0 | 0 | 0 | 0 | 0
11 | 13 | 19 | 0 | 0 | 0 | 0 | 0
11 | 13 | 20 | 0 | 0 | 0 | 0 | 0
11 | 13 | 21 | 0 | 0 | 0 | 0 | 0
11 | 13 | 22 | 0 | 0 | 0 | 0 | 0
11 | 13 | 23 | 0 | 0 | 0 | 0 | 0
11 | 14 | 0 | 0 | 0 | 0 | 0 | 0
11 | 14 | 1 | 0 | 0 | 0 | 0 | 0
11 | 14 | 2 | 0 | 0 | 0 | 0 | 0
11 | 14 | 3 | 0 | 0 | 0 | 0 | 0
11 | 14 | 4 | 0 | 0 | 0 | 0 | 0
11 | 14 | 5 | 0 | 0 | 0 | 0 | 0
11 | 14 | 6 | 0 | 0 | 0 | 0 | 0
11 | 14 | 7 | 2663.885 | 2663.885 | 2663.885 | 2663.885 | 2663.885
11 | 14 | 8 | 101458.899 | 117103.425 | 100725.981 | 57528.045 | 22081.085
11 | 14 | 9 | 120563.849 | 142428.209 | 135951.392 | 103381.817 | 60559.103
11 | 14 | 10 | 68555.765 | 75006.518 | 75744.369 | 70338.335 | 61597.124
11 | 14 | 11 | 86453.171 | 100095.527 | 105375.731 | 99446.465 | 85455.764
11 | 14 | 12 | 97737.394 | 132845.006 | 152755.742 | 148383.205 | 122193.53
11 | 14 | 13 | 17581.706 | 17581.706 | 17581.706 | 17581.706 | 17581.706
11 | 14 | 14 | 11169.191 | 11169.191 | 11169.191 | 11169.191 | 11169.191
11 | 14 | 15 | 5502.692 | 5502.692 | 5502.692 | 5502.692 | 5502.692
11 | 14 | 16 | 0 | 0 | 0 | 0 | 0
11 | 14 | 17 | 0 | 0 | 0 | 0 | 0
11 | 14 | 18 | 0 | 0 | 0 | 0 | 0
11 | 14 | 19 | 0 | 0 | 0 | 0 | 0
11 | 14 | 20 | 0 | 0 | 0 | 0 | 0
11 | 14 | 21 | 0 | 0 | 0 | 0 | 0
11 | 14 | 22 | 0 | 0 | 0 | 0 | 0
11 | 14 | 23 | 0 | 0 | 0 | 0 | 0
11 | 15 | 0 | 0 | 0 | 0 | 0 | 0
11 | 15 | 1 | 0 | 0 | 0 | 0 | 0
11 | 15 | 2 | 0 | 0 | 0 | 0 | 0
11 | 15 | 3 | 0 | 0 | 0 | 0 | 0
11 | 15 | 4 | 0 | 0 | 0 | 0 | 0
11 | 15 | 5 | 0 | 0 | 0 | 0 | 0
11 | 15 | 6 | 0 | 0 | 0 | 0 | 0
11 | 15 | 7 | 241.144 | 241.144 | 241.144 | 241.144 | 241.144
11 | 15 | 8 | 0 | 0 | 0 | 0 | 0
11 | 15 | 9 | 1249.449 | 1249.449 | 1249.449 | 1249.449 | 1249.449
11 | 15 | 10 | 6232.19 | 6232.19 | 6232.19 | 6232.19 | 6232.19
11 | 15 | 11 | 22303.718 | 22303.718 | 22303.718 | 22303.718 | 22303.718
11 | 15 | 12 | 16139.484 | 16139.484 | 16139.484 | 16139.484 | 16139.484
11 | 15 | 13 | 50964.747 | 60712.248 | 68096.092 | 69262.251 | 63650.111
11 | 15 | 14 | 17877.569 | 17935.996 | 17992.927 | 18015.009 | 17989.304
11 | 15 | 15 | 3531.651 | 3531.651 | 3531.651 | 3531.651 | 3531.651
11 | 15 | 16 | 0 | 0 | 0 | 0 | 0
11 | 15 | 17 | 0 | 0 | 0 | 0 | 0
11 | 15 | 18 | 0 | 0 | 0 | 0 | 0
11 | 15 | 19 | 0 | 0 | 0 | 0 | 0
11 | 15 | 20 | 0 | 0 | 0 | 0 | 0
11 | 15 | 21 | 0 | 0 | 0 | 0 | 0
11 | 15 | 22 | 0 | 0 | 0 | 0 | 0
11 | 15 | 23 | 0 | 0 | 0 | 0 | 0
11 | 16 | 0 | 0 | 0 | 0 | 0 | 0
11 | 16 | 1 | 0 | 0 | 0 | 0 | 0
11 | 16 | 2 | 0 | 0 | 0 | 0 | 0
11 | 16 | 3 | 0 | 0 | 0 | 0 | 0
11 | 16 | 4 | 0 | 0 | 0 | 0 | 0
11 | 16 | 5 | 0 | 0 | 0 | 0 | 0
11 | 16 | 6 | 0 | 0 | 0 | 0 | 0
11 | 16 | 7 | 10604.956 | 10740.328 | 10332.575 | 9621.638 | 9491.344
11 | 16 | 8 | 36961.711 | 38427.439 | 36925.253 | 33169.87 | 29804.734
11 | 16 | 9 | 26571.45 | 26715.947 | 26673.787 | 26469.68 | 26223.232
11 | 16 | 10 | 40081.518 | 40767.466 | 40846.534 | 40272.358 | 39381.551
11 | 16 | 11 | 62502.7 | 66283.373 | 67751.176 | 66090.843 | 62215.466
11 | 16 | 12 | 63291.425 | 71468.686 | 76285.205 | 75190.188 | 68825.367
11 | 16 | 13 | 48030.694 | 52250.501 | 55465.355 | 55964.724 | 53503.408
11 | 16 | 14 | 30064.067 | 31739.415 | 33369.179 | 33997.365 | 33254.962
11 | 16 | 15 | 7090.617 | 7090.617 | 7090.617 | 7090.617 | 7090.617
11 | 16 | 16 | 0 | 0 | 0 | 0 | 0
11 | 16 | 17 | 0 | 0 | 0 | 0 | 0
11 | 16 | 18 | 0 | 0 | 0 | 0 | 0
11 | 16 | 19 | 0 | 0 | 0 | 0 | 0
11 | 16 | 20 | 0 | 0 | 0 | 0 | 0
11 | 16 | 21 | 0 | 0 | 0 | 0 | 0
11 | 16 | 22 | 0 | 0 | 0 | 0 | 0
11 | 16 | 23 | 0 | 0 | 0 | 0 | 0
11 | 17 | 0 | 0 | 0 | 0 | 0 | 0
11 | 17 | 1 | 0 | 0 | 0 | 0 | 0
11 | 17 | 2 | 0 | 0 | 0 | 0 | 0
11 | 17 | 3 | 0 | 0 | 0 | 0 | 0
11 | 17 | 4 | 0 | 0 | 0 | 0 | 0
11 | 17 | 5 | 0 | 0 | 0 | 0 | 0
11 | 17 | 6 | 0 | 0 | 0 | 0 | 0
11 | 17 | 7 | 47477.744 | 49612.294 | 42485.628 | 9931.8 | 7578.021
11 | 17 | 8 | 145894.571 | 173597.597 | 145428.555 | 69593.712 | 11466.503
11 | 17 | 9 | 171757.353 | 212269.164 | 200609.971 | 139662.214 | 58270.048
11 | 17 | 10 | 182932.994 | 238936.174 | 245316.042 | 198683.438 | 116028.192
11 | 17 | 11 | 167787.862 | 238713.635 | 265042.191 | 235110.208 | 161780.299
11 | 17 | 12 | 146339.153 | 239235.955 | 288945.011 | 277576.312 | 210862.359
11 | 17 | 13 | 68562.008 | 156793.502 | 218243.383 | 227232.736 | 181425.679
11 | 17 | 14 | 18755.833 | 77791.112 | 143338.512 | 164988.153 | 138469.123
11 | 17 | 15 | 10455.435 | 17419.659 | 59465.236 | 71208.909 | 68275.53
11 | 17 | 16 | 0 | 0 | 0 | 0 | 0
11 | 17 | 17 | 0 | 0 | 0 | 0 | 0
11 | 17 | 18 | 0 | 0 | 0 | 0 | 0
11 | 17 | 19 | 0 | 0 | 0 | 0 | 0
11 | 17 | 20 | 0 | 0 | 0 | 0 | 0
11 | 17 | 21 | 0 | 0 | 0 | 0 | 0
11 | 17 | 22 | 0 | 0 | 0 | 0 | 0
11 | 17 | 23 | 0 | 0 | 0 | 0 | 0
11 | 18 | 0 | 0 | 0 | 0 | 0 | 0
11 | 18 | 1 | 0 | 0 | 0 | 0 | 0
11 | 18 | 2 | 0 | 0 | 0 | 0 | 0
11 | 18 | 3 | 0 | 0 | 0 | 0 | 0
11 | 18 | 4 | 0 | 0 | 0 | 0 | 0
11 | 18 | 5 | 0 | 0 | 0 | 0 | 0
11 | 18 | 6 | 0 | 0 | 0 | 0 | 0
11 | 18 | 7 | 3619.209 | 3619.209 | 3619.209 | 3619.209 | 3619.209
11 | 18 | 8 | 61059.322 | 68177.654 | 61003.494 | 42496.858 | 27362.811
11 | 18 | 9 | 92319.29 | 106242.101 | 102245.328 | 81755.872 | 55407.337
11 | 18 | 10 | 57302.719 | 60251.167 | 60592.183 | 58125.886 | 54133.007
11 | 18 | 11 | 50949.72 | 52856.982 | 53600.036 | 52752.258 | 50798.808
11 | 18 | 12 | 32951.016 | 33414.986 | 33696.419 | 33630.364 | 33255.542
11 | 18 | 13 | 64976.719 | 120378.433 | 160019.288 | 165777.133 | 135822.313
11 | 18 | 14 | 26077.181 | 62082.555 | 101675.552 | 115051.274 | 98459.419
11 | 18 | 15 | 10877.25 | 16302.374 | 46934.016 | 55881.342 | 53223.178
11 | 18 | 16 | 0 | 0 | 0 | 0 | 0
11 | 18 | 17 | 0 | 0 | 0 | 0 | 0
11 | 18 | 18 | 0 | 0 | 0 | 0 | 0
11 | 18 | 19 | 0 | 0 | 0 | 0 | 0
11 | 18 | 20 | 0 | 0 | 0 | 0 | 0
11 | 18 | 21 | 0 | 0 | 0 | 0 | 0
11 | 18 | 22 | 0 | 0 | 0 | 0 | 0
11 | 18 | 23 | 0 | 0 | 0 | 0 | 0
11 | 19 | 0 | 0 | 0 | 0 | 0 | 0
11 | 19 | 1 | 0 | 0 | 0 | 0 | 0
11 | 19 | 2 | 0 | 0 | 0 | 0 | 0
11 | 19 | 3 | 0 | 0 | 0 | 0 | 0
11 | 19 | 4 | 0 | 0 | 0 | 0 | 0
11 | 19 | 5 | 0 | 0 | 0 | 0 | 0
11 | 19 | 6 | 0 | 0 | 0 | 0 | 0
11 | 19 | 7 | 55807.449 | 58256.577 | 50083.35 | 8563.945 | 6261.261
11 | 19 | 8 | 128192.882 | 152988.698 | 128192.655 | 62086.638 | 12415.636
11 | 19 | 9 | 179142.537 | 223038.549 | 210582.027 | 144477.446 | 56547.949
11 | 19 | 10 | 184457.73 | 242940.806 | 249609.096 | 200984.631 | 114514.236
11 | 19 | 11 | 164971.656 | 236971.858 | 263538.332 | 233057.732 | 158456.629
11 | 19 | 12 | 123317.177 | 206510.971 | 251088.34 | 240535.913 | 180065.492
11 | 19 | 13 | 66387.198 | 153637.945 | 214579.196 | 223139.34 | 177290.701
11 | 19 | 14 | 16274.439 | 81234.969 | 154352.889 | 178142.594 | 148015.334
11 | 19 | 15 | 7427.448 | 15221.958 | 67798.05 | 80049.877 | 76790.088
11 | 19 | 16 | 0 | 0 | 0 | 0 | 0
11 | 19 | 17 | 0 | 0 | 0 | 0 | 0
11 | 19 | 18 | 0 | 0 | 0 | 0 | 0
11 | 19 | 19 | 0 | 0 | 0 | 0 | 0
11 | 19 | 20 | 0 | 0 | 0 | 0 | 0
11 | 19 | 21 | 0 | 0 | 0 | 0 | 0
11 | 19 | 22 | 0 | 0 | 0 | 0 | 0
11 | 19 | 23 | 0 | 0 | 0 | 0 | 0
11 | 20 | 0 | 0 | 0 | 0 | 0 | 0
11 | 20 | 1 | 0 | 0 | 0 | 0 | 0
11 | 20 | 2 | 0 | 0 | 0 | 0 | 0
11 | 20 | 3 | 0 | 0 | 0 | 0 | 0
11 | 20 | 4 | 0 | 0 | 0 | 0 | 0
11 | 20 | 5 | 0 | 0 | 0 | 0 | 0
11 | 20 | 6 | 0 | 0 | 0 | 0 | 0
11 | 20 | 7 | 31341.423 | 33166.692 | 27569.866 | 8256.603 | 6856.405
11 | 20 | 8 | 92224.162 | 107834.317 | 92337.786 | 51461.053 | 19854.405
11 | 20 | 9 | 119756.416 | 144040.177 | 137179.513 | 101056.213 | 53839.237
11 | 20 | 10 | 49219.521 | 51008.224 | 51214.949 | 49719.64 | 47353.287
11 | 20 | 11 | 61073.97 | 65531.342 | 67237.025 | 65271.851 | 60682.369
11 | 20 | 12 | 76292.657 | 96354.221 | 107716.061 | 104966.204 | 89607.656
11 | 20 | 13 | 30375.022 | 31060.364 | 31600.76 | 31679.451 | 31250.294
11 | 20 | 14 | 21426.832 | 21976.116 | 22504.762 | 22702.878 | 22454.235
11 | 20 | 15 | 11288.877 | 17102.124 | 52263.418 | 61242.358 | 58311.747
11 | 20 | 16 | 0 | 0 | 0 | 0 | 0
11 | 20 | 17 | 0 | 0 | 0 | 0 | 0
11 | 20 | 18 | 0 | 0 | 0 | 0 | 0
11 | 20 | 19 | 0 | 0 | 0 | 0 | 0
11 | 20 | 20 | 0 | 0 | 0 | 0 | 0
11 | 20 | 21 | 0 | 0 | 0 | 0 | 0
11 | 20 | 22 | 0 | 0 | 0 | 0 | 0
11 | 20 | 23 | 0 | 0 | 0 | 0 | 0
11 | 21 | 0 | 0 | 0 | 0 | 0 | 0
11 | 21 | 1 | 0 | 0 | 0 | 0 | 0
11 | 21 | 2 | 0 | 0 | 0 | 0 | 0
11 | 21 | 3 | 0 | 0 | 0 | 0 | 0
11 | 21 | 4 | 0 | 0 | 0 | 0 | 0
11 | 21 | 5 | 0 | 0 | 0 | 0 | 0
11 | 21 | 6 | 0 | 0 | 0 | 0 | 0
11 | 21 | 7 | 49429.415 | 51788.403 | 44177.514 | 7735.079 | 5986.357
11 | 21 | 8 | 125964.278 | 151334.816 | 126320.554 | 59686.237 | 11038.431
11 | 21 | 9 | 144051.005 | 177528.619 | 168128.809 | 118120.866 | 52702.338
11 | 21 | 10 | 180091.156 | 238080.426 | 244643.675 | 196647.121 | 110780.674
11 | 21 | 11 | 161692.313 | 233187.702 | 259280.217 | 229028.111 | 154730.793
11 | 21 | 12 | 120936.55 | 202227.75 | 245372.618 | 234830.898 | 175488.842
11 | 21 | 13 | 66156.979 | 151605.52 | 211164.481 | 219166.362 | 173977.929
11 | 21 | 14 | 15667.172 | 81201.894 | 155089.764 | 178963.072 | 147765.102
11 | 21 | 15 | 7620.627 | 15112.09 | 67313.978 | 78059.078 | 74700.307
11 | 21 | 16 | 0 | 0 | 0 | 0 | 0
11 | 21 | 17 | 0 | 0 | 0 | 0 | 0
11 | 21 | 18 | 0 | 0 | 0 | 0 | 0
11 | 21 | 19 | 0 | 0 | 0 | 0 | 0
11 | 21 | 20 | 0 | 0 | 0 | 0 | 0
11 | 21 | 21 | 0 | 0 | 0 | 0 | 0
11 | 21 | 22 | 0 | 0 | 0 | 0 | 0
11 | 21 | 23 | 0 | 0 | 0 | 0 | 0
11 | 22 | 0 | 0 | 0 | 0 | 0 | 0
11 | 22 | 1 | 0 | 0 | 0 | 0 | 0
11 | 22 | 2 | 0 | 0 | 0 | 0 | 0
11 | 22 | 3 | 0 | 0 | 0 | 0 | 0
11 | 22 | 4 | 0 | 0 | 0 | 0 | 0
11 | 22 | 5 | 0 | 0 | 0 | 0 | 0
11 | 22 | 6 | 0 | 0 | 0 | 0 | 0
11 | 22 | 7 | 38142.581 | 40238.188 | 33770.892 | 7669.044 | 6338.216
11 | 22 | 8 | 110846.985 | 131971.204 | 111270.058 | 56629.765 | 16677.272
11 | 22 | 9 | 57754.81 | 62885.133 | 61445.898 | 54059.598 | 44818.013
11 | 22 | 10 | 134742.589 | 170592.861 | 174671.473 | 144923.648 | 93430.397
11 | 22 | 11 | 139802.06 | 195308.927 | 215747.286 | 191927.669 | 134281.813
11 | 22 | 12 | 127791.742 | 217526.064 | 264891.885 | 253131.405 | 187532.959
11 | 22 | 13 | 67641.719 | 162436.072 | 228229.72 | 236854.195 | 186676.705
11 | 22 | 14 | 14530.604 | 85336.834 | 165558.794 | 191202.573 | 157125.708
11 | 22 | 15 | 6455.394 | 14601.712 | 75859.877 | 86544.174 | 83143.199
11 | 22 | 16 | 0 | 0 | 0 | 0 | 0
11 | 22 | 17 | 0 | 0 | 0 | 0 | 0
11 | 22 | 18 | 0 | 0 | 0 | 0 | 0
11 | 22 | 19 | 0 | 0 | 0 | 0 | 0
11 | 22 | 20 | 0 | 0 | 0 | 0 | 0
11 | 22 | 21 | 0 | 0 | 0 | 0 | 0
11 | 22 | 22 | 0 | 0 | 0 | 0 | 0
11 | 22 | 23 | 0 | 0 | 0 | 0 | 0
11 | 23 | 0 | 0 | 0 | 0 | 0 | 0
11 | 23 | 1 | 0 | 0 | 0 | 0 | 0
11 | 23 | 2 | 0 | 0 | 0 | 0 | 0
11 | 23 | 3 | 0 | 0 | 0 | 0 | 0
11 | 23 | 4 | 0 | 0 | 0 | 0 | 0
11 | 23 | 5 | 0 | 0 | 0 | 0 | 0
11 | 23 | 6 | 0 | 0 | 0 | 0 | 0
11 | 23 | 7 | 512.51 | 512.51 | 512.51 | 512.51 | 512.51
11 | 23 | 8 | 41747.8 | 45307.741 | 41836.417 | 32976.87 | 25812.125
11 | 23 | 9 | 145071.133 | 179661.846 | 170077.772 | 118596.701 | 51627.405
11 | 23 | 10 | 176287.278 | 234695.086 | 241247.967 | 193049.161 | 106610.281
11 | 23 | 11 | 126643.477 | 171020.31 | 187397.563 | 168202.063 | 122104.06
11 | 23 | 12 | 101056.675 | 151982.076 | 179657.448 | 172642.382 | 134363.977
11 | 23 | 13 | 39704.109 | 41681.394 | 43221.826 | 43431.547 | 42190.858
11 | 23 | 14 | 29237.19 | 36130.59 | 43340.421 | 45829.901 | 42521.727
11 | 23 | 15 | 1197.711 | 1197.711 | 1197.711 | 1197.711 | 1197.711
11 | 23 | 16 | 0 | 0 | 0 | 0 | 0
11 | 23 | 17 | 0 | 0 | 0 | 0 | 0
11 | 23 | 18 | 0 | 0 | 0 | 0 | 0
11 | 23 | 19 | 0 | 0 | 0 | 0 | 0
11 | 23 | 20 | 0 | 0 | 0 | 0 | 0
11 | 23 | 21 | 0 | 0 | 0 | 0 | 0
11 | 23 | 22 | 0 | 0 | 0 | 0 | 0
11 | 23 | 23 | 0 | 0 | 0 | 0 | 0
11 | 24 | 0 | 0 | 0 | 0 | 0 | 0
11 | 24 | 1 | 0 | 0 | 0 | 0 | 0
11 | 24 | 2 | 0 | 0 | 0 | 0 | 0
11 | 24 | 3 | 0 | 0 | 0 | 0 | 0
11 | 24 | 4 | 0 | 0 | 0 | 0 | 0
11 | 24 | 5 | 0 | 0 | 0 | 0 | 0
11 | 24 | 6 | 0 | 0 | 0 | 0 | 0
11 | 24 | 7 | 31656.168 | 33638.891 | 27763.858 | 7086.354 | 6121.46
11 | 24 | 8 | 108349.779 | 129857.914 | 109001.296 | 54242.533 | 15593.222
11 | 24 | 9 | 60977.832 | 66912.021 | 65263.416 | 56712.575 | 46007.432
11 | 24 | 10 | 131475.031 | 165305.196 | 169120.288 | 141096.106 | 92477.579
11 | 24 | 11 | 132503.23 | 181399.986 | 199390.343 | 178177.031 | 127310.537
11 | 24 | 12 | 111914.242 | 183204.923 | 221352.711 | 211533.832 | 158307.021
11 | 24 | 13 | 63079.362 | 126490.821 | 171570.757 | 177290.185 | 142139.985
11 | 24 | 14 | 22062.566 | 65744.321 | 114876.531 | 130850.967 | 109050.825
11 | 24 | 15 | 9951.743 | 14471.451 | 41243.428 | 47575.271 | 44822.388
11 | 24 | 16 | 0 | 0 | 0 | 0 | 0
11 | 24 | 17 | 0 | 0 | 0 | 0 | 0
11 | 24 | 18 | 0 | 0 | 0 | 0 | 0
11 | 24 | 19 | 0 | 0 | 0 | 0 | 0
11 | 24 | 20 | 0 | 0 | 0 | 0 | 0
11 | 24 | 21 | 0 | 0 | 0 | 0 | 0
11 | 24 | 22 | 0 | 0 | 0 | 0 | 0
11 | 24 | 23 | 0 | 0 | 0 | 0 | 0
11 | 25 | 0 | 0 | 0 | 0 | 0 | 0
11 | 25 | 1 | 0 | 0 | 0 | 0 | 0
11 | 25 | 2 | 0 | 0 | 0 | 0 | 0
11 | 25 | 3 | 0 | 0 | 0 | 0 | 0
11 | 25 | 4 | 0 | 0 | 0 | 0 | 0
11 | 25 | 5 | 0 | 0 | 0 | 0 | 0
11 | 25 | 6 | 0 | 0 | 0 | 0 | 0
11 | 25 | 7 | 30390.989 | 32314.58 | 26627.003 | 6030.011 | 5215.549
11 | 25 | 8 | 29599.841 | 30736.899 | 29637.842 | 26880.87 | 24517.236
11 | 25 | 9 | 103198.203 | 123111.996 | 117631.612 | 88372.801 | 50975.406
11 | 25 | 10 | 103416.611 | 124476.023 | 126841.446 | 109379.074 | 79456.588
11 | 25 | 11 | 86031.199 | 103740.09 | 110351.146 | 102508.521 | 84134.217
11 | 25 | 12 | 66030.849 | 78039.92 | 84806.977 | 83029.809 | 73648.582
11 | 25 | 13 | 52899.54 | 68046.619 | 79144.321 | 80544.226 | 71722.511
11 | 25 | 14 | 27610.911 | 50913.491 | 76404.612 | 84814.807 | 73212.842
11 | 25 | 15 | 6930.125 | 6930.125 | 6930.125 | 6930.125 | 6930.125
11 | 25 | 16 | 0 | 0 | 0 | 0 | 0
11 | 25 | 17 | 0 | 0 | 0 | 0 | 0
11 | 25 | 18 | 0 | 0 | 0 | 0 | 0
11 | 25 | 19 | 0 | 0 | 0 | 0 | 0
11 | 25 | 20 | 0 | 0 | 0 | 0 | 0
11 | 25 | 21 | 0 | 0 | 0 | 0 | 0
11 | 25 | 22 | 0 | 0 | 0 | 0 | 0
11 | 25 | 23 | 0 | 0 | 0 | 0 | 0
11 | 26 | 0 | 0 | 0 | 0 | 0 | 0
11 | 26 | 1 | 0 | 0 | 0 | 0 | 0
11 | 26 | 2 | 0 | 0 | 0 | 0 | 0
11 | 26 | 3 | 0 | 0 | 0 | 0 | 0
11 | 26 | 4 | 0 | 0 | 0 | 0 | 0
11 | 26 | 5 | 0 | 0 | 0 | 0 | 0
11 | 26 | 6 | 0 | 0 | 0 | 0 | 0
11 | 26 | 7 | 30012.28 | 31935.602 | 26282.996 | 5801.053 | 5106.181
11 | 26 | 8 | 108308.94 | 130632.703 | 109166.37 | 52508.489 | 13864.535
11 | 26 | 9 | 133666.685 | 165359.591 | 156714.872 | 109634.422 | 48549.914
11 | 26 | 10 | 153351.652 | 201442.852 | 206729.889 | 167144.312 | 96236.768
11 | 26 | 11 | 145534.147 | 210188.846 | 233251 | 205678.003 | 137963.561
11 | 26 | 12 | 124225.727 | 205870.536 | 248146.652 | 236971.072 | 176735.297
11 | 26 | 13 | 69181.846 | 152652.972 | 210209.565 | 217054.036 | 171921.505
11 | 26 | 14 | 21920.776 | 80083.998 | 145378.352 | 165923.537 | 136917.917
11 | 26 | 15 | 10828.882 | 16769.095 | 56537.13 | 63811.401 | 60467.384
11 | 26 | 16 | 0 | 0 | 0 | 0 | 0
11 | 26 | 17 | 0 | 0 | 0 | 0 | 0
11 | 26 | 18 | 0 | 0 | 0 | 0 | 0
11 | 26 | 19 | 0 | 0 | 0 | 0 | 0
11 | 26 | 20 | 0 | 0 | 0 | 0 | 0
11 | 26 | 21 | 0 | 0 | 0 | 0 | 0
11 | 26 | 22 | 0 | 0 | 0 | 0 | 0
11 | 26 | 23 | 0 | 0 | 0 | 0 | 0
11 | 27 | 0 | 0 | 0 | 0 | 0 | 0
11 | 27 | 1 | 0 | 0 | 0 | 0 | 0
11 | 27 | 2 | 0 | 0 | 0 | 0 | 0
11 | 27 | 3 | 0 | 0 | 0 | 0 | 0
11 | 27 | 4 | 0 | 0 | 0 | 0 | 0
11 | 27 | 5 | 0 | 0 | 0 | 0 | 0
11 | 27 | 6 | 0 | 0 | 0 | 0 | 0
11 | 27 | 7 | 2672.869 | 2672.869 | 2672.869 | 2672.869 | 2672.869
11 | 27 | 8 | 10205.968 | 10205.968 | 10205.968 | 10205.968 | 10205.968
11 | 27 | 9 | 23205.451 | 23344.161 | 23305.618 | 23112.414 | 22877.768
11 | 27 | 10 | 62233.974 | 68779.025 | 69510.033 | 64047.118 | 55112.747
11 | 27 | 11 | 54437.651 | 57891.311 | 59186.778 | 57629.464 | 54046.508
11 | 27 | 12 | 26714.716 | 26896.249 | 27003.959 | 26974.732 | 26825.696
11 | 27 | 13 | 33.804 | 33.804 | 33.804 | 33.804 | 33.804
11 | 27 | 14 | 26260.082 | 49513.278 | 75061.71 | 83392.836 | 71548.43
11 | 27 | 15 | 9973.932 | 14828.87 | 45322.149 | 51651.082 | 48640.884
11 | 27 | 16 | 0 | 0 | 0 | 0 | 0
11 | 27 | 17 | 0 | 0 | 0 | 0 | 0
11 | 27 | 18 | 0 | 0 | 0 | 0 | 0
11 | 27 | 19 | 0 | 0 | 0 | 0 | 0
11 | 27 | 20 | 0 | 0 | 0 | 0 | 0
11 | 27 | 21 | 0 | 0 | 0 | 0 | 0
11 | 27 | 22 | 0 | 0 | 0 | 0 | 0
11 | 27 | 23 | 0 | 0 | 0 | 0 | 0
11 | 28 | 0 | 0 | 0 | 0 | 0 | 0
11 | 28 | 1 | 0 | 0 | 0 | 0 | 0
11 | 28 | 2 | 0 | 0 | 0 | 0 | 0
11 | 28 | 3 | 0 | 0 | 0 | 0 | 0
11 | 28 | 4 | 0 | 0 | 0 | 0 | 0
11 | 28 | 5 | 0 | 0 | 0 | 0 | 0
11 | 28 | 6 | 0 | 0 | 0 | 0 | 0
11 | 28 | 7 | 405.729 | 405.729 | 405.729 | 405.729 | 405.729
11 | 28 | 8 | 1785.168 | 1785.168 | 1785.168 | 1785.168 | 1785.168
11 | 28 | 9 | 41218.005 | 43053.674 | 42546.762 | 39940.229 | 36728.333
11 | 28 | 10 | 31951.884 | 32438.924 | 32493.34 | 32083.218 | 31449.024
11 | 28 | 11 | 54893.434 | 58774.858 | 60222.502 | 58469.917 | 54435.251
11 | 28 | 12 | 46473.37 | 49194.432 | 50761.979 | 50329.697 | 48137.479
11 | 28 | 13 | 40343.083 | 43853.869 | 46483.889 | 46796.475 | 44643.965
11 | 28 | 14 | 26153.451 | 28211.254 | 30210.552 | 30906.932 | 29920.479
11 | 28 | 15 | 7018.64 | 13286.306 | 58431.333 | 65693.935 | 62291.734
11 | 28 | 16 | 0 | 0 | 0 | 0 | 0
11 | 28 | 17 | 0 | 0 | 0 | 0 | 0
11 | 28 | 18 | 0 | 0 | 0 | 0 | 0
11 | 28 | 19 | 0 | 0 | 0 | 0 | 0
11 | 28 | 20 | 0 | 0 | 0 | 0 | 0
11 | 28 | 21 | 0 | 0 | 0 | 0 | 0
11 | 28 | 22 | 0 | 0 | 0 | 0 | 0
11 | 28 | 23 | 0 | 0 | 0 | 0 | 0
11 | 29 | 0 | 0 | 0 | 0 | 0 | 0
11 | 29 | 1 | 0 | 0 | 0 | 0 | 0
11 | 29 | 2 | 0 | 0 | 0 | 0 | 0
11 | 29 | 3 | 0 | 0 | 0 | 0 | 0
11 | 29 | 4 | 0 | 0 | 0 | 0 | 0
11 | 29 | 5 | 0 | 0 | 0 | 0 | 0
11 | 29 | 6 | 0 | 0 | 0 | 0 | 0
11 | 29 | 7 | 0 | 0 | 0 | 0 | 0
11 | 29 | 8 | 7156.252 | 7156.252 | 7156.252 | 7156.252 | 7156.252
11 | 29 | 9 | 10512.523 | 10512.523 | 10512.523 | 10512.523 | 10512.523
11 | 29 | 10 | 21210.199 | 21210.199 | 21210.199 | 21210.199 | 21210.199
11 | 29 | 11 | 20825.554 | 20825.554 | 20825.554 | 20825.554 | 20825.554
11 | 29 | 12 | 26238.47 | 26363.187 | 26436.798 | 26416.171 | 26313.394
11 | 29 | 13 | 22906.29 | 23013.767 | 23096.684 | 23106.461 | 23037.368
11 | 29 | 14 | 22816.512 | 23749.154 | 24627.498 | 24936.391 | 24494.446
11 | 29 | 15 | 4926.996 | 4926.996 | 4926.996 | 4926.996 | 4926.996
11 | 29 | 16 | 0 | 0 | 0 | 0 | 0
11 | 29 | 17 | 0 | 0 | 0 | 0 | 0
11 | 29 | 18 | 0 | 0 | 0 | 0 | 0
11 | 29 | 19 | 0 | 0 | 0 | 0 | 0
11 | 29 | 20 | 0 | 0 | 0 | 0 | 0
11 | 29 | 21 | 0 | 0 | 0 | 0 | 0
11 | 29 | 22 | 0 | 0 | 0 | 0 | 0
11 | 29 | 23 | 0 | 0 | 0 | 0 | 0
11 | 30 | 0 | 0 | 0 | 0 | 0 | 0
11 | 30 | 1 | 0 | 0 | 0 | 0 | 0
11 | 30 | 2 | 0 | 0 | 0 | 0 | 0
11 | 30 | 3 | 0 | 0 | 0 | 0 | 0
11 | 30 | 4 | 0 | 0 | 0 | 0 | 0
11 | 30 | 5 | 0 | 0 | 0 | 0 | 0
11 | 30 | 6 | 0 | 0 | 0 | 0 | 0
11 | 30 | 7 | 0 | 0 | 0 | 0 | 0
11 | 30 | 8 | 7512.884 | 7512.884 | 7512.884 | 7512.884 | 7512.884
11 | 30 | 9 | 12559.024 | 12559.024 | 12559.024 | 12559.024 | 12559.024
11 | 30 | 10 | 25369.261 | 25456.093 | 25465.626 | 25392.276 | 25279.016
11 | 30 | 11 | 32268.938 | 32681.077 | 32837.029 | 32645.398 | 32218.489
11 | 30 | 12 | 43965.387 | 45660.927 | 46659.008 | 46374.816 | 44974.875
11 | 30 | 13 | 30193.987 | 30976.819 | 31579.43 | 31648.619 | 31143.823
11 | 30 | 14 | 24420.328 | 25710.233 | 26922.024 | 27345.12 | 26731.193
11 | 30 | 15 | 5882.753 | 5882.753 | 5882.753 | 5882.753 | 5882.753
11 | 30 | 16 | 0 | 0 | 0 | 0 | 0
11 | 30 | 17 | 0 | 0 | 0 | 0 | 0
11 | 30 | 18 | 0 | 0 | 0 | 0 | 0
11 | 30 | 19 | 0 | 0 | 0 | 0 | 0
11 | 30 | 20 | 0 | 0 | 0 | 0 | 0
11 | 30 | 21 | 0 | 0 | 0 | 0 | 0
11 | 30 | 22 | 0 | 0 | 0 | 0 | 0
11 | 30 | 23 | 0 | 0 | 0 | 0 | 0
12 | 1 | 0 | 0 | 0 | 0 | 0 | 0
12 | 1 | 1 | 0 | 0 | 0 | 0 | 0
12 | 1 | 2 | 0 | 0 | 0 | 0 | 0
12 | 1 | 3 | 0 | 0 | 0 | 0 | 0
12 | 1 | 4 | 0 | 0 | 0 | 0 | 0
12 | 1 | 5 | 0 | 0 | 0 | 0 | 0
12 | 1 | 6 | 0 | 0 | 0 | 0 | 0
12 | 1 | 7 | 0 | 0 | 0 | 0 | 0
12 | 1 | 8 | 8173.071 | 8173.071 | 8173.071 | 8173.071 | 8173.071
12 | 1 | 9 | 23540.715 | 23702.129 | 23657.115 | 23432.061 | 23158.856
12 | 1 | 10 | 44900.862 | 46505.781 | 46679.67 | 45325.997 | 43196.767
12 | 1 | 11 | 56742.268 | 61073.695 | 62664.515 | 60694.487 | 56167.267
12 | 1 | 12 | 71981.485 | 92675.762 | 103979.632 | 100711.76 | 84457.868
12 | 1 | 13 | 61554.713 | 153876.174 | 217421.225 | 224046.362 | 172539.318
12 | 1 | 14 | 11647.908 | 83100.222 | 164964.635 | 189869.461 | 151923.674
12 | 1 | 15 | 6296.871 | 13745.851 | 70496.107 | 78175.652 | 74477.349
12 | 1 | 16 | 0 | 0 | 0 | 0 | 0
12 | 1 | 17 | 0 | 0 | 0 | 0 | 0
12 | 1 | 18 | 0 | 0 | 0 | 0 | 0
12 | 1 | 19 | 0 | 0 | 0 | 0 | 0
12 | 1 | 20 | 0 | 0 | 0 | 0 | 0
12 | 1 | 21 | 0 | 0 | 0 | 0 | 0
12 | 1 | 22 | 0 | 0 | 0 | 0 | 0
12 | 1 | 23 | 0 | 0 | 0 | 0 | 0
12 | 2 | 0 | 0 | 0 | 0 | 0 | 0
12 | 2 | 1 | 0 | 0 | 0 | 0 | 0
12 | 2 | 2 | 0 | 0 | 0 | 0 | 0
12 | 2 | 3 | 0 | 0 | 0 | 0 | 0
12 | 2 | 4 | 0 | 0 | 0 | 0 | 0
12 | 2 | 5 | 0 | 0 | 0 | 0 | 0
12 | 2 | 6 | 0 | 0 | 0 | 0 | 0
12 | 2 | 7 | 23572.177 | 25054.761 | 20663.422 | 2632.103 | 2514.902
12 | 2 | 8 | 134946.783 | 167135.154 | 136551.011 | 56349.966 | 8803.417
12 | 2 | 9 | 171058.633 | 218776.749 | 205953.46 | 134262.857 | 41642.659
12 | 2 | 10 | 177769.577 | 240340.609 | 246757.195 | 195461.76 | 101007.837
12 | 2 | 11 | 160494.162 | 238075.998 | 264730.84 | 231386.904 | 149031.034
12 | 2 | 12 | 119493.114 | 210657.703 | 256409.543 | 243094.634 | 175086.755
12 | 2 | 13 | 61506.466 | 157405.184 | 222341.931 | 228865.196 | 176069.322
12 | 2 | 14 | 11676.276 | 83164.036 | 164363.235 | 188728.43 | 151014.168
12 | 2 | 15 | 6524.671 | 13951.563 | 70043.114 | 77576.36 | 73887.43
12 | 2 | 16 | 0 | 0 | 0 | 0 | 0
12 | 2 | 17 | 0 | 0 | 0 | 0 | 0
12 | 2 | 18 | 0 | 0 | 0 | 0 | 0
12 | 2 | 19 | 0 | 0 | 0 | 0 | 0
12 | 2 | 20 | 0 | 0 | 0 | 0 | 0
12 | 2 | 21 | 0 | 0 | 0 | 0 | 0
12 | 2 | 22 | 0 | 0 | 0 | 0 | 0
12 | 2 | 23 | 0 | 0 | 0 | 0 | 0
12 | 3 | 0 | 0 | 0 | 0 | 0 | 0
12 | 3 | 1 | 0 | 0 | 0 | 0 | 0
12 | 3 | 2 | 0 | 0 | 0 | 0 | 0
12 | 3 | 3 | 0 | 0 | 0 | 0 | 0
12 | 3 | 4 | 0 | 0 | 0 | 0 | 0
12 | 3 | 5 | 0 | 0 | 0 | 0 | 0
12 | 3 | 6 | 0 | 0 | 0 | 0 | 0
12 | 3 | 7 | 22005.525 | 23399.511 | 19276.949 | 2469.946 | 2419.576
12 | 3 | 8 | 127794.309 | 158121.063 | 129320.168 | 53760.693 | 9854.831
12 | 3 | 9 | 163974.395 | 210368.095 | 197838.729 | 128477.562 | 40219.898
12 | 3 | 10 | 153509.297 | 206244.124 | 211643.224 | 168132.375 | 90317.045
12 | 3 | 11 | 147420.222 | 217016.223 | 241181.901 | 210725.377 | 136905.934
12 | 3 | 12 | 107931.298 | 186409.175 | 226668.871 | 214714.065 | 155028.706
12 | 3 | 13 | 55813.394 | 107511.578 | 143960.385 | 147607.755 | 117456.352
12 | 3 | 14 | 13505.44 | 71109.265 | 136746.045 | 156700.057 | 125482.792
12 | 3 | 15 | 6557.893 | 13419.681 | 64156.87 | 71194.734 | 67668.908
12 | 3 | 16 | 0 | 0 | 0 | 0 | 0
12 | 3 | 17 | 0 | 0 | 0 | 0 | 0
12 | 3 | 18 | 0 | 0 | 0 | 0 | 0
12 | 3 | 19 | 0 | 0 | 0 | 0 | 0
12 | 3 | 20 | 0 | 0 | 0 | 0 | 0
12 | 3 | 21 | 0 | 0 | 0 | 0 | 0
12 | 3 | 22 | 0 | 0 | 0 | 0 | 0
12 | 3 | 23 | 0 | 0 | 0 | 0 | 0
12 | 4 | 0 | 0 | 0 | 0 | 0 | 0
12 | 4 | 1 | 0 | 0 | 0 | 0 | 0
12 | 4 | 2 | 0 | 0 | 0 | 0 | 0
12 | 4 | 3 | 0 | 0 | 0 | 0 | 0
12 | 4 | 4 | 0 | 0 | 0 | 0 | 0
12 | 4 | 5 | 0 | 0 | 0 | 0 | 0
12 | 4 | 6 | 0 | 0 | 0 | 0 | 0
12 | 4 | 7 | 19165.704 | 20285.769 | 16909.364 | 2133.97 | 2133.97
12 | 4 | 8 | 124257.663 | 153287.775 | 125761.3 | 51046.989 | 8577.611
12 | 4 | 9 | 161466.105 | 208208.711 | 195561.415 | 125599.356 | 37008.106
12 | 4 | 10 | 167838.513 | 228314.3 | 234382.41 | 184613.061 | 93996.558
12 | 4 | 11 | 150422.299 | 224243.429 | 249539.859 | 217373.936 | 138767.707
12 | 4 | 12 | 112276.256 | 198109.654 | 241221.403 | 228247.282 | 163512.117
12 | 4 | 13 | 57717.49 | 148574.244 | 210351.3 | 216224.137 | 165253.9
12 | 4 | 14 | 12112.664 | 77412.363 | 151675.945 | 173824.734 | 138580.022
12 | 4 | 15 | 6393.766 | 13385.182 | 62217.312 | 69677.586 | 65821.883
12 | 4 | 16 | 0 | 0 | 0 | 0 | 0
12 | 4 | 17 | 0 | 0 | 0 | 0 | 0
12 | 4 | 18 | 0 | 0 | 0 | 0 | 0
12 | 4 | 19 | 0 | 0 | 0 | 0 | 0
12 | 4 | 20 | 0 | 0 | 0 | 0 | 0
12 | 4 | 21 | 0 | 0 | 0 | 0 | 0
12 | 4 | 22 | 0 | 0 | 0 | 0 | 0
12 | 4 | 23 | 0 | 0 | 0 | 0 | 0
12 | 5 | 0 | 0 | 0 | 0 | 0 | 0
12 | 5 | 1 | 0 | 0 | 0 | 0 | 0
12 | 5 | 2 | 0 | 0 | 0 | 0 | 0
12 | 5 | 3 | 0 | 0 | 0 | 0 | 0
12 | 5 | 4 | 0 | 0 | 0 | 0 | 0
12 | 5 | 5 | 0 | 0 | 0 | 0 | 0
12 | 5 | 6 | 0 | 0 | 0 | 0 | 0
12 | 5 | 7 | 0 | 0 | 0 | 0 | 0
12 | 5 | 8 | 7658.034 | 7658.034 | 7658.034 | 7658.034 | 7658.034
12 | 5 | 9 | 22104.579 | 22244.981 | 22205.255 | 22008.687 | 21770.465
12 | 5 | 10 | 42622.181 | 44307.321 | 44480.289 | 43052.87 | 40775.378
12 | 5 | 11 | 33470.516 | 34036.782 | 34246.967 | 33977.866 | 33387.215
12 | 5 | 12 | 53741.98 | 62894.012 | 67888.484 | 66349.311 | 59032.796
12 | 5 | 13 | 41280.293 | 48929.361 | 54528.027 | 55070.394 | 50320.024
12 | 5 | 14 | 19466.695 | 20151.696 | 20827.314 | 21047.796 | 20701.759
12 | 5 | 15 | 7938.29 | 9215.299 | 15755.215 | 17493.362 | 16527.817
12 | 5 | 16 | 0 | 0 | 0 | 0 | 0
12 | 5 | 17 | 0 | 0 | 0 | 0 | 0
12 | 5 | 18 | 0 | 0 | 0 | 0 | 0
12 | 5 | 19 | 0 | 0 | 0 | 0 | 0
12 | 5 | 20 | 0 | 0 | 0 | 0 | 0
12 | 5 | 21 | 0 | 0 | 0 | 0 | 0
12 | 5 | 22 | 0 | 0 | 0 | 0 | 0
12 | 5 | 23 | 0 | 0 | 0 | 0 | 0
12 | 6 | 0 | 0 | 0 | 0 | 0 | 0
12 | 6 | 1 | 0 | 0 | 0 | 0 | 0
12 | 6 | 2 | 0 | 0 | 0 | 0 | 0
12 | 6 | 3 | 0 | 0 | 0 | 0 | 0
12 | 6 | 4 | 0 | 0 | 0 | 0 | 0
12 | 6 | 5 | 0 | 0 | 0 | 0 | 0
12 | 6 | 6 | 0 | 0 | 0 | 0 | 0
12 | 6 | 7 | 0 | 0 | 0 | 0 | 0
12 | 6 | 8 | 11588.254 | 11588.254 | 11588.254 | 11588.254 | 11588.254
12 | 6 | 9 | 4179.478 | 4179.478 | 4179.478 | 4179.478 | 4179.478
12 | 6 | 10 | 20557.234 | 20557.234 | 20557.234 | 20557.234 | 20557.234
12 | 6 | 11 | 29527.436 | 31973.376 | 32843.147 | 31719.699 | 29132.742
12 | 6 | 12 | 8333.215 | 8333.215 | 8333.215 | 8333.215 | 8333.215
12 | 6 | 13 | 6744.357 | 6744.357 | 6744.357 | 6744.357 | 6744.357
12 | 6 | 14 | 5775.888 | 5775.888 | 5775.888 | 5775.888 | 5775.888
12 | 6 | 15 | 1768.851 | 1768.851 | 1768.851 | 1768.851 | 1768.851
12 | 6 | 16 | 0 | 0 | 0 | 0 | 0
12 | 6 | 17 | 0 | 0 | 0 | 0 | 0
12 | 6 | 18 | 0 | 0 | 0 | 0 | 0
12 | 6 | 19 | 0 | 0 | 0 | 0 | 0
12 | 6 | 20 | 0 | 0 | 0 | 0 | 0
12 | 6 | 21 | 0 | 0 | 0 | 0 | 0
12 | 6 | 22 | 0 | 0 | 0 | 0 | 0
12 | 6 | 23 | 0 | 0 | 0 | 0 | 0
12 | 7 | 0 | 0 | 0 | 0 | 0 | 0
12 | 7 | 1 | 0 | 0 | 0 | 0 | 0
12 | 7 | 2 | 0 | 0 | 0 | 0 | 0
12 | 7 | 3 | 0 | 0 | 0 | 0 | 0
12 | 7 | 4 | 0 | 0 | 0 | 0 | 0
12 | 7 | 5 | 0 | 0 | 0 | 0 | 0
12 | 7 | 6 | 0 | 0 | 0 | 0 | 0
12 | 7 | 7 | 0 | 0 | 0 | 0 | 0
12 | 7 | 8 | 2543.95 | 2543.95 | 2543.95 | 2543.95 | 2543.95
12 | 7 | 9 | 2578.556 | 2578.556 | 2578.556 | 2578.556 | 2578.556
12 | 7 | 10 | 4790.59 | 4790.59 | 4790.59 | 4790.59 | 4790.59
12 | 7 | 11 | 14863.19 | 14863.19 | 14863.19 | 14863.19 | 14863.19
12 | 7 | 12 | 16511.194 | 16511.194 | 16511.194 | 16511.194 | 16511.194
12 | 7 | 13 | 15894.841 | 15894.841 | 15894.841 | 15894.841 | 15894.841
12 | 7 | 14 | 7054.192 | 7054.192 | 7054.192 | 7054.192 | 7054.192
12 | 7 | 15 | 2662.715 | 2662.715 | 2662.715 | 2662.715 | 2662.715
12 | 7 | 16 | 0 | 0 | 0 | 0 | 0
12 | 7 | 17 | 0 | 0 | 0 | 0 | 0
12 | 7 | 18 | 0 | 0 | 0 | 0 | 0
12 | 7 | 19 | 0 | 0 | 0 | 0 | 0
12 | 7 | 20 | 0 | 0 | 0 | 0 | 0
12 | 7 | 21 | 0 | 0 | 0 | 0 | 0
12 | 7 | 22 | 0 | 0 | 0 | 0 | 0
12 | 7 | 23 | 0 | 0 | 0 | 0 | 0
12 | 8 | 0 | 0 | 0 | 0 | 0 | 0
12 | 8 | 1 | 0 | 0 | 0 | 0 | 0
12 | 8 | 2 | 0 | 0 | 0 | 0 | 0
12 | 8 | 3 | 0 | 0 | 0 | 0 | 0
12 | 8 | 4 | 0 | 0 | 0 | 0 | 0
12 | 8 | 5 | 0 | 0 | 0 | 0 | 0
12 | 8 | 6 | 0 | 0 | 0 | 0 | 0
12 | 8 | 7 | 0 | 0 | 0 | 0 | 0
12 | 8 | 8 | 6745.173 | 6745.173 | 6745.173 | 6745.173 | 6745.173
12 | 8 | 9 | 17135.088 | 17469.33 | 17377.131 | 16876.34 | 16263.238
12 | 8 | 10 | 11372.687 | 11372.687 | 11372.687 | 11372.687 | 11372.687
12 | 8 | 11 | 13967.924 | 13967.924 | 13967.924 | 13967.924 | 13967.924
12 | 8 | 12 | 42645.337 | 45309.736 | 46770.905 | 46298.97 | 44134.036
12 | 8 | 13 | 26569.959 | 27272.378 | 27789.456 | 27835.295 | 27387.618
12 | 8 | 14 | 10040.486 | 10040.486 | 10040.486 | 10040.486 | 10040.486
12 | 8 | 15 | 7093.915 | 7403.903 | 8846.692 | 9262.901 | 9020.222
12 | 8 | 16 | 0 | 0 | 0 | 0 | 0
12 | 8 | 17 | 0 | 0 | 0 | 0 | 0
12 | 8 | 18 | 0 | 0 | 0 | 0 | 0
12 | 8 | 19 | 0 | 0 | 0 | 0 | 0
12 | 8 | 20 | 0 | 0 | 0 | 0 | 0
12 | 8 | 21 | 0 | 0 | 0 | 0 | 0
12 | 8 | 22 | 0 | 0 | 0 | 0 | 0
12 | 8 | 23 | 0 | 0 | 0 | 0 | 0
12 | 9 | 0 | 0 | 0 | 0 | 0 | 0
12 | 9 | 1 | 0 | 0 | 0 | 0 | 0
12 | 9 | 2 | 0 | 0 | 0 | 0 | 0
12 | 9 | 3 | 0 | 0 | 0 | 0 | 0
12 | 9 | 4 | 0 | 0 | 0 | 0 | 0
12 | 9 | 5 | 0 | 0 | 0 | 0 | 0
12 | 9 | 6 | 0 | 0 | 0 | 0 | 0
12 | 9 | 7 | 12876.201 | 13852.928 | 11041.363 | 1701.701 | 1701.701
12 | 9 | 8 | 113255.791 | 135704.235 | 114398.67 | 45616.279 | 9732.681
12 | 9 | 9 | 154404.741 | 199657.577 | 187168.142 | 118806.219 | 33760.147
12 | 9 | 10 | 163784.7 | 224132.587 | 229680.675 | 179435.013 | 88367.082
12 | 9 | 11 | 146918.428 | 219591.073 | 243786.648 | 211576.5 | 133229.041
12 | 9 | 12 | 109311.485 | 193904.895 | 235494.16 | 221976.984 | 157384.781
12 | 9 | 13 | 55749.807 | 144990.145 | 204681.351 | 209487.243 | 158739.252
12 | 9 | 14 | 11082.168 | 75430.108 | 147344.79 | 167975.386 | 132741.05
12 | 9 | 15 | 6142.067 | 12986.644 | 58796.786 | 65158.702 | 61642.672
12 | 9 | 16 | 0 | 0 | 0 | 0 | 0
12 | 9 | 17 | 0 | 0 | 0 | 0 | 0
12 | 9 | 18 | 0 | 0 | 0 | 0 | 0
12 | 9 | 19 | 0 | 0 | 0 | 0 | 0
12 | 9 | 20 | 0 | 0 | 0 | 0 | 0
12 | 9 | 21 | 0 | 0 | 0 | 0 | 0
12 | 9 | 22 | 0 | 0 | 0 | 0 | 0
12 | 9 | 23 | 0 | 0 | 0 | 0 | 0
12 | 10 | 0 | 0 | 0 | 0 | 0 | 0
12 | 10 | 1 | 0 | 0 | 0 | 0 | 0
12 | 10 | 2 | 0 | 0 | 0 | 0 | 0
12 | 10 | 3 | 0 | 0 | 0 | 0 | 0
12 | 10 | 4 | 0 | 0 | 0 | 0 | 0
12 | 10 | 5 | 0 | 0 | 0 | 0 | 0
12 | 10 | 6 | 0 | 0 | 0 | 0 | 0
12 | 10 | 7 | 12109.293 | 13031.99 | 10372.545 | 1711.477 | 1711.477
12 | 10 | 8 | 112726.573 | 134434.216 | 113782.697 | 44917.339 | 9703.449
12 | 10 | 9 | 154815.424 | 200728.777 | 187979.031 | 118454.954 | 32397.623
12 | 10 | 10 | 151083.161 | 205591.075 | 210520.117 | 164873.008 | 83180.713
12 | 10 | 11 | 141350.038 | 211122.142 | 234326.251 | 203140.563 | 127816.026
12 | 10 | 12 | 109214.484 | 194725.259 | 236733.779 | 222861.749 | 157279.346
12 | 10 | 13 | 56278.067 | 145055.578 | 204504.731 | 209132.385 | 158272.429
12 | 10 | 14 | 10734.283 | 75661.609 | 148347.757 | 169127.109 | 133179.307
12 | 10 | 15 | 6416.442 | 13381.706 | 59361.14 | 65692.282 | 62144.184
12 | 10 | 16 | 0 | 0 | 0 | 0 | 0
12 | 10 | 17 | 0 | 0 | 0 | 0 | 0
12 | 10 | 18 | 0 | 0 | 0 | 0 | 0
12 | 10 | 19 | 0 | 0 | 0 | 0 | 0
12 | 10 | 20 | 0 | 0 | 0 | 0 | 0
12 | 10 | 21 | 0 | 0 | 0 | 0 | 0
12 | 10 | 22 | 0 | 0 | 0 | 0 | 0
12 | 10 | 23 | 0 | 0 | 0 | 0 | 0
12 | 11 | 0 | 0 | 0 | 0 | 0 | 0
12 | 11 | 1 | 0 | 0 | 0 | 0 | 0
12 | 11 | 2 | 0 | 0 | 0 | 0 | 0
12 | 11 | 3 | 0 | 0 | 0 | 0 | 0
12 | 11 | 4 | 0 | 0 | 0 | 0 | 0
12 | 11 | 5 | 0 | 0 | 0 | 0 | 0
12 | 11 | 6 | 0 | 0 | 0 | 0 | 0
12 | 11 | 7 | 1350.756 | 1397.751 | 1267.832 | 936.947 | 936.947
12 | 11 | 8 | 7193.316 | 7193.316 | 7193.316 | 7193.316 | 7193.316
12 | 11 | 9 | 11182.679 | 11508.449 | 11416.921 | 10925.639 | 10332.685
12 | 11 | 10 | 24697.709 | 24959.593 | 24983.471 | 24759.688 | 24391.336
12 | 11 | 11 | 19644.733 | 19644.733 | 19644.733 | 19644.733 | 19644.733
12 | 11 | 12 | 13755.551 | 13755.551 | 13755.551 | 13755.551 | 13755.551
12 | 11 | 13 | 10205.009 | 10205.009 | 10205.009 | 10205.009 | 10205.009
12 | 11 | 14 | 5678.694 | 5678.694 | 5678.694 | 5678.694 | 5678.694
12 | 11 | 15 | 2301.863 | 2301.863 | 2301.863 | 2301.863 | 2301.863
12 | 11 | 16 | 0 | 0 | 0 | 0 | 0
12 | 11 | 17 | 0 | 0 | 0 | 0 | 0
12 | 11 | 18 | 0 | 0 | 0 | 0 | 0
12 | 11 | 19 | 0 | 0 | 0 | 0 | 0
12 | 11 | 20 | 0 | 0 | 0 | 0 | 0
12 | 11 | 21 | 0 | 0 | 0 | 0 | 0
12 | 11 | 22 | 0 | 0 | 0 | 0 | 0
12 | 11 | 23 | 0 | 0 | 0 | 0 | 0
12 | 12 | 0 | 0 | 0 | 0 | 0 | 0
12 | 12 | 1 | 0 | 0 | 0 | 0 | 0
12 | 12 | 2 | 0 | 0 | 0 | 0 | 0
12 | 12 | 3 | 0 | 0 | 0 | 0 | 0
12 | 12 | 4 | 0 | 0 | 0 | 0 | 0
12 | 12 | 5 | 0 | 0 | 0 | 0 | 0
12 | 12 | 6 | 0 | 0 | 0 | 0 | 0
12 | 12 | 7 | 0 | 0 | 0 | 0 | 0
12 | 12 | 8 | 7591.658 | 7591.658 | 7591.658 | 7591.658 | 7591.658
12 | 12 | 9 | 0 | 0 | 0 | 0 | 0
12 | 12 | 10 | 2241.787 | 2241.787 | 2241.787 | 2241.787 | 2241.787
12 | 12 | 11 | 16210.697 | 16210.697 | 16210.697 | 16210.697 | 16210.697
12 | 12 | 12 | 20674.432 | 20772.361 | 20821.575 | 20804.687 | 20727.937
12 | 12 | 13 | 11656.198 | 11656.198 | 11656.198 | 11656.198 | 11656.198
12 | 12 | 14 | 20319.436 | 44441.272 | 70802.995 | 78539.151 | 64949.614
12 | 12 | 15 | 12016.094 | 16167.143 | 36151.687 | 41080.094 | 38082.46
12 | 12 | 16 | 0 | 0 | 0 | 0 | 0
12 | 12 | 17 | 0 | 0 | 0 | 0 | 0
12 | 12 | 18 | 0 | 0 | 0 | 0 | 0
12 | 12 | 19 | 0 | 0 | 0 | 0 | 0
12 | 12 | 20 | 0 | 0 | 0 | 0 | 0
12 | 12 | 21 | 0 | 0 | 0 | 0 | 0
12 | 12 | 22 | 0 | 0 | 0 | 0 | 0
12 | 12 | 23 | 0 | 0 | 0 | 0 | 0
12 | 13 | 0 | 0 | 0 | 0 | 0 | 0
12 | 13 | 1 | 0 | 0 | 0 | 0 | 0
12 | 13 | 2 | 0 | 0 | 0 | 0 | 0
12 | 13 | 3 | 0 | 0 | 0 | 0 | 0
12 | 13 | 4 | 0 | 0 | 0 | 0 | 0
12 | 13 | 5 | 0 | 0 | 0 | 0 | 0
12 | 13 | 6 | 0 | 0 | 0 | 0 | 0
12 | 13 | 7 | 9.89 | 9.89 | 9.89 | 9.89 | 9.89
12 | 13 | 8 | 20139.869 | 20850.027 | 20160.65 | 18151.552 | 16898.037
12 | 13 | 9 | 45622.469 | 50457.618 | 49046.769 | 41912.373 | 33362.216
12 | 13 | 10 | 53123.979 | 60039.322 | 60638.866 | 54703.186 | 44836.948
12 | 13 | 11 | 104886.641 | 141430.348 | 153686.47 | 136735.266 | 97250.926
12 | 13 | 12 | 100964.064 | 168682.762 | 202331.36 | 190683.164 | 137661.387
12 | 13 | 13 | 57110.817 | 125561.542 | 171984.747 | 175258.929 | 134684.896
12 | 13 | 14 | 18654.881 | 63751.003 | 113115.854 | 127243.05 | 101981.468
12 | 13 | 15 | 9493.174 | 11364.388 | 19789.365 | 22039.691 | 20647.295
12 | 13 | 16 | 0 | 0 | 0 | 0 | 0
12 | 13 | 17 | 0 | 0 | 0 | 0 | 0
12 | 13 | 18 | 0 | 0 | 0 | 0 | 0
12 | 13 | 19 | 0 | 0 | 0 | 0 | 0
12 | 13 | 20 | 0 | 0 | 0 | 0 | 0
12 | 13 | 21 | 0 | 0 | 0 | 0 | 0
12 | 13 | 22 | 0 | 0 | 0 | 0 | 0
12 | 13 | 23 | 0 | 0 | 0 | 0 | 0
12 | 14 | 0 | 0 | 0 | 0 | 0 | 0
12 | 14 | 1 | 0 | 0 | 0 | 0 | 0
12 | 14 | 2 | 0 | 0 | 0 | 0 | 0
12 | 14 | 3 | 0 | 0 | 0 | 0 | 0
12 | 14 | 4 | 0 | 0 | 0 | 0 | 0
12 | 14 | 5 | 0 | 0 | 0 | 0 | 0
12 | 14 | 6 | 0 | 0 | 0 | 0 | 0
12 | 14 | 7 | 688.967 | 696.797 | 668.686 | 508.219 | 508.219
12 | 14 | 8 | 76872.87 | 89122.137 | 77221.511 | 35163.404 | 13883.872
12 | 14 | 9 | 120503.428 | 153100.297 | 143679.19 | 94321.563 | 35073.806
12 | 14 | 10 | 117353.02 | 152933.182 | 155907.369 | 125420.911 | 73336.956
12 | 14 | 11 | 158718.352 | 238128.498 | 264049.017 | 227790.175 | 141206.323
12 | 14 | 12 | 119442.114 | 212389.469 | 257884.776 | 241906.586 | 169430.793
12 | 14 | 13 | 61626.384 | 153548.481 | 215234.181 | 219394.19 | 165277.827
12 | 14 | 14 | 12960.486 | 85297.57 | 165405.337 | 187802.954 | 147032.711
12 | 14 | 15 | 8584.513 | 15303.136 | 53047.679 | 59262.102 | 55508.461
12 | 14 | 16 | 0 | 0 | 0 | 0 | 0
12 | 14 | 17 | 0 | 0 | 0 | 0 | 0
12 | 14 | 18 | 0 | 0 | 0 | 0 | 0
12 | 14 | 19 | 0 | 0 | 0 | 0 | 0
12 | 14 | 20 | 0 | 0 | 0 | 0 | 0
12 | 14 | 21 | 0 | 0 | 0 | 0 | 0
12 | 14 | 22 | 0 | 0 | 0 | 0 | 0
12 | 14 | 23 | 0 | 0 | 0 | 0 | 0
12 | 15 | 0 | 0 | 0 | 0 | 0 | 0
12 | 15 | 1 | 0 | 0 | 0 | 0 | 0
12 | 15 | 2 | 0 | 0 | 0 | 0 | 0
12 | 15 | 3 | 0 | 0 | 0 | 0 | 0
12 | 15 | 4 | 0 | 0 | 0 | 0 | 0
12 | 15 | 5 | 0 | 0 | 0 | 0 | 0
12 | 15 | 6 | 0 | 0 | 0 | 0 | 0
12 | 15 | 7 | 1106.261 | 1113.821 | 1086.489 | 933.024 | 933.024
12 | 15 | 8 | 40328.079 | 44845.915 | 40417.131 | 25671.208 | 17686.695
12 | 15 | 9 | 66674.441 | 78094.153 | 74720.542 | 57634.726 | 37278.707
12 | 15 | 10 | 77596.144 | 92845.373 | 94098.809 | 80909.479 | 59031.778
12 | 15 | 11 | 53322.947 | 57542.994 | 58990.931 | 56948.924 | 52418.256
12 | 15 | 12 | 59515.326 | 71690.901 | 78095.529 | 75799.476 | 65867.476
12 | 15 | 13 | 48120.512 | 66631.674 | 79671.556 | 80544.747 | 68927.654
12 | 15 | 14 | 22740.369 | 45569.206 | 69902.11 | 76923.93 | 64142.872
12 | 15 | 15 | 9292.333 | 10135.246 | 13681.043 | 14668.313 | 14041.839
12 | 15 | 16 | 0 | 0 | 0 | 0 | 0
12 | 15 | 17 | 0 | 0 | 0 | 0 | 0
12 | 15 | 18 | 0 | 0 | 0 | 0 | 0
12 | 15 | 19 | 0 | 0 | 0 | 0 | 0
12 | 15 | 20 | 0 | 0 | 0 | 0 | 0
12 | 15 | 21 | 0 | 0 | 0 | 0 | 0
12 | 15 | 22 | 0 | 0 | 0 | 0 | 0
12 | 15 | 23 | 0 | 0 | 0 | 0 | 0
12 | 16 | 0 | 0 | 0 | 0 | 0 | 0
12 | 16 | 1 | 0 | 0 | 0 | 0 | 0
12 | 16 | 2 | 0 | 0 | 0 | 0 | 0
12 | 16 | 3 | 0 | 0 | 0 | 0 | 0
12 | 16 | 4 | 0 | 0 | 0 | 0 | 0
12 | 16 | 5 | 0 | 0 | 0 | 0 | 0
12 | 16 | 6 | 0 | 0 | 0 | 0 | 0
12 | 16 | 7 | 0 | 0 | 0 | 0 | 0
12 | 16 | 8 | 12654.203 | 12743.147 | 12655.123 | 12398.669 | 12240.313
12 | 16 | 9 | 4583.27 | 4583.27 | 4583.27 | 4583.27 | 4583.27
12 | 16 | 10 | 3916.429 | 3916.429 | 3916.429 | 3916.429 | 3916.429
12 | 16 | 11 | 15439.268 | 15439.268 | 15439.268 | 15439.268 | 15439.268
12 | 16 | 12 | 10786.331 | 10786.331 | 10786.331 | 10786.331 | 10786.331
12 | 16 | 13 | 6856.33 | 6856.33 | 6856.33 | 6856.33 | 6856.33
12 | 16 | 14 | 4886.154 | 4886.154 | 4886.154 | 4886.154 | 4886.154
12 | 16 | 15 | 2112.429 | 2112.429 | 2112.429 | 2112.429 | 2112.429
12 | 16 | 16 | 0 | 0 | 0 | 0 | 0
12 | 16 | 17 | 0 | 0 | 0 | 0 | 0
12 | 16 | 18 | 0 | 0 | 0 | 0 | 0
12 | 16 | 19 | 0 | 0 | 0 | 0 | 0
12 | 16 | 20 | 0 | 0 | 0 | 0 | 0
12 | 16 | 21 | 0 | 0 | 0 | 0 | 0
12 | 16 | 22 | 0 | 0 | 0 | 0 | 0
12 | 16 | 23 | 0 | 0 | 0 | 0 | 0
12 | 17 | 0 | 0 | 0 | 0 | 0 | 0
12 | 17 | 1 | 0 | 0 | 0 | 0 | 0
12 | 17 | 2 | 0 | 0 | 0 | 0 | 0
12 | 17 | 3 | 0 | 0 | 0 | 0 | 0
12 | 17 | 4 | 0 | 0 | 0 | 0 | 0
12 | 17 | 5 | 0 | 0 | 0 | 0 | 0
12 | 17 | 6 | 0 | 0 | 0 | 0 | 0
12 | 17 | 7 | 0 | 0 | 0 | 0 | 0
12 | 17 | 8 | 5426.852 | 5426.852 | 5426.852 | 5426.852 | 5426.852
12 | 17 | 9 | 4547.844 | 4547.844 | 4547.844 | 4547.844 | 4547.844
12 | 17 | 10 | 8110.347 | 8110.347 | 8110.347 | 8110.347 | 8110.347
12 | 17 | 11 | 13361.015 | 13361.015 | 13361.015 | 13361.015 | 13361.015
12 | 17 | 12 | 14481.874 | 14579.217 | 14627.452 | 14609.653 | 14532.284
12 | 17 | 13 | 7153.746 | 7153.746 | 7153.746 | 7153.746 | 7153.746
12 | 17 | 14 | 11433.205 | 11433.205 | 11433.205 | 11433.205 | 11433.205
12 | 17 | 15 | 4885.416 | 4885.416 | 4885.416 | 4885.416 | 4885.416
12 | 17 | 16 | 0 | 0 | 0 | 0 | 0
12 | 17 | 17 | 0 | 0 | 0 | 0 | 0
12 | 17 | 18 | 0 | 0 | 0 | 0 | 0
12 | 17 | 19 | 0 | 0 | 0 | 0 | 0
12 | 17 | 20 | 0 | 0 | 0 | 0 | 0
12 | 17 | 21 | 0 | 0 | 0 | 0 | 0
12 | 17 | 22 | 0 | 0 | 0 | 0 | 0
12 | 17 | 23 | 0 | 0 | 0 | 0 | 0
12 | 18 | 0 | 0 | 0 | 0 | 0 | 0
12 | 18 | 1 | 0 | 0 | 0 | 0 | 0
12 | 18 | 2 | 0 | 0 | 0 | 0 | 0
12 | 18 | 3 | 0 | 0 | 0 | 0 | 0
12 | 18 | 4 | 0 | 0 | 0 | 0 | 0
12 | 18 | 5 | 0 | 0 | 0 | 0 | 0
12 | 18 | 6 | 0 | 0 | 0 | 0 | 0
12 | 18 | 7 | 382.004 | 386.175 | 370.706 | 287.831 | 287.831
12 | 18 | 8 | 68689.043 | 78413.071 | 68622.044 | 31298.726 | 13338.984
12 | 18 | 9 | 107307.163 | 135370.785 | 126905.246 | 83918.94 | 33215.329
12 | 18 | 10 | 105523.315 | 134329.261 | 136478.72 | 111335.911 | 69040.86
12 | 18 | 11 | 114715.282 | 160700.013 | 175731.059 | 153819.701 | 103529.221
12 | 18 | 12 | 87247.726 | 130803.687 | 152705.633 | 144527.221 | 109459.392
12 | 18 | 13 | 50944.797 | 74205.951 | 90357.301 | 91303.885 | 76722.879
12 | 18 | 14 | 26720.367 | 35347.455 | 44160.957 | 46700.497 | 41948.304
12 | 18 | 15 | 7713.513 | 15668.837 | 57657.943 | 64109.017 | 60050.788
12 | 18 | 16 | 0 | 0 | 0 | 0 | 0
12 | 18 | 17 | 0 | 0 | 0 | 0 | 0
12 | 18 | 18 | 0 | 0 | 0 | 0 | 0
12 | 18 | 19 | 0 | 0 | 0 | 0 | 0
12 | 18 | 20 | 0 | 0 | 0 | 0 | 0
12 | 18 | 21 | 0 | 0 | 0 | 0 | 0
12 | 18 | 22 | 0 | 0 | 0 | 0 | 0
12 | 18 | 23 | 0 | 0 | 0 | 0 | 0
12 | 19 | 0 | 0 | 0 | 0 | 0 | 0
12 | 19 | 1 | 0 | 0 | 0 | 0 | 0
12 | 19 | 2 | 0 | 0 | 0 | 0 | 0
12 | 19 | 3 | 0 | 0 | 0 | 0 | 0
12 | 19 | 4 | 0 | 0 | 0 | 0 | 0
12 | 19 | 5 | 0 | 0 | 0 | 0 | 0
12 | 19 | 6 | 0 | 0 | 0 | 0 | 0
12 | 19 | 7 | 0 | 0 | 0 | 0 | 0
12 | 19 | 8 | 8570.312 | 8570.312 | 8570.312 | 8570.312 | 8570.312
12 | 19 | 9 | 13636.578 | 13636.578 | 13636.578 | 13636.578 | 13636.578
12 | 19 | 10 | 20530.398 | 20530.398 | 20530.398 | 20530.398 | 20530.398
12 | 19 | 11 | 33850.599 | 34521.8 | 34754.403 | 34412.036 | 33695.415
12 | 19 | 12 | 61809.311 | 76192.707 | 83614.776 | 80800.082 | 69008.36
12 | 19 | 13 | 33660.55 | 36072.402 | 37782.749 | 37880.044 | 36321.762
12 | 19 | 14 | 13236.515 | 13236.515 | 13236.515 | 13236.515 | 13236.515
12 | 19 | 15 | 8749.682 | 15766.038 | 50146.779 | 56083.354 | 52272.568
12 | 19 | 16 | 0 | 0 | 0 | 0 | 0
12 | 19 | 17 | 0 | 0 | 0 | 0 | 0
12 | 19 | 18 | 0 | 0 | 0 | 0 | 0
12 | 19 | 19 | 0 | 0 | 0 | 0 | 0
12 | 19 | 20 | 0 | 0 | 0 | 0 | 0
12 | 19 | 21 | 0 | 0 | 0 | 0 | 0
12 | 19 | 22 | 0 | 0 | 0 | 0 | 0
12 | 19 | 23 | 0 | 0 | 0 | 0 | 0
12 | 20 | 0 | 0 | 0 | 0 | 0 | 0
12 | 20 | 1 | 0 | 0 | 0 | 0 | 0
12 | 20 | 2 | 0 | 0 | 0 | 0 | 0
12 | 20 | 3 | 0 | 0 | 0 | 0 | 0
12 | 20 | 4 | 0 | 0 | 0 | 0 | 0
12 | 20 | 5 | 0 | 0 | 0 | 0 | 0
12 | 20 | 6 | 0 | 0 | 0 | 0 | 0
12 | 20 | 7 | 0 | 0 | 0 | 0 | 0
12 | 20 | 8 | 100063.338 | 113976.502 | 99578.852 | 37871.357 | 10639.623
12 | 20 | 9 | 157163.353 | 204260.898 | 189873.555 | 116143.921 | 29015.917
12 | 20 | 10 | 168653.622 | 231606.875 | 235917.925 | 180800.583 | 84649.777
12 | 20 | 11 | 153886.101 | 230285.227 | 254438.089 | 218398.083 | 133738.514
12 | 20 | 12 | 115696.501 | 205447.61 | 248811.607 | 232232.365 | 160924.041
12 | 20 | 13 | 61091.7 | 154096.946 | 215415.735 | 218603.175 | 163097.299
12 | 20 | 14 | 13956.904 | 82694.943 | 156448.536 | 176217.487 | 137561.624
12 | 20 | 15 | 6706.203 | 16324.004 | 66283.562 | 73304.735 | 68830.062
12 | 20 | 16 | 0 | 0 | 0 | 0 | 0
12 | 20 | 17 | 0 | 0 | 0 | 0 | 0
12 | 20 | 18 | 0 | 0 | 0 | 0 | 0
12 | 20 | 19 | 0 | 0 | 0 | 0 | 0
12 | 20 | 20 | 0 | 0 | 0 | 0 | 0
12 | 20 | 21 | 0 | 0 | 0 | 0 | 0
12 | 20 | 22 | 0 | 0 | 0 | 0 | 0
12 | 20 | 23 | 0 | 0 | 0 | 0 | 0
12 | 21 | 0 | 0 | 0 | 0 | 0 | 0
12 | 21 | 1 | 0 | 0 | 0 | 0 | 0
12 | 21 | 2 | 0 | 0 | 0 | 0 | 0
12 | 21 | 3 | 0 | 0 | 0 | 0 | 0
12 | 21 | 4 | 0 | 0 | 0 | 0 | 0
12 | 21 | 5 | 0 | 0 | 0 | 0 | 0
12 | 21 | 6 | 0 | 0 | 0 | 0 | 0
12 | 21 | 7 | 89.04 | 91.218 | 82.872 | 40.107 | 40.107
12 | 21 | 8 | 14110.862 | 14319.79 | 14104.611 | 13539.828 | 13177.97
12 | 21 | 9 | 115214.562 | 146418.221 | 136683.148 | 88174.374 | 31667.17
12 | 21 | 10 | 68754.76 | 82914.844 | 83872.241 | 71303.012 | 50679.4
12 | 21 | 11 | 127869.28 | 185519.593 | 203928.72 | 176182.323 | 112478.947
12 | 21 | 12 | 114820.282 | 204892.43 | 248276.177 | 231456.71 | 159728.719
12 | 21 | 13 | 59191.013 | 146490.435 | 204196.509 | 207064.622 | 154545.652
12 | 21 | 14 | 12829.307 | 15309.24 | 17955.26 | 18675.526 | 17260.771
12 | 21 | 15 | 3884.228 | 3884.228 | 3884.228 | 3884.228 | 3884.228
12 | 21 | 16 | 0 | 0 | 0 | 0 | 0
12 | 21 | 17 | 0 | 0 | 0 | 0 | 0
12 | 21 | 18 | 0 | 0 | 0 | 0 | 0
12 | 21 | 19 | 0 | 0 | 0 | 0 | 0
12 | 21 | 20 | 0 | 0 | 0 | 0 | 0
12 | 21 | 21 | 0 | 0 | 0 | 0 | 0
12 | 21 | 22 | 0 | 0 | 0 | 0 | 0
12 | 21 | 23 | 0 | 0 | 0 | 0 | 0
12 | 22 | 0 | 0 | 0 | 0 | 0 | 0
12 | 22 | 1 | 0 | 0 | 0 | 0 | 0
12 | 22 | 2 | 0 | 0 | 0 | 0 | 0
12 | 22 | 3 | 0 | 0 | 0 | 0 | 0
12 | 22 | 4 | 0 | 0 | 0 | 0 | 0
12 | 22 | 5 | 0 | 0 | 0 | 0 | 0
12 | 22 | 6 | 0 | 0 | 0 | 0 | 0
12 | 22 | 7 | 4726.375 | 4878.837 | 4287.857 | 1336.16 | 1336.16
12 | 22 | 8 | 109095.882 | 123141.307 | 108084.691 | 38203.848 | 8814.571
12 | 22 | 9 | 152329.023 | 197529.257 | 183409.044 | 111717.224 | 26974.773
12 | 22 | 10 | 164720.644 | 224879.4 | 228682.608 | 175519.727 | 82575.097
12 | 22 | 11 | 115117.735 | 163918.017 | 179428.698 | 155786.838 | 101740.943
12 | 22 | 12 | 40333.049 | 42183.524 | 43181.858 | 42787.549 | 41215.103
12 | 22 | 13 | 17907.507 | 18639.32 | 19126.919 | 19150.147 | 18703.999
12 | 22 | 14 | 15394.851 | 73680.211 | 134992.34 | 151283.834 | 118797.386
12 | 22 | 15 | 9920.132 | 14029.737 | 30952.371 | 34621.787 | 32164.023
12 | 22 | 16 | 0 | 0 | 0 | 0 | 0
12 | 22 | 17 | 0 | 0 | 0 | 0 | 0
12 | 22 | 18 | 0 | 0 | 0 | 0 | 0
12 | 22 | 19 | 0 | 0 | 0 | 0 | 0
12 | 22 | 20 | 0 | 0 | 0 | 0 | 0
12 | 22 | 21 | 0 | 0 | 0 | 0 | 0
12 | 22 | 22 | 0 | 0 | 0 | 0 | 0
12 | 22 | 23 | 0 | 0 | 0 | 0 | 0
12 | 23 | 0 | 0 | 0 | 0 | 0 | 0
12 | 23 | 1 | 0 | 0 | 0 | 0 | 0
12 | 23 | 2 | 0 | 0 | 0 | 0 | 0
12 | 23 | 3 | 0 | 0 | 0 | 0 | 0
12 | 23 | 4 | 0 | 0 | 0 | 0 | 0
12 | 23 | 5 | 0 | 0 | 0 | 0 | 0
12 | 23 | 6 | 0 | 0 | 0 | 0 | 0
12 | 23 | 7 | 0 | 0 | 0 | 0 | 0
12 | 23 | 8 | 13906.116 | 14160.267 | 13888.66 | 12927.061 | 12444.734
12 | 23 | 9 | 50903.469 | 58972.413 | 56349.957 | 43920.849 | 29572.591
12 | 23 | 10 | 24306.665 | 24697.145 | 24721.499 | 24371.449 | 23800.108
12 | 23 | 11 | 39455.271 | 40787.95 | 41235.819 | 40546.739 | 39107.515
12 | 23 | 12 | 82391.663 | 121821.243 | 141524.183 | 133651.001 | 101399.349
12 | 23 | 13 | 55464.253 | 124030.928 | 169740.106 | 171813.191 | 129756.951
12 | 23 | 14 | 7415.603 | 41942.786 | 78695.521 | 88576.914 | 68768.215
12 | 23 | 15 | 8208.984 | 15619.096 | 49149.191 | 54766.861 | 51033.702
12 | 23 | 16 | 0 | 0 | 0 | 0 | 0
12 | 23 | 17 | 0 | 0 | 0 | 0 | 0
12 | 23 | 18 | 0 | 0 | 0 | 0 | 0
12 | 23 | 19 | 0 | 0 | 0 | 0 | 0
12 | 23 | 20 | 0 | 0 | 0 | 0 | 0
12 | 23 | 21 | 0 | 0 | 0 | 0 | 0
12 | 23 | 22 | 0 | 0 | 0 | 0 | 0
12 | 23 | 23 | 0 | 0 | 0 | 0 | 0
12 | 24 | 0 | 0 | 0 | 0 | 0 | 0
12 | 24 | 1 | 0 | 0 | 0 | 0 | 0
12 | 24 | 2 | 0 | 0 | 0 | 0 | 0
12 | 24 | 3 | 0 | 0 | 0 | 0 | 0
12 | 24 | 4 | 0 | 0 | 0 | 0 | 0
12 | 24 | 5 | 0 | 0 | 0 | 0 | 0
12 | 24 | 6 | 0 | 0 | 0 | 0 | 0
12 | 24 | 7 | 168.055 | 170.082 | 162 | 122.185 | 122.185
12 | 24 | 8 | 65175.492 | 73115.853 | 64402.867 | 29264.233 | 13504.446
12 | 24 | 9 | 67642.126 | 79351.948 | 75502.5 | 57329.203 | 36389.338
12 | 24 | 10 | 101279.196 | 127066.272 | 128598.543 | 105388.372 | 67325.549
12 | 24 | 11 | 52578.365 | 56617.563 | 57934.67 | 55885.22 | 51458.268
12 | 24 | 12 | 44341.572 | 46608.114 | 47822.659 | 47330.467 | 45398.397
12 | 24 | 13 | 29207.485 | 29877.911 | 30367.865 | 30390.11 | 29931.599
12 | 24 | 14 | 22630.619 | 26350.429 | 29978.328 | 30998.594 | 28980.583
12 | 24 | 15 | 10087.382 | 10386.657 | 11289.541 | 11608.645 | 11387.238
12 | 24 | 16 | 0 | 0 | 0 | 0 | 0
12 | 24 | 17 | 0 | 0 | 0 | 0 | 0
12 | 24 | 18 | 0 | 0 | 0 | 0 | 0
12 | 24 | 19 | 0 | 0 | 0 | 0 | 0
12 | 24 | 20 | 0 | 0 | 0 | 0 | 0
12 | 24 | 21 | 0 | 0 | 0 | 0 | 0
12 | 24 | 22 | 0 | 0 | 0 | 0 | 0
12 | 24 | 23 | 0 | 0 | 0 | 0 | 0
12 | 25 | 0 | 0 | 0 | 0 | 0 | 0
12 | 25 | 1 | 0 | 0 | 0 | 0 | 0
12 | 25 | 2 | 0 | 0 | 0 | 0 | 0
12 | 25 | 3 | 0 | 0 | 0 | 0 | 0
12 | 25 | 4 | 0 | 0 | 0 | 0 | 0
12 | 25 | 5 | 0 | 0 | 0 | 0 | 0
12 | 25 | 6 | 0 | 0 | 0 | 0 | 0
12 | 25 | 7 | 0 | 0 | 0 | 0 | 0
12 | 25 | 8 | 98467.112 | 110290.611 | 96901.051 | 36248.66 | 11145.372
12 | 25 | 9 | 145354.256 | 187371.208 | 173610.799 | 106578.122 | 29236.898
12 | 25 | 10 | 169762.647 | 231096.191 | 234509.14 | 179332.498 | 84952.062
12 | 25 | 11 | 160977.626 | 240403.268 | 264899.388 | 226231.964 | 137047.154
12 | 25 | 12 | 123674.514 | 216248.605 | 260397.787 | 242381.544 | 167924.718
12 | 25 | 13 | 66393.298 | 165613.486 | 229936.901 | 232534.753 | 172953.581
12 | 25 | 14 | 14512.322 | 91311.23 | 171205.575 | 191811.756 | 149296.43
12 | 25 | 15 | 6580.3 | 17084.781 | 65333.356 | 72057.41 | 67579.451
12 | 25 | 16 | 0 | 0 | 0 | 0 | 0
12 | 25 | 17 | 0 | 0 | 0 | 0 | 0
12 | 25 | 18 | 0 | 0 | 0 | 0 | 0
12 | 25 | 19 | 0 | 0 | 0 | 0 | 0
12 | 25 | 20 | 0 | 0 | 0 | 0 | 0
12 | 25 | 21 | 0 | 0 | 0 | 0 | 0
12 | 25 | 22 | 0 | 0 | 0 | 0 | 0
12 | 25 | 23 | 0 | 0 | 0 | 0 | 0
12 | 26 | 0 | 0 | 0 | 0 | 0 | 0
12 | 26 | 1 | 0 | 0 | 0 | 0 | 0
12 | 26 | 2 | 0 | 0 | 0 | 0 | 0
12 | 26 | 3 | 0 | 0 | 0 | 0 | 0
12 | 26 | 4 | 0 | 0 | 0 | 0 | 0
12 | 26 | 5 | 0 | 0 | 0 | 0 | 0
12 | 26 | 6 | 0 | 0 | 0 | 0 | 0
12 | 26 | 7 | 2212.288 | 2285.932 | 1983.45 | 543.126 | 543.126
12 | 26 | 8 | 111137.849 | 123905.66 | 109009.943 | 37543.577 | 9154.34
12 | 26 | 9 | 157651.597 | 204094.071 | 188729.139 | 113810.492 | 27244.389
12 | 26 | 10 | 172201.891 | 235065.794 | 238379.828 | 181556.357 | 83932.994
12 | 26 | 11 | 158979.968 | 236211.222 | 259785.028 | 222126.324 | 134983.775
12 | 26 | 12 | 121791.075 | 213113.596 | 256254.323 | 238454.942 | 165087.026
12 | 26 | 13 | 65164.946 | 153815.387 | 210950.433 | 213132.681 | 159990.367
12 | 26 | 14 | 16239.404 | 82828.249 | 151009.075 | 168501.652 | 132108.686
12 | 26 | 15 | 8292.566 | 18702.83 | 64844.616 | 71353.152 | 66982.914
12 | 26 | 16 | 0 | 0 | 0 | 0 | 0
12 | 26 | 17 | 0 | 0 | 0 | 0 | 0
12 | 26 | 18 | 0 | 0 | 0 | 0 | 0
12 | 26 | 19 | 0 | 0 | 0 | 0 | 0
12 | 26 | 20 | 0 | 0 | 0 | 0 | 0
12 | 26 | 21 | 0 | 0 | 0 | 0 | 0
12 | 26 | 22 | 0 | 0 | 0 | 0 | 0
12 | 26 | 23 | 0 | 0 | 0 | 0 | 0
12 | 27 | 0 | 0 | 0 | 0 | 0 | 0
12 | 27 | 1 | 0 | 0 | 0 | 0 | 0
12 | 27 | 2 | 0 | 0 | 0 | 0 | 0
12 | 27 | 3 | 0 | 0 | 0 | 0 | 0
12 | 27 | 4 | 0 | 0 | 0 | 0 | 0
12 | 27 | 5 | 0 | 0 | 0 | 0 | 0
12 | 27 | 6 | 0 | 0 | 0 | 0 | 0
12 | 27 | 7 | 0 | 0 | 0 | 0 | 0
12 | 27 | 8 | 18945.518 | 19866.84 | 18828.839 | 15393.809 | 13664.243
12 | 27 | 9 | 77012.994 | 92578.577 | 87249.937 | 62654.39 | 34571.82
12 | 27 | 10 | 95333.332 | 118887.043 | 120088.321 | 98549.862 | 63557.943
12 | 27 | 11 | 105915.645 | 141916.45 | 153170.084 | 135030.491 | 94801.901
12 | 27 | 12 | 73592.347 | 96992.914 | 108780.126 | 103828.748 | 84339.873
12 | 27 | 13 | 47753.314 | 68257.192 | 82149.239 | 82664.74 | 69627.933
12 | 27 | 14 | 11929.17 | 11929.17 | 11929.17 | 11929.17 | 11929.17
12 | 27 | 15 | 7054.405 | 7072.508 | 7163.022 | 7170.058 | 7165.584
12 | 27 | 16 | 0 | 0 | 0 | 0 | 0
12 | 27 | 17 | 0 | 0 | 0 | 0 | 0
12 | 27 | 18 | 0 | 0 | 0 | 0 | 0
12 | 27 | 19 | 0 | 0 | 0 | 0 | 0
12 | 27 | 20 | 0 | 0 | 0 | 0 | 0
12 | 27 | 21 | 0 | 0 | 0 | 0 | 0
12 | 27 | 22 | 0 | 0 | 0 | 0 | 0
12 | 27 | 23 | 0 | 0 | 0 | 0 | 0
12 | 28 | 0 | 0 | 0 | 0 | 0 | 0
12 | 28 | 1 | 0 | 0 | 0 | 0 | 0
12 | 28 | 2 | 0 | 0 | 0 | 0 | 0
12 | 28 | 3 | 0 | 0 | 0 | 0 | 0
12 | 28 | 4 | 0 | 0 | 0 | 0 | 0
12 | 28 | 5 | 0 | 0 | 0 | 0 | 0
12 | 28 | 6 | 0 | 0 | 0 | 0 | 0
12 | 28 | 7 | 0 | 0 | 0 | 0 | 0
12 | 28 | 8 | 8899.576 | 8914.637 | 8895.72 | 8795.528 | 8758.499
12 | 28 | 9 | 54586.409 | 63082.324 | 60118.11 | 46693.065 | 31393.964
12 | 28 | 10 | 160301.173 | 217068.914 | 219752.247 | 167804.703 | 79884.48
12 | 28 | 11 | 157173.663 | 233367.376 | 256456.571 | 218721.436 | 132381.667
12 | 28 | 12 | 124843.054 | 217116.519 | 260691.163 | 242266.759 | 167642.557
12 | 28 | 13 | 68388.601 | 167222.15 | 230323.608 | 232471.026 | 173323.92
12 | 28 | 14 | 15536.277 | 94443.192 | 174855.688 | 195010.42 | 152126.707
12 | 28 | 15 | 6508.135 | 20926.804 | 86579.275 | 93912.35 | 89018.064
12 | 28 | 16 | 0 | 0 | 0 | 0 | 0
12 | 28 | 17 | 0 | 0 | 0 | 0 | 0
12 | 28 | 18 | 0 | 0 | 0 | 0 | 0
12 | 28 | 19 | 0 | 0 | 0 | 0 | 0
12 | 28 | 20 | 0 | 0 | 0 | 0 | 0
12 | 28 | 21 | 0 | 0 | 0 | 0 | 0
12 | 28 | 22 | 0 | 0 | 0 | 0 | 0
12 | 28 | 23 | 0 | 0 | 0 | 0 | 0
12 | 29 | 0 | 0 | 0 | 0 | 0 | 0
12 | 29 | 1 | 0 | 0 | 0 | 0 | 0
12 | 29 | 2 | 0 | 0 | 0 | 0 | 0
12 | 29 | 3 | 0 | 0 | 0 | 0 | 0
12 | 29 | 4 | 0 | 0 | 0 | 0 | 0
12 | 29 | 5 | 0 | 0 | 0 | 0 | 0
12 | 29 | 6 | 0 | 0 | 0 | 0 | 0
12 | 29 | 7 | 0 | 0 | 0 | 0 | 0
12 | 29 | 8 | 26575.449 | 28246.174 | 26280.776 | 19387.885 | 16132.017
12 | 29 | 9 | 26504.499 | 26989.734 | 26811.765 | 26074.992 | 25211.368
12 | 29 | 10 | 35473.201 | 36291.796 | 36329.85 | 35565.05 | 34445.728
12 | 29 | 11 | 59122.283 | 66312.846 | 68607.582 | 64826.74 | 56890.717
12 | 29 | 12 | 32299.521 | 32892.214 | 33213.61 | 33075.305 | 32558.383
12 | 29 | 13 | 25743.953 | 27010.466 | 27858.229 | 27886.129 | 27085.261
12 | 29 | 14 | 4253.258 | 4253.258 | 4253.258 | 4253.258 | 4253.258
12 | 29 | 15 | 4066.029 | 4066.029 | 4066.029 | 4066.029 | 4066.029
12 | 29 | 16 | 0 | 0 | 0 | 0 | 0
12 | 29 | 17 | 0 | 0 | 0 | 0 | 0
12 | 29 | 18 | 0 | 0 | 0 | 0 | 0
12 | 29 | 19 | 0 | 0 | 0 | 0 | 0
12 | 29 | 20 | 0 | 0 | 0 | 0 | 0
12 | 29 | 21 | 0 | 0 | 0 | 0 | 0
12 | 29 | 22 | 0 | 0 | 0 | 0 | 0
12 | 29 | 23 | 0 | 0 | 0 | 0 | 0
12 | 30 | 0 | 0 | 0 | 0 | 0 | 0
12 | 30 | 1 | 0 | 0 | 0 | 0 | 0
12 | 30 | 2 | 0 | 0 | 0 | 0 | 0
12 | 30 | 3 | 0 | 0 | 0 | 0 | 0
12 | 30 | 4 | 0 | 0 | 0 | 0 | 0
12 | 30 | 5 | 0 | 0 | 0 | 0 | 0
12 | 30 | 6 | 0 | 0 | 0 | 0 | 0
12 | 30 | 7 | 0 | 0 | 0 | 0 | 0
12 | 30 | 8 | 6665.621 | 6665.621 | 6665.621 | 6665.621 | 6665.621
12 | 30 | 9 | 1026.458 | 1026.458 | 1026.458 | 1026.458 | 1026.458
12 | 30 | 10 | 2607.371 | 2607.371 | 2607.371 | 2607.371 | 2607.371
12 | 30 | 11 | 16417.792 | 16417.792 | 16417.792 | 16417.792 | 16417.792
12 | 30 | 12 | 20388.323 | 20582.06 | 20675.55 | 20634.864 | 20475.673
12 | 30 | 13 | 14499.603 | 14499.603 | 14499.603 | 14499.603 | 14499.603
12 | 30 | 14 | 19067.486 | 22626.698 | 26128.453 | 27052.326 | 25108.445
12 | 30 | 15 | 8841.995 | 8885.882 | 8983.817 | 9029.699 | 8996.631
12 | 30 | 16 | 0 | 0 | 0 | 0 | 0
12 | 30 | 17 | 0 | 0 | 0 | 0 | 0
12 | 30 | 18 | 0 | 0 | 0 | 0 | 0
12 | 30 | 19 | 0 | 0 | 0 | 0 | 0
12 | 30 | 20 | 0 | 0 | 0 | 0 | 0
12 | 30 | 21 | 0 | 0 | 0 | 0 | 0
12 | 30 | 22 | 0 | 0 | 0 | 0 | 0
12 | 30 | 23 | 0 | 0 | 0 | 0 | 0
12 | 31 | 0 | 0 | 0 | 0 | 0 | 0
12 | 31 | 1 | 0 | 0 | 0 | 0 | 0
12 | 31 | 2 | 0 | 0 | 0 | 0 | 0
12 | 31 | 3 | 0 | 0 | 0 | 0 | 0
12 | 31 | 4 | 0 | 0 | 0 | 0 | 0
12 | 31 | 5 | 0 | 0 | 0 | 0 | 0
12 | 31 | 6 | 0 | 0 | 0 | 0 | 0
12 | 31 | 7 | 0 | 0 | 0 | 0 | 0
12 | 31 | 8 | 22242.278 | 23429.122 | 21984.059 | 17017.108 | 14693.964
12 | 31 | 9 | 69415.137 | 81543.154 | 77137.743 | 57475.079 | 35186.838
12 | 31 | 10 | 140379.891 | 184924.46 | 186632.25 | 145160.539 | 75288.559
12 | 31 | 11 | 134617.734 | 190040.679 | 206613.751 | 178559.374 | 115337.959
12 | 31 | 12 | 129623.496 | 219863.908 | 261490.307 | 243351.501 | 170471.679
12 | 31 | 13 | 72777.765 | 169389.693 | 229371.734 | 231059.121 | 174252.96
12 | 31 | 14 | 19096.314 | 99625.84 | 178513.697 | 197921.423 | 155862.887
12 | 31 | 15 | 9492.596 | 19898.385 | 59989.416 | 65998.43 | 61909.56
12 | 31 | 16 | 0 | 0 | 0 | 0 | 0
12 | 31 | 17 | 0 | 0 | 0 | 0 | 0
12 | 31 | 18 | 0 | 0 | 0 | 0 | 0
12 | 31 | 19 | 0 | 0 | 0 | 0 | 0
12 | 31 | 20 | 0 | 0 | 0 | 0 | 0
12 | 31 | 21 | 0 | 0 | 0 | 0 | 0
12 | 31 | 22 | 0 | 0 | 0 | 0 | 0
12 | 31 | 23 | 0 | 0 | 0 | 0 | 0

## Springfield
|  | MWh Generated | 480.7668 | 541.9262 | 567.1888 | 540.9854 | 479.5469
|  | Summer Peak (MW) | 0.078975 | 0.094516 | 0.1284 | 0.16027 | 0.17086
|  | ETDFs | 0.00016427 | 0.00017441 | 0.00022639 | 0.00029625 | 0.0003563
|  | Azimuth --> | AC System Output (W) by Array Azimuth
Month | Day | Hour | 90 | 135 | 180 | 225 | 270 | Summer CF Flag
1 | 1 | 0 | 0 | 0 | 0 | 0 | 0
1 | 1 | 1 | 0 | 0 | 0 | 0 | 0
1 | 1 | 2 | 0 | 0 | 0 | 0 | 0
1 | 1 | 3 | 0 | 0 | 0 | 0 | 0
1 | 1 | 4 | 0 | 0 | 0 | 0 | 0
1 | 1 | 5 | 0 | 0 | 0 | 0 | 0
1 | 1 | 6 | 0 | 0 | 0 | 0 | 0
1 | 1 | 7 | 0 | 0 | 0 | 0 | 0
1 | 1 | 8 | 3176.238 | 3176.238 | 3176.238 | 3176.238 | 3176.238
1 | 1 | 9 | 6150.95 | 6150.95 | 6150.95 | 6150.95 | 6150.95
1 | 1 | 10 | 12984.124 | 12984.124 | 12984.124 | 12984.124 | 12984.124
1 | 1 | 11 | 17862.625 | 17862.625 | 17862.625 | 17862.625 | 17862.625
1 | 1 | 12 | 26160.106 | 26246.321 | 26290.603 | 26267.007 | 26189.359
1 | 1 | 13 | 17266.579 | 17266.579 | 17266.579 | 17266.579 | 17266.579
1 | 1 | 14 | 6138.26 | 6138.26 | 6138.26 | 6138.26 | 6138.26
1 | 1 | 15 | 994.991 | 994.991 | 994.991 | 994.991 | 994.991
1 | 1 | 16 | 0 | 0 | 0 | 0 | 0
1 | 1 | 17 | 0 | 0 | 0 | 0 | 0
1 | 1 | 18 | 0 | 0 | 0 | 0 | 0
1 | 1 | 19 | 0 | 0 | 0 | 0 | 0
1 | 1 | 20 | 0 | 0 | 0 | 0 | 0
1 | 1 | 21 | 0 | 0 | 0 | 0 | 0
1 | 1 | 22 | 0 | 0 | 0 | 0 | 0
1 | 1 | 23 | 0 | 0 | 0 | 0 | 0
1 | 2 | 0 | 0 | 0 | 0 | 0 | 0
1 | 2 | 1 | 0 | 0 | 0 | 0 | 0
1 | 2 | 2 | 0 | 0 | 0 | 0 | 0
1 | 2 | 3 | 0 | 0 | 0 | 0 | 0
1 | 2 | 4 | 0 | 0 | 0 | 0 | 0
1 | 2 | 5 | 0 | 0 | 0 | 0 | 0
1 | 2 | 6 | 0 | 0 | 0 | 0 | 0
1 | 2 | 7 | 0 | 0 | 0 | 0 | 0
1 | 2 | 8 | 1952.215 | 1952.215 | 1952.215 | 1952.215 | 1952.215
1 | 2 | 9 | 13202.577 | 13202.577 | 13202.577 | 13202.577 | 13202.577
1 | 2 | 10 | 23587.836 | 23620.489 | 23619.857 | 23586.312 | 23539.504
1 | 2 | 11 | 41334.042 | 43071.975 | 43557.11 | 42534.134 | 40508.435
1 | 2 | 12 | 19096.631 | 19096.631 | 19096.631 | 19096.631 | 19096.631
1 | 2 | 13 | 12466.875 | 12466.875 | 12466.875 | 12466.875 | 12466.875
1 | 2 | 14 | 14221.548 | 14221.548 | 14221.548 | 14221.548 | 14221.548
1 | 2 | 15 | 7128.836 | 7128.836 | 7128.836 | 7128.836 | 7128.836
1 | 2 | 16 | 0 | 0 | 0 | 0 | 0
1 | 2 | 17 | 0 | 0 | 0 | 0 | 0
1 | 2 | 18 | 0 | 0 | 0 | 0 | 0
1 | 2 | 19 | 0 | 0 | 0 | 0 | 0
1 | 2 | 20 | 0 | 0 | 0 | 0 | 0
1 | 2 | 21 | 0 | 0 | 0 | 0 | 0
1 | 2 | 22 | 0 | 0 | 0 | 0 | 0
1 | 2 | 23 | 0 | 0 | 0 | 0 | 0
1 | 3 | 0 | 0 | 0 | 0 | 0 | 0
1 | 3 | 1 | 0 | 0 | 0 | 0 | 0
1 | 3 | 2 | 0 | 0 | 0 | 0 | 0
1 | 3 | 3 | 0 | 0 | 0 | 0 | 0
1 | 3 | 4 | 0 | 0 | 0 | 0 | 0
1 | 3 | 5 | 0 | 0 | 0 | 0 | 0
1 | 3 | 6 | 0 | 0 | 0 | 0 | 0
1 | 3 | 7 | 2903.834 | 2981.341 | 2527.242 | 729.625 | 729.625
1 | 3 | 8 | 120016.535 | 131174.192 | 110513.042 | 33689.115 | 7298.722
1 | 3 | 9 | 170242.141 | 212224.625 | 192559.679 | 113672.383 | 26236.837
1 | 3 | 10 | 189126.21 | 246145.631 | 244867.74 | 185498.501 | 87395.828
1 | 3 | 11 | 180118.921 | 251235.101 | 270147.04 | 229461.898 | 142891.303
1 | 3 | 12 | 145917.791 | 229900.411 | 268137.903 | 247455.866 | 175902.831
1 | 3 | 13 | 92902.865 | 188667.663 | 244699.936 | 243977.569 | 186622.382
1 | 3 | 14 | 31555.544 | 119431.395 | 194573.913 | 212087.826 | 169793.264
1 | 3 | 15 | 7601.782 | 40128.486 | 117117.786 | 142048.504 | 123667.207
1 | 3 | 16 | 1344.29 | 1344.29 | 5774.052 | 6709.261 | 6522.682
1 | 3 | 17 | 0 | 0 | 0 | 0 | 0
1 | 3 | 18 | 0 | 0 | 0 | 0 | 0
1 | 3 | 19 | 0 | 0 | 0 | 0 | 0
1 | 3 | 20 | 0 | 0 | 0 | 0 | 0
1 | 3 | 21 | 0 | 0 | 0 | 0 | 0
1 | 3 | 22 | 0 | 0 | 0 | 0 | 0
1 | 3 | 23 | 0 | 0 | 0 | 0 | 0
1 | 4 | 0 | 0 | 0 | 0 | 0 | 0
1 | 4 | 1 | 0 | 0 | 0 | 0 | 0
1 | 4 | 2 | 0 | 0 | 0 | 0 | 0
1 | 4 | 3 | 0 | 0 | 0 | 0 | 0
1 | 4 | 4 | 0 | 0 | 0 | 0 | 0
1 | 4 | 5 | 0 | 0 | 0 | 0 | 0
1 | 4 | 6 | 0 | 0 | 0 | 0 | 0
1 | 4 | 7 | 632.2 | 660.148 | 492.304 | 0 | 0
1 | 4 | 8 | 78258.822 | 85544.625 | 72485.295 | 27651.299 | 11251.112
1 | 4 | 9 | 141911.379 | 175024.476 | 159259.216 | 96673.475 | 26730.919
1 | 4 | 10 | 163950.627 | 210349.728 | 209144.229 | 160527.552 | 80260.218
1 | 4 | 11 | 152259.895 | 207381.999 | 221989.698 | 190151.473 | 123186.412
1 | 4 | 12 | 141997.293 | 221906.18 | 257987.2 | 238295.001 | 170224.756
1 | 4 | 13 | 91197.974 | 182980.128 | 236151.284 | 235368.377 | 180750.784
1 | 4 | 14 | 31556.451 | 116591.995 | 188442.899 | 205080.42 | 164730.177
1 | 4 | 15 | 8131.668 | 40417.868 | 114821.492 | 139703.016 | 121077.6
1 | 4 | 16 | 1532.365 | 1532.365 | 6056.029 | 6993.572 | 6806.442
1 | 4 | 17 | 0 | 0 | 0 | 0 | 0
1 | 4 | 18 | 0 | 0 | 0 | 0 | 0
1 | 4 | 19 | 0 | 0 | 0 | 0 | 0
1 | 4 | 20 | 0 | 0 | 0 | 0 | 0
1 | 4 | 21 | 0 | 0 | 0 | 0 | 0
1 | 4 | 22 | 0 | 0 | 0 | 0 | 0
1 | 4 | 23 | 0 | 0 | 0 | 0 | 0
1 | 5 | 0 | 0 | 0 | 0 | 0 | 0
1 | 5 | 1 | 0 | 0 | 0 | 0 | 0
1 | 5 | 2 | 0 | 0 | 0 | 0 | 0
1 | 5 | 3 | 0 | 0 | 0 | 0 | 0
1 | 5 | 4 | 0 | 0 | 0 | 0 | 0
1 | 5 | 5 | 0 | 0 | 0 | 0 | 0
1 | 5 | 6 | 0 | 0 | 0 | 0 | 0
1 | 5 | 7 | 2073.332 | 2128.458 | 1788.995 | 468.819 | 468.819
1 | 5 | 8 | 106085.399 | 116003.826 | 97239.77 | 31290.858 | 8404.394
1 | 5 | 9 | 162628.214 | 201967.873 | 182939.897 | 108002.312 | 25475.59
1 | 5 | 10 | 180143.524 | 233458.693 | 231868.84 | 175645.232 | 83485.807
1 | 5 | 11 | 171768.533 | 238333.679 | 255855.306 | 217178.463 | 135806.425
1 | 5 | 12 | 135110.598 | 209070.378 | 242960.415 | 224248.062 | 160679.127
1 | 5 | 13 | 85587.985 | 164068.996 | 210473.03 | 209702.913 | 161920.617
1 | 5 | 14 | 31197.801 | 115512.256 | 186556.666 | 203047.427 | 162997.697
1 | 5 | 15 | 8552.585 | 40652.269 | 113006.145 | 138066.688 | 119049.854
1 | 5 | 16 | 1478.181 | 1478.181 | 5212.896 | 5972.24 | 5820.766
1 | 5 | 17 | 0 | 0 | 0 | 0 | 0
1 | 5 | 18 | 0 | 0 | 0 | 0 | 0
1 | 5 | 19 | 0 | 0 | 0 | 0 | 0
1 | 5 | 20 | 0 | 0 | 0 | 0 | 0
1 | 5 | 21 | 0 | 0 | 0 | 0 | 0
1 | 5 | 22 | 0 | 0 | 0 | 0 | 0
1 | 5 | 23 | 0 | 0 | 0 | 0 | 0
1 | 6 | 0 | 0 | 0 | 0 | 0 | 0
1 | 6 | 1 | 0 | 0 | 0 | 0 | 0
1 | 6 | 2 | 0 | 0 | 0 | 0 | 0
1 | 6 | 3 | 0 | 0 | 0 | 0 | 0
1 | 6 | 4 | 0 | 0 | 0 | 0 | 0
1 | 6 | 5 | 0 | 0 | 0 | 0 | 0
1 | 6 | 6 | 0 | 0 | 0 | 0 | 0
1 | 6 | 7 | 58.866 | 66.691 | 17.169 | 0 | 0
1 | 6 | 8 | 47505.346 | 51551.554 | 44613.765 | 23961.729 | 15650.119
1 | 6 | 9 | 87666.9 | 103032.747 | 95393.801 | 66969.499 | 36095.336
1 | 6 | 10 | 114512.363 | 139581.616 | 138728.924 | 112217.217 | 71125.338
1 | 6 | 11 | 135180.347 | 179108.989 | 190793.017 | 164746.355 | 111793.473
1 | 6 | 12 | 100806.607 | 136391.752 | 153261.556 | 143829.167 | 112687.505
1 | 6 | 13 | 55235.942 | 66281.612 | 73413.305 | 73281.069 | 65940.708
1 | 6 | 14 | 31768.986 | 34493.368 | 36860.465 | 37458.608 | 36031.049
1 | 6 | 15 | 12771.538 | 12879.278 | 13029.168 | 13096.484 | 13041.76
1 | 6 | 16 | 241.256 | 241.256 | 1077.823 | 1451.183 | 1351.051
1 | 6 | 17 | 0 | 0 | 0 | 0 | 0
1 | 6 | 18 | 0 | 0 | 0 | 0 | 0
1 | 6 | 19 | 0 | 0 | 0 | 0 | 0
1 | 6 | 20 | 0 | 0 | 0 | 0 | 0
1 | 6 | 21 | 0 | 0 | 0 | 0 | 0
1 | 6 | 22 | 0 | 0 | 0 | 0 | 0
1 | 6 | 23 | 0 | 0 | 0 | 0 | 0
1 | 7 | 0 | 0 | 0 | 0 | 0 | 0
1 | 7 | 1 | 0 | 0 | 0 | 0 | 0
1 | 7 | 2 | 0 | 0 | 0 | 0 | 0
1 | 7 | 3 | 0 | 0 | 0 | 0 | 0
1 | 7 | 4 | 0 | 0 | 0 | 0 | 0
1 | 7 | 5 | 0 | 0 | 0 | 0 | 0
1 | 7 | 6 | 0 | 0 | 0 | 0 | 0
1 | 7 | 7 | 0 | 0 | 0 | 0 | 0
1 | 7 | 8 | 0 | 0 | 0 | 0 | 0
1 | 7 | 9 | 9339.693 | 9339.693 | 9339.693 | 9339.693 | 9339.693
1 | 7 | 10 | 23931.464 | 24062.32 | 24057.335 | 23918.67 | 23714.646
1 | 7 | 11 | 20215.686 | 20215.686 | 20215.686 | 20215.686 | 20215.686
1 | 7 | 12 | 59888.035 | 70110.108 | 75040.405 | 72254.088 | 63213.601
1 | 7 | 13 | 49904.671 | 57829.748 | 63038.56 | 62933.587 | 57566.971
1 | 7 | 14 | 32001.618 | 114858.545 | 185341.827 | 201911.451 | 161717.785
1 | 7 | 15 | 7866.629 | 41118.882 | 113811.439 | 141025.41 | 119886.394
1 | 7 | 16 | 1172.235 | 1172.235 | 9887.431 | 12784.319 | 12062.817
1 | 7 | 17 | 0 | 0 | 0 | 0 | 0
1 | 7 | 18 | 0 | 0 | 0 | 0 | 0
1 | 7 | 19 | 0 | 0 | 0 | 0 | 0
1 | 7 | 20 | 0 | 0 | 0 | 0 | 0
1 | 7 | 21 | 0 | 0 | 0 | 0 | 0
1 | 7 | 22 | 0 | 0 | 0 | 0 | 0
1 | 7 | 23 | 0 | 0 | 0 | 0 | 0
1 | 8 | 0 | 0 | 0 | 0 | 0 | 0
1 | 8 | 1 | 0 | 0 | 0 | 0 | 0
1 | 8 | 2 | 0 | 0 | 0 | 0 | 0
1 | 8 | 3 | 0 | 0 | 0 | 0 | 0
1 | 8 | 4 | 0 | 0 | 0 | 0 | 0
1 | 8 | 5 | 0 | 0 | 0 | 0 | 0
1 | 8 | 6 | 0 | 0 | 0 | 0 | 0
1 | 8 | 7 | 1332.223 | 1368.23 | 1127.465 | 211.783 | 211.783
1 | 8 | 8 | 109472.895 | 119379.183 | 99293.496 | 31818.823 | 9264.483
1 | 8 | 9 | 166750.938 | 206623.523 | 186301.663 | 109263.905 | 25882.957
1 | 8 | 10 | 186333.208 | 240625.51 | 238367.231 | 180030.589 | 86429.412
1 | 8 | 11 | 181359.917 | 250969.736 | 269082.48 | 227566.007 | 142165.519
1 | 8 | 12 | 151364.606 | 235791.327 | 274524.066 | 252513.63 | 179397.968
1 | 8 | 13 | 98937.574 | 195656.917 | 252557.054 | 251339.063 | 192469.345
1 | 8 | 14 | 35938.133 | 126427.416 | 202903.425 | 220832.13 | 177306.715
1 | 8 | 15 | 7841.157 | 45159.275 | 125281.987 | 156349.258 | 131981.323
1 | 8 | 16 | 1800.717 | 1800.717 | 11319.963 | 13989.725 | 13358.741
1 | 8 | 17 | 0 | 0 | 0 | 0 | 0
1 | 8 | 18 | 0 | 0 | 0 | 0 | 0
1 | 8 | 19 | 0 | 0 | 0 | 0 | 0
1 | 8 | 20 | 0 | 0 | 0 | 0 | 0
1 | 8 | 21 | 0 | 0 | 0 | 0 | 0
1 | 8 | 22 | 0 | 0 | 0 | 0 | 0
1 | 8 | 23 | 0 | 0 | 0 | 0 | 0
1 | 9 | 0 | 0 | 0 | 0 | 0 | 0
1 | 9 | 1 | 0 | 0 | 0 | 0 | 0
1 | 9 | 2 | 0 | 0 | 0 | 0 | 0
1 | 9 | 3 | 0 | 0 | 0 | 0 | 0
1 | 9 | 4 | 0 | 0 | 0 | 0 | 0
1 | 9 | 5 | 0 | 0 | 0 | 0 | 0
1 | 9 | 6 | 0 | 0 | 0 | 0 | 0
1 | 9 | 7 | 3237.236 | 3315.209 | 2778.399 | 751.699 | 751.699
1 | 9 | 8 | 125997.596 | 137543.31 | 113626.909 | 34311.085 | 8048.791
1 | 9 | 9 | 181496.389 | 224266.038 | 202116.932 | 118424.385 | 27651.429
1 | 9 | 10 | 200540.583 | 258743.965 | 256093.792 | 193113.525 | 91717.665
1 | 9 | 11 | 192625.168 | 265836.702 | 284723.243 | 240832.047 | 150582.592
1 | 9 | 12 | 159214.991 | 246404.853 | 286285.202 | 263430.429 | 187826.601
1 | 9 | 13 | 103713.077 | 203336.462 | 261820.287 | 260488.997 | 199952.039
1 | 9 | 14 | 38752.267 | 132728.556 | 211537.421 | 229994.848 | 185185.392
1 | 9 | 15 | 9176.393 | 48238.421 | 129736.784 | 162407.509 | 136552.85
1 | 9 | 16 | 2033.723 | 2033.723 | 13193.859 | 16652.233 | 15805.531
1 | 9 | 17 | 0 | 0 | 0 | 0 | 0
1 | 9 | 18 | 0 | 0 | 0 | 0 | 0
1 | 9 | 19 | 0 | 0 | 0 | 0 | 0
1 | 9 | 20 | 0 | 0 | 0 | 0 | 0
1 | 9 | 21 | 0 | 0 | 0 | 0 | 0
1 | 9 | 22 | 0 | 0 | 0 | 0 | 0
1 | 9 | 23 | 0 | 0 | 0 | 0 | 0
1 | 10 | 0 | 0 | 0 | 0 | 0 | 0
1 | 10 | 1 | 0 | 0 | 0 | 0 | 0
1 | 10 | 2 | 0 | 0 | 0 | 0 | 0
1 | 10 | 3 | 0 | 0 | 0 | 0 | 0
1 | 10 | 4 | 0 | 0 | 0 | 0 | 0
1 | 10 | 5 | 0 | 0 | 0 | 0 | 0
1 | 10 | 6 | 0 | 0 | 0 | 0 | 0
1 | 10 | 7 | 305.099 | 317.717 | 228.052 | 0 | 0
1 | 10 | 8 | 48164.021 | 52195.391 | 44728.064 | 23486.534 | 15190.6
1 | 10 | 9 | 98149.044 | 115239.017 | 106182.498 | 73295.511 | 37611.461
1 | 10 | 10 | 190225.658 | 242453.147 | 239893.918 | 182950.897 | 88701.182
1 | 10 | 11 | 182429.501 | 247402.659 | 263704.027 | 225086.926 | 143496.934
1 | 10 | 12 | 152282.832 | 230434.967 | 264994.844 | 245109.195 | 177987.04
1 | 10 | 13 | 101082.109 | 191910.443 | 243072.322 | 241862.069 | 188819.225
1 | 10 | 14 | 38590.732 | 127289.626 | 198862.322 | 215229.826 | 175268.908
1 | 10 | 15 | 9042.87 | 47138.978 | 123426.1 | 154494.805 | 129747.051
1 | 10 | 16 | 1963.63 | 1963.63 | 14192.708 | 17876.063 | 16982.003
1 | 10 | 17 | 0 | 0 | 0 | 0 | 0
1 | 10 | 18 | 0 | 0 | 0 | 0 | 0
1 | 10 | 19 | 0 | 0 | 0 | 0 | 0
1 | 10 | 20 | 0 | 0 | 0 | 0 | 0
1 | 10 | 21 | 0 | 0 | 0 | 0 | 0
1 | 10 | 22 | 0 | 0 | 0 | 0 | 0
1 | 10 | 23 | 0 | 0 | 0 | 0 | 0
1 | 11 | 0 | 0 | 0 | 0 | 0 | 0
1 | 11 | 1 | 0 | 0 | 0 | 0 | 0
1 | 11 | 2 | 0 | 0 | 0 | 0 | 0
1 | 11 | 3 | 0 | 0 | 0 | 0 | 0
1 | 11 | 4 | 0 | 0 | 0 | 0 | 0
1 | 11 | 5 | 0 | 0 | 0 | 0 | 0
1 | 11 | 6 | 0 | 0 | 0 | 0 | 0
1 | 11 | 7 | 0 | 0 | 0 | 0 | 0
1 | 11 | 8 | 15856.337 | 16076.654 | 15742.428 | 15049.981 | 14648.929
1 | 11 | 9 | 38979.335 | 40533.097 | 39687.351 | 36818.76 | 33695.923
1 | 11 | 10 | 38186.574 | 38921.041 | 38881.28 | 38090.603 | 37012.466
1 | 11 | 11 | 46948.055 | 48352.43 | 48722.55 | 47844.165 | 46217.371
1 | 11 | 12 | 23141.14 | 23141.14 | 23141.14 | 23141.14 | 23141.14
1 | 11 | 13 | 32112.057 | 33299.49 | 34057.352 | 34038.028 | 33252.85
1 | 11 | 14 | 9193.894 | 9193.894 | 9193.894 | 9193.894 | 9193.894
1 | 11 | 15 | 10132.752 | 10132.752 | 10132.752 | 10132.752 | 10132.752
1 | 11 | 16 | 167.568 | 167.568 | 989.785 | 1294.489 | 1216.272
1 | 11 | 17 | 0 | 0 | 0 | 0 | 0
1 | 11 | 18 | 0 | 0 | 0 | 0 | 0
1 | 11 | 19 | 0 | 0 | 0 | 0 | 0
1 | 11 | 20 | 0 | 0 | 0 | 0 | 0
1 | 11 | 21 | 0 | 0 | 0 | 0 | 0
1 | 11 | 22 | 0 | 0 | 0 | 0 | 0
1 | 11 | 23 | 0 | 0 | 0 | 0 | 0
1 | 12 | 0 | 0 | 0 | 0 | 0 | 0
1 | 12 | 1 | 0 | 0 | 0 | 0 | 0
1 | 12 | 2 | 0 | 0 | 0 | 0 | 0
1 | 12 | 3 | 0 | 0 | 0 | 0 | 0
1 | 12 | 4 | 0 | 0 | 0 | 0 | 0
1 | 12 | 5 | 0 | 0 | 0 | 0 | 0
1 | 12 | 6 | 0 | 0 | 0 | 0 | 0
1 | 12 | 7 | 0 | 0 | 0 | 0 | 0
1 | 12 | 8 | 6262.271 | 6262.271 | 6262.271 | 6262.271 | 6262.271
1 | 12 | 9 | 10736.145 | 10736.145 | 10736.145 | 10736.145 | 10736.145
1 | 12 | 10 | 20074.091 | 20255.166 | 20244.619 | 20046.122 | 19735.119
1 | 12 | 11 | 20397.607 | 20397.607 | 20397.607 | 20397.607 | 20397.607
1 | 12 | 12 | 31754.741 | 32112.037 | 32287.557 | 32184.101 | 31860.389
1 | 12 | 13 | 19734.497 | 19734.497 | 19734.497 | 19734.497 | 19734.497
1 | 12 | 14 | 9983.603 | 9983.603 | 9983.603 | 9983.603 | 9983.603
1 | 12 | 15 | 15280.454 | 16879.986 | 19497.603 | 20650.622 | 19723.775
1 | 12 | 16 | 1097.317 | 1097.317 | 1330.877 | 1386.507 | 1374.017
1 | 12 | 17 | 0 | 0 | 0 | 0 | 0
1 | 12 | 18 | 0 | 0 | 0 | 0 | 0
1 | 12 | 19 | 0 | 0 | 0 | 0 | 0
1 | 12 | 20 | 0 | 0 | 0 | 0 | 0
1 | 12 | 21 | 0 | 0 | 0 | 0 | 0
1 | 12 | 22 | 0 | 0 | 0 | 0 | 0
1 | 12 | 23 | 0 | 0 | 0 | 0 | 0
1 | 13 | 0 | 0 | 0 | 0 | 0 | 0
1 | 13 | 1 | 0 | 0 | 0 | 0 | 0
1 | 13 | 2 | 0 | 0 | 0 | 0 | 0
1 | 13 | 3 | 0 | 0 | 0 | 0 | 0
1 | 13 | 4 | 0 | 0 | 0 | 0 | 0
1 | 13 | 5 | 0 | 0 | 0 | 0 | 0
1 | 13 | 6 | 0 | 0 | 0 | 0 | 0
1 | 13 | 7 | 169.936 | 172.425 | 152.881 | 79.824 | 79.824
1 | 13 | 8 | 54716.939 | 59367.374 | 50389.492 | 26248.626 | 16900.534
1 | 13 | 9 | 132607.545 | 158575.785 | 144092.823 | 92497.834 | 36908.209
1 | 13 | 10 | 136729.022 | 167901.442 | 165966.995 | 131686.503 | 79013.593
1 | 13 | 11 | 116200.785 | 143323.794 | 150260.553 | 133328.568 | 100431.259
1 | 13 | 12 | 128342.963 | 181182.413 | 205736.861 | 191187.923 | 144609.05
1 | 13 | 13 | 100295.011 | 178816.268 | 225561.029 | 224289.9 | 175672.816
1 | 13 | 14 | 45947.54 | 96386.223 | 138524.927 | 148681.139 | 124283.645
1 | 13 | 15 | 23285.211 | 29528.599 | 39730.322 | 44207.906 | 40622.112
1 | 13 | 16 | 2081.076 | 2081.076 | 2960.623 | 3304.676 | 3215.985
1 | 13 | 17 | 0 | 0 | 0 | 0 | 0
1 | 13 | 18 | 0 | 0 | 0 | 0 | 0
1 | 13 | 19 | 0 | 0 | 0 | 0 | 0
1 | 13 | 20 | 0 | 0 | 0 | 0 | 0
1 | 13 | 21 | 0 | 0 | 0 | 0 | 0
1 | 13 | 22 | 0 | 0 | 0 | 0 | 0
1 | 13 | 23 | 0 | 0 | 0 | 0 | 0
1 | 14 | 0 | 0 | 0 | 0 | 0 | 0
1 | 14 | 1 | 0 | 0 | 0 | 0 | 0
1 | 14 | 2 | 0 | 0 | 0 | 0 | 0
1 | 14 | 3 | 0 | 0 | 0 | 0 | 0
1 | 14 | 4 | 0 | 0 | 0 | 0 | 0
1 | 14 | 5 | 0 | 0 | 0 | 0 | 0
1 | 14 | 6 | 0 | 0 | 0 | 0 | 0
1 | 14 | 7 | 1675.711 | 1705.234 | 1465.263 | 575.244 | 575.244
1 | 14 | 8 | 109002.231 | 119554.885 | 97332.703 | 33544.097 | 11395.343
1 | 14 | 9 | 157045.322 | 190244.359 | 171465.849 | 103440.53 | 28910.366
1 | 14 | 10 | 168181.757 | 210177.053 | 207416.164 | 160870.769 | 87090.093
1 | 14 | 11 | 143936.48 | 185036.326 | 195367.132 | 169747.487 | 119046.009
1 | 14 | 12 | 99037.317 | 123986.106 | 135795.045 | 128737.657 | 106504.316
1 | 14 | 13 | 73703.52 | 95945.552 | 110057.541 | 109658.454 | 94976.998
1 | 14 | 14 | 46059.458 | 59839.776 | 71517.874 | 74417.529 | 67489.069
1 | 14 | 15 | 23195.686 | 27812.821 | 34742.969 | 37800.64 | 35357.845
1 | 14 | 16 | 1928.48 | 1928.48 | 2527.911 | 2754.829 | 2697.033
1 | 14 | 17 | 0 | 0 | 0 | 0 | 0
1 | 14 | 18 | 0 | 0 | 0 | 0 | 0
1 | 14 | 19 | 0 | 0 | 0 | 0 | 0
1 | 14 | 20 | 0 | 0 | 0 | 0 | 0
1 | 14 | 21 | 0 | 0 | 0 | 0 | 0
1 | 14 | 22 | 0 | 0 | 0 | 0 | 0
1 | 14 | 23 | 0 | 0 | 0 | 0 | 0
1 | 15 | 0 | 0 | 0 | 0 | 0 | 0
1 | 15 | 1 | 0 | 0 | 0 | 0 | 0
1 | 15 | 2 | 0 | 0 | 0 | 0 | 0
1 | 15 | 3 | 0 | 0 | 0 | 0 | 0
1 | 15 | 4 | 0 | 0 | 0 | 0 | 0
1 | 15 | 5 | 0 | 0 | 0 | 0 | 0
1 | 15 | 6 | 0 | 0 | 0 | 0 | 0
1 | 15 | 7 | 0 | 0 | 0 | 0 | 0
1 | 15 | 8 | 13269.513 | 13327.383 | 13233.831 | 13043.708 | 12933.305
1 | 15 | 9 | 40546.926 | 41981.57 | 41146.236 | 38438.023 | 35504.065
1 | 15 | 10 | 87888.665 | 100199.698 | 99329.027 | 85704.837 | 65702.456
1 | 15 | 11 | 82771.098 | 93303.235 | 95976.026 | 89287.438 | 76644.122
1 | 15 | 12 | 66675.865 | 74470.945 | 78251.573 | 75974.039 | 68917.782
1 | 15 | 13 | 75236.663 | 98814.162 | 113745.166 | 113311.977 | 97763.774
1 | 15 | 14 | 45652.603 | 57711.569 | 67941.614 | 70501.225 | 64395.73
1 | 15 | 15 | 23082.906 | 24786.276 | 27044.463 | 28053.219 | 27248.478
1 | 15 | 16 | 2052.262 | 2052.262 | 2052.262 | 2052.262 | 2052.262
1 | 15 | 17 | 0 | 0 | 0 | 0 | 0
1 | 15 | 18 | 0 | 0 | 0 | 0 | 0
1 | 15 | 19 | 0 | 0 | 0 | 0 | 0
1 | 15 | 20 | 0 | 0 | 0 | 0 | 0
1 | 15 | 21 | 0 | 0 | 0 | 0 | 0
1 | 15 | 22 | 0 | 0 | 0 | 0 | 0
1 | 15 | 23 | 0 | 0 | 0 | 0 | 0
1 | 16 | 0 | 0 | 0 | 0 | 0 | 0
1 | 16 | 1 | 0 | 0 | 0 | 0 | 0
1 | 16 | 2 | 0 | 0 | 0 | 0 | 0
1 | 16 | 3 | 0 | 0 | 0 | 0 | 0
1 | 16 | 4 | 0 | 0 | 0 | 0 | 0
1 | 16 | 5 | 0 | 0 | 0 | 0 | 0
1 | 16 | 6 | 0 | 0 | 0 | 0 | 0
1 | 16 | 7 | 0 | 0 | 0 | 0 | 0
1 | 16 | 8 | 17061.611 | 17296.424 | 16910.466 | 16130.326 | 15676.589
1 | 16 | 9 | 55498.381 | 60159.459 | 57404.554 | 48280.837 | 38459.572
1 | 16 | 10 | 74049.818 | 81736.86 | 81160.546 | 72613.067 | 60136.542
1 | 16 | 11 | 46625.733 | 50361.031 | 51302.927 | 48915.644 | 44420.784
1 | 16 | 12 | 85670.584 | 103405.688 | 111843.308 | 106730.515 | 90810.452
1 | 16 | 13 | 43606.467 | 45602.007 | 46931.073 | 46891.631 | 45506.768
1 | 16 | 14 | 41407.311 | 48876.127 | 55234.668 | 56849.443 | 53005.172
1 | 16 | 15 | 19875.223 | 20622.615 | 21516.124 | 21920.511 | 21598.511
1 | 16 | 16 | 2812.115 | 2812.115 | 2894.669 | 2945.611 | 2931.838
1 | 16 | 17 | 0 | 0 | 0 | 0 | 0
1 | 16 | 18 | 0 | 0 | 0 | 0 | 0
1 | 16 | 19 | 0 | 0 | 0 | 0 | 0
1 | 16 | 20 | 0 | 0 | 0 | 0 | 0
1 | 16 | 21 | 0 | 0 | 0 | 0 | 0
1 | 16 | 22 | 0 | 0 | 0 | 0 | 0
1 | 16 | 23 | 0 | 0 | 0 | 0 | 0
1 | 17 | 0 | 0 | 0 | 0 | 0 | 0
1 | 17 | 1 | 0 | 0 | 0 | 0 | 0
1 | 17 | 2 | 0 | 0 | 0 | 0 | 0
1 | 17 | 3 | 0 | 0 | 0 | 0 | 0
1 | 17 | 4 | 0 | 0 | 0 | 0 | 0
1 | 17 | 5 | 0 | 0 | 0 | 0 | 0
1 | 17 | 6 | 0 | 0 | 0 | 0 | 0
1 | 17 | 7 | 462.095 | 466.762 | 424.165 | 266.679 | 266.679
1 | 17 | 8 | 64442.946 | 70326.546 | 58268.753 | 27782.229 | 16414.868
1 | 17 | 9 | 81463.58 | 92262.109 | 85775.955 | 63884.801 | 40343.439
1 | 17 | 10 | 151694.257 | 185042.028 | 182426.406 | 144945.624 | 86234.191
1 | 17 | 11 | 180936.01 | 234035.004 | 246937.879 | 213511.62 | 146408.789
1 | 17 | 12 | 109808.531 | 142143.363 | 157298.173 | 148062.775 | 119217.226
1 | 17 | 13 | 85160.115 | 124909.575 | 149376.922 | 148643.672 | 123115.577
1 | 17 | 14 | 47282.608 | 61157 | 72831.241 | 75750.556 | 68817.499
1 | 17 | 15 | 23670.812 | 27703.348 | 33200.331 | 35638.322 | 33716.31
1 | 17 | 16 | 3379.28 | 3379.28 | 3497.976 | 3570.586 | 3551.165
1 | 17 | 17 | 0 | 0 | 0 | 0 | 0
1 | 17 | 18 | 0 | 0 | 0 | 0 | 0
1 | 17 | 19 | 0 | 0 | 0 | 0 | 0
1 | 17 | 20 | 0 | 0 | 0 | 0 | 0
1 | 17 | 21 | 0 | 0 | 0 | 0 | 0
1 | 17 | 22 | 0 | 0 | 0 | 0 | 0
1 | 17 | 23 | 0 | 0 | 0 | 0 | 0
1 | 18 | 0 | 0 | 0 | 0 | 0 | 0
1 | 18 | 1 | 0 | 0 | 0 | 0 | 0
1 | 18 | 2 | 0 | 0 | 0 | 0 | 0
1 | 18 | 3 | 0 | 0 | 0 | 0 | 0
1 | 18 | 4 | 0 | 0 | 0 | 0 | 0
1 | 18 | 5 | 0 | 0 | 0 | 0 | 0
1 | 18 | 6 | 0 | 0 | 0 | 0 | 0
1 | 18 | 7 | 0 | 0 | 0 | 0 | 0
1 | 18 | 8 | 10639.558 | 10639.558 | 10639.558 | 10639.558 | 10639.558
1 | 18 | 9 | 24225.216 | 25860.526 | 24858.858 | 21479.482 | 17895.221
1 | 18 | 10 | 27319.913 | 27637.812 | 27611.176 | 27253.779 | 26719.285
1 | 18 | 11 | 96499.118 | 113944.244 | 118258.901 | 107019.177 | 85660.567
1 | 18 | 12 | 49128.664 | 51148.973 | 52127.181 | 51526.308 | 49688.901
1 | 18 | 13 | 65772.699 | 85691.769 | 98274.181 | 97890.889 | 84762.543
1 | 18 | 14 | 51530.01 | 92063.849 | 125512.605 | 133722.131 | 114252.136
1 | 18 | 15 | 24054.122 | 35738.811 | 53610.162 | 61378.608 | 55319.118
1 | 18 | 16 | 4841.869 | 4841.869 | 9883.885 | 11917.502 | 11409.794
1 | 18 | 17 | 0 | 0 | 0 | 0 | 0
1 | 18 | 18 | 0 | 0 | 0 | 0 | 0
1 | 18 | 19 | 0 | 0 | 0 | 0 | 0
1 | 18 | 20 | 0 | 0 | 0 | 0 | 0
1 | 18 | 21 | 0 | 0 | 0 | 0 | 0
1 | 18 | 22 | 0 | 0 | 0 | 0 | 0
1 | 18 | 23 | 0 | 0 | 0 | 0 | 0
1 | 19 | 0 | 0 | 0 | 0 | 0 | 0
1 | 19 | 1 | 0 | 0 | 0 | 0 | 0
1 | 19 | 2 | 0 | 0 | 0 | 0 | 0
1 | 19 | 3 | 0 | 0 | 0 | 0 | 0
1 | 19 | 4 | 0 | 0 | 0 | 0 | 0
1 | 19 | 5 | 0 | 0 | 0 | 0 | 0
1 | 19 | 6 | 0 | 0 | 0 | 0 | 0
1 | 19 | 7 | 0 | 0 | 0 | 0 | 0
1 | 19 | 8 | 12005.845 | 12005.845 | 12005.845 | 12005.845 | 12005.845
1 | 19 | 9 | 32100.434 | 32615.524 | 32294.757 | 31326.357 | 30278.106
1 | 19 | 10 | 64005.125 | 72653.805 | 71891.155 | 62128.34 | 47774.103
1 | 19 | 11 | 33371.564 | 33640.056 | 33706.375 | 33531.655 | 33218.286
1 | 19 | 12 | 44932.574 | 45962.377 | 46469.25 | 46156.059 | 45206.41
1 | 19 | 13 | 48902.284 | 51060.435 | 52529.003 | 52483.82 | 50951.382
1 | 19 | 14 | 28382.513 | 28880.452 | 29313.941 | 29428.91 | 29157.948
1 | 19 | 15 | 19247.573 | 19728.431 | 20278.557 | 20529.018 | 20332.841
1 | 19 | 16 | 3690.564 | 3690.564 | 3690.564 | 3690.564 | 3690.564
1 | 19 | 17 | 0 | 0 | 0 | 0 | 0
1 | 19 | 18 | 0 | 0 | 0 | 0 | 0
1 | 19 | 19 | 0 | 0 | 0 | 0 | 0
1 | 19 | 20 | 0 | 0 | 0 | 0 | 0
1 | 19 | 21 | 0 | 0 | 0 | 0 | 0
1 | 19 | 22 | 0 | 0 | 0 | 0 | 0
1 | 19 | 23 | 0 | 0 | 0 | 0 | 0
1 | 20 | 0 | 0 | 0 | 0 | 0 | 0
1 | 20 | 1 | 0 | 0 | 0 | 0 | 0
1 | 20 | 2 | 0 | 0 | 0 | 0 | 0
1 | 20 | 3 | 0 | 0 | 0 | 0 | 0
1 | 20 | 4 | 0 | 0 | 0 | 0 | 0
1 | 20 | 5 | 0 | 0 | 0 | 0 | 0
1 | 20 | 6 | 0 | 0 | 0 | 0 | 0
1 | 20 | 7 | 4060.911 | 4117.708 | 3528.389 | 1358.049 | 1358.049
1 | 20 | 8 | 99279.012 | 110163.775 | 87336.894 | 33261.969 | 13616.192
1 | 20 | 9 | 146912.911 | 174443.262 | 157052.883 | 98649.708 | 35792.302
1 | 20 | 10 | 164775.753 | 202688.016 | 199204.713 | 156047.095 | 89404.022
1 | 20 | 11 | 180466.001 | 236915.905 | 250495.114 | 214037.135 | 142730.217
1 | 20 | 12 | 148134.845 | 208849.67 | 236852.762 | 219501.74 | 165567.232
1 | 20 | 13 | 100821.852 | 162139.93 | 199522.455 | 198377.943 | 159328.406
1 | 20 | 14 | 52989.836 | 115742.305 | 166732.818 | 179225.152 | 149802.144
1 | 20 | 15 | 14319.826 | 14319.826 | 14319.826 | 14319.826 | 14319.826
1 | 20 | 16 | 1960.167 | 1960.167 | 1960.167 | 1960.167 | 1960.167
1 | 20 | 17 | 0 | 0 | 0 | 0 | 0
1 | 20 | 18 | 0 | 0 | 0 | 0 | 0
1 | 20 | 19 | 0 | 0 | 0 | 0 | 0
1 | 20 | 20 | 0 | 0 | 0 | 0 | 0
1 | 20 | 21 | 0 | 0 | 0 | 0 | 0
1 | 20 | 22 | 0 | 0 | 0 | 0 | 0
1 | 20 | 23 | 0 | 0 | 0 | 0 | 0
1 | 21 | 0 | 0 | 0 | 0 | 0 | 0
1 | 21 | 1 | 0 | 0 | 0 | 0 | 0
1 | 21 | 2 | 0 | 0 | 0 | 0 | 0
1 | 21 | 3 | 0 | 0 | 0 | 0 | 0
1 | 21 | 4 | 0 | 0 | 0 | 0 | 0
1 | 21 | 5 | 0 | 0 | 0 | 0 | 0
1 | 21 | 6 | 0 | 0 | 0 | 0 | 0
1 | 21 | 7 | 2209.675 | 2232.087 | 1988.289 | 1086.25 | 1086.25
1 | 21 | 8 | 84173.709 | 93213.902 | 74505.641 | 32029.93 | 15904.968
1 | 21 | 9 | 153410.205 | 182277.672 | 163738.612 | 102046.46 | 35769.48
1 | 21 | 10 | 175739.369 | 217959.489 | 213891.616 | 165615.408 | 91136.781
1 | 21 | 11 | 152186.324 | 192953.344 | 202766.344 | 176160.919 | 125388.675
1 | 21 | 12 | 148330.627 | 208136.091 | 235887.132 | 218590.545 | 165292.072
1 | 21 | 13 | 66488.245 | 85879.937 | 98209.039 | 97828.926 | 84960.537
1 | 21 | 14 | 54124.38 | 117901.618 | 169852.413 | 182684.02 | 152638.291
1 | 21 | 15 | 20508.07 | 21067.678 | 21689.73 | 21974.311 | 21754.438
1 | 21 | 16 | 4934.361 | 4935.249 | 4998.337 | 5036.171 | 5026.573
1 | 21 | 17 | 0 | 0 | 0 | 0 | 0
1 | 21 | 18 | 0 | 0 | 0 | 0 | 0
1 | 21 | 19 | 0 | 0 | 0 | 0 | 0
1 | 21 | 20 | 0 | 0 | 0 | 0 | 0
1 | 21 | 21 | 0 | 0 | 0 | 0 | 0
1 | 21 | 22 | 0 | 0 | 0 | 0 | 0
1 | 21 | 23 | 0 | 0 | 0 | 0 | 0
1 | 22 | 0 | 0 | 0 | 0 | 0 | 0
1 | 22 | 1 | 0 | 0 | 0 | 0 | 0
1 | 22 | 2 | 0 | 0 | 0 | 0 | 0
1 | 22 | 3 | 0 | 0 | 0 | 0 | 0
1 | 22 | 4 | 0 | 0 | 0 | 0 | 0
1 | 22 | 5 | 0 | 0 | 0 | 0 | 0
1 | 22 | 6 | 0 | 0 | 0 | 0 | 0
1 | 22 | 7 | 50.776 | 54.082 | 16.305 | 0 | 0
1 | 22 | 8 | 10367.544 | 10367.544 | 10367.544 | 10367.544 | 10367.544
1 | 22 | 9 | 34516.724 | 35676.451 | 34917.868 | 32513.475 | 29954.806
1 | 22 | 10 | 61369.714 | 66666.695 | 66128.698 | 60065.167 | 51336.246
1 | 22 | 11 | 82065.435 | 92509.879 | 95023.197 | 88140.938 | 75370.673
1 | 22 | 12 | 91188.933 | 109781.54 | 118636.871 | 113080.975 | 96256.078
1 | 22 | 13 | 65421.568 | 77985.844 | 86074.445 | 85826.125 | 77385.775
1 | 22 | 14 | 51871.826 | 74603.412 | 93512.337 | 98317.605 | 87155.621
1 | 22 | 15 | 25420.937 | 40603.214 | 62804.148 | 72399.308 | 65154.727
1 | 22 | 16 | 7071.303 | 7177.423 | 15809.867 | 18802.612 | 18112.216
1 | 22 | 17 | 0 | 0 | 0 | 0 | 0
1 | 22 | 18 | 0 | 0 | 0 | 0 | 0
1 | 22 | 19 | 0 | 0 | 0 | 0 | 0
1 | 22 | 20 | 0 | 0 | 0 | 0 | 0
1 | 22 | 21 | 0 | 0 | 0 | 0 | 0
1 | 22 | 22 | 0 | 0 | 0 | 0 | 0
1 | 22 | 23 | 0 | 0 | 0 | 0 | 0
1 | 23 | 0 | 0 | 0 | 0 | 0 | 0
1 | 23 | 1 | 0 | 0 | 0 | 0 | 0
1 | 23 | 2 | 0 | 0 | 0 | 0 | 0
1 | 23 | 3 | 0 | 0 | 0 | 0 | 0
1 | 23 | 4 | 0 | 0 | 0 | 0 | 0
1 | 23 | 5 | 0 | 0 | 0 | 0 | 0
1 | 23 | 6 | 0 | 0 | 0 | 0 | 0
1 | 23 | 7 | 666.184 | 669.117 | 633.845 | 502.395 | 502.395
1 | 23 | 8 | 17130.959 | 17286.169 | 16997.004 | 16433.199 | 16094.355
1 | 23 | 9 | 47775.112 | 50592.36 | 48719.023 | 43000.008 | 36905.247
1 | 23 | 10 | 61423.536 | 64444.994 | 64124.447 | 60649.163 | 55745.327
1 | 23 | 11 | 72828.285 | 79953.679 | 81655.108 | 76938.06 | 68316.8
1 | 23 | 12 | 63135.049 | 69348.895 | 72342.523 | 70454.923 | 64779.791
1 | 23 | 13 | 46557.918 | 49243.981 | 50994.037 | 50940.761 | 49115.395
1 | 23 | 14 | 37793.241 | 39390.634 | 40772.967 | 41141.244 | 40291.587
1 | 23 | 15 | 11259.481 | 11259.481 | 11259.481 | 11259.481 | 11259.481
1 | 23 | 16 | 1472.469 | 1472.469 | 1472.469 | 1472.469 | 1472.469
1 | 23 | 17 | 0 | 0 | 0 | 0 | 0
1 | 23 | 18 | 0 | 0 | 0 | 0 | 0
1 | 23 | 19 | 0 | 0 | 0 | 0 | 0
1 | 23 | 20 | 0 | 0 | 0 | 0 | 0
1 | 23 | 21 | 0 | 0 | 0 | 0 | 0
1 | 23 | 22 | 0 | 0 | 0 | 0 | 0
1 | 23 | 23 | 0 | 0 | 0 | 0 | 0
1 | 24 | 0 | 0 | 0 | 0 | 0 | 0
1 | 24 | 1 | 0 | 0 | 0 | 0 | 0
1 | 24 | 2 | 0 | 0 | 0 | 0 | 0
1 | 24 | 3 | 0 | 0 | 0 | 0 | 0
1 | 24 | 4 | 0 | 0 | 0 | 0 | 0
1 | 24 | 5 | 0 | 0 | 0 | 0 | 0
1 | 24 | 6 | 0 | 0 | 0 | 0 | 0
1 | 24 | 7 | 2781.911 | 2808.24 | 2474.632 | 1232.73 | 1232.73
1 | 24 | 8 | 123845.128 | 139323.342 | 106973.467 | 38159.282 | 12918.576
1 | 24 | 9 | 85358.176 | 97447.266 | 89278.242 | 63507.605 | 36112.274
1 | 24 | 10 | 71219.525 | 78543.711 | 77733.543 | 69262.587 | 56915.545
1 | 24 | 11 | 61800.749 | 66922.909 | 68136.432 | 64730.35 | 58536.907
1 | 24 | 12 | 84313.891 | 96102.415 | 101746.178 | 98172.829 | 87446.944
1 | 24 | 13 | 96261.916 | 139023.71 | 165820.53 | 165018.84 | 137073.279
1 | 24 | 14 | 63123.584 | 154816.299 | 227987.447 | 246171.289 | 204315.267
1 | 24 | 15 | 14229.728 | 73192.441 | 162268.814 | 199519.775 | 172111.715
1 | 24 | 16 | 6757.317 | 7284.973 | 49637.071 | 59079.769 | 57194.964
1 | 24 | 17 | 0 | 0 | 0 | 0 | 0
1 | 24 | 18 | 0 | 0 | 0 | 0 | 0
1 | 24 | 19 | 0 | 0 | 0 | 0 | 0
1 | 24 | 20 | 0 | 0 | 0 | 0 | 0
1 | 24 | 21 | 0 | 0 | 0 | 0 | 0
1 | 24 | 22 | 0 | 0 | 0 | 0 | 0
1 | 24 | 23 | 0 | 0 | 0 | 0 | 0
1 | 25 | 0 | 0 | 0 | 0 | 0 | 0
1 | 25 | 1 | 0 | 0 | 0 | 0 | 0
1 | 25 | 2 | 0 | 0 | 0 | 0 | 0
1 | 25 | 3 | 0 | 0 | 0 | 0 | 0
1 | 25 | 4 | 0 | 0 | 0 | 0 | 0
1 | 25 | 5 | 0 | 0 | 0 | 0 | 0
1 | 25 | 6 | 0 | 0 | 0 | 0 | 0
1 | 25 | 7 | 6141.951 | 6210.715 | 5290.025 | 1854.642 | 1854.642
1 | 25 | 8 | 107485.843 | 121025.245 | 92972.481 | 35290.84 | 13428.257
1 | 25 | 9 | 175222.6 | 206640.103 | 185097.663 | 115479.422 | 40008.583
1 | 25 | 10 | 206735.593 | 256621.982 | 250938.072 | 192641.078 | 101600.53
1 | 25 | 11 | 162450.091 | 206306.184 | 216486.281 | 187431.516 | 132432.182
1 | 25 | 12 | 86502.033 | 103125.917 | 111041.066 | 106010.943 | 90934.083
1 | 25 | 13 | 86978.907 | 114691.542 | 132282.903 | 131765.623 | 113435.556
1 | 25 | 14 | 61043.699 | 107290.647 | 144823.629 | 154366.378 | 132609.443
1 | 25 | 15 | 24023.495 | 50761.393 | 88806.633 | 105038.475 | 93182.618
1 | 25 | 16 | 8308.284 | 8701.447 | 24461.819 | 29443.389 | 28370.639
1 | 25 | 17 | 0 | 0 | 0 | 0 | 0
1 | 25 | 18 | 0 | 0 | 0 | 0 | 0
1 | 25 | 19 | 0 | 0 | 0 | 0 | 0
1 | 25 | 20 | 0 | 0 | 0 | 0 | 0
1 | 25 | 21 | 0 | 0 | 0 | 0 | 0
1 | 25 | 22 | 0 | 0 | 0 | 0 | 0
1 | 25 | 23 | 0 | 0 | 0 | 0 | 0
1 | 26 | 0 | 0 | 0 | 0 | 0 | 0
1 | 26 | 1 | 0 | 0 | 0 | 0 | 0
1 | 26 | 2 | 0 | 0 | 0 | 0 | 0
1 | 26 | 3 | 0 | 0 | 0 | 0 | 0
1 | 26 | 4 | 0 | 0 | 0 | 0 | 0
1 | 26 | 5 | 0 | 0 | 0 | 0 | 0
1 | 26 | 6 | 0 | 0 | 0 | 0 | 0
1 | 26 | 7 | 5707.703 | 5883.295 | 4225.563 | 1281.044 | 1281.044
1 | 26 | 8 | 79310.672 | 88664.727 | 69467.846 | 31369.192 | 15943.14
1 | 26 | 9 | 151554.56 | 177188.495 | 159314.215 | 102356.183 | 40638.22
1 | 26 | 10 | 185062.554 | 227455.285 | 222427.488 | 172619.744 | 95872.72
1 | 26 | 11 | 155382.307 | 194797.293 | 203878.85 | 177646.509 | 128359.436
1 | 26 | 12 | 125233.484 | 159570.301 | 175740.592 | 165435.881 | 134454.485
1 | 26 | 13 | 95606.046 | 132413.312 | 155718.536 | 155049.973 | 130785.204
1 | 26 | 14 | 60851.72 | 119911.769 | 167429.483 | 179525.248 | 152139.407
1 | 26 | 15 | 20409.846 | 52517.649 | 97488.157 | 116607.85 | 102809.513
1 | 26 | 16 | 5912.347 | 6228.052 | 16748.875 | 20124.936 | 19409.266
1 | 26 | 17 | 0 | 0 | 0 | 0 | 0
1 | 26 | 18 | 0 | 0 | 0 | 0 | 0
1 | 26 | 19 | 0 | 0 | 0 | 0 | 0
1 | 26 | 20 | 0 | 0 | 0 | 0 | 0
1 | 26 | 21 | 0 | 0 | 0 | 0 | 0
1 | 26 | 22 | 0 | 0 | 0 | 0 | 0
1 | 26 | 23 | 0 | 0 | 0 | 0 | 0
1 | 27 | 0 | 0 | 0 | 0 | 0 | 0
1 | 27 | 1 | 0 | 0 | 0 | 0 | 0
1 | 27 | 2 | 0 | 0 | 0 | 0 | 0
1 | 27 | 3 | 0 | 0 | 0 | 0 | 0
1 | 27 | 4 | 0 | 0 | 0 | 0 | 0
1 | 27 | 5 | 0 | 0 | 0 | 0 | 0
1 | 27 | 6 | 0 | 0 | 0 | 0 | 0
1 | 27 | 7 | 7831.143 | 8087.992 | 5533.79 | 1060.692 | 1060.692
1 | 27 | 8 | 102017.292 | 115197.417 | 88033.542 | 35129.665 | 14397.462
1 | 27 | 9 | 164230.361 | 192173.293 | 172367.111 | 109533.082 | 41174.554
1 | 27 | 10 | 184999.18 | 225662.862 | 220662.247 | 172569.802 | 98404.627
1 | 27 | 11 | 204196.311 | 262943.871 | 276118.615 | 237330.95 | 161953.126
1 | 27 | 12 | 175237.666 | 245175.78 | 276703.327 | 256635.088 | 194549.539
1 | 27 | 13 | 126008.82 | 208342.392 | 257035.907 | 255702.805 | 204973.403
1 | 27 | 14 | 60578.249 | 142084.308 | 205549.567 | 221465.261 | 185587.18
1 | 27 | 15 | 26324.8 | 48923.263 | 79472.189 | 92589.409 | 83217.044
1 | 27 | 16 | 8228.24 | 8966.062 | 30651.701 | 37571.3 | 36181.654
1 | 27 | 17 | 0 | 0 | 0 | 0 | 0
1 | 27 | 18 | 0 | 0 | 0 | 0 | 0
1 | 27 | 19 | 0 | 0 | 0 | 0 | 0
1 | 27 | 20 | 0 | 0 | 0 | 0 | 0
1 | 27 | 21 | 0 | 0 | 0 | 0 | 0
1 | 27 | 22 | 0 | 0 | 0 | 0 | 0
1 | 27 | 23 | 0 | 0 | 0 | 0 | 0
1 | 28 | 0 | 0 | 0 | 0 | 0 | 0
1 | 28 | 1 | 0 | 0 | 0 | 0 | 0
1 | 28 | 2 | 0 | 0 | 0 | 0 | 0
1 | 28 | 3 | 0 | 0 | 0 | 0 | 0
1 | 28 | 4 | 0 | 0 | 0 | 0 | 0
1 | 28 | 5 | 0 | 0 | 0 | 0 | 0
1 | 28 | 6 | 0 | 0 | 0 | 0 | 0
1 | 28 | 7 | 1891.785 | 1915.808 | 1656.589 | 1166.498 | 1166.498
1 | 28 | 8 | 37581.716 | 39841.618 | 35122.758 | 26097.235 | 21896.689
1 | 28 | 9 | 109629.204 | 124774.925 | 113841.078 | 80472.003 | 44895.189
1 | 28 | 10 | 67398.296 | 73094.191 | 72358.834 | 65622.867 | 56133.962
1 | 28 | 11 | 56160.426 | 58059.87 | 58495.505 | 57211.952 | 54932.577
1 | 28 | 12 | 80880.333 | 91142.491 | 96065.259 | 92905.199 | 83508.007
1 | 28 | 13 | 62889.96 | 70896.452 | 76234.668 | 76090.331 | 70547.973
1 | 28 | 14 | 54199.333 | 98053.298 | 133884.877 | 143258.155 | 122454.134
1 | 28 | 15 | 19487.551 | 63774.575 | 125703.295 | 151983.973 | 133523.292
1 | 28 | 16 | 9118.74 | 9806.498 | 29648.409 | 35729.418 | 34636.904
1 | 28 | 17 | 0 | 0 | 0 | 0 | 0
1 | 28 | 18 | 0 | 0 | 0 | 0 | 0
1 | 28 | 19 | 0 | 0 | 0 | 0 | 0
1 | 28 | 20 | 0 | 0 | 0 | 0 | 0
1 | 28 | 21 | 0 | 0 | 0 | 0 | 0
1 | 28 | 22 | 0 | 0 | 0 | 0 | 0
1 | 28 | 23 | 0 | 0 | 0 | 0 | 0
1 | 29 | 0 | 0 | 0 | 0 | 0 | 0
1 | 29 | 1 | 0 | 0 | 0 | 0 | 0
1 | 29 | 2 | 0 | 0 | 0 | 0 | 0
1 | 29 | 3 | 0 | 0 | 0 | 0 | 0
1 | 29 | 4 | 0 | 0 | 0 | 0 | 0
1 | 29 | 5 | 0 | 0 | 0 | 0 | 0
1 | 29 | 6 | 0 | 0 | 0 | 0 | 0
1 | 29 | 7 | 14755.316 | 15073.723 | 11127.836 | 2048.751 | 2048.751
1 | 29 | 8 | 158899.678 | 179838.892 | 134443.26 | 45741.791 | 12063.017
1 | 29 | 9 | 154115.446 | 178843.894 | 160701.671 | 105041.54 | 45297.453
1 | 29 | 10 | 150872.659 | 178082.538 | 174455.072 | 142040.145 | 94342.154
1 | 29 | 11 | 134312.369 | 161672.297 | 167869.273 | 149362.55 | 115550.208
1 | 29 | 12 | 135196.193 | 174151.623 | 192557.83 | 180722.561 | 145361.548
1 | 29 | 13 | 122808.465 | 189708.635 | 231506.815 | 230429.632 | 187071.675
1 | 29 | 14 | 68362.875 | 136204.123 | 190675.044 | 204877 | 173619.656
1 | 29 | 15 | 17903.619 | 72816.197 | 149097.354 | 181222.753 | 159008.338
1 | 29 | 16 | 8111.105 | 9538.463 | 69738.775 | 84245.832 | 82377.736
1 | 29 | 17 | 0 | 0 | 0 | 0 | 0
1 | 29 | 18 | 0 | 0 | 0 | 0 | 0
1 | 29 | 19 | 0 | 0 | 0 | 0 | 0
1 | 29 | 20 | 0 | 0 | 0 | 0 | 0
1 | 29 | 21 | 0 | 0 | 0 | 0 | 0
1 | 29 | 22 | 0 | 0 | 0 | 0 | 0
1 | 29 | 23 | 0 | 0 | 0 | 0 | 0
1 | 30 | 0 | 0 | 0 | 0 | 0 | 0
1 | 30 | 1 | 0 | 0 | 0 | 0 | 0
1 | 30 | 2 | 0 | 0 | 0 | 0 | 0
1 | 30 | 3 | 0 | 0 | 0 | 0 | 0
1 | 30 | 4 | 0 | 0 | 0 | 0 | 0
1 | 30 | 5 | 0 | 0 | 0 | 0 | 0
1 | 30 | 6 | 0 | 0 | 0 | 0 | 0
1 | 30 | 7 | 13813.681 | 14116.816 | 10229.333 | 1932.866 | 1932.866
1 | 30 | 8 | 130782.199 | 147006.678 | 111095.527 | 41709.676 | 14024.226
1 | 30 | 9 | 234512.883 | 275322.281 | 244910.133 | 150363.815 | 47138.663
1 | 30 | 10 | 236177.085 | 290142.051 | 282742.95 | 217869.975 | 118409.187
1 | 30 | 11 | 229966.414 | 297360.426 | 312292.25 | 266936.633 | 181318.122
1 | 30 | 12 | 202401.379 | 282875.01 | 320054.326 | 296148.704 | 223678.76
1 | 30 | 13 | 149147.596 | 244196.204 | 302066.629 | 300655.693 | 240693.655
1 | 30 | 14 | 70367.15 | 163737.831 | 236971.225 | 255940.599 | 214520.608
1 | 30 | 15 | 18052.51 | 70203.649 | 141115.971 | 170923.781 | 150617.394
1 | 30 | 16 | 8761.647 | 10141.717 | 45519.784 | 56647.572 | 55069.547
1 | 30 | 17 | 0 | 0 | 0 | 0 | 0
1 | 30 | 18 | 0 | 0 | 0 | 0 | 0
1 | 30 | 19 | 0 | 0 | 0 | 0 | 0
1 | 30 | 20 | 0 | 0 | 0 | 0 | 0
1 | 30 | 21 | 0 | 0 | 0 | 0 | 0
1 | 30 | 22 | 0 | 0 | 0 | 0 | 0
1 | 30 | 23 | 0 | 0 | 0 | 0 | 0
1 | 31 | 0 | 0 | 0 | 0 | 0 | 0
1 | 31 | 1 | 0 | 0 | 0 | 0 | 0
1 | 31 | 2 | 0 | 0 | 0 | 0 | 0
1 | 31 | 3 | 0 | 0 | 0 | 0 | 0
1 | 31 | 4 | 0 | 0 | 0 | 0 | 0
1 | 31 | 5 | 0 | 0 | 0 | 0 | 0
1 | 31 | 6 | 0 | 0 | 0 | 0 | 0
1 | 31 | 7 | 7176.534 | 7332.09 | 5347.218 | 1966.767 | 1966.767
1 | 31 | 8 | 67359.416 | 73373.925 | 59845.132 | 34046.345 | 22330.585
1 | 31 | 9 | 171212.012 | 198790.602 | 177882.947 | 114270.905 | 45225.735
1 | 31 | 10 | 182250.712 | 219251.189 | 213993.737 | 169313.576 | 102579.333
1 | 31 | 11 | 133416.952 | 159480.787 | 165280.23 | 147542.439 | 115276.853
1 | 31 | 12 | 144875.706 | 192324.19 | 214605.22 | 200234.217 | 157099.783
1 | 31 | 13 | 97536.928 | 131623.515 | 153525.813 | 153016.609 | 130384.041
1 | 31 | 14 | 68324.8 | 123312.895 | 167498.302 | 179237.042 | 153941.982
1 | 31 | 15 | 29660.641 | 54211.99 | 86064.956 | 99855.344 | 90495.514
1 | 31 | 16 | 11421.771 | 12096.493 | 23564.228 | 28052.929 | 27360.1
1 | 31 | 17 | 0 | 0 | 0 | 0 | 0
1 | 31 | 18 | 0 | 0 | 0 | 0 | 0
1 | 31 | 19 | 0 | 0 | 0 | 0 | 0
1 | 31 | 20 | 0 | 0 | 0 | 0 | 0
1 | 31 | 21 | 0 | 0 | 0 | 0 | 0
1 | 31 | 22 | 0 | 0 | 0 | 0 | 0
1 | 31 | 23 | 0 | 0 | 0 | 0 | 0
2 | 1 | 0 | 0 | 0 | 0 | 0 | 0
2 | 1 | 1 | 0 | 0 | 0 | 0 | 0
2 | 1 | 2 | 0 | 0 | 0 | 0 | 0
2 | 1 | 3 | 0 | 0 | 0 | 0 | 0
2 | 1 | 4 | 0 | 0 | 0 | 0 | 0
2 | 1 | 5 | 0 | 0 | 0 | 0 | 0
2 | 1 | 6 | 0 | 0 | 0 | 0 | 0
2 | 1 | 7 | 2338.695 | 2350.965 | 2195.799 | 2015.602 | 2015.602
2 | 1 | 8 | 53803.537 | 57761.394 | 48656.721 | 31362.613 | 23168.063
2 | 1 | 9 | 94756.461 | 105059.797 | 97111.396 | 73730.258 | 48624.875
2 | 1 | 10 | 203250.07 | 245762.184 | 239617.612 | 187530.037 | 105080.135
2 | 1 | 11 | 201687.446 | 256214.342 | 267873.748 | 231358.113 | 160835.766
2 | 1 | 12 | 178533.43 | 245294.308 | 275603.855 | 256100.784 | 196009.661
2 | 1 | 13 | 130734.258 | 210490.987 | 258350.36 | 257328.329 | 207910.483
2 | 1 | 14 | 65536.673 | 152358.969 | 218773.537 | 236010.241 | 199080.97
2 | 1 | 15 | 12879.473 | 72124.294 | 150801.896 | 183036.32 | 161636.334
2 | 1 | 16 | 6911.351 | 8911.483 | 57676.962 | 73577.323 | 71905.152
2 | 1 | 17 | 0 | 0 | 0 | 0 | 0
2 | 1 | 18 | 0 | 0 | 0 | 0 | 0
2 | 1 | 19 | 0 | 0 | 0 | 0 | 0
2 | 1 | 20 | 0 | 0 | 0 | 0 | 0
2 | 1 | 21 | 0 | 0 | 0 | 0 | 0
2 | 1 | 22 | 0 | 0 | 0 | 0 | 0
2 | 1 | 23 | 0 | 0 | 0 | 0 | 0
2 | 2 | 0 | 0 | 0 | 0 | 0 | 0
2 | 2 | 1 | 0 | 0 | 0 | 0 | 0
2 | 2 | 2 | 0 | 0 | 0 | 0 | 0
2 | 2 | 3 | 0 | 0 | 0 | 0 | 0
2 | 2 | 4 | 0 | 0 | 0 | 0 | 0
2 | 2 | 5 | 0 | 0 | 0 | 0 | 0
2 | 2 | 6 | 0 | 0 | 0 | 0 | 0
2 | 2 | 7 | 0 | 0 | 0 | 0 | 0
2 | 2 | 8 | 8690.615 | 8690.615 | 8690.615 | 8690.615 | 8690.615
2 | 2 | 9 | 0 | 0 | 0 | 0 | 0
2 | 2 | 10 | 23146.372 | 23146.372 | 23146.372 | 23146.372 | 23146.372
2 | 2 | 11 | 2104.201 | 2104.201 | 2104.201 | 2104.201 | 2104.201
2 | 2 | 12 | 6327.489 | 6327.489 | 6327.489 | 6327.489 | 6327.489
2 | 2 | 13 | 546.873 | 546.873 | 546.873 | 546.873 | 546.873
2 | 2 | 14 | 62160.143 | 88844.468 | 110687.051 | 116664.173 | 104104.591
2 | 2 | 15 | 16728.444 | 67628.883 | 134611.345 | 162676.983 | 144175.995
2 | 2 | 16 | 7512.208 | 9573.42 | 53033.433 | 68448.661 | 66913.511
2 | 2 | 17 | 0 | 0 | 0 | 0 | 0
2 | 2 | 18 | 0 | 0 | 0 | 0 | 0
2 | 2 | 19 | 0 | 0 | 0 | 0 | 0
2 | 2 | 20 | 0 | 0 | 0 | 0 | 0
2 | 2 | 21 | 0 | 0 | 0 | 0 | 0
2 | 2 | 22 | 0 | 0 | 0 | 0 | 0
2 | 2 | 23 | 0 | 0 | 0 | 0 | 0
2 | 3 | 0 | 0 | 0 | 0 | 0 | 0
2 | 3 | 1 | 0 | 0 | 0 | 0 | 0
2 | 3 | 2 | 0 | 0 | 0 | 0 | 0
2 | 3 | 3 | 0 | 0 | 0 | 0 | 0
2 | 3 | 4 | 0 | 0 | 0 | 0 | 0
2 | 3 | 5 | 0 | 0 | 0 | 0 | 0
2 | 3 | 6 | 0 | 0 | 0 | 0 | 0
2 | 3 | 7 | 9691.681 | 9850.895 | 7230.386 | 2663.283 | 2663.283
2 | 3 | 8 | 4533.395 | 4533.395 | 4533.395 | 4533.395 | 4533.395
2 | 3 | 9 | 7118.022 | 7118.022 | 7118.022 | 7118.022 | 7118.022
2 | 3 | 10 | 9014.341 | 9014.341 | 9014.341 | 9014.341 | 9014.341
2 | 3 | 11 | 18597.498 | 18597.498 | 18597.498 | 18597.498 | 18597.498
2 | 3 | 12 | 32992.925 | 33186.899 | 33280.954 | 33219.976 | 33039.697
2 | 3 | 13 | 44814.484 | 45868.892 | 46605.07 | 46591.533 | 45836.218
2 | 3 | 14 | 34888.152 | 35651.103 | 36328.053 | 36522.24 | 36119.801
2 | 3 | 15 | 21934.367 | 22296.676 | 22684.631 | 22870.89 | 22746.235
2 | 3 | 16 | 6598.195 | 6598.195 | 6598.195 | 6598.195 | 6598.195
2 | 3 | 17 | 0 | 0 | 0 | 0 | 0
2 | 3 | 18 | 0 | 0 | 0 | 0 | 0
2 | 3 | 19 | 0 | 0 | 0 | 0 | 0
2 | 3 | 20 | 0 | 0 | 0 | 0 | 0
2 | 3 | 21 | 0 | 0 | 0 | 0 | 0
2 | 3 | 22 | 0 | 0 | 0 | 0 | 0
2 | 3 | 23 | 0 | 0 | 0 | 0 | 0
2 | 4 | 0 | 0 | 0 | 0 | 0 | 0
2 | 4 | 1 | 0 | 0 | 0 | 0 | 0
2 | 4 | 2 | 0 | 0 | 0 | 0 | 0
2 | 4 | 3 | 0 | 0 | 0 | 0 | 0
2 | 4 | 4 | 0 | 0 | 0 | 0 | 0
2 | 4 | 5 | 0 | 0 | 0 | 0 | 0
2 | 4 | 6 | 0 | 0 | 0 | 0 | 0
2 | 4 | 7 | 24113.01 | 24370.814 | 18564.417 | 1691.125 | 1691.125
2 | 4 | 8 | 164621.371 | 182899.173 | 136500.611 | 46369.028 | 8710.464
2 | 4 | 9 | 213269.266 | 247546.192 | 219776.638 | 136759.841 | 45146.766
2 | 4 | 10 | 231748.035 | 281304.471 | 273373.5 | 211937.975 | 118510.07
2 | 4 | 11 | 226907.294 | 289708.547 | 303018.23 | 260167.845 | 180138.464
2 | 4 | 12 | 198313.497 | 271531.81 | 305476.382 | 283552.542 | 216825.262
2 | 4 | 13 | 144907.13 | 230750.106 | 283509.131 | 282655.726 | 228617.56
2 | 4 | 14 | 75052.693 | 166389.798 | 236719.773 | 255638.895 | 216693.388
2 | 4 | 15 | 15054.439 | 80395.664 | 164841.244 | 199733.951 | 177319.962
2 | 4 | 16 | 7522.646 | 10569.497 | 66949.594 | 88660.69 | 86986.849
2 | 4 | 17 | 0 | 0 | 0 | 0 | 0
2 | 4 | 18 | 0 | 0 | 0 | 0 | 0
2 | 4 | 19 | 0 | 0 | 0 | 0 | 0
2 | 4 | 20 | 0 | 0 | 0 | 0 | 0
2 | 4 | 21 | 0 | 0 | 0 | 0 | 0
2 | 4 | 22 | 0 | 0 | 0 | 0 | 0
2 | 4 | 23 | 0 | 0 | 0 | 0 | 0
2 | 5 | 0 | 0 | 0 | 0 | 0 | 0
2 | 5 | 1 | 0 | 0 | 0 | 0 | 0
2 | 5 | 2 | 0 | 0 | 0 | 0 | 0
2 | 5 | 3 | 0 | 0 | 0 | 0 | 0
2 | 5 | 4 | 0 | 0 | 0 | 0 | 0
2 | 5 | 5 | 0 | 0 | 0 | 0 | 0
2 | 5 | 6 | 0 | 0 | 0 | 0 | 0
2 | 5 | 7 | 20691.401 | 20924.577 | 15659.42 | 3160.424 | 3160.424
2 | 5 | 8 | 144029.061 | 158659.897 | 120610.299 | 47254.742 | 14993.214
2 | 5 | 9 | 150830.113 | 172110.984 | 154564.74 | 103940.778 | 49096.794
2 | 5 | 10 | 178598.124 | 212412.82 | 206813.329 | 164791.896 | 103225.098
2 | 5 | 11 | 188447.92 | 236480.195 | 246659.589 | 213636.17 | 153170.522
2 | 5 | 12 | 165963.2 | 220519.556 | 246160.632 | 229580.884 | 179539.709
2 | 5 | 13 | 123136.611 | 180453.55 | 216757.517 | 216241.18 | 179178.396
2 | 5 | 14 | 69799.859 | 146062.949 | 205359.555 | 221560.54 | 188685.959
2 | 5 | 15 | 22247.811 | 80704.381 | 154591.826 | 185341.999 | 165816.763
2 | 5 | 16 | 10657.985 | 13673.125 | 61813.678 | 81689.007 | 80194.886
2 | 5 | 17 | 0 | 0 | 0 | 0 | 0
2 | 5 | 18 | 0 | 0 | 0 | 0 | 0
2 | 5 | 19 | 0 | 0 | 0 | 0 | 0
2 | 5 | 20 | 0 | 0 | 0 | 0 | 0
2 | 5 | 21 | 0 | 0 | 0 | 0 | 0
2 | 5 | 22 | 0 | 0 | 0 | 0 | 0
2 | 5 | 23 | 0 | 0 | 0 | 0 | 0
2 | 6 | 0 | 0 | 0 | 0 | 0 | 0
2 | 6 | 1 | 0 | 0 | 0 | 0 | 0
2 | 6 | 2 | 0 | 0 | 0 | 0 | 0
2 | 6 | 3 | 0 | 0 | 0 | 0 | 0
2 | 6 | 4 | 0 | 0 | 0 | 0 | 0
2 | 6 | 5 | 0 | 0 | 0 | 0 | 0
2 | 6 | 6 | 0 | 0 | 0 | 0 | 0
2 | 6 | 7 | 23226.461 | 23459.988 | 17490.83 | 3197.001 | 3197.001
2 | 6 | 8 | 143512.773 | 157824.109 | 119488.272 | 45625.743 | 12656.195
2 | 6 | 9 | 197866.5 | 228020.458 | 202752.64 | 129032.656 | 47810.059
2 | 6 | 10 | 218904.456 | 263958.089 | 256311.767 | 199863.102 | 115536.798
2 | 6 | 11 | 215617.543 | 273491.467 | 285615.157 | 245805.28 | 172505.248
2 | 6 | 12 | 190939.093 | 259596.692 | 291727.202 | 270976.369 | 207990.898
2 | 6 | 13 | 140558.115 | 220554.112 | 270455.431 | 269857.264 | 219064.136
2 | 6 | 14 | 74698.96 | 159661.848 | 225284.586 | 243338.139 | 207209.959
2 | 6 | 15 | 17571.474 | 78290.609 | 154917.699 | 186835.794 | 166841.183
2 | 6 | 16 | 8526.483 | 11918.043 | 62941.333 | 85046.361 | 83556.548
2 | 6 | 17 | 0 | 0 | 0 | 0 | 0
2 | 6 | 18 | 0 | 0 | 0 | 0 | 0
2 | 6 | 19 | 0 | 0 | 0 | 0 | 0
2 | 6 | 20 | 0 | 0 | 0 | 0 | 0
2 | 6 | 21 | 0 | 0 | 0 | 0 | 0
2 | 6 | 22 | 0 | 0 | 0 | 0 | 0
2 | 6 | 23 | 0 | 0 | 0 | 0 | 0
2 | 7 | 0 | 0 | 0 | 0 | 0 | 0
2 | 7 | 1 | 0 | 0 | 0 | 0 | 0
2 | 7 | 2 | 0 | 0 | 0 | 0 | 0
2 | 7 | 3 | 0 | 0 | 0 | 0 | 0
2 | 7 | 4 | 0 | 0 | 0 | 0 | 0
2 | 7 | 5 | 0 | 0 | 0 | 0 | 0
2 | 7 | 6 | 0 | 0 | 0 | 0 | 0
2 | 7 | 7 | 20384.624 | 20586.403 | 15029.239 | 3677.465 | 3677.465
2 | 7 | 8 | 108137.81 | 117661.012 | 91646.4 | 42475.141 | 19174.26
2 | 7 | 9 | 121056.036 | 135230.224 | 123139.593 | 89485.761 | 53531.394
2 | 7 | 10 | 219484.449 | 264455.363 | 256587.331 | 200033.685 | 116805.494
2 | 7 | 11 | 169191.529 | 206822.468 | 214747.161 | 188592.728 | 141794.296
2 | 7 | 12 | 119308.119 | 142261.505 | 153310.693 | 146159.536 | 124893.289
2 | 7 | 13 | 105315.269 | 138174.67 | 159801.423 | 159589.777 | 137659.069
2 | 7 | 14 | 63752.663 | 83170.324 | 99374.933 | 104061.599 | 94869.498
2 | 7 | 15 | 17581.067 | 80445.405 | 159744.96 | 193036.753 | 172455.329
2 | 7 | 16 | 9053.603 | 12770.483 | 64626.488 | 88285.738 | 86825.483
2 | 7 | 17 | 0 | 0 | 0 | 0 | 0
2 | 7 | 18 | 0 | 0 | 0 | 0 | 0
2 | 7 | 19 | 0 | 0 | 0 | 0 | 0
2 | 7 | 20 | 0 | 0 | 0 | 0 | 0
2 | 7 | 21 | 0 | 0 | 0 | 0 | 0
2 | 7 | 22 | 0 | 0 | 0 | 0 | 0
2 | 7 | 23 | 0 | 0 | 0 | 0 | 0
2 | 8 | 0 | 0 | 0 | 0 | 0 | 0
2 | 8 | 1 | 0 | 0 | 0 | 0 | 0
2 | 8 | 2 | 0 | 0 | 0 | 0 | 0
2 | 8 | 3 | 0 | 0 | 0 | 0 | 0
2 | 8 | 4 | 0 | 0 | 0 | 0 | 0
2 | 8 | 5 | 0 | 0 | 0 | 0 | 0
2 | 8 | 6 | 0 | 0 | 0 | 0 | 0
2 | 8 | 7 | 7621.968 | 7654.7 | 6650.012 | 4897.801 | 4897.801
2 | 8 | 8 | 58065.285 | 61235.459 | 52514.994 | 36393.978 | 27522.66
2 | 8 | 9 | 91337.64 | 99120.381 | 92368.368 | 74102.415 | 54823.439
2 | 8 | 10 | 106198.168 | 116166.309 | 114360.305 | 101827.616 | 84743.798
2 | 8 | 11 | 115507.587 | 128888.671 | 131709.839 | 122338.109 | 105954.248
2 | 8 | 12 | 71892.834 | 75403.677 | 77106.74 | 76005.015 | 72743.43
2 | 8 | 13 | 49920.907 | 51136.499 | 51991.735 | 51985.448 | 51121.323
2 | 8 | 14 | 43428.976 | 44753.802 | 45942.103 | 46297.463 | 45611.542
2 | 8 | 15 | 37301.663 | 41388.841 | 46188.76 | 48405.91 | 47043.92
2 | 8 | 16 | 14365.248 | 14602.212 | 15788.964 | 16545.929 | 16427.901
2 | 8 | 17 | 0 | 0 | 0 | 0 | 0
2 | 8 | 18 | 0 | 0 | 0 | 0 | 0
2 | 8 | 19 | 0 | 0 | 0 | 0 | 0
2 | 8 | 20 | 0 | 0 | 0 | 0 | 0
2 | 8 | 21 | 0 | 0 | 0 | 0 | 0
2 | 8 | 22 | 0 | 0 | 0 | 0 | 0
2 | 8 | 23 | 0 | 0 | 0 | 0 | 0
2 | 9 | 0 | 0 | 0 | 0 | 0 | 0
2 | 9 | 1 | 0 | 0 | 0 | 0 | 0
2 | 9 | 2 | 0 | 0 | 0 | 0 | 0
2 | 9 | 3 | 0 | 0 | 0 | 0 | 0
2 | 9 | 4 | 0 | 0 | 0 | 0 | 0
2 | 9 | 5 | 0 | 0 | 0 | 0 | 0
2 | 9 | 6 | 0 | 0 | 0 | 0 | 0
2 | 9 | 7 | 9358.373 | 9392.945 | 8105.519 | 5826.644 | 5826.644
2 | 9 | 8 | 62251.223 | 65599.18 | 56115.111 | 38610.781 | 28878.804
2 | 9 | 9 | 107254.574 | 117324.888 | 108441.435 | 84369.598 | 58804.738
2 | 9 | 10 | 75235.899 | 78592.586 | 77967.735 | 73726.964 | 68049.007
2 | 9 | 11 | 102827.333 | 113028.091 | 115166.068 | 107998.072 | 95548.053
2 | 9 | 12 | 133245.454 | 158902.179 | 171285.122 | 163292.565 | 139499.243
2 | 9 | 13 | 95070.259 | 111829.477 | 123116.802 | 123063.407 | 111700.245
2 | 9 | 14 | 70340.125 | 91287.664 | 108825.708 | 114006.967 | 104157.521
2 | 9 | 15 | 37935.231 | 45246.926 | 53789.126 | 57766.946 | 55363.607
2 | 9 | 16 | 15975.787 | 16367.148 | 18853.396 | 20301.572 | 20136.018
2 | 9 | 17 | 0 | 0 | 0 | 0 | 0
2 | 9 | 18 | 0 | 0 | 0 | 0 | 0
2 | 9 | 19 | 0 | 0 | 0 | 0 | 0
2 | 9 | 20 | 0 | 0 | 0 | 0 | 0
2 | 9 | 21 | 0 | 0 | 0 | 0 | 0
2 | 9 | 22 | 0 | 0 | 0 | 0 | 0
2 | 9 | 23 | 0 | 0 | 0 | 0 | 0
2 | 10 | 0 | 0 | 0 | 0 | 0 | 0
2 | 10 | 1 | 0 | 0 | 0 | 0 | 0
2 | 10 | 2 | 0 | 0 | 0 | 0 | 0
2 | 10 | 3 | 0 | 0 | 0 | 0 | 0
2 | 10 | 4 | 0 | 0 | 0 | 0 | 0
2 | 10 | 5 | 0 | 0 | 0 | 0 | 0
2 | 10 | 6 | 0 | 0 | 0 | 0 | 0
2 | 10 | 7 | 26787.231 | 26929.017 | 19766.095 | 5425.741 | 5425.741
2 | 10 | 8 | 94472.218 | 101273.492 | 81162.931 | 43505.943 | 24356.379
2 | 10 | 9 | 141743.423 | 158148.892 | 143435.52 | 103269.657 | 60052.5
2 | 10 | 10 | 175886.641 | 204708.547 | 199231.799 | 162474.539 | 110671.014
2 | 10 | 11 | 162871.211 | 192969.637 | 199194.296 | 178069.94 | 140848.666
2 | 10 | 12 | 142001.766 | 172909.481 | 187777.103 | 178204.232 | 149581.84
2 | 10 | 13 | 54200.067 | 55678.83 | 56723.008 | 56720.93 | 55673.813
2 | 10 | 14 | 66014.888 | 79061.166 | 90062.672 | 93353.612 | 87199.168
2 | 10 | 15 | 40694.821 | 52546.182 | 66747.659 | 73203.73 | 69373.737
2 | 10 | 16 | 16750.836 | 17757.655 | 25218.617 | 29441.698 | 29081.864
2 | 10 | 17 | 0 | 0 | 0 | 0 | 0
2 | 10 | 18 | 0 | 0 | 0 | 0 | 0
2 | 10 | 19 | 0 | 0 | 0 | 0 | 0
2 | 10 | 20 | 0 | 0 | 0 | 0 | 0
2 | 10 | 21 | 0 | 0 | 0 | 0 | 0
2 | 10 | 22 | 0 | 0 | 0 | 0 | 0
2 | 10 | 23 | 0 | 0 | 0 | 0 | 0
2 | 11 | 0 | 0 | 0 | 0 | 0 | 0
2 | 11 | 1 | 0 | 0 | 0 | 0 | 0
2 | 11 | 2 | 0 | 0 | 0 | 0 | 0
2 | 11 | 3 | 0 | 0 | 0 | 0 | 0
2 | 11 | 4 | 0 | 0 | 0 | 0 | 0
2 | 11 | 5 | 0 | 0 | 0 | 0 | 0
2 | 11 | 6 | 0 | 0 | 0 | 0 | 0
2 | 11 | 7 | 49691.578 | 49817.775 | 37950.176 | 5462.717 | 5462.717
2 | 11 | 8 | 180102.981 | 195333.068 | 148358.104 | 57607.283 | 13438.757
2 | 11 | 9 | 232981.824 | 265273.943 | 235841.817 | 153189.707 | 60801.963
2 | 11 | 10 | 252589.625 | 300059.732 | 290896.026 | 229559.231 | 138786.456
2 | 11 | 11 | 245616.583 | 304593.829 | 316448.795 | 275471.22 | 200594.302
2 | 11 | 12 | 217816.233 | 287054.57 | 319255.368 | 298657.882 | 235166.23
2 | 11 | 13 | 165521.852 | 247014.645 | 298128.662 | 298172.989 | 247126.496
2 | 11 | 14 | 83448.894 | 166998.595 | 230917.386 | 249412.401 | 215197.862
2 | 11 | 15 | 25097.705 | 85650.298 | 159237.105 | 190352.172 | 172298.277
2 | 11 | 16 | 13503.022 | 18272.555 | 65671.84 | 91444.258 | 90217.89
2 | 11 | 17 | 0 | 0 | 0 | 0 | 0
2 | 11 | 18 | 0 | 0 | 0 | 0 | 0
2 | 11 | 19 | 0 | 0 | 0 | 0 | 0
2 | 11 | 20 | 0 | 0 | 0 | 0 | 0
2 | 11 | 21 | 0 | 0 | 0 | 0 | 0
2 | 11 | 22 | 0 | 0 | 0 | 0 | 0
2 | 11 | 23 | 0 | 0 | 0 | 0 | 0
2 | 12 | 0 | 0 | 0 | 0 | 0 | 0
2 | 12 | 1 | 0 | 0 | 0 | 0 | 0
2 | 12 | 2 | 0 | 0 | 0 | 0 | 0
2 | 12 | 3 | 0 | 0 | 0 | 0 | 0
2 | 12 | 4 | 0 | 0 | 0 | 0 | 0
2 | 12 | 5 | 0 | 0 | 0 | 0 | 0
2 | 12 | 6 | 0 | 0 | 0 | 0 | 0
2 | 12 | 7 | 25885.516 | 25940.973 | 19513.186 | 7492.572 | 7492.572
2 | 12 | 8 | 101914.313 | 108699.817 | 87715.253 | 48579.767 | 27621.344
2 | 12 | 9 | 85494.477 | 91212.573 | 85908.13 | 72027.473 | 57400.078
2 | 12 | 10 | 41226.354 | 41620.765 | 41541.588 | 41035.228 | 40398.403
2 | 12 | 11 | 68839.908 | 71219.333 | 71709.153 | 70022.513 | 67131.765
2 | 12 | 12 | 105222.756 | 118075.958 | 124316.099 | 120315.008 | 108397.325
2 | 12 | 13 | 121928.688 | 159511.459 | 184674.729 | 184772.298 | 159748.882
2 | 12 | 14 | 82082.901 | 124449.432 | 158987.527 | 169420.258 | 150543.402
2 | 12 | 15 | 25450.984 | 101608.407 | 195413.542 | 235623.998 | 212723.735
2 | 12 | 16 | 10005.51 | 16649.366 | 89918.05 | 130920.179 | 129596.218
2 | 12 | 17 | 0 | 0 | 0 | 0 | 0
2 | 12 | 18 | 0 | 0 | 0 | 0 | 0
2 | 12 | 19 | 0 | 0 | 0 | 0 | 0
2 | 12 | 20 | 0 | 0 | 0 | 0 | 0
2 | 12 | 21 | 0 | 0 | 0 | 0 | 0
2 | 12 | 22 | 0 | 0 | 0 | 0 | 0
2 | 12 | 23 | 0 | 0 | 0 | 0 | 0
2 | 13 | 0 | 0 | 0 | 0 | 0 | 0
2 | 13 | 1 | 0 | 0 | 0 | 0 | 0
2 | 13 | 2 | 0 | 0 | 0 | 0 | 0
2 | 13 | 3 | 0 | 0 | 0 | 0 | 0
2 | 13 | 4 | 0 | 0 | 0 | 0 | 0
2 | 13 | 5 | 0 | 0 | 0 | 0 | 0
2 | 13 | 6 | 0 | 0 | 0 | 0 | 0
2 | 13 | 7 | 62044.343 | 62086.305 | 45555.391 | 5996.149 | 5996.149
2 | 13 | 8 | 194018.342 | 209532.617 | 159365.688 | 62459.507 | 13228.975
2 | 13 | 9 | 244362.778 | 277103.408 | 246234.954 | 161014.061 | 65453.555
2 | 13 | 10 | 264321.392 | 312311.632 | 302576.915 | 239902.242 | 148033.041
2 | 13 | 11 | 257953.722 | 319026.475 | 331181.596 | 288465.334 | 211352.278
2 | 13 | 12 | 199471.317 | 262403.971 | 292073.441 | 273179.91 | 215346.726
2 | 13 | 13 | 149263.496 | 220384.838 | 266141.537 | 266457.633 | 221173.637
2 | 13 | 14 | 85969.76 | 165554.363 | 227009.317 | 245280.488 | 212663.614
2 | 13 | 15 | 38636.777 | 73925.519 | 116381.993 | 135175.112 | 124683.485
2 | 13 | 16 | 17051.671 | 20650.535 | 49214.198 | 66235.433 | 65414.016
2 | 13 | 17 | 0 | 0 | 0 | 0 | 0
2 | 13 | 18 | 0 | 0 | 0 | 0 | 0
2 | 13 | 19 | 0 | 0 | 0 | 0 | 0
2 | 13 | 20 | 0 | 0 | 0 | 0 | 0
2 | 13 | 21 | 0 | 0 | 0 | 0 | 0
2 | 13 | 22 | 0 | 0 | 0 | 0 | 0
2 | 13 | 23 | 0 | 0 | 0 | 0 | 0
2 | 14 | 0 | 0 | 0 | 0 | 0 | 0
2 | 14 | 1 | 0 | 0 | 0 | 0 | 0
2 | 14 | 2 | 0 | 0 | 0 | 0 | 0
2 | 14 | 3 | 0 | 0 | 0 | 0 | 0
2 | 14 | 4 | 0 | 0 | 0 | 0 | 0
2 | 14 | 5 | 0 | 0 | 0 | 0 | 0
2 | 14 | 6 | 0 | 0 | 0 | 0 | 0
2 | 14 | 7 | 955.602 | 955.602 | 955.602 | 955.602 | 955.602
2 | 14 | 8 | 11676.45 | 11676.45 | 11676.45 | 11676.45 | 11676.45
2 | 14 | 9 | 37424.299 | 37746.441 | 37437.386 | 36678.324 | 35914.071
2 | 14 | 10 | 16186.927 | 16186.927 | 16186.927 | 16186.927 | 16186.927
2 | 14 | 11 | 60642.395 | 62068.442 | 62358.513 | 61342.662 | 59612.817
2 | 14 | 12 | 50306.457 | 51133.177 | 51536.232 | 51279.446 | 50513.291
2 | 14 | 13 | 37542.19 | 37888.57 | 38135.318 | 38137.856 | 37894.697
2 | 14 | 14 | 16862.091 | 16862.091 | 16862.091 | 16862.091 | 16862.091
2 | 14 | 15 | 8446.693 | 8446.693 | 8446.693 | 8446.693 | 8446.693
2 | 14 | 16 | 24107.32 | 28220.632 | 55668.917 | 72770.127 | 71842.166
2 | 14 | 17 | 0 | 0 | 0 | 0 | 0
2 | 14 | 18 | 0 | 0 | 0 | 0 | 0
2 | 14 | 19 | 0 | 0 | 0 | 0 | 0
2 | 14 | 20 | 0 | 0 | 0 | 0 | 0
2 | 14 | 21 | 0 | 0 | 0 | 0 | 0
2 | 14 | 22 | 0 | 0 | 0 | 0 | 0
2 | 14 | 23 | 0 | 0 | 0 | 0 | 0
2 | 15 | 0 | 0 | 0 | 0 | 0 | 0
2 | 15 | 1 | 0 | 0 | 0 | 0 | 0
2 | 15 | 2 | 0 | 0 | 0 | 0 | 0
2 | 15 | 3 | 0 | 0 | 0 | 0 | 0
2 | 15 | 4 | 0 | 0 | 0 | 0 | 0
2 | 15 | 5 | 0 | 0 | 0 | 0 | 0
2 | 15 | 6 | 0 | 0 | 0 | 0 | 0
2 | 15 | 7 | 50305.904 | 50245.184 | 35798.278 | 8585.433 | 8585.433
2 | 15 | 8 | 17909.72 | 17917.453 | 17893.118 | 17850.973 | 17817.459
2 | 15 | 9 | 29175.196 | 29279.035 | 29177.724 | 28930.628 | 28682.512
2 | 15 | 10 | 36263.958 | 36482.294 | 36435.255 | 36150.401 | 35794.618
2 | 15 | 11 | 49136.661 | 49829.28 | 49969.349 | 49474.822 | 48635.375
2 | 15 | 12 | 60962.234 | 62779.154 | 63665.808 | 63103.149 | 61420.535
2 | 15 | 13 | 94347.621 | 108963.205 | 119029.255 | 119166.566 | 109295.996
2 | 15 | 14 | 45622.633 | 46972.753 | 48206.604 | 48601.343 | 47925.709
2 | 15 | 15 | 43323.217 | 55185.707 | 69182.438 | 75759.015 | 72236.845
2 | 15 | 16 | 18963.176 | 20361.045 | 28541.616 | 33804.75 | 33505.21
2 | 15 | 17 | 0 | 0 | 0 | 0 | 0
2 | 15 | 18 | 0 | 0 | 0 | 0 | 0
2 | 15 | 19 | 0 | 0 | 0 | 0 | 0
2 | 15 | 20 | 0 | 0 | 0 | 0 | 0
2 | 15 | 21 | 0 | 0 | 0 | 0 | 0
2 | 15 | 22 | 0 | 0 | 0 | 0 | 0
2 | 15 | 23 | 0 | 0 | 0 | 0 | 0
2 | 16 | 0 | 0 | 0 | 0 | 0 | 0
2 | 16 | 1 | 0 | 0 | 0 | 0 | 0
2 | 16 | 2 | 0 | 0 | 0 | 0 | 0
2 | 16 | 3 | 0 | 0 | 0 | 0 | 0
2 | 16 | 4 | 0 | 0 | 0 | 0 | 0
2 | 16 | 5 | 0 | 0 | 0 | 0 | 0
2 | 16 | 6 | 0 | 0 | 0 | 0 | 0
2 | 16 | 7 | 5601.163 | 5601.163 | 5601.163 | 5601.163 | 5601.163
2 | 16 | 8 | 28363.063 | 28561.96 | 27918.556 | 26810.24 | 25915.272
2 | 16 | 9 | 79560.989 | 83907.46 | 79594.734 | 68744.263 | 57406.036
2 | 16 | 10 | 146672.087 | 164922.7 | 160919.88 | 136873.501 | 104228.735
2 | 16 | 11 | 234385.104 | 285180.145 | 295056.293 | 259393.798 | 195249.044
2 | 16 | 12 | 212359.519 | 273630.587 | 302316.807 | 284288.682 | 228270.839
2 | 16 | 13 | 166536.873 | 238414.343 | 285126.435 | 285913.15 | 240385.712
2 | 16 | 14 | 100229.416 | 179507.738 | 241189.706 | 260218.876 | 228102.736
2 | 16 | 15 | 34241.332 | 96713.049 | 170451.076 | 202769.829 | 185941.21
2 | 16 | 16 | 15553.31 | 22359.09 | 76252.273 | 111174.518 | 110236.596
2 | 16 | 17 | 0 | 0 | 0 | 0 | 0
2 | 16 | 18 | 0 | 0 | 0 | 0 | 0
2 | 16 | 19 | 0 | 0 | 0 | 0 | 0
2 | 16 | 20 | 0 | 0 | 0 | 0 | 0
2 | 16 | 21 | 0 | 0 | 0 | 0 | 0
2 | 16 | 22 | 0 | 0 | 0 | 0 | 0
2 | 16 | 23 | 0 | 0 | 0 | 0 | 0
2 | 17 | 0 | 0 | 0 | 0 | 0 | 0
2 | 17 | 1 | 0 | 0 | 0 | 0 | 0
2 | 17 | 2 | 0 | 0 | 0 | 0 | 0
2 | 17 | 3 | 0 | 0 | 0 | 0 | 0
2 | 17 | 4 | 0 | 0 | 0 | 0 | 0
2 | 17 | 5 | 0 | 0 | 0 | 0 | 0
2 | 17 | 6 | 0 | 0 | 0 | 0 | 0
2 | 17 | 7 | 7277.408 | 7276.046 | 7204.263 | 7113.346 | 7113.346
2 | 17 | 8 | 32733.678 | 33031.424 | 32040.667 | 30342.394 | 28948.977
2 | 17 | 9 | 89601.633 | 95136.102 | 89550.959 | 75489.214 | 60660.096
2 | 17 | 10 | 126182.11 | 139282.908 | 136339.889 | 119013.897 | 95878.052
2 | 17 | 11 | 197019.842 | 237757.099 | 245751.136 | 216848.935 | 166243.466
2 | 17 | 12 | 182746.907 | 233393.505 | 257493.238 | 242390.918 | 195931.901
2 | 17 | 13 | 98651.152 | 114529.342 | 125503.348 | 125730.895 | 115081.854
2 | 17 | 14 | 82713.225 | 117455.398 | 145909.66 | 154980.096 | 140010.079
2 | 17 | 15 | 42935.701 | 74100.722 | 110849.898 | 127719.03 | 119113.708
2 | 17 | 16 | 18584.231 | 22769.691 | 49398.33 | 67361.912 | 66581.776
2 | 17 | 17 | 0 | 0 | 0 | 0 | 0
2 | 17 | 18 | 0 | 0 | 0 | 0 | 0
2 | 17 | 19 | 0 | 0 | 0 | 0 | 0
2 | 17 | 20 | 0 | 0 | 0 | 0 | 0
2 | 17 | 21 | 0 | 0 | 0 | 0 | 0
2 | 17 | 22 | 0 | 0 | 0 | 0 | 0
2 | 17 | 23 | 0 | 0 | 0 | 0 | 0
2 | 18 | 0 | 0 | 0 | 0 | 0 | 0
2 | 18 | 1 | 0 | 0 | 0 | 0 | 0
2 | 18 | 2 | 0 | 0 | 0 | 0 | 0
2 | 18 | 3 | 0 | 0 | 0 | 0 | 0
2 | 18 | 4 | 0 | 0 | 0 | 0 | 0
2 | 18 | 5 | 0 | 0 | 0 | 0 | 0
2 | 18 | 6 | 0 | 0 | 0 | 0 | 0
2 | 18 | 7 | 54570.768 | 54351.155 | 37692.421 | 10204.128 | 10204.128
2 | 18 | 8 | 134049.454 | 142087.176 | 113127.147 | 59527.227 | 27551.252
2 | 18 | 9 | 196045.57 | 219878.529 | 195414.163 | 132499.478 | 63999.744
2 | 18 | 10 | 220000.051 | 257965.734 | 249276.913 | 198636.153 | 128660.89
2 | 18 | 11 | 164811.528 | 192228.893 | 197652.362 | 178013.311 | 144468.732
2 | 18 | 12 | 196711.146 | 255149.786 | 283284.955 | 265721.769 | 212004.506
2 | 18 | 13 | 95776.053 | 109922.133 | 119816.309 | 120058.857 | 110508.866
2 | 18 | 14 | 91560.161 | 167561.309 | 228069.119 | 247474.798 | 216064.289
2 | 18 | 15 | 46212.093 | 76432.852 | 112334.735 | 129256.898 | 120814.869
2 | 18 | 16 | 19971.011 | 24293.08 | 49577.594 | 67225.399 | 66120.827
2 | 18 | 17 | 0 | 0 | 0 | 0 | 0
2 | 18 | 18 | 0 | 0 | 0 | 0 | 0
2 | 18 | 19 | 0 | 0 | 0 | 0 | 0
2 | 18 | 20 | 0 | 0 | 0 | 0 | 0
2 | 18 | 21 | 0 | 0 | 0 | 0 | 0
2 | 18 | 22 | 0 | 0 | 0 | 0 | 0
2 | 18 | 23 | 0 | 0 | 0 | 0 | 0
2 | 19 | 0 | 0 | 0 | 0 | 0 | 0
2 | 19 | 1 | 0 | 0 | 0 | 0 | 0
2 | 19 | 2 | 0 | 0 | 0 | 0 | 0
2 | 19 | 3 | 0 | 0 | 0 | 0 | 0
2 | 19 | 4 | 0 | 0 | 0 | 0 | 0
2 | 19 | 5 | 0 | 0 | 0 | 0 | 0
2 | 19 | 6 | 0 | 0 | 0 | 0 | 0
2 | 19 | 7 | 42250.795 | 42021.305 | 28991.949 | 8848.339 | 8848.339
2 | 19 | 8 | 129520.636 | 137672.201 | 107420.387 | 51402.558 | 18472.452
2 | 19 | 9 | 139058.473 | 152682.532 | 138458.76 | 102787.566 | 64695.719
2 | 19 | 10 | 189666.517 | 219724.478 | 212684.123 | 172444.287 | 117758.457
2 | 19 | 11 | 207970.425 | 254614.069 | 263738.637 | 230373.164 | 172980.639
2 | 19 | 12 | 213559.224 | 280398.635 | 312489.233 | 292579.146 | 231277.519
2 | 19 | 13 | 164430.538 | 241172.53 | 292518.251 | 293958.593 | 244731.004
2 | 19 | 14 | 95446.053 | 181142.313 | 248629.479 | 270443.971 | 235824.965
2 | 19 | 15 | 24051.922 | 96019.338 | 182087.686 | 220969.077 | 202111.43
2 | 19 | 16 | 8254.597 | 17513.823 | 88329.754 | 139516.382 | 135679.703
2 | 19 | 17 | 0 | 0 | 0 | 0 | 0
2 | 19 | 18 | 0 | 0 | 0 | 0 | 0
2 | 19 | 19 | 0 | 0 | 0 | 0 | 0
2 | 19 | 20 | 0 | 0 | 0 | 0 | 0
2 | 19 | 21 | 0 | 0 | 0 | 0 | 0
2 | 19 | 22 | 0 | 0 | 0 | 0 | 0
2 | 19 | 23 | 0 | 0 | 0 | 0 | 0
2 | 20 | 0 | 0 | 0 | 0 | 0 | 0
2 | 20 | 1 | 0 | 0 | 0 | 0 | 0
2 | 20 | 2 | 0 | 0 | 0 | 0 | 0
2 | 20 | 3 | 0 | 0 | 0 | 0 | 0
2 | 20 | 4 | 0 | 0 | 0 | 0 | 0
2 | 20 | 5 | 0 | 0 | 0 | 0 | 0
2 | 20 | 6 | 0 | 0 | 0 | 0 | 0
2 | 20 | 7 | 72260.79 | 71935.966 | 46926.671 | 6695.764 | 6695.764
2 | 20 | 8 | 177670.74 | 189151.992 | 144899.207 | 60861.446 | 11743.343
2 | 20 | 9 | 221604.87 | 248323.725 | 219936.894 | 146681.855 | 64800.043
2 | 20 | 10 | 236675.872 | 276631.92 | 267140.507 | 212962.392 | 136653.218
2 | 20 | 11 | 230842.022 | 282508.93 | 292447.187 | 255662.596 | 191260.025
2 | 20 | 12 | 205170.246 | 265918.786 | 294761.924 | 277002.807 | 221558.82
2 | 20 | 13 | 158469.437 | 227674.783 | 273434.917 | 274886.998 | 231313.388
2 | 20 | 14 | 92574.819 | 171187.025 | 232082.387 | 251749.766 | 221120.919
2 | 20 | 15 | 27226.317 | 92320.925 | 168272.612 | 202241.796 | 186238.47
2 | 20 | 16 | 9434.302 | 18529.702 | 81427.266 | 126214.65 | 123204.424
2 | 20 | 17 | 0 | 0 | 484.488 | 997.391 | 1034.385
2 | 20 | 18 | 0 | 0 | 0 | 0 | 0
2 | 20 | 19 | 0 | 0 | 0 | 0 | 0
2 | 20 | 20 | 0 | 0 | 0 | 0 | 0
2 | 20 | 21 | 0 | 0 | 0 | 0 | 0
2 | 20 | 22 | 0 | 0 | 0 | 0 | 0
2 | 20 | 23 | 0 | 0 | 0 | 0 | 0
2 | 21 | 0 | 0 | 0 | 0 | 0 | 0
2 | 21 | 1 | 0 | 0 | 0 | 0 | 0
2 | 21 | 2 | 0 | 0 | 0 | 0 | 0
2 | 21 | 3 | 0 | 0 | 0 | 0 | 0
2 | 21 | 4 | 0 | 0 | 0 | 0 | 0
2 | 21 | 5 | 0 | 0 | 0 | 0 | 0
2 | 21 | 6 | 0 | 0 | 0 | 0 | 0
2 | 21 | 7 | 64594.067 | 64202.406 | 42522.875 | 9704.465 | 9704.465
2 | 21 | 8 | 164572.374 | 174293.207 | 135931.925 | 63838.702 | 19913.181
2 | 21 | 9 | 214911.858 | 239473.509 | 212929.169 | 145655.455 | 71266.115
2 | 21 | 10 | 236545.841 | 275100.853 | 265735.859 | 213253.388 | 140431.958
2 | 21 | 11 | 234039.301 | 285255.437 | 295087.87 | 258499.875 | 194777.755
2 | 21 | 12 | 211220.878 | 273298.154 | 303011.092 | 284817.883 | 228122.548
2 | 21 | 13 | 141867.916 | 191945.357 | 226298.976 | 227539.731 | 194993.538
2 | 21 | 14 | 60107.803 | 64782.793 | 68873.872 | 70263.628 | 68154.29
2 | 21 | 15 | 40334.428 | 83703.779 | 134929.075 | 159085.551 | 147950.204
2 | 21 | 16 | 16421.356 | 23263.069 | 63123.882 | 91771.322 | 90040.279
2 | 21 | 17 | 22.118 | 22.118 | 22.118 | 22.118 | 22.118
2 | 21 | 18 | 0 | 0 | 0 | 0 | 0
2 | 21 | 19 | 0 | 0 | 0 | 0 | 0
2 | 21 | 20 | 0 | 0 | 0 | 0 | 0
2 | 21 | 21 | 0 | 0 | 0 | 0 | 0
2 | 21 | 22 | 0 | 0 | 0 | 0 | 0
2 | 21 | 23 | 0 | 0 | 0 | 0 | 0
2 | 22 | 0 | 0 | 0 | 0 | 0 | 0
2 | 22 | 1 | 0 | 0 | 0 | 0 | 0
2 | 22 | 2 | 0 | 0 | 0 | 0 | 0
2 | 22 | 3 | 0 | 0 | 0 | 0 | 0
2 | 22 | 4 | 0 | 0 | 0 | 0 | 0
2 | 22 | 5 | 0 | 0 | 0 | 0 | 0
2 | 22 | 6 | 0 | 0 | 0 | 0 | 0
2 | 22 | 7 | 63662.213 | 63215.743 | 42213.28 | 11576.345 | 11576.345
2 | 22 | 8 | 168396.286 | 177986.746 | 139009.493 | 65709.204 | 20265.642
2 | 22 | 9 | 220681.435 | 245435.672 | 218216.83 | 149663.3 | 73605.991
2 | 22 | 10 | 242058.69 | 280769.898 | 271182.01 | 218142.152 | 144613.234
2 | 22 | 11 | 238548.626 | 289421.838 | 299112.07 | 262770.875 | 199207.577
2 | 22 | 12 | 213127.368 | 273325.186 | 301975.336 | 284569.561 | 229785.378
2 | 22 | 13 | 166650.479 | 235157.696 | 281002.514 | 282828.356 | 239735.851
2 | 22 | 14 | 101538.086 | 178678.119 | 239013.587 | 259063.561 | 229163.099
2 | 22 | 15 | 31444.117 | 98414.149 | 176179.548 | 211734.401 | 195860.225
2 | 22 | 16 | 11837.642 | 22071.543 | 86366.041 | 132169.373 | 129786.77
2 | 22 | 17 | 452.895 | 452.895 | 1616.796 | 2403.728 | 2463.669
2 | 22 | 18 | 0 | 0 | 0 | 0 | 0
2 | 22 | 19 | 0 | 0 | 0 | 0 | 0
2 | 22 | 20 | 0 | 0 | 0 | 0 | 0
2 | 22 | 21 | 0 | 0 | 0 | 0 | 0
2 | 22 | 22 | 0 | 0 | 0 | 0 | 0
2 | 22 | 23 | 0 | 0 | 0 | 0 | 0
2 | 23 | 0 | 0 | 0 | 0 | 0 | 0
2 | 23 | 1 | 0 | 0 | 0 | 0 | 0
2 | 23 | 2 | 0 | 0 | 0 | 0 | 0
2 | 23 | 3 | 0 | 0 | 0 | 0 | 0
2 | 23 | 4 | 0 | 0 | 0 | 0 | 0
2 | 23 | 5 | 0 | 0 | 0 | 0 | 0
2 | 23 | 6 | 0 | 0 | 0 | 0 | 0
2 | 23 | 7 | 76011.793 | 75486.434 | 48523.646 | 10062.181 | 10062.181
2 | 23 | 8 | 162971.861 | 172213.226 | 133574.067 | 61302.422 | 16173.974
2 | 23 | 9 | 227067.743 | 252555.433 | 224044.336 | 153065.157 | 74608.158
2 | 23 | 10 | 176487.274 | 199161.793 | 193393.531 | 162391.996 | 121296.298
2 | 23 | 11 | 182505.472 | 213283.623 | 219209.689 | 197002.272 | 159102.507
2 | 23 | 12 | 156164.087 | 187060.71 | 202184.739 | 193030.357 | 164724.571
2 | 23 | 13 | 111903.027 | 133761.181 | 149264.419 | 149959.061 | 135448.768
2 | 23 | 14 | 71310.675 | 82924.755 | 93070.338 | 96593.591 | 91471.824
2 | 23 | 15 | 43580.397 | 50268.992 | 58058.944 | 62071.336 | 60316.796
2 | 23 | 16 | 21616.343 | 22354.175 | 24926.07 | 26723.605 | 26642.069
2 | 23 | 17 | 0 | 0 | 0 | 0 | 0
2 | 23 | 18 | 0 | 0 | 0 | 0 | 0
2 | 23 | 19 | 0 | 0 | 0 | 0 | 0
2 | 23 | 20 | 0 | 0 | 0 | 0 | 0
2 | 23 | 21 | 0 | 0 | 0 | 0 | 0
2 | 23 | 22 | 0 | 0 | 0 | 0 | 0
2 | 23 | 23 | 0 | 0 | 0 | 0 | 0
2 | 24 | 0 | 0 | 0 | 0 | 0 | 0
2 | 24 | 1 | 0 | 0 | 0 | 0 | 0
2 | 24 | 2 | 0 | 0 | 0 | 0 | 0
2 | 24 | 3 | 0 | 0 | 0 | 0 | 0
2 | 24 | 4 | 0 | 0 | 0 | 0 | 0
2 | 24 | 5 | 0 | 0 | 0 | 0 | 0
2 | 24 | 6 | 0 | 0 | 0 | 0 | 0
2 | 24 | 7 | 11103.813 | 11088.982 | 10839.274 | 10505.057 | 10505.057
2 | 24 | 8 | 37562.698 | 37832.175 | 36720.23 | 34879.551 | 33388.872
2 | 24 | 9 | 52254.621 | 52948.833 | 52159.458 | 50340.435 | 48543.334
2 | 24 | 10 | 12439.064 | 12439.064 | 12439.064 | 12439.064 | 12439.064
2 | 24 | 11 | 101380.641 | 108834.787 | 110276.271 | 104864.164 | 95758.692
2 | 24 | 12 | 111844.243 | 123444.238 | 129188.804 | 125733.633 | 115088.859
2 | 24 | 13 | 122022.633 | 146641.028 | 164198.837 | 165063.478 | 148738.182
2 | 24 | 14 | 68146.835 | 76891.259 | 84690.317 | 87436.666 | 83532.849
2 | 24 | 15 | 46012.798 | 50188.332 | 55075.932 | 57593.091 | 56523.705
2 | 24 | 16 | 22229.943 | 22883.828 | 24862.447 | 26235.336 | 26183.13
2 | 24 | 17 | 0 | 0 | 0 | 0 | 0
2 | 24 | 18 | 0 | 0 | 0 | 0 | 0
2 | 24 | 19 | 0 | 0 | 0 | 0 | 0
2 | 24 | 20 | 0 | 0 | 0 | 0 | 0
2 | 24 | 21 | 0 | 0 | 0 | 0 | 0
2 | 24 | 22 | 0 | 0 | 0 | 0 | 0
2 | 24 | 23 | 0 | 0 | 0 | 0 | 0
2 | 25 | 0 | 0 | 0 | 0 | 0 | 0
2 | 25 | 1 | 0 | 0 | 0 | 0 | 0
2 | 25 | 2 | 0 | 0 | 0 | 0 | 0
2 | 25 | 3 | 0 | 0 | 0 | 0 | 0
2 | 25 | 4 | 0 | 0 | 0 | 0 | 0
2 | 25 | 5 | 0 | 0 | 0 | 0 | 0
2 | 25 | 6 | 0 | 0 | 0 | 0 | 0
2 | 25 | 7 | 7956.314 | 7956.314 | 7956.314 | 7956.314 | 7956.314
2 | 25 | 8 | 26989.305 | 27075.095 | 26708.932 | 26105.532 | 25618.431
2 | 25 | 9 | 58945.532 | 60081.123 | 58767.394 | 55728.011 | 52662.005
2 | 25 | 10 | 94282.882 | 99794.353 | 98331.285 | 90746.361 | 81206.714
2 | 25 | 11 | 81122.068 | 84189.46 | 84780.56 | 82549.612 | 78801.988
2 | 25 | 12 | 82882.399 | 86769.516 | 88701.59 | 87548.578 | 83984.749
2 | 25 | 13 | 130126.5 | 159275.755 | 180036.302 | 181150.486 | 161985.505
2 | 25 | 14 | 95340.123 | 134274.827 | 166917.349 | 178457.949 | 162407.962
2 | 25 | 15 | 49672.622 | 78126.325 | 111666.946 | 128362.88 | 121489.376
2 | 25 | 16 | 21334.423 | 27216.265 | 55067.451 | 75178.992 | 74619.204
2 | 25 | 17 | 1120.863 | 1120.863 | 1120.863 | 1120.863 | 1120.863
2 | 25 | 18 | 0 | 0 | 0 | 0 | 0
2 | 25 | 19 | 0 | 0 | 0 | 0 | 0
2 | 25 | 20 | 0 | 0 | 0 | 0 | 0
2 | 25 | 21 | 0 | 0 | 0 | 0 | 0
2 | 25 | 22 | 0 | 0 | 0 | 0 | 0
2 | 25 | 23 | 0 | 0 | 0 | 0 | 0
2 | 26 | 0 | 0 | 0 | 0 | 0 | 0
2 | 26 | 1 | 0 | 0 | 0 | 0 | 0
2 | 26 | 2 | 0 | 0 | 0 | 0 | 0
2 | 26 | 3 | 0 | 0 | 0 | 0 | 0
2 | 26 | 4 | 0 | 0 | 0 | 0 | 0
2 | 26 | 5 | 0 | 0 | 0 | 0 | 0
2 | 26 | 6 | 0 | 0 | 0 | 0 | 0
2 | 26 | 7 | 95820.672 | 95043.688 | 58004.007 | 9663.769 | 9484.436
2 | 26 | 8 | 165314.625 | 173530.068 | 135798.539 | 65353.031 | 19328.46
2 | 26 | 9 | 240395.241 | 265483.525 | 235909.059 | 163642.447 | 82935.539
2 | 26 | 10 | 63763.932 | 65068.277 | 64715.234 | 62911.458 | 60677.268
2 | 26 | 11 | 85492.32 | 88951.553 | 89615.491 | 87096.382 | 82866.326
2 | 26 | 12 | 67727.502 | 69828.557 | 70875.723 | 70256.038 | 68332.208
2 | 26 | 13 | 48868.508 | 49684.411 | 50286.267 | 50321.479 | 49769.42
2 | 26 | 14 | 56240.314 | 58745.498 | 61038.172 | 61865.11 | 60742.154
2 | 26 | 15 | 44358.235 | 86704.004 | 136327.316 | 160638.793 | 150956.601
2 | 26 | 16 | 12969.485 | 25517.613 | 93659.976 | 142292.514 | 141313.846
2 | 26 | 17 | 2608.946 | 2608.946 | 3132.089 | 4051.37 | 4233.619
2 | 26 | 18 | 0 | 0 | 0 | 0 | 0
2 | 26 | 19 | 0 | 0 | 0 | 0 | 0
2 | 26 | 20 | 0 | 0 | 0 | 0 | 0
2 | 26 | 21 | 0 | 0 | 0 | 0 | 0
2 | 26 | 22 | 0 | 0 | 0 | 0 | 0
2 | 26 | 23 | 0 | 0 | 0 | 0 | 0
2 | 27 | 0 | 0 | 0 | 0 | 0 | 0
2 | 27 | 1 | 0 | 0 | 0 | 0 | 0
2 | 27 | 2 | 0 | 0 | 0 | 0 | 0
2 | 27 | 3 | 0 | 0 | 0 | 0 | 0
2 | 27 | 4 | 0 | 0 | 0 | 0 | 0
2 | 27 | 5 | 0 | 0 | 0 | 0 | 0
2 | 27 | 6 | 0 | 0 | 0 | 0 | 0
2 | 27 | 7 | 97827.842 | 96983.539 | 58360.705 | 9701.855 | 9356.875
2 | 27 | 8 | 194338.713 | 203838.365 | 158669.588 | 73935.404 | 18592.979
2 | 27 | 9 | 239642.506 | 264612.686 | 234663.347 | 162421.506 | 82211.318
2 | 27 | 10 | 257729.737 | 297483.445 | 286618.715 | 230712.094 | 155399.048
2 | 27 | 11 | 252209.628 | 304115.705 | 313855.51 | 276395.343 | 211623.629
2 | 27 | 12 | 226450.874 | 288509.471 | 318664.771 | 301048.335 | 244818.118
2 | 27 | 13 | 179360.739 | 249783.675 | 298773.75 | 301820.733 | 257356.714
2 | 27 | 14 | 110206.547 | 190864.781 | 255072.761 | 277882.151 | 247551.206
2 | 27 | 15 | 36537.54 | 105976.901 | 186579.438 | 225066.003 | 210274.787
2 | 27 | 16 | 10707.174 | 24059.705 | 95543.566 | 146782.355 | 146097.347
2 | 27 | 17 | 809.275 | 809.275 | 5562.973 | 10151.971 | 10839.584
2 | 27 | 18 | 0 | 0 | 0 | 0 | 0
2 | 27 | 19 | 0 | 0 | 0 | 0 | 0
2 | 27 | 20 | 0 | 0 | 0 | 0 | 0
2 | 27 | 21 | 0 | 0 | 0 | 0 | 0
2 | 27 | 22 | 0 | 0 | 0 | 0 | 0
2 | 27 | 23 | 0 | 0 | 0 | 0 | 0
2 | 28 | 0 | 0 | 0 | 0 | 0 | 0
2 | 28 | 1 | 0 | 0 | 0 | 0 | 0
2 | 28 | 2 | 0 | 0 | 0 | 0 | 0
2 | 28 | 3 | 0 | 0 | 0 | 0 | 0
2 | 28 | 4 | 0 | 0 | 0 | 0 | 0
2 | 28 | 5 | 0 | 0 | 0 | 0 | 0
2 | 28 | 6 | 0 | 0 | 0 | 0 | 0
2 | 28 | 7 | 92408.706 | 91548.073 | 55090.678 | 10630.539 | 10145.052
2 | 28 | 8 | 182299.845 | 190879.795 | 148835.744 | 71066.513 | 19759.68
2 | 28 | 9 | 227238.314 | 250785.989 | 222054.68 | 153990.175 | 79485.875
2 | 28 | 10 | 243817.461 | 281057.006 | 270659.028 | 218195.032 | 148808.824
2 | 28 | 11 | 237467.401 | 286212.71 | 295382.201 | 260046.819 | 199556.793
2 | 28 | 12 | 208222.404 | 263982.429 | 291410.722 | 275515.285 | 224915.105
2 | 28 | 13 | 90393.187 | 100791.744 | 108427.44 | 108946.578 | 102046.677
2 | 28 | 14 | 35752.749 | 36195.041 | 36618.315 | 36774.55 | 36572.169
2 | 28 | 15 | 48918.872 | 95558.188 | 150522.718 | 177962.543 | 167712.993
2 | 28 | 16 | 18154.291 | 28288.798 | 76677.661 | 111876.388 | 111639.368
2 | 28 | 17 | 2604.817 | 2604.817 | 3073.586 | 3885.272 | 4055.741
2 | 28 | 18 | 0 | 0 | 0 | 0 | 0
2 | 28 | 19 | 0 | 0 | 0 | 0 | 0
2 | 28 | 20 | 0 | 0 | 0 | 0 | 0
2 | 28 | 21 | 0 | 0 | 0 | 0 | 0
2 | 28 | 22 | 0 | 0 | 0 | 0 | 0
2 | 28 | 23 | 0 | 0 | 0 | 0 | 0
3 | 1 | 0 | 0 | 0 | 0 | 0 | 0
3 | 1 | 1 | 0 | 0 | 0 | 0 | 0
3 | 1 | 2 | 0 | 0 | 0 | 0 | 0
3 | 1 | 3 | 0 | 0 | 0 | 0 | 0
3 | 1 | 4 | 0 | 0 | 0 | 0 | 0
3 | 1 | 5 | 0 | 0 | 0 | 0 | 0
3 | 1 | 6 | 0 | 0 | 0 | 0 | 0
3 | 1 | 7 | 40826.142 | 40386.946 | 29804.728 | 17176.958 | 16780.919
3 | 1 | 8 | 212209.469 | 221102.994 | 174306.797 | 87872.478 | 29357.297
3 | 1 | 9 | 267490.542 | 293286.808 | 260675.218 | 184506.007 | 100820.492
3 | 1 | 10 | 190719.274 | 212453.749 | 206138.993 | 175326.336 | 135969.809
3 | 1 | 11 | 213312.577 | 249496.157 | 256293.144 | 229937.978 | 185203.862
3 | 1 | 12 | 232309.779 | 293609.491 | 323856.553 | 306682.574 | 251295.087
3 | 1 | 13 | 127207.492 | 150380.613 | 167416.874 | 168740.866 | 153593.719
3 | 1 | 14 | 111924.72 | 181890.97 | 240151.654 | 261787.302 | 235062.93
3 | 1 | 15 | 49537.711 | 94119.269 | 146735.853 | 173487.891 | 164160.114
3 | 1 | 16 | 19430.769 | 34464.771 | 106048.495 | 157786.263 | 158153.252
3 | 1 | 17 | 2430.818 | 2430.818 | 7839.147 | 14043.901 | 14934.484
3 | 1 | 18 | 0 | 0 | 0 | 0 | 0
3 | 1 | 19 | 0 | 0 | 0 | 0 | 0
3 | 1 | 20 | 0 | 0 | 0 | 0 | 0
3 | 1 | 21 | 0 | 0 | 0 | 0 | 0
3 | 1 | 22 | 0 | 0 | 0 | 0 | 0
3 | 1 | 23 | 0 | 0 | 0 | 0 | 0
3 | 2 | 0 | 0 | 0 | 0 | 0 | 0
3 | 2 | 1 | 0 | 0 | 0 | 0 | 0
3 | 2 | 2 | 0 | 0 | 0 | 0 | 0
3 | 2 | 3 | 0 | 0 | 0 | 0 | 0
3 | 2 | 4 | 0 | 0 | 0 | 0 | 0
3 | 2 | 5 | 0 | 0 | 0 | 0 | 0
3 | 2 | 6 | 0 | 0 | 0 | 0 | 0
3 | 2 | 7 | 53279.325 | 52598.773 | 36252.535 | 17192.277 | 16475.71
3 | 2 | 8 | 107037.245 | 110324.996 | 92525.075 | 61019.297 | 38879.294
3 | 2 | 9 | 160900.104 | 172782.85 | 157504.155 | 122756.063 | 85882.26
3 | 2 | 10 | 175158.624 | 193776.915 | 188272.827 | 161718.772 | 127991.715
3 | 2 | 11 | 265587.996 | 316625.38 | 326070.311 | 289102.045 | 225157.281
3 | 2 | 12 | 238679.957 | 299727.403 | 329626.353 | 312857.873 | 257998.62
3 | 2 | 13 | 191210.295 | 259639.867 | 308231.694 | 312190.544 | 269515.844
3 | 2 | 14 | 119748.946 | 199421.424 | 264357.46 | 288428.462 | 259408.682
3 | 2 | 15 | 43454.599 | 112732.297 | 192942.594 | 232612.736 | 219346.496
3 | 2 | 16 | 14685.542 | 29775.537 | 99458.66 | 149427.501 | 150122.442
3 | 2 | 17 | 2038.47 | 2038.47 | 7361.592 | 13857.021 | 14808.254
3 | 2 | 18 | 0 | 0 | 0 | 0 | 0
3 | 2 | 19 | 0 | 0 | 0 | 0 | 0
3 | 2 | 20 | 0 | 0 | 0 | 0 | 0
3 | 2 | 21 | 0 | 0 | 0 | 0 | 0
3 | 2 | 22 | 0 | 0 | 0 | 0 | 0
3 | 2 | 23 | 0 | 0 | 0 | 0 | 0
3 | 3 | 0 | 0 | 0 | 0 | 0 | 0
3 | 3 | 1 | 0 | 0 | 0 | 0 | 0
3 | 3 | 2 | 0 | 0 | 0 | 0 | 0
3 | 3 | 3 | 0 | 0 | 0 | 0 | 0
3 | 3 | 4 | 0 | 0 | 0 | 0 | 0
3 | 3 | 5 | 0 | 0 | 0 | 0 | 0
3 | 3 | 6 | 0 | 0 | 0 | 0 | 0
3 | 3 | 7 | 125465.779 | 124202.443 | 70654.954 | 11819.553 | 10283.231
3 | 3 | 8 | 212287.161 | 220595.603 | 173233.57 | 84598.342 | 23421.923
3 | 3 | 9 | 257308.678 | 281383.393 | 249817.512 | 176415.381 | 94352.779
3 | 3 | 10 | 271192.47 | 308773.792 | 297549.515 | 243086.497 | 170864.734
3 | 3 | 11 | 264021.037 | 313467.864 | 322550.346 | 286794.829 | 224493.428
3 | 3 | 12 | 236257.686 | 294986.722 | 323659.372 | 307773.543 | 255217.026
3 | 3 | 13 | 189156.534 | 254691.097 | 301234.213 | 305249.409 | 264760.548
3 | 3 | 14 | 119145.13 | 195491.33 | 257791.636 | 281065.969 | 253708.375
3 | 3 | 15 | 43063.661 | 111211.886 | 189673.158 | 228516.078 | 216027.184
3 | 3 | 16 | 22948.723 | 30102.237 | 57828.967 | 78018.744 | 78451.786
3 | 3 | 17 | 2360.182 | 2360.182 | 3033.52 | 3930.372 | 4078.964
3 | 3 | 18 | 0 | 0 | 0 | 0 | 0
3 | 3 | 19 | 0 | 0 | 0 | 0 | 0
3 | 3 | 20 | 0 | 0 | 0 | 0 | 0
3 | 3 | 21 | 0 | 0 | 0 | 0 | 0
3 | 3 | 22 | 0 | 0 | 0 | 0 | 0
3 | 3 | 23 | 0 | 0 | 0 | 0 | 0
3 | 4 | 0 | 0 | 0 | 0 | 0 | 0
3 | 4 | 1 | 0 | 0 | 0 | 0 | 0
3 | 4 | 2 | 0 | 0 | 0 | 0 | 0
3 | 4 | 3 | 0 | 0 | 0 | 0 | 0
3 | 4 | 4 | 0 | 0 | 0 | 0 | 0
3 | 4 | 5 | 0 | 0 | 0 | 0 | 0
3 | 4 | 6 | 0 | 0 | 0 | 0 | 0
3 | 4 | 7 | 104854.584 | 103113.817 | 61439.351 | 15500.438 | 13842.118
3 | 4 | 8 | 189678.844 | 196454.205 | 156245.251 | 81331.24 | 28610.659
3 | 4 | 9 | 236961.855 | 258106.952 | 229880.913 | 164966.357 | 92906.988
3 | 4 | 10 | 257164.499 | 292007.294 | 281400.985 | 230742.41 | 164529.144
3 | 4 | 11 | 254647.296 | 302391.793 | 311185.649 | 276537.016 | 216675.949
3 | 4 | 12 | 228996.216 | 286219.331 | 314464.925 | 298978.739 | 247734.088
3 | 4 | 13 | 170695.356 | 228545.456 | 270535.976 | 274400.618 | 238123.807
3 | 4 | 14 | 116734.648 | 189531.647 | 249817.187 | 272710.885 | 246494.433
3 | 4 | 15 | 50112.751 | 89340.633 | 135462.084 | 159384.302 | 151945.279
3 | 4 | 16 | 25107.612 | 29903.135 | 46925.577 | 59390.188 | 59750.619
3 | 4 | 17 | 2379.851 | 2379.851 | 2488.834 | 2669.931 | 2713.188
3 | 4 | 18 | 0 | 0 | 0 | 0 | 0
3 | 4 | 19 | 0 | 0 | 0 | 0 | 0
3 | 4 | 20 | 0 | 0 | 0 | 0 | 0
3 | 4 | 21 | 0 | 0 | 0 | 0 | 0
3 | 4 | 22 | 0 | 0 | 0 | 0 | 0
3 | 4 | 23 | 0 | 0 | 0 | 0 | 0
3 | 5 | 0 | 0 | 0 | 0 | 0 | 0
3 | 5 | 1 | 0 | 0 | 0 | 0 | 0
3 | 5 | 2 | 0 | 0 | 0 | 0 | 0
3 | 5 | 3 | 0 | 0 | 0 | 0 | 0
3 | 5 | 4 | 0 | 0 | 0 | 0 | 0
3 | 5 | 5 | 0 | 0 | 0 | 0 | 0
3 | 5 | 6 | 0 | 0 | 0 | 0 | 0
3 | 5 | 7 | 105960.107 | 102841.98 | 62393.991 | 17837.241 | 15842.399
3 | 5 | 8 | 185344.554 | 191557.181 | 153332.374 | 83610.112 | 34682.199
3 | 5 | 9 | 232802.494 | 252627.811 | 225703.403 | 165002.089 | 98829.71
3 | 5 | 10 | 169201.574 | 184625.592 | 179817.348 | 157489.603 | 129624.256
3 | 5 | 11 | 188001.571 | 213628.001 | 218399.539 | 199657.861 | 167953.205
3 | 5 | 12 | 158891.461 | 183216.554 | 195526.281 | 188835.567 | 166926.45
3 | 5 | 13 | 64903.357 | 67062.673 | 68699.46 | 68861.187 | 67453.186
3 | 5 | 14 | 122041.517 | 182712.547 | 234368.416 | 254361.014 | 232065.41
3 | 5 | 15 | 48910.117 | 111702.315 | 184841.343 | 222138.823 | 211034.996
3 | 5 | 16 | 16452.041 | 32028.226 | 97543.408 | 144783.234 | 146418.311
3 | 5 | 17 | 2983.935 | 2983.935 | 9418.589 | 18282.253 | 19609.162
3 | 5 | 18 | 0 | 0 | 0 | 0 | 0
3 | 5 | 19 | 0 | 0 | 0 | 0 | 0
3 | 5 | 20 | 0 | 0 | 0 | 0 | 0
3 | 5 | 21 | 0 | 0 | 0 | 0 | 0
3 | 5 | 22 | 0 | 0 | 0 | 0 | 0
3 | 5 | 23 | 0 | 0 | 0 | 0 | 0
3 | 6 | 0 | 0 | 0 | 0 | 0 | 0
3 | 6 | 1 | 0 | 0 | 0 | 0 | 0
3 | 6 | 2 | 0 | 0 | 0 | 0 | 0
3 | 6 | 3 | 0 | 0 | 0 | 0 | 0
3 | 6 | 4 | 0 | 0 | 0 | 0 | 0
3 | 6 | 5 | 0 | 0 | 0 | 0 | 0
3 | 6 | 6 | 0 | 0 | 0 | 0 | 0
3 | 6 | 7 | 130565.919 | 124714.645 | 71513.094 | 13225.448 | 10615.176
3 | 6 | 8 | 209986.579 | 217205.967 | 170742.5 | 85083.095 | 25147.458
3 | 6 | 9 | 252436.64 | 275198.125 | 243715.762 | 173124.545 | 95530.225
3 | 6 | 10 | 267372.92 | 304295.948 | 292636.041 | 238554.781 | 169199.659
3 | 6 | 11 | 261230.312 | 310622.382 | 319729.19 | 283731.88 | 222100.014
3 | 6 | 12 | 231711.878 | 289325.124 | 318168.413 | 302722.626 | 251207.061
3 | 6 | 13 | 184506.761 | 248333.213 | 295383.534 | 300217.92 | 260285.796
3 | 6 | 14 | 117919.942 | 188977.857 | 249268.384 | 272860.824 | 247239.682
3 | 6 | 15 | 54709.469 | 75797.952 | 101032.207 | 114675.536 | 110752.208
3 | 6 | 16 | 21860.078 | 30753.52 | 64808.19 | 89942.127 | 91010.577
3 | 6 | 17 | 3724.073 | 3724.073 | 6127.066 | 9611.185 | 10197.159
3 | 6 | 18 | 0 | 0 | 0 | 0 | 0
3 | 6 | 19 | 0 | 0 | 0 | 0 | 0
3 | 6 | 20 | 0 | 0 | 0 | 0 | 0
3 | 6 | 21 | 0 | 0 | 0 | 0 | 0
3 | 6 | 22 | 0 | 0 | 0 | 0 | 0
3 | 6 | 23 | 0 | 0 | 0 | 0 | 0
3 | 7 | 0 | 0 | 0 | 0 | 0 | 0
3 | 7 | 1 | 0 | 0 | 0 | 0 | 0
3 | 7 | 2 | 0 | 0 | 0 | 0 | 0
3 | 7 | 3 | 0 | 0 | 0 | 0 | 0
3 | 7 | 4 | 0 | 0 | 0 | 0 | 0
3 | 7 | 5 | 0 | 0 | 0 | 0 | 0
3 | 7 | 6 | 0 | 0 | 0 | 0 | 0
3 | 7 | 7 | 121980.295 | 116175.035 | 67916.285 | 14741.877 | 11901.278
3 | 7 | 8 | 181082.696 | 186850.975 | 148133.998 | 78028.838 | 28667.06
3 | 7 | 9 | 196235.006 | 211511.128 | 190014.348 | 142892.69 | 92691.316
3 | 7 | 10 | 131788.377 | 140695.367 | 137817.991 | 124820.347 | 108925.067
3 | 7 | 11 | 63634.088 | 64920.654 | 65161.271 | 64214.97 | 62636.154
3 | 7 | 12 | 92293.504 | 96596.553 | 98807.963 | 97634.705 | 93762.628
3 | 7 | 13 | 100660.449 | 111305.479 | 119433.856 | 120324.78 | 113460.179
3 | 7 | 14 | 75683.936 | 84690.119 | 93177.348 | 96609.12 | 92982.578
3 | 7 | 15 | 53460.732 | 62511.067 | 73435.803 | 79558.48 | 77870.166
3 | 7 | 16 | 384.093 | 384.093 | 384.093 | 384.093 | 384.093
3 | 7 | 17 | 0 | 0 | 0 | 0 | 0
3 | 7 | 18 | 0 | 0 | 0 | 0 | 0
3 | 7 | 19 | 0 | 0 | 0 | 0 | 0
3 | 7 | 20 | 0 | 0 | 0 | 0 | 0
3 | 7 | 21 | 0 | 0 | 0 | 0 | 0
3 | 7 | 22 | 0 | 0 | 0 | 0 | 0
3 | 7 | 23 | 0 | 0 | 0 | 0 | 0
3 | 8 | 0 | 0 | 0 | 0 | 0 | 0
3 | 8 | 1 | 0 | 0 | 0 | 0 | 0
3 | 8 | 2 | 0 | 0 | 0 | 0 | 0
3 | 8 | 3 | 0 | 0 | 0 | 0 | 0
3 | 8 | 4 | 0 | 0 | 0 | 0 | 0
3 | 8 | 5 | 0 | 0 | 0 | 0 | 0
3 | 8 | 6 | 0 | 0 | 0 | 0 | 0
3 | 8 | 7 | 10205.253 | 10205.253 | 10205.253 | 10205.253 | 10205.253
3 | 8 | 8 | 42957.647 | 43115.268 | 42013.568 | 40298.439 | 38974.733
3 | 8 | 9 | 113365.235 | 118169.456 | 111290.367 | 96549.502 | 81512.948
3 | 8 | 10 | 162346.199 | 175956.79 | 171490.613 | 151486.489 | 126935.519
3 | 8 | 11 | 59530.875 | 60496.226 | 60676.474 | 59966.046 | 58781.063
3 | 8 | 12 | 159955.287 | 182510.937 | 194060.109 | 188022.041 | 167825.172
3 | 8 | 13 | 159911.805 | 197177.908 | 225366.295 | 228589.413 | 205064.365
3 | 8 | 14 | 113857.626 | 160071.943 | 201011.033 | 217528.422 | 200538.597
3 | 8 | 15 | 34272.878 | 34810.612 | 35467.937 | 35859.761 | 35756.442
3 | 8 | 16 | 27501.303 | 33955.766 | 55953.633 | 72252.15 | 73184.604
3 | 8 | 17 | 4521.94 | 4521.94 | 15319.05 | 31233.302 | 33302.971
3 | 8 | 18 | 0 | 0 | 0 | 0 | 0
3 | 8 | 19 | 0 | 0 | 0 | 0 | 0
3 | 8 | 20 | 0 | 0 | 0 | 0 | 0
3 | 8 | 21 | 0 | 0 | 0 | 0 | 0
3 | 8 | 22 | 0 | 0 | 0 | 0 | 0
3 | 8 | 23 | 0 | 0 | 0 | 0 | 0
3 | 9 | 0 | 0 | 0 | 0 | 0 | 0
3 | 9 | 1 | 0 | 0 | 0 | 0 | 0
3 | 9 | 2 | 0 | 0 | 0 | 0 | 0
3 | 9 | 3 | 0 | 0 | 0 | 0 | 0
3 | 9 | 4 | 0 | 0 | 0 | 0 | 0
3 | 9 | 5 | 0 | 0 | 0 | 0 | 0
3 | 9 | 6 | 931.238 | 931.238 | 931.238 | 931.238 | 931.238
3 | 9 | 7 | 80095.562 | 76775.237 | 50495.428 | 20824.021 | 18428.271
3 | 9 | 8 | 143261.599 | 146701.306 | 121269.214 | 76255.222 | 43942.114
3 | 9 | 9 | 224268.978 | 241974.133 | 216102.23 | 159816.814 | 98989.352
3 | 9 | 10 | 291742.943 | 329619.752 | 317059.187 | 260516.051 | 188624.388
3 | 9 | 11 | 286189.428 | 337508.8 | 346891.784 | 309496.739 | 245152.883
3 | 9 | 12 | 257654.682 | 319619.933 | 350793.792 | 334780.376 | 279877.59
3 | 9 | 13 | 209850.77 | 278865.157 | 330411.849 | 336532.896 | 294080.35
3 | 9 | 14 | 136128.195 | 216551.366 | 285259.409 | 312948.265 | 285242.826
3 | 9 | 15 | 50450.867 | 126370.288 | 215239.458 | 261703.368 | 250126.832
3 | 9 | 16 | 11626.368 | 32972.228 | 118408.673 | 180355.352 | 184177.521
3 | 9 | 17 | 4128.227 | 4128.227 | 18506.96 | 40202.428 | 42743.722
3 | 9 | 18 | 0 | 0 | 0 | 0 | 0
3 | 9 | 19 | 0 | 0 | 0 | 0 | 0
3 | 9 | 20 | 0 | 0 | 0 | 0 | 0
3 | 9 | 21 | 0 | 0 | 0 | 0 | 0
3 | 9 | 22 | 0 | 0 | 0 | 0 | 0
3 | 9 | 23 | 0 | 0 | 0 | 0 | 0
3 | 10 | 0 | 0 | 0 | 0 | 0 | 0
3 | 10 | 1 | 0 | 0 | 0 | 0 | 0
3 | 10 | 2 | 0 | 0 | 0 | 0 | 0
3 | 10 | 3 | 0 | 0 | 0 | 0 | 0
3 | 10 | 4 | 0 | 0 | 0 | 0 | 0
3 | 10 | 5 | 0 | 0 | 0 | 0 | 0
3 | 10 | 6 | 0 | 0 | 0 | 0 | 0
3 | 10 | 7 | 2299.642 | 2299.642 | 2299.642 | 2299.642 | 2299.642
3 | 10 | 8 | 13819.548 | 13819.548 | 13819.548 | 13819.548 | 13819.548
3 | 10 | 9 | 17580.614 | 17580.614 | 17580.614 | 17580.614 | 17580.614
3 | 10 | 10 | 72711.282 | 74137.585 | 73652.835 | 71540.902 | 69016.978
3 | 10 | 11 | 75653.346 | 77579.858 | 77938.59 | 76519.496 | 74153.583
3 | 10 | 12 | 69864.315 | 71781.375 | 72778.194 | 72270.947 | 70556.715
3 | 10 | 13 | 72276.71 | 74988.876 | 77094.924 | 77361.533 | 75632.614
3 | 10 | 14 | 28543.996 | 28589.722 | 28635.663 | 28654.907 | 28636.18
3 | 10 | 15 | 53236.635 | 61270.002 | 71079.959 | 76729.399 | 75375.607
3 | 10 | 16 | 27676.483 | 32742.458 | 47707.803 | 58913.939 | 59729.16
3 | 10 | 17 | 4019.701 | 4019.701 | 17301.449 | 38095.708 | 40614.506
3 | 10 | 18 | 0 | 0 | 0 | 0 | 0
3 | 10 | 19 | 0 | 0 | 0 | 0 | 0
3 | 10 | 20 | 0 | 0 | 0 | 0 | 0
3 | 10 | 21 | 0 | 0 | 0 | 0 | 0
3 | 10 | 22 | 0 | 0 | 0 | 0 | 0
3 | 10 | 23 | 0 | 0 | 0 | 0 | 0
3 | 11 | 0 | 0 | 0 | 0 | 0 | 0
3 | 11 | 1 | 0 | 0 | 0 | 0 | 0
3 | 11 | 2 | 0 | 0 | 0 | 0 | 0
3 | 11 | 3 | 0 | 0 | 0 | 0 | 0
3 | 11 | 4 | 0 | 0 | 0 | 0 | 0
3 | 11 | 5 | 0 | 0 | 0 | 0 | 0
3 | 11 | 6 | 0 | 0 | 0 | 0 | 0
3 | 11 | 7 | 69116.355 | 66450.314 | 46518.841 | 23587.418 | 20951.07
3 | 11 | 8 | 112815.2 | 114787.723 | 98539.09 | 70811.661 | 50693.523
3 | 11 | 9 | 61136.087 | 61823.339 | 60783.118 | 58619.255 | 56535.231
3 | 11 | 10 | 76951.327 | 78591.37 | 78024.763 | 75583.193 | 72671.638
3 | 11 | 11 | 133203.095 | 143256.381 | 145123.22 | 137721.462 | 125351.012
3 | 11 | 12 | 150800.462 | 170034.606 | 180026.639 | 175021.49 | 157895.255
3 | 11 | 13 | 167428.722 | 209170.855 | 241274.401 | 245491.395 | 219474.54
3 | 11 | 14 | 112554.499 | 148442.616 | 181349.117 | 195178.666 | 182097.441
3 | 11 | 15 | 34290.483 | 34788.069 | 35406.193 | 35782.722 | 35696.947
3 | 11 | 16 | 26009.821 | 35577.65 | 66790.194 | 90167.918 | 91999.576
3 | 11 | 17 | 5855.594 | 5855.594 | 10535.167 | 18031.881 | 19410.155
3 | 11 | 18 | 0 | 0 | 0 | 0 | 0
3 | 11 | 19 | 0 | 0 | 0 | 0 | 0
3 | 11 | 20 | 0 | 0 | 0 | 0 | 0
3 | 11 | 21 | 0 | 0 | 0 | 0 | 0
3 | 11 | 22 | 0 | 0 | 0 | 0 | 0
3 | 11 | 23 | 0 | 0 | 0 | 0 | 0
3 | 12 | 0 | 0 | 0 | 0 | 0 | 0
3 | 12 | 1 | 0 | 0 | 0 | 0 | 0
3 | 12 | 2 | 0 | 0 | 0 | 0 | 0
3 | 12 | 3 | 0 | 0 | 0 | 0 | 0
3 | 12 | 4 | 0 | 0 | 0 | 0 | 0
3 | 12 | 5 | 0 | 0 | 0 | 0 | 0
3 | 12 | 6 | 0 | 0 | 0 | 0 | 0
3 | 12 | 7 | 9813.64 | 9813.64 | 9813.64 | 9813.64 | 9813.64
3 | 12 | 8 | 26850.94 | 26865.521 | 26738.194 | 26543.566 | 26395.65
3 | 12 | 9 | 92553.891 | 95330.937 | 91046.431 | 82165.388 | 73426.24
3 | 12 | 10 | 87567.403 | 89815.989 | 89026.456 | 85659.996 | 81651.442
3 | 12 | 11 | 130698.982 | 140139.498 | 141889.465 | 134939.479 | 123310.817
3 | 12 | 12 | 110500.28 | 118986.467 | 123421.205 | 121232.939 | 113688.842
3 | 12 | 13 | 101033.111 | 110443.313 | 117789.613 | 118802.559 | 112896.485
3 | 12 | 14 | 88470.31 | 100571.923 | 112121.35 | 117052.989 | 112519.569
3 | 12 | 15 | 31470.031 | 31769.367 | 32143.212 | 32372.561 | 32323.021
3 | 12 | 16 | 19957.36 | 20090.637 | 20359.133 | 20562.349 | 20581.188
3 | 12 | 17 | 2519.237 | 2519.237 | 2519.237 | 2519.237 | 2519.237
3 | 12 | 18 | 0 | 0 | 0 | 0 | 0
3 | 12 | 19 | 0 | 0 | 0 | 0 | 0
3 | 12 | 20 | 0 | 0 | 0 | 0 | 0
3 | 12 | 21 | 0 | 0 | 0 | 0 | 0
3 | 12 | 22 | 0 | 0 | 0 | 0 | 0
3 | 12 | 23 | 0 | 0 | 0 | 0 | 0
3 | 13 | 0 | 0 | 0 | 0 | 0 | 0
3 | 13 | 1 | 0 | 0 | 0 | 0 | 0
3 | 13 | 2 | 0 | 0 | 0 | 0 | 0
3 | 13 | 3 | 0 | 0 | 0 | 0 | 0
3 | 13 | 4 | 0 | 0 | 0 | 0 | 0
3 | 13 | 5 | 0 | 0 | 0 | 0 | 0
3 | 13 | 6 | 0 | 0 | 0 | 0 | 0
3 | 13 | 7 | 6292.442 | 6292.442 | 6292.442 | 6292.442 | 6292.442
3 | 13 | 8 | 103976.909 | 105435.143 | 91840.049 | 69099.623 | 52399.857
3 | 13 | 9 | 155246.167 | 163167.199 | 150697.853 | 124766.11 | 97910.704
3 | 13 | 10 | 182367.216 | 198254.624 | 192601.107 | 168556.526 | 139500.139
3 | 13 | 11 | 166682.472 | 183469.244 | 186568.078 | 174228.13 | 153472.585
3 | 13 | 12 | 213808.628 | 255824.106 | 277429.096 | 266975.055 | 230030.617
3 | 13 | 13 | 208314.735 | 270720.061 | 317803.16 | 324430.995 | 287299.78
3 | 13 | 14 | 138231.941 | 210567.585 | 273424.162 | 299709.472 | 276263.32
3 | 13 | 15 | 63454.287 | 85577.609 | 112457.665 | 127746.133 | 124632.542
3 | 13 | 16 | 13446.946 | 35870.583 | 116545.374 | 175299.753 | 180513.026
3 | 13 | 17 | 5707.654 | 5707.654 | 20980.454 | 46698.939 | 49664.861
3 | 13 | 18 | 0 | 0 | 0 | 0 | 0
3 | 13 | 19 | 0 | 0 | 0 | 0 | 0
3 | 13 | 20 | 0 | 0 | 0 | 0 | 0
3 | 13 | 21 | 0 | 0 | 0 | 0 | 0
3 | 13 | 22 | 0 | 0 | 0 | 0 | 0
3 | 13 | 23 | 0 | 0 | 0 | 0 | 0
3 | 14 | 0 | 0 | 0 | 0 | 0 | 0
3 | 14 | 1 | 0 | 0 | 0 | 0 | 0
3 | 14 | 2 | 0 | 0 | 0 | 0 | 0
3 | 14 | 3 | 0 | 0 | 0 | 0 | 0
3 | 14 | 4 | 0 | 0 | 0 | 0 | 0
3 | 14 | 5 | 0 | 0 | 0 | 0 | 0
3 | 14 | 6 | 12225.196 | 10876.121 | 3898.963 | 1268.006 | 1268.006
3 | 14 | 7 | 161333.328 | 152771.492 | 90932.16 | 19543.327 | 11697.195
3 | 14 | 8 | 236555.167 | 241487.88 | 191847.942 | 103561.171 | 38474.151
3 | 14 | 9 | 279759.246 | 300647.348 | 267043.065 | 196349.552 | 118955.829
3 | 14 | 10 | 295742.654 | 331272.399 | 318468.219 | 264028.954 | 197057.618
3 | 14 | 11 | 239811.532 | 276521.405 | 283256.586 | 256342.099 | 210684.121
3 | 14 | 12 | 261805.957 | 320906.212 | 351362.945 | 336871.636 | 285084.714
3 | 14 | 13 | 213597.505 | 279060.986 | 329307.375 | 336719.294 | 297409.686
3 | 14 | 14 | 142017.926 | 216657.44 | 283032.879 | 311416.976 | 286828.022
3 | 14 | 15 | 57412.815 | 128945.464 | 214117.783 | 260776.706 | 251873.471
3 | 14 | 16 | 13012.12 | 36489.193 | 118426.065 | 178915.949 | 184739.904
3 | 14 | 17 | 6697.676 | 6697.676 | 21252.693 | 46342.365 | 49327.447
3 | 14 | 18 | 0 | 0 | 0 | 0 | 0
3 | 14 | 19 | 0 | 0 | 0 | 0 | 0
3 | 14 | 20 | 0 | 0 | 0 | 0 | 0
3 | 14 | 21 | 0 | 0 | 0 | 0 | 0
3 | 14 | 22 | 0 | 0 | 0 | 0 | 0
3 | 14 | 23 | 0 | 0 | 0 | 0 | 0
3 | 15 | 0 | 0 | 0 | 0 | 0 | 0
3 | 15 | 1 | 0 | 0 | 0 | 0 | 0
3 | 15 | 2 | 0 | 0 | 0 | 0 | 0
3 | 15 | 3 | 0 | 0 | 0 | 0 | 0
3 | 15 | 4 | 0 | 0 | 0 | 0 | 0
3 | 15 | 5 | 0 | 0 | 0 | 0 | 0
3 | 15 | 6 | 7220.584 | 6422.051 | 2924.97 | 1616.967 | 1616.967
3 | 15 | 7 | 157624.278 | 149306.946 | 90567.142 | 21199.664 | 12739.764
3 | 15 | 8 | 225538.327 | 229665.357 | 184597.719 | 102561.092 | 40269.991
3 | 15 | 9 | 222485.031 | 237228.255 | 213013.401 | 162101.736 | 106470.907
3 | 15 | 10 | 209542.356 | 229665.507 | 222291.545 | 191308.154 | 153572.252
3 | 15 | 11 | 246903.013 | 284697.572 | 291538.426 | 264012.666 | 216339.517
3 | 15 | 12 | 243796.398 | 294732.787 | 320606.532 | 308545.904 | 264393.716
3 | 15 | 13 | 199759.475 | 256232.958 | 298747.848 | 305182.073 | 272483.833
3 | 15 | 14 | 134502.151 | 198836.186 | 254837.144 | 278491.657 | 258629.167
3 | 15 | 15 | 57502.809 | 121776.8 | 196674.732 | 237032.031 | 229852.218
3 | 15 | 16 | 14922.654 | 37202.156 | 111805.486 | 166340.197 | 171923.567
3 | 15 | 17 | 7212.272 | 7212.272 | 21348.39 | 46219.028 | 49209.379
3 | 15 | 18 | 0 | 0 | 0 | 0 | 0
3 | 15 | 19 | 0 | 0 | 0 | 0 | 0
3 | 15 | 20 | 0 | 0 | 0 | 0 | 0
3 | 15 | 21 | 0 | 0 | 0 | 0 | 0
3 | 15 | 22 | 0 | 0 | 0 | 0 | 0
3 | 15 | 23 | 0 | 0 | 0 | 0 | 0
3 | 16 | 0 | 0 | 0 | 0 | 0 | 0
3 | 16 | 1 | 0 | 0 | 0 | 0 | 0
3 | 16 | 2 | 0 | 0 | 0 | 0 | 0
3 | 16 | 3 | 0 | 0 | 0 | 0 | 0
3 | 16 | 4 | 0 | 0 | 0 | 0 | 0
3 | 16 | 5 | 0 | 0 | 0 | 0 | 0
3 | 16 | 6 | 15405.58 | 13819.432 | 5389.941 | 2236.943 | 2236.943
3 | 16 | 7 | 156435.82 | 147986.26 | 90882.327 | 23971.418 | 15020.314
3 | 16 | 8 | 227132.148 | 231068.618 | 185042.879 | 104113.753 | 43599.303
3 | 16 | 9 | 263096.146 | 280945.754 | 251040.422 | 188656.222 | 120151.791
3 | 16 | 10 | 277179.75 | 307961.841 | 296535.25 | 248558.414 | 189398.218
3 | 16 | 11 | 270464.631 | 312610.908 | 320232.392 | 289539.599 | 236347.674
3 | 16 | 12 | 244367.127 | 295645.005 | 322043.197 | 309930.15 | 265434.757
3 | 16 | 13 | 200712.837 | 257443.813 | 300924.696 | 307807.224 | 274634.804
3 | 16 | 14 | 134997.352 | 199643.723 | 257585.974 | 282677.243 | 262226.653
3 | 16 | 15 | 61519.712 | 73986.742 | 89427.328 | 98549.176 | 97003.261
3 | 16 | 16 | 20765.345 | 20940.787 | 21272.817 | 21529.939 | 21561.462
3 | 16 | 17 | 3437.401 | 3437.401 | 3437.401 | 3437.401 | 3437.401
3 | 16 | 18 | 0 | 0 | 0 | 0 | 0
3 | 16 | 19 | 0 | 0 | 0 | 0 | 0
3 | 16 | 20 | 0 | 0 | 0 | 0 | 0
3 | 16 | 21 | 0 | 0 | 0 | 0 | 0
3 | 16 | 22 | 0 | 0 | 0 | 0 | 0
3 | 16 | 23 | 0 | 0 | 0 | 0 | 0
3 | 17 | 0 | 0 | 0 | 0 | 0 | 0
3 | 17 | 1 | 0 | 0 | 0 | 0 | 0
3 | 17 | 2 | 0 | 0 | 0 | 0 | 0
3 | 17 | 3 | 0 | 0 | 0 | 0 | 0
3 | 17 | 4 | 0 | 0 | 0 | 0 | 0
3 | 17 | 5 | 0 | 0 | 0 | 0 | 0
3 | 17 | 6 | 15844.187 | 14120.943 | 5607.962 | 2413.693 | 2413.693
3 | 17 | 7 | 153853.465 | 145432.039 | 90370.626 | 25584.976 | 16129.329
3 | 17 | 8 | 226655.607 | 230276.98 | 184341.307 | 104304.259 | 44417.146
3 | 17 | 9 | 265066.347 | 282993.091 | 252376.778 | 189315.94 | 121145.556
3 | 17 | 10 | 282044.178 | 314088.685 | 301964.907 | 252015.319 | 191618.603
3 | 17 | 11 | 275324.381 | 319474.085 | 327518.159 | 295228.074 | 239973.96
3 | 17 | 12 | 246816.307 | 299271.464 | 326673.132 | 314298.869 | 268705.049
3 | 17 | 13 | 202440.634 | 260220.383 | 305276.675 | 312724.418 | 278632.283
3 | 17 | 14 | 136124.193 | 201251.045 | 260965.919 | 287397.926 | 266494.949
3 | 17 | 15 | 62869.732 | 121643.876 | 192688.89 | 232945.597 | 226624.474
3 | 17 | 16 | 21054.891 | 40932.351 | 103592.02 | 150618.659 | 156149.54
3 | 17 | 17 | 8834.056 | 8834.056 | 19957.204 | 39856.632 | 42845.232
3 | 17 | 18 | 0 | 0 | 0 | 0 | 0
3 | 17 | 19 | 0 | 0 | 0 | 0 | 0
3 | 17 | 20 | 0 | 0 | 0 | 0 | 0
3 | 17 | 21 | 0 | 0 | 0 | 0 | 0
3 | 17 | 22 | 0 | 0 | 0 | 0 | 0
3 | 17 | 23 | 0 | 0 | 0 | 0 | 0
3 | 18 | 0 | 0 | 0 | 0 | 0 | 0
3 | 18 | 1 | 0 | 0 | 0 | 0 | 0
3 | 18 | 2 | 0 | 0 | 0 | 0 | 0
3 | 18 | 3 | 0 | 0 | 0 | 0 | 0
3 | 18 | 4 | 0 | 0 | 0 | 0 | 0
3 | 18 | 5 | 0 | 0 | 0 | 0 | 0
3 | 18 | 6 | 2597.931 | 2597.931 | 2597.931 | 2597.931 | 2597.931
3 | 18 | 7 | 80203.466 | 76644.293 | 54911.463 | 29353.033 | 24433.66
3 | 18 | 8 | 189730.682 | 192380.787 | 155852.928 | 94046.476 | 48262.472
3 | 18 | 9 | 216278.909 | 229536.622 | 206473.243 | 159865.685 | 111375.513
3 | 18 | 10 | 242117.511 | 267399.519 | 257654.678 | 218217.399 | 171375.889
3 | 18 | 11 | 238384.921 | 272777.879 | 279083.538 | 253840.251 | 211095.679
3 | 18 | 12 | 195955.974 | 227587.403 | 244407.141 | 236930.665 | 209348.311
3 | 18 | 13 | 183788.85 | 232067.304 | 270217.053 | 276781.195 | 248182.593
3 | 18 | 14 | 126324.62 | 179306.167 | 228980.5 | 251367.9 | 234198.911
3 | 18 | 15 | 65620.449 | 85829.501 | 111037.247 | 126080.87 | 123869.517
3 | 18 | 16 | 9052.483 | 9052.483 | 9052.483 | 9052.483 | 9052.483
3 | 18 | 17 | 0 | 0 | 0 | 0 | 0
3 | 18 | 18 | 0 | 0 | 0 | 0 | 0
3 | 18 | 19 | 0 | 0 | 0 | 0 | 0
3 | 18 | 20 | 0 | 0 | 0 | 0 | 0
3 | 18 | 21 | 0 | 0 | 0 | 0 | 0
3 | 18 | 22 | 0 | 0 | 0 | 0 | 0
3 | 18 | 23 | 0 | 0 | 0 | 0 | 0
3 | 19 | 0 | 0 | 0 | 0 | 0 | 0
3 | 19 | 1 | 0 | 0 | 0 | 0 | 0
3 | 19 | 2 | 0 | 0 | 0 | 0 | 0
3 | 19 | 3 | 0 | 0 | 0 | 0 | 0
3 | 19 | 4 | 0 | 0 | 0 | 0 | 0
3 | 19 | 5 | 0 | 0 | 0 | 0 | 0
3 | 19 | 6 | 18483.784 | 16653.147 | 8108.933 | 4825.52 | 4825.52
3 | 19 | 7 | 139426.032 | 131959.036 | 86671.964 | 33279.026 | 23652.443
3 | 19 | 8 | 44515.631 | 44575.5 | 43672.868 | 42336.856 | 41350.139
3 | 19 | 9 | 29455.064 | 29467.295 | 29445.627 | 29402.752 | 29363.788
3 | 19 | 10 | 57847.936 | 58432.472 | 58202.618 | 57293.04 | 56236.604
3 | 19 | 11 | 48709.161 | 49114.513 | 49189.596 | 48890.418 | 48392.264
3 | 19 | 12 | 32300.501 | 32371.62 | 32410.036 | 32393.243 | 32331.078
3 | 19 | 13 | 54373.329 | 55315.215 | 56078.492 | 56215.991 | 55647.152
3 | 19 | 14 | 41571.162 | 42002.569 | 42456.313 | 42666.562 | 42510.117
3 | 19 | 15 | 13092.676 | 13092.676 | 13092.676 | 13092.676 | 13092.676
3 | 19 | 16 | 4153.454 | 4153.454 | 4153.454 | 4153.454 | 4153.454
3 | 19 | 17 | 11336.247 | 11336.247 | 19261.951 | 33385.739 | 35940.71
3 | 19 | 18 | 0 | 0 | 0 | 0 | 0
3 | 19 | 19 | 0 | 0 | 0 | 0 | 0
3 | 19 | 20 | 0 | 0 | 0 | 0 | 0
3 | 19 | 21 | 0 | 0 | 0 | 0 | 0
3 | 19 | 22 | 0 | 0 | 0 | 0 | 0
3 | 19 | 23 | 0 | 0 | 0 | 0 | 0
3 | 20 | 0 | 0 | 0 | 0 | 0 | 0
3 | 20 | 1 | 0 | 0 | 0 | 0 | 0
3 | 20 | 2 | 0 | 0 | 0 | 0 | 0
3 | 20 | 3 | 0 | 0 | 0 | 0 | 0
3 | 20 | 4 | 0 | 0 | 0 | 0 | 0
3 | 20 | 5 | 0 | 0 | 0 | 0 | 0
3 | 20 | 6 | 2496.944 | 2496.944 | 2496.944 | 2496.944 | 2496.944
3 | 20 | 7 | 28141.178 | 27949.848 | 26942.192 | 25709.177 | 25259.544
3 | 20 | 8 | 54865.109 | 54978.491 | 53075.858 | 50178.284 | 48046.81
3 | 20 | 9 | 212069.122 | 223419.425 | 202818.862 | 161403.64 | 118757.738
3 | 20 | 10 | 277774.815 | 306478.902 | 295105.145 | 249329.051 | 193906.534
3 | 20 | 11 | 272462.776 | 312002.414 | 319154.634 | 290332.998 | 240482.987
3 | 20 | 12 | 246769.893 | 295316.082 | 320713.76 | 309907.731 | 268326.084
3 | 20 | 13 | 203810.944 | 258381.049 | 300977.113 | 308724.022 | 277747.465
3 | 20 | 14 | 139544.808 | 202233.869 | 260146.259 | 286368.473 | 267529.196
3 | 20 | 15 | 58252.19 | 120279.351 | 195273.845 | 238128.848 | 232833.624
3 | 20 | 16 | 22392.841 | 39144.903 | 87063.965 | 123574.999 | 128643.176
3 | 20 | 17 | 10095.302 | 10095.302 | 18447.471 | 33965.59 | 36370.457
3 | 20 | 18 | 0 | 0 | 0 | 0 | 0
3 | 20 | 19 | 0 | 0 | 0 | 0 | 0
3 | 20 | 20 | 0 | 0 | 0 | 0 | 0
3 | 20 | 21 | 0 | 0 | 0 | 0 | 0
3 | 20 | 22 | 0 | 0 | 0 | 0 | 0
3 | 20 | 23 | 0 | 0 | 0 | 0 | 0
3 | 21 | 0 | 0 | 0 | 0 | 0 | 0
3 | 21 | 1 | 0 | 0 | 0 | 0 | 0
3 | 21 | 2 | 0 | 0 | 0 | 0 | 0
3 | 21 | 3 | 0 | 0 | 0 | 0 | 0
3 | 21 | 4 | 0 | 0 | 0 | 0 | 0
3 | 21 | 5 | 0 | 0 | 0 | 0 | 0
3 | 21 | 6 | 5158.858 | 5104.398 | 4954.217 | 4886.624 | 4886.624
3 | 21 | 7 | 104664.365 | 99259.036 | 68425.058 | 31972.68 | 24377.175
3 | 21 | 8 | 208583.041 | 210574.129 | 172634.545 | 109771.869 | 62849.445
3 | 21 | 9 | 258831.501 | 274127.972 | 245769.648 | 189076.465 | 130328.251
3 | 21 | 10 | 278238.214 | 307050.455 | 295410.486 | 249510.153 | 194966.047
3 | 21 | 11 | 245024.3 | 278879.347 | 285077.435 | 260241.524 | 218109.167
3 | 21 | 12 | 225504.635 | 266373.397 | 288261.742 | 279098.07 | 243884.092
3 | 21 | 13 | 184827.562 | 229973.082 | 266155.631 | 273036.667 | 246874.747
3 | 21 | 14 | 120958.297 | 154750.189 | 187712.357 | 203148.303 | 192390.127
3 | 21 | 15 | 69461.59 | 92355.657 | 121173.431 | 138657.816 | 136663.933
3 | 21 | 16 | 22812.79 | 39860.208 | 87840.862 | 124823.026 | 130231.157
3 | 21 | 17 | 7526.701 | 7526.701 | 7568.339 | 7631.51 | 7652.767
3 | 21 | 18 | 0 | 0 | 0 | 0 | 0
3 | 21 | 19 | 0 | 0 | 0 | 0 | 0
3 | 21 | 20 | 0 | 0 | 0 | 0 | 0
3 | 21 | 21 | 0 | 0 | 0 | 0 | 0
3 | 21 | 22 | 0 | 0 | 0 | 0 | 0
3 | 21 | 23 | 0 | 0 | 0 | 0 | 0
3 | 22 | 0 | 0 | 0 | 0 | 0 | 0
3 | 22 | 1 | 0 | 0 | 0 | 0 | 0
3 | 22 | 2 | 0 | 0 | 0 | 0 | 0
3 | 22 | 3 | 0 | 0 | 0 | 0 | 0
3 | 22 | 4 | 0 | 0 | 0 | 0 | 0
3 | 22 | 5 | 0 | 0 | 0 | 0 | 0
3 | 22 | 6 | 0 | 0 | 0 | 0 | 0
3 | 22 | 7 | 9812.658 | 9812.658 | 9812.658 | 9812.658 | 9812.658
3 | 22 | 8 | 33971.941 | 33986.379 | 33674.3 | 33218.602 | 32886.236
3 | 22 | 9 | 36539.259 | 36605.924 | 36480.118 | 36235.557 | 36015.512
3 | 22 | 10 | 27633.862 | 27633.862 | 27633.862 | 27633.862 | 27633.862
3 | 22 | 11 | 63655.763 | 64649.107 | 64833.085 | 64099.913 | 62879.117
3 | 22 | 12 | 35911.463 | 36041.371 | 36112.523 | 36083.232 | 35970.66
3 | 22 | 13 | 44038.386 | 44400.631 | 44698.672 | 44757.889 | 44543.584
3 | 22 | 14 | 21514.213 | 21514.213 | 21514.213 | 21514.213 | 21514.213
3 | 22 | 15 | 7986.535 | 7986.535 | 7986.535 | 7986.535 | 7986.535
3 | 22 | 16 | 20248.218 | 20307.762 | 20411.077 | 20493.859 | 20507.605
3 | 22 | 17 | 3979.647 | 3979.647 | 3979.647 | 3979.647 | 3979.647
3 | 22 | 18 | 0 | 0 | 0 | 0 | 0
3 | 22 | 19 | 0 | 0 | 0 | 0 | 0
3 | 22 | 20 | 0 | 0 | 0 | 0 | 0
3 | 22 | 21 | 0 | 0 | 0 | 0 | 0
3 | 22 | 22 | 0 | 0 | 0 | 0 | 0
3 | 22 | 23 | 0 | 0 | 0 | 0 | 0
3 | 23 | 0 | 0 | 0 | 0 | 0 | 0
3 | 23 | 1 | 0 | 0 | 0 | 0 | 0
3 | 23 | 2 | 0 | 0 | 0 | 0 | 0
3 | 23 | 3 | 0 | 0 | 0 | 0 | 0
3 | 23 | 4 | 0 | 0 | 0 | 0 | 0
3 | 23 | 5 | 0 | 0 | 0 | 0 | 0
3 | 23 | 6 | 0 | 0 | 0 | 0 | 0
3 | 23 | 7 | 27545.962 | 27383.937 | 26590.91 | 25631.984 | 25233.038
3 | 23 | 8 | 20368.614 | 20368.614 | 20368.614 | 20368.614 | 20368.614
3 | 23 | 9 | 35236.051 | 35287.99 | 35187.826 | 34994.245 | 34820.65
3 | 23 | 10 | 32381.464 | 32420.979 | 32404.405 | 32341.452 | 32269
3 | 23 | 11 | 28152.753 | 28163.236 | 28165.177 | 28157.441 | 28144.558
3 | 23 | 12 | 29636.249 | 29669.833 | 29688.314 | 29680.865 | 29651.851
3 | 23 | 13 | 32466.703 | 32548.497 | 32616.137 | 32629.997 | 32581.958
3 | 23 | 14 | 38780.46 | 39081.682 | 39405.436 | 39562.059 | 39459.782
3 | 23 | 15 | 21400.788 | 21400.788 | 21400.788 | 21400.788 | 21400.788
3 | 23 | 16 | 28360.453 | 48248.511 | 101850.822 | 143047.359 | 149581.353
3 | 23 | 17 | 12381.495 | 12381.495 | 22761.887 | 42975.048 | 46001.866
3 | 23 | 18 | 0 | 0 | 0 | 0 | 0
3 | 23 | 19 | 0 | 0 | 0 | 0 | 0
3 | 23 | 20 | 0 | 0 | 0 | 0 | 0
3 | 23 | 21 | 0 | 0 | 0 | 0 | 0
3 | 23 | 22 | 0 | 0 | 0 | 0 | 0
3 | 23 | 23 | 0 | 0 | 0 | 0 | 0
3 | 24 | 0 | 0 | 0 | 0 | 0 | 0
3 | 24 | 1 | 0 | 0 | 0 | 0 | 0
3 | 24 | 2 | 0 | 0 | 0 | 0 | 0
3 | 24 | 3 | 0 | 0 | 0 | 0 | 0
3 | 24 | 4 | 0 | 0 | 0 | 0 | 0
3 | 24 | 5 | 0 | 0 | 0 | 0 | 0
3 | 24 | 6 | 32521.077 | 29689.822 | 14612.621 | 8650.507 | 8650.507
3 | 24 | 7 | 146438.325 | 137880.867 | 92210.856 | 37261.498 | 23964.959
3 | 24 | 8 | 32302.301 | 32310.294 | 32068.638 | 31718.935 | 31466.036
3 | 24 | 9 | 40004.679 | 40102.529 | 39909.63 | 39538.998 | 39207.756
3 | 24 | 10 | 41005.567 | 41155.317 | 41091.479 | 40851.452 | 40575.849
3 | 24 | 11 | 83883.18 | 85862.087 | 86228.54 | 84768.377 | 82335.328
3 | 24 | 12 | 60792.333 | 61882.721 | 62485.535 | 62247.818 | 61308.746
3 | 24 | 13 | 31807.408 | 31881.637 | 31943.34 | 31956.369 | 31913.094
3 | 24 | 14 | 17525.648 | 17525.648 | 17525.648 | 17525.648 | 17525.648
3 | 24 | 15 | 13255.954 | 13255.954 | 13255.954 | 13255.954 | 13255.954
3 | 24 | 16 | 19048.164 | 19051.122 | 19056.115 | 19060.161 | 19060.89
3 | 24 | 17 | 3307.483 | 3307.483 | 3307.483 | 3307.483 | 3307.483
3 | 24 | 18 | 0 | 0 | 0 | 0 | 0
3 | 24 | 19 | 0 | 0 | 0 | 0 | 0
3 | 24 | 20 | 0 | 0 | 0 | 0 | 0
3 | 24 | 21 | 0 | 0 | 0 | 0 | 0
3 | 24 | 22 | 0 | 0 | 0 | 0 | 0
3 | 24 | 23 | 0 | 0 | 0 | 0 | 0
3 | 25 | 0 | 0 | 0 | 0 | 0 | 0
3 | 25 | 1 | 0 | 0 | 0 | 0 | 0
3 | 25 | 2 | 0 | 0 | 0 | 0 | 0
3 | 25 | 3 | 0 | 0 | 0 | 0 | 0
3 | 25 | 4 | 0 | 0 | 0 | 0 | 0
3 | 25 | 5 | 0 | 0 | 0 | 0 | 0
3 | 25 | 6 | 0 | 0 | 0 | 0 | 0
3 | 25 | 7 | 3219.625 | 3219.625 | 3219.625 | 3219.625 | 3219.625
3 | 25 | 8 | 2527.594 | 2527.594 | 2527.594 | 2527.594 | 2527.594
3 | 25 | 9 | 24343.302 | 24343.302 | 24343.302 | 24343.302 | 24343.302
3 | 25 | 10 | 41568.121 | 41720.359 | 41654.396 | 41408.878 | 41127.641
3 | 25 | 11 | 62209.168 | 63125.961 | 63295.823 | 62619.273 | 61492.556
3 | 25 | 12 | 41981.69 | 42232.052 | 42371.161 | 42317.515 | 42102.546
3 | 25 | 13 | 26226.535 | 26226.535 | 26226.535 | 26226.535 | 26226.535
3 | 25 | 14 | 35011.972 | 35184.986 | 35373.024 | 35465.929 | 35409.268
3 | 25 | 15 | 16258.94 | 16258.94 | 16258.94 | 16258.94 | 16258.94
3 | 25 | 16 | 3172.558 | 3172.558 | 3172.558 | 3172.558 | 3172.558
3 | 25 | 17 | 0 | 0 | 0 | 0 | 0
3 | 25 | 18 | 0 | 0 | 0 | 0 | 0
3 | 25 | 19 | 0 | 0 | 0 | 0 | 0
3 | 25 | 20 | 0 | 0 | 0 | 0 | 0
3 | 25 | 21 | 0 | 0 | 0 | 0 | 0
3 | 25 | 22 | 0 | 0 | 0 | 0 | 0
3 | 25 | 23 | 0 | 0 | 0 | 0 | 0
3 | 26 | 0 | 0 | 0 | 0 | 0 | 0
3 | 26 | 1 | 0 | 0 | 0 | 0 | 0
3 | 26 | 2 | 0 | 0 | 0 | 0 | 0
3 | 26 | 3 | 0 | 0 | 0 | 0 | 0
3 | 26 | 4 | 0 | 0 | 0 | 0 | 0
3 | 26 | 5 | 0 | 0 | 0 | 0 | 0
3 | 26 | 6 | 0 | 0 | 0 | 0 | 0
3 | 26 | 7 | 7087.813 | 7087.813 | 7087.813 | 7087.813 | 7087.813
3 | 26 | 8 | 20364.861 | 20364.861 | 20364.861 | 20364.861 | 20364.861
3 | 26 | 9 | 42320.978 | 42434 | 42200.93 | 41758.315 | 41365.441
3 | 26 | 10 | 60417.862 | 61045.924 | 60769.322 | 59749.998 | 58584.902
3 | 26 | 11 | 69095.7 | 70283.157 | 70503.185 | 69627.027 | 68167.49
3 | 26 | 12 | 57332.552 | 58239.407 | 58745.659 | 58554.876 | 57778.76
3 | 26 | 13 | 91489.794 | 95375.964 | 98635.323 | 99363.942 | 97137.149
3 | 26 | 14 | 66957.787 | 69416.672 | 72023.718 | 73324.565 | 72558.534
3 | 26 | 15 | 60849.608 | 67882.731 | 77160.855 | 83205.075 | 82832.072
3 | 26 | 16 | 29625.042 | 30334.397 | 31527.551 | 32505.677 | 32695.402
3 | 26 | 17 | 8279.79 | 8279.79 | 8279.79 | 8279.79 | 8279.79
3 | 26 | 18 | 0 | 0 | 0 | 0 | 0
3 | 26 | 19 | 0 | 0 | 0 | 0 | 0
3 | 26 | 20 | 0 | 0 | 0 | 0 | 0
3 | 26 | 21 | 0 | 0 | 0 | 0 | 0
3 | 26 | 22 | 0 | 0 | 0 | 0 | 0
3 | 26 | 23 | 0 | 0 | 0 | 0 | 0
3 | 27 | 0 | 0 | 0 | 0 | 0 | 0
3 | 27 | 1 | 0 | 0 | 0 | 0 | 0
3 | 27 | 2 | 0 | 0 | 0 | 0 | 0
3 | 27 | 3 | 0 | 0 | 0 | 0 | 0
3 | 27 | 4 | 0 | 0 | 0 | 0 | 0
3 | 27 | 5 | 0 | 0 | 0 | 0 | 0
3 | 27 | 6 | 285.354 | 285.354 | 285.354 | 285.354 | 285.354
3 | 27 | 7 | 26955.489 | 26821.102 | 26218.956 | 25502.04 | 25153.814
3 | 27 | 8 | 27763.609 | 27764.522 | 27697.192 | 27601.064 | 27532.449
3 | 27 | 9 | 158891.706 | 164366.901 | 152794.421 | 130762.441 | 109729.59
3 | 27 | 10 | 266376.879 | 290811.516 | 279922.679 | 239514.631 | 192180.005
3 | 27 | 11 | 282255.773 | 321007.025 | 328071.613 | 299730.299 | 251242.071
3 | 27 | 12 | 255129.568 | 302567.884 | 328507.628 | 319017.788 | 279107.458
3 | 27 | 13 | 211781.48 | 265080.628 | 308775.707 | 318651.448 | 289501.884
3 | 27 | 14 | 135912.128 | 183019.024 | 230091.543 | 253401.849 | 240190.651
3 | 27 | 15 | 70626.004 | 115983.701 | 173699.647 | 209437.148 | 207608.384
3 | 27 | 16 | 29445.698 | 44533.906 | 83067.632 | 113451.425 | 119099.19
3 | 27 | 17 | 287.415 | 287.415 | 287.415 | 287.415 | 287.415
3 | 27 | 18 | 0 | 0 | 0 | 0 | 0
3 | 27 | 19 | 0 | 0 | 0 | 0 | 0
3 | 27 | 20 | 0 | 0 | 0 | 0 | 0
3 | 27 | 21 | 0 | 0 | 0 | 0 | 0
3 | 27 | 22 | 0 | 0 | 0 | 0 | 0
3 | 27 | 23 | 0 | 0 | 0 | 0 | 0
3 | 28 | 0 | 0 | 0 | 0 | 0 | 0
3 | 28 | 1 | 0 | 0 | 0 | 0 | 0
3 | 28 | 2 | 0 | 0 | 0 | 0 | 0
3 | 28 | 3 | 0 | 0 | 0 | 0 | 0
3 | 28 | 4 | 0 | 0 | 0 | 0 | 0
3 | 28 | 5 | 0 | 0 | 0 | 0 | 0
3 | 28 | 6 | 57739.073 | 53227.215 | 21328.396 | 9132.782 | 9132.782
3 | 28 | 7 | 185392.844 | 172886.666 | 111516.851 | 36832.92 | 15941.3
3 | 28 | 8 | 251614.907 | 251958.315 | 203071.506 | 123916.886 | 64106.373
3 | 28 | 9 | 289741.815 | 304969.086 | 271889.904 | 208018.428 | 143782.709
3 | 28 | 10 | 299314.402 | 327694.381 | 314847.832 | 267490.097 | 211862.562
3 | 28 | 11 | 288921.443 | 328524.888 | 335737.257 | 306795.262 | 257173.505
3 | 28 | 12 | 258495.93 | 306304.239 | 332467.009 | 323135.8 | 283147.758
3 | 28 | 13 | 211751.542 | 264400.797 | 307409.881 | 317342.6 | 289139.524
3 | 28 | 14 | 145905.682 | 204923.07 | 262420.374 | 290632.019 | 275261.212
3 | 28 | 15 | 71205.376 | 105863.173 | 150186.717 | 177913.405 | 176772.502
3 | 28 | 16 | 14536.404 | 41885.07 | 114983.224 | 170830.575 | 181239.714
3 | 28 | 17 | 8624.611 | 8624.611 | 27749.418 | 70616.527 | 75133.98
3 | 28 | 18 | 0 | 0 | 0 | 0 | 0
3 | 28 | 19 | 0 | 0 | 0 | 0 | 0
3 | 28 | 20 | 0 | 0 | 0 | 0 | 0
3 | 28 | 21 | 0 | 0 | 0 | 0 | 0
3 | 28 | 22 | 0 | 0 | 0 | 0 | 0
3 | 28 | 23 | 0 | 0 | 0 | 0 | 0
3 | 29 | 0 | 0 | 0 | 0 | 0 | 0
3 | 29 | 1 | 0 | 0 | 0 | 0 | 0
3 | 29 | 2 | 0 | 0 | 0 | 0 | 0
3 | 29 | 3 | 0 | 0 | 0 | 0 | 0
3 | 29 | 4 | 0 | 0 | 0 | 0 | 0
3 | 29 | 5 | 0 | 0 | 0 | 0 | 0
3 | 29 | 6 | 34469.361 | 31777.037 | 15801.082 | 9354.819 | 9354.819
3 | 29 | 7 | 172401.988 | 160811.949 | 105488.634 | 38385.084 | 18415.151
3 | 29 | 8 | 195144.194 | 195168.856 | 160663.231 | 106556.277 | 66330.557
3 | 29 | 9 | 216836.728 | 226495.334 | 205062.326 | 164477.992 | 125310.069
3 | 29 | 10 | 234564.029 | 254171.491 | 245123.885 | 212427.012 | 174705.441
3 | 29 | 11 | 247552.724 | 278422.199 | 284090.528 | 261437.744 | 223093.901
3 | 29 | 12 | 181958.868 | 205701.555 | 219044.546 | 214379.245 | 194351.592
3 | 29 | 13 | 118654.683 | 129659.174 | 139021.871 | 141289.808 | 135148.971
3 | 29 | 14 | 122711.621 | 151809.672 | 182003.582 | 197391.285 | 189275.401
3 | 29 | 15 | 73333.528 | 99888.405 | 134628.074 | 156974.523 | 156270.276
3 | 29 | 16 | 30566.137 | 44262.016 | 78051.429 | 105098.011 | 110506.954
3 | 29 | 17 | 13721.647 | 13721.647 | 21095.959 | 36535.909 | 38874.363
3 | 29 | 18 | 0 | 0 | 0 | 0 | 0
3 | 29 | 19 | 0 | 0 | 0 | 0 | 0
3 | 29 | 20 | 0 | 0 | 0 | 0 | 0
3 | 29 | 21 | 0 | 0 | 0 | 0 | 0
3 | 29 | 22 | 0 | 0 | 0 | 0 | 0
3 | 29 | 23 | 0 | 0 | 0 | 0 | 0
3 | 30 | 0 | 0 | 0 | 0 | 0 | 0
3 | 30 | 1 | 0 | 0 | 0 | 0 | 0
3 | 30 | 2 | 0 | 0 | 0 | 0 | 0
3 | 30 | 3 | 0 | 0 | 0 | 0 | 0
3 | 30 | 4 | 0 | 0 | 0 | 0 | 0
3 | 30 | 5 | 0 | 0 | 0 | 0 | 0
3 | 30 | 6 | 42027.699 | 38674.923 | 19777.074 | 11959.441 | 11959.441
3 | 30 | 7 | 151378.91 | 141565.945 | 96137.874 | 41335.328 | 23699.816
3 | 30 | 8 | 220502.199 | 220274.01 | 179498.704 | 115602.146 | 68027.478
3 | 30 | 9 | 262564.066 | 275399.885 | 246182.119 | 190890.532 | 136974.475
3 | 30 | 10 | 217706.934 | 233918.738 | 226306.408 | 199151.844 | 168049.093
3 | 30 | 11 | 272328.477 | 308945.539 | 315660.445 | 288814.566 | 243257.353
3 | 30 | 12 | 246568.952 | 291714.643 | 316968.115 | 308383.356 | 270642.531
3 | 30 | 13 | 203317.714 | 253033.459 | 294790.556 | 305052.944 | 278245.785
3 | 30 | 14 | 141718.167 | 195181.361 | 249599.803 | 277351.099 | 263277.49
3 | 30 | 15 | 71912.878 | 121785.244 | 186206.377 | 226928.226 | 226046.382
3 | 30 | 16 | 34135.117 | 43543.572 | 65919.916 | 84016.86 | 87780.037
3 | 30 | 17 | 3967.306 | 3967.306 | 3967.306 | 3967.306 | 3967.306
3 | 30 | 18 | 0 | 0 | 0 | 0 | 0
3 | 30 | 19 | 0 | 0 | 0 | 0 | 0
3 | 30 | 20 | 0 | 0 | 0 | 0 | 0
3 | 30 | 21 | 0 | 0 | 0 | 0 | 0
3 | 30 | 22 | 0 | 0 | 0 | 0 | 0
3 | 30 | 23 | 0 | 0 | 0 | 0 | 0
3 | 31 | 0 | 0 | 0 | 0 | 0 | 0
3 | 31 | 1 | 0 | 0 | 0 | 0 | 0
3 | 31 | 2 | 0 | 0 | 0 | 0 | 0
3 | 31 | 3 | 0 | 0 | 0 | 0 | 0
3 | 31 | 4 | 0 | 0 | 0 | 0 | 0
3 | 31 | 5 | 0 | 0 | 0 | 0 | 0
3 | 31 | 6 | 72991.202 | 67885.129 | 24371.58 | 8153.487 | 8153.487
3 | 31 | 7 | 196466.804 | 182311.531 | 117234.236 | 38034.568 | 13340.595
3 | 31 | 8 | 264055.732 | 263439.814 | 211398.866 | 129119.11 | 67350.537
3 | 31 | 9 | 299637.458 | 314255.395 | 280110.414 | 215564.446 | 152113.908
3 | 31 | 10 | 313202.308 | 342224.73 | 328399.737 | 279098.907 | 221919.445
3 | 31 | 11 | 303676.223 | 344972.227 | 352526.91 | 322295.783 | 270770.316
3 | 31 | 12 | 273341.845 | 323888.09 | 352171.76 | 342819.442 | 300832.828
3 | 31 | 13 | 195079.218 | 238876.913 | 275912.118 | 285253.053 | 261798.904
3 | 31 | 14 | 136549.96 | 180069.378 | 225012.265 | 248212.106 | 236884.508
3 | 31 | 15 | 73776.987 | 134954.227 | 213145.487 | 261998.909 | 261412.302
3 | 31 | 16 | 14465.92 | 44578.895 | 124216.95 | 186283.043 | 199038.993
3 | 31 | 17 | 8252.221 | 8252.221 | 31448.688 | 85376.043 | 91833.803
3 | 31 | 18 | 0 | 0 | 0 | 0 | 0
3 | 31 | 19 | 0 | 0 | 0 | 0 | 0
3 | 31 | 20 | 0 | 0 | 0 | 0 | 0
3 | 31 | 21 | 0 | 0 | 0 | 0 | 0
3 | 31 | 22 | 0 | 0 | 0 | 0 | 0
3 | 31 | 23 | 0 | 0 | 0 | 0 | 0
4 | 1 | 0 | 0 | 0 | 0 | 0 | 0
4 | 1 | 1 | 0 | 0 | 0 | 0 | 0
4 | 1 | 2 | 0 | 0 | 0 | 0 | 0
4 | 1 | 3 | 0 | 0 | 0 | 0 | 0
4 | 1 | 4 | 0 | 0 | 0 | 0 | 0
4 | 1 | 5 | 0 | 0 | 0 | 0 | 0
4 | 1 | 6 | 84557.288 | 78938.801 | 26764.208 | 7534.702 | 7534.702
4 | 1 | 7 | 204128.44 | 189142.527 | 121528.979 | 38949.24 | 12362.385
4 | 1 | 8 | 197906.435 | 197289.615 | 163312.28 | 111301.562 | 72917.421
4 | 1 | 9 | 187609.993 | 194199.079 | 178466.54 | 149362.315 | 122285.991
4 | 1 | 10 | 237891.357 | 256312.332 | 247371.83 | 216037.471 | 180197.61
4 | 1 | 11 | 208300.314 | 228553.056 | 232290.219 | 217398.757 | 192359.016
4 | 1 | 12 | 54414.363 | 55181.61 | 55623.126 | 55480.228 | 54836.643
4 | 1 | 13 | 80897.521 | 83430.373 | 85627.456 | 86202.434 | 84818.849
4 | 1 | 14 | 127933.943 | 156522.227 | 186900.985 | 202864.156 | 195357.118
4 | 1 | 15 | 77153.088 | 96782.68 | 123065.373 | 140493.905 | 140448.07
4 | 1 | 16 | 37101.203 | 38952.931 | 42799.809 | 45988.563 | 46710.181
4 | 1 | 17 | 12965.909 | 12965.909 | 13472.375 | 14208.724 | 14500.075
4 | 1 | 18 | 0 | 0 | 0 | 0 | 0
4 | 1 | 19 | 0 | 0 | 0 | 0 | 0
4 | 1 | 20 | 0 | 0 | 0 | 0 | 0
4 | 1 | 21 | 0 | 0 | 0 | 0 | 0
4 | 1 | 22 | 0 | 0 | 0 | 0 | 0
4 | 1 | 23 | 0 | 0 | 0 | 0 | 0
4 | 2 | 0 | 0 | 0 | 0 | 0 | 0
4 | 2 | 1 | 0 | 0 | 0 | 0 | 0
4 | 2 | 2 | 0 | 0 | 0 | 0 | 0
4 | 2 | 3 | 0 | 0 | 0 | 0 | 0
4 | 2 | 4 | 0 | 0 | 0 | 0 | 0
4 | 2 | 5 | 0 | 0 | 0 | 0 | 0
4 | 2 | 6 | 15235.212 | 14809.847 | 13768.388 | 13129.598 | 13129.598
4 | 2 | 7 | 54368.465 | 52842.364 | 46521.29 | 39067.072 | 35692.696
4 | 2 | 8 | 263357.41 | 262123.247 | 211344.425 | 132690.581 | 74100.563
4 | 2 | 9 | 303846.266 | 317903.678 | 283381.193 | 219199.453 | 157437.894
4 | 2 | 10 | 320322.673 | 349255.977 | 334985.401 | 285279.894 | 228251.243
4 | 2 | 11 | 315130.64 | 357258.28 | 364991.888 | 334105.46 | 281721.452
4 | 2 | 12 | 283694.203 | 334967.886 | 364109.334 | 354979.234 | 312571.011
4 | 2 | 13 | 235630.159 | 292943.924 | 341878.05 | 354819.716 | 324735.005
4 | 2 | 14 | 166235.568 | 228875.738 | 293650.17 | 327647.825 | 312316.55
4 | 2 | 15 | 79724.051 | 143080.613 | 225696.434 | 278648.109 | 279003.524
4 | 2 | 16 | 14751.357 | 47460.546 | 133464.862 | 201888.467 | 216901.501
4 | 2 | 17 | 8172.26 | 8172.26 | 34255.868 | 94967.032 | 104731.552
4 | 2 | 18 | 0 | 0 | 0 | 0 | 0
4 | 2 | 19 | 0 | 0 | 0 | 0 | 0
4 | 2 | 20 | 0 | 0 | 0 | 0 | 0
4 | 2 | 21 | 0 | 0 | 0 | 0 | 0
4 | 2 | 22 | 0 | 0 | 0 | 0 | 0
4 | 2 | 23 | 0 | 0 | 0 | 0 | 0
4 | 3 | 0 | 0 | 0 | 0 | 0 | 0
4 | 3 | 1 | 0 | 0 | 0 | 0 | 0
4 | 3 | 2 | 0 | 0 | 0 | 0 | 0
4 | 3 | 3 | 0 | 0 | 0 | 0 | 0
4 | 3 | 4 | 0 | 0 | 0 | 0 | 0
4 | 3 | 5 | 0 | 0 | 0 | 0 | 0
4 | 3 | 6 | 95812.528 | 88865.429 | 29749.418 | 7820.681 | 7820.681
4 | 3 | 7 | 209535.107 | 193761.823 | 125326.502 | 41428.346 | 12581.016
4 | 3 | 8 | 265626.169 | 264072.596 | 212971.34 | 133612.623 | 74176.046
4 | 3 | 9 | 296265.772 | 309496.15 | 276107.867 | 214148.219 | 154635.437
4 | 3 | 10 | 303869.799 | 330455.37 | 317122.378 | 271048.471 | 218155.605
4 | 3 | 11 | 290062.731 | 327548.776 | 334423.536 | 306957.219 | 260290.08
4 | 3 | 12 | 259022.597 | 304435.793 | 330352.015 | 322465.314 | 285070.366
4 | 3 | 13 | 212940.938 | 264368.445 | 308472.816 | 320403.15 | 293701.126
4 | 3 | 14 | 149731.283 | 205166.548 | 263076.287 | 293749.455 | 280470.206
4 | 3 | 15 | 75139.154 | 126049.264 | 193246.69 | 236964.132 | 237660.363
4 | 3 | 16 | 18383.81 | 45150.332 | 113623.552 | 168736.708 | 181248.682
4 | 3 | 17 | 9927.967 | 9927.967 | 30210.486 | 76177.561 | 85003.225
4 | 3 | 18 | 0 | 0 | 0 | 0 | 0
4 | 3 | 19 | 0 | 0 | 0 | 0 | 0
4 | 3 | 20 | 0 | 0 | 0 | 0 | 0
4 | 3 | 21 | 0 | 0 | 0 | 0 | 0
4 | 3 | 22 | 0 | 0 | 0 | 0 | 0
4 | 3 | 23 | 0 | 0 | 0 | 0 | 0
4 | 4 | 0 | 0 | 0 | 0 | 0 | 0
4 | 4 | 1 | 0 | 0 | 0 | 0 | 0
4 | 4 | 2 | 0 | 0 | 0 | 0 | 0
4 | 4 | 3 | 0 | 0 | 0 | 0 | 0
4 | 4 | 4 | 0 | 0 | 0 | 0 | 0
4 | 4 | 5 | 0 | 0 | 0 | 0 | 0
4 | 4 | 6 | 88112.812 | 80047.421 | 30457.906 | 10784.921 | 10784.921
4 | 4 | 7 | 202701.593 | 187639.828 | 123809.346 | 45648.853 | 17316.886
4 | 4 | 8 | 266224.345 | 264387.499 | 214026.446 | 136300.258 | 78106.098
4 | 4 | 9 | 303114.245 | 316181.229 | 282278.7 | 219508.655 | 159537.216
4 | 4 | 10 | 313831.619 | 340396.792 | 326847.776 | 280399.411 | 227050.328
4 | 4 | 11 | 304489.723 | 342851.529 | 349875.45 | 321792.856 | 273947.635
4 | 4 | 12 | 272670.279 | 319111.843 | 345680.92 | 337837.346 | 299805.927
4 | 4 | 13 | 143210.746 | 160166.759 | 175037.957 | 179197.922 | 170257.123
4 | 4 | 14 | 121437.655 | 141856.339 | 164207.706 | 176332.282 | 171281.092
4 | 4 | 15 | 81142.265 | 109638.577 | 148080.215 | 173810.613 | 174456.914
4 | 4 | 16 | 19416.174 | 49602.037 | 126275.062 | 187649.362 | 201858.767
4 | 4 | 17 | 11446.551 | 11446.551 | 34456.187 | 86213.645 | 97058.066
4 | 4 | 18 | 0 | 0 | 0 | 0 | 0
4 | 4 | 19 | 0 | 0 | 0 | 0 | 0
4 | 4 | 20 | 0 | 0 | 0 | 0 | 0
4 | 4 | 21 | 0 | 0 | 0 | 0 | 0
4 | 4 | 22 | 0 | 0 | 0 | 0 | 0
4 | 4 | 23 | 0 | 0 | 0 | 0 | 0
4 | 5 | 0 | 0 | 0 | 0 | 0 | 0
4 | 5 | 1 | 0 | 0 | 0 | 0 | 0
4 | 5 | 2 | 0 | 0 | 0 | 0 | 0
4 | 5 | 3 | 0 | 0 | 0 | 0 | 0
4 | 5 | 4 | 0 | 0 | 0 | 0 | 0
4 | 5 | 5 | 0 | 0 | 0 | 0 | 0
4 | 5 | 6 | 96824.353 | 86698.374 | 32806.399 | 10876.658 | 10876.658
4 | 5 | 7 | 210062.957 | 194204.594 | 128069.157 | 46745.791 | 16630.917
4 | 5 | 8 | 269904.226 | 267738.009 | 216787.496 | 138470.61 | 79817.009
4 | 5 | 9 | 207376.99 | 214127.106 | 196186.114 | 163635.321 | 133789.378
4 | 5 | 10 | 308642.697 | 333910.749 | 320801.022 | 276235.846 | 225064.304
4 | 5 | 11 | 256510.535 | 284895.265 | 290109.528 | 269293.593 | 234018.081
4 | 5 | 12 | 226398.943 | 259511.597 | 278664.361 | 273171.436 | 246062.738
4 | 5 | 13 | 203382.747 | 245368.352 | 281788.171 | 292095.387 | 270698.934
4 | 5 | 14 | 137297.408 | 168817.933 | 202998.226 | 221595.386 | 214179.254
4 | 5 | 15 | 77512.728 | 125068.213 | 188419.241 | 230162.301 | 231578.031
4 | 5 | 16 | 39313.07 | 53279.915 | 85824.798 | 112709.054 | 119278.815
4 | 5 | 17 | 17419.189 | 17419.189 | 25041.985 | 39943.372 | 44110.343
4 | 5 | 18 | 0 | 0 | 0 | 0 | 0
4 | 5 | 19 | 0 | 0 | 0 | 0 | 0
4 | 5 | 20 | 0 | 0 | 0 | 0 | 0
4 | 5 | 21 | 0 | 0 | 0 | 0 | 0
4 | 5 | 22 | 0 | 0 | 0 | 0 | 0
4 | 5 | 23 | 0 | 0 | 0 | 0 | 0
4 | 6 | 0 | 0 | 0 | 0 | 0 | 0
4 | 6 | 1 | 0 | 0 | 0 | 0 | 0
4 | 6 | 2 | 0 | 0 | 0 | 0 | 0
4 | 6 | 3 | 0 | 0 | 0 | 0 | 0
4 | 6 | 4 | 0 | 0 | 0 | 0 | 0
4 | 6 | 5 | 0 | 0 | 0 | 0 | 0
4 | 6 | 6 | 10219.509 | 10210.125 | 10187.912 | 10173.106 | 10173.106
4 | 6 | 7 | 36202.063 | 35895.537 | 34754.964 | 33449.064 | 32742.55
4 | 6 | 8 | 566.767 | 566.767 | 566.767 | 566.767 | 566.767
4 | 6 | 9 | 3536.63 | 3536.63 | 3536.63 | 3536.63 | 3536.63
4 | 6 | 10 | 8400.735 | 8400.735 | 8400.735 | 8400.735 | 8400.735
4 | 6 | 11 | 39428.989 | 39579.078 | 39606.938 | 39496.246 | 39311.853
4 | 6 | 12 | 42191.686 | 42426.066 | 42564.485 | 42525.848 | 42332.792
4 | 6 | 13 | 111041.532 | 119056.893 | 126193.45 | 128284.753 | 124114.159
4 | 6 | 14 | 125242.915 | 146388.137 | 169843.441 | 182808.892 | 177850.427
4 | 6 | 15 | 7343.531 | 7343.531 | 7343.531 | 7343.531 | 7343.531
4 | 6 | 16 | 39576.486 | 41614.296 | 45972.069 | 49662.387 | 50608.835
4 | 6 | 17 | 14437.687 | 14437.687 | 14998.472 | 15798.519 | 16135.127
4 | 6 | 18 | 0 | 0 | 0 | 0 | 0
4 | 6 | 19 | 0 | 0 | 0 | 0 | 0
4 | 6 | 20 | 0 | 0 | 0 | 0 | 0
4 | 6 | 21 | 0 | 0 | 0 | 0 | 0
4 | 6 | 22 | 0 | 0 | 0 | 0 | 0
4 | 6 | 23 | 0 | 0 | 0 | 0 | 0
4 | 7 | 0 | 0 | 0 | 0 | 0 | 0
4 | 7 | 1 | 0 | 0 | 0 | 0 | 0
4 | 7 | 2 | 0 | 0 | 0 | 0 | 0
4 | 7 | 3 | 0 | 0 | 0 | 0 | 0
4 | 7 | 4 | 0 | 0 | 0 | 0 | 0
4 | 7 | 5 | 0 | 0 | 0 | 0 | 0
4 | 7 | 6 | 39694.858 | 35870.945 | 22771.998 | 16321.338 | 16321.338
4 | 7 | 7 | 96071.354 | 91125.362 | 71967.746 | 49224.038 | 39636.117
4 | 7 | 8 | 180242.39 | 178752.302 | 151724.689 | 112240.107 | 83689.619
4 | 7 | 9 | 70551.728 | 70972.043 | 69793.218 | 67705.738 | 65893.929
4 | 7 | 10 | 35577.47 | 35641.189 | 35606.803 | 35494.458 | 35369.97
4 | 7 | 11 | 120817.51 | 126177.417 | 127171.185 | 123219.686 | 116628.102
4 | 7 | 12 | 166384.27 | 181922.275 | 191102.291 | 188624.458 | 175914.328
4 | 7 | 13 | 106194.552 | 113291.11 | 119648.016 | 121551.373 | 117892.361
4 | 7 | 14 | 104804.912 | 115442.6 | 127513.029 | 134273.021 | 131797.489
4 | 7 | 15 | 84616.007 | 113980.267 | 154233.979 | 181691.839 | 183111.214
4 | 7 | 16 | 34403.835 | 35141.7 | 36511.058 | 37710.013 | 38035.678
4 | 7 | 17 | 11171.547 | 11171.547 | 35337.904 | 88752.662 | 103174.895
4 | 7 | 18 | 0 | 0 | 0 | 0 | 0
4 | 7 | 19 | 0 | 0 | 0 | 0 | 0
4 | 7 | 20 | 0 | 0 | 0 | 0 | 0
4 | 7 | 21 | 0 | 0 | 0 | 0 | 0
4 | 7 | 22 | 0 | 0 | 0 | 0 | 0
4 | 7 | 23 | 0 | 0 | 0 | 0 | 0
4 | 8 | 0 | 0 | 0 | 0 | 0 | 0
4 | 8 | 1 | 0 | 0 | 0 | 0 | 0
4 | 8 | 2 | 0 | 0 | 0 | 0 | 0
4 | 8 | 3 | 0 | 0 | 0 | 0 | 0
4 | 8 | 4 | 0 | 0 | 0 | 0 | 0
4 | 8 | 5 | 0 | 0 | 0 | 0 | 0
4 | 8 | 6 | 10587.751 | 10587.751 | 10587.751 | 10587.751 | 10587.751
4 | 8 | 7 | 31604.08 | 31429.097 | 30798.68 | 30082.367 | 29699.64
4 | 8 | 8 | 66629.704 | 66485.294 | 64136.566 | 60869.207 | 58601.58
4 | 8 | 9 | 45724.673 | 45814.697 | 45554.703 | 45097.037 | 44709.813
4 | 8 | 10 | 69073 | 69782.011 | 69392.519 | 68132.682 | 66740.515
4 | 8 | 11 | 187731.718 | 201647.474 | 204220.836 | 193972.27 | 176816.221
4 | 8 | 12 | 143382.245 | 153131.177 | 158935.707 | 157419.053 | 149462.04
4 | 8 | 13 | 128949.473 | 139531.833 | 149055.67 | 151965.2 | 146570.812
4 | 8 | 14 | 110850.311 | 122882.093 | 136592.45 | 144341.229 | 141629.392
4 | 8 | 15 | 37893.69 | 38231.348 | 38731.359 | 39100.83 | 39123.243
4 | 8 | 16 | 18364.152 | 50911.026 | 133104.518 | 200135.013 | 217218.402
4 | 8 | 17 | 10547.482 | 10547.482 | 37454.088 | 97400.744 | 114734.061
4 | 8 | 18 | 0 | 0 | 0 | 0 | 0
4 | 8 | 19 | 0 | 0 | 0 | 0 | 0
4 | 8 | 20 | 0 | 0 | 0 | 0 | 0
4 | 8 | 21 | 0 | 0 | 0 | 0 | 0
4 | 8 | 22 | 0 | 0 | 0 | 0 | 0
4 | 8 | 23 | 0 | 0 | 0 | 0 | 0
4 | 9 | 0 | 0 | 0 | 0 | 0 | 0
4 | 9 | 1 | 0 | 0 | 0 | 0 | 0
4 | 9 | 2 | 0 | 0 | 0 | 0 | 0
4 | 9 | 3 | 0 | 0 | 0 | 0 | 0
4 | 9 | 4 | 0 | 0 | 0 | 0 | 0
4 | 9 | 5 | 0 | 0 | 0 | 0 | 0
4 | 9 | 6 | 122240.606 | 103374.882 | 39254.088 | 10507.55 | 10507.55
4 | 9 | 7 | 223021.516 | 205626.188 | 137670.713 | 53361.873 | 19917.459
4 | 9 | 8 | 219605.676 | 217134.437 | 180077.346 | 125316.726 | 85134.201
4 | 9 | 9 | 310139.44 | 321066.156 | 288229.519 | 228516.459 | 172670.76
4 | 9 | 10 | 315330.507 | 338657.76 | 325682.312 | 282910.71 | 233668.392
4 | 9 | 11 | 301115.996 | 334318.036 | 340324.163 | 316143.502 | 274242.575
4 | 9 | 12 | 265432.3 | 304465.144 | 326857.864 | 321272.845 | 290426.542
4 | 9 | 13 | 223721.046 | 268520.745 | 307025.658 | 318623.643 | 297745.027
4 | 9 | 14 | 164132.402 | 216251.962 | 271723.328 | 302032.312 | 292016.262
4 | 9 | 15 | 86691.028 | 140163.881 | 211513.954 | 258656.445 | 261850.109
4 | 9 | 16 | 20404.856 | 51173.539 | 127517.917 | 189121.203 | 205017.243
4 | 9 | 17 | 11512.088 | 11512.088 | 36503.531 | 90937.019 | 107799.878
4 | 9 | 18 | 0 | 0 | 0 | 0 | 0
4 | 9 | 19 | 0 | 0 | 0 | 0 | 0
4 | 9 | 20 | 0 | 0 | 0 | 0 | 0
4 | 9 | 21 | 0 | 0 | 0 | 0 | 0
4 | 9 | 22 | 0 | 0 | 0 | 0 | 0
4 | 9 | 23 | 0 | 0 | 0 | 0 | 0
4 | 10 | 0 | 0 | 0 | 0 | 0 | 0
4 | 10 | 1 | 0 | 0 | 0 | 0 | 0
4 | 10 | 2 | 0 | 0 | 0 | 0 | 0
4 | 10 | 3 | 0 | 0 | 0 | 0 | 0
4 | 10 | 4 | 0 | 0 | 0 | 0 | 0
4 | 10 | 5 | 0 | 0 | 0 | 0 | 0
4 | 10 | 6 | 15380.46 | 15167.665 | 14680.607 | 14331.572 | 14331.572
4 | 10 | 7 | 0 | 0 | 0 | 0 | 0
4 | 10 | 8 | 62319.546 | 62180.228 | 60286.183 | 57689.043 | 55908.981
4 | 10 | 9 | 40537.054 | 40591.669 | 40424.029 | 40132.357 | 39887.522
4 | 10 | 10 | 35067.222 | 35125.383 | 35092.255 | 34987.246 | 34871.875
4 | 10 | 11 | 25136.881 | 25142.693 | 25143.769 | 25139.48 | 25132.338
4 | 10 | 12 | 28831.97 | 28873.394 | 28898.377 | 28892.283 | 28858.681
4 | 10 | 13 | 22118.716 | 22118.716 | 22118.716 | 22118.716 | 22118.716
4 | 10 | 14 | 33439.899 | 33550.917 | 33683.537 | 33760.068 | 33735.674
4 | 10 | 15 | 35773.246 | 36051.176 | 36468.502 | 36780.764 | 36804.995
4 | 10 | 16 | 19050.299 | 19050.299 | 19050.299 | 19050.299 | 19050.299
4 | 10 | 17 | 6014.515 | 6014.515 | 6014.515 | 6014.515 | 6014.515
4 | 10 | 18 | 0 | 0 | 0 | 0 | 0
4 | 10 | 19 | 0 | 0 | 0 | 0 | 0
4 | 10 | 20 | 0 | 0 | 0 | 0 | 0
4 | 10 | 21 | 0 | 0 | 0 | 0 | 0
4 | 10 | 22 | 0 | 0 | 0 | 0 | 0
4 | 10 | 23 | 0 | 0 | 0 | 0 | 0
4 | 11 | 0 | 0 | 0 | 0 | 0 | 0
4 | 11 | 1 | 0 | 0 | 0 | 0 | 0
4 | 11 | 2 | 0 | 0 | 0 | 0 | 0
4 | 11 | 3 | 0 | 0 | 0 | 0 | 0
4 | 11 | 4 | 0 | 0 | 0 | 0 | 0
4 | 11 | 5 | 0 | 0 | 0 | 0 | 0
4 | 11 | 6 | 5581.323 | 5581.323 | 5581.323 | 5581.323 | 5581.323
4 | 11 | 7 | 16585.048 | 16585.048 | 16585.048 | 16585.048 | 16585.048
4 | 11 | 8 | 43775.563 | 43732.645 | 43193.144 | 42473.205 | 41994.55
4 | 11 | 9 | 28483.992 | 28486.855 | 28477.783 | 28462.09 | 28448.969
4 | 11 | 10 | 181837.074 | 190329.231 | 185406.371 | 169888.682 | 152770.817
4 | 11 | 11 | 311823.573 | 347423.043 | 353919.65 | 327834.169 | 283397.247
4 | 11 | 12 | 239606.856 | 272856.872 | 292714.461 | 288063.638 | 261476.844
4 | 11 | 13 | 236846.837 | 286965.64 | 331733.189 | 346009.379 | 322169.61
4 | 11 | 14 | 170282.678 | 225043.538 | 285584.101 | 319893.936 | 309555.561
4 | 11 | 15 | 82297.216 | 131067.14 | 198261.08 | 244276.083 | 248177.274
4 | 11 | 16 | 30617.278 | 53847.24 | 110580.317 | 157754.907 | 170672.728
4 | 11 | 17 | 14343.484 | 14343.484 | 34490.193 | 76607.721 | 91566.154
4 | 11 | 18 | 0 | 0 | 0 | 0 | 0
4 | 11 | 19 | 0 | 0 | 0 | 0 | 0
4 | 11 | 20 | 0 | 0 | 0 | 0 | 0
4 | 11 | 21 | 0 | 0 | 0 | 0 | 0
4 | 11 | 22 | 0 | 0 | 0 | 0 | 0
4 | 11 | 23 | 0 | 0 | 0 | 0 | 0
4 | 12 | 0 | 0 | 0 | 0 | 0 | 0
4 | 12 | 1 | 0 | 0 | 0 | 0 | 0
4 | 12 | 2 | 0 | 0 | 0 | 0 | 0
4 | 12 | 3 | 0 | 0 | 0 | 0 | 0
4 | 12 | 4 | 0 | 0 | 0 | 0 | 0
4 | 12 | 5 | 0 | 0 | 0 | 0 | 0
4 | 12 | 6 | 132842.704 | 108442.602 | 42525.868 | 10735.846 | 10735.846
4 | 12 | 7 | 225595.337 | 207485.557 | 140083.706 | 56354.621 | 21865.007
4 | 12 | 8 | 281448.355 | 277140.279 | 225724.774 | 149398.403 | 92753.833
4 | 12 | 9 | 310287.857 | 320216.037 | 287401.495 | 228868.785 | 175474.832
4 | 12 | 10 | 317083.911 | 339682.706 | 326385.002 | 283993.194 | 235853.91
4 | 12 | 11 | 304702.632 | 337825.703 | 343826.158 | 319624.977 | 277991.442
4 | 12 | 12 | 270519.299 | 310451.504 | 334000.896 | 328716.899 | 297313.66
4 | 12 | 13 | 226531.167 | 271480.056 | 311276.649 | 324080.886 | 303411.958
4 | 12 | 14 | 165310.565 | 215274.049 | 270027.072 | 300857.787 | 292063.026
4 | 12 | 15 | 89204.259 | 139397.782 | 207551.654 | 253444.521 | 257661.721
4 | 12 | 16 | 23739.432 | 53177.78 | 125417.584 | 184133.017 | 200191.446
4 | 12 | 17 | 13549.434 | 13549.434 | 37562.79 | 88384.475 | 106973.363
4 | 12 | 18 | 0 | 0 | 0 | 0 | 0
4 | 12 | 19 | 0 | 0 | 0 | 0 | 0
4 | 12 | 20 | 0 | 0 | 0 | 0 | 0
4 | 12 | 21 | 0 | 0 | 0 | 0 | 0
4 | 12 | 22 | 0 | 0 | 0 | 0 | 0
4 | 12 | 23 | 0 | 0 | 0 | 0 | 0
4 | 13 | 0 | 0 | 0 | 0 | 0 | 0
4 | 13 | 1 | 0 | 0 | 0 | 0 | 0
4 | 13 | 2 | 0 | 0 | 0 | 0 | 0
4 | 13 | 3 | 0 | 0 | 0 | 0 | 0
4 | 13 | 4 | 0 | 0 | 0 | 0 | 0
4 | 13 | 5 | 0 | 0 | 0 | 0 | 0
4 | 13 | 6 | 122531.683 | 99454.475 | 41532.284 | 12726.089 | 12726.089
4 | 13 | 7 | 215473.2 | 197968.759 | 134305.212 | 56006.864 | 23355.165
4 | 13 | 8 | 272856.467 | 268394.548 | 218759.66 | 146135.058 | 92794.567
4 | 13 | 9 | 303462.893 | 312941.421 | 280603.4 | 223661.813 | 172554.268
4 | 13 | 10 | 312611.735 | 334852.544 | 321503.028 | 279599.299 | 232533.228
4 | 13 | 11 | 301080.991 | 333927.346 | 339895.127 | 315829.989 | 274726.032
4 | 13 | 12 | 270359.885 | 310824.048 | 334920.937 | 329712.085 | 297926.013
4 | 13 | 13 | 224285.584 | 269245.584 | 309475.32 | 322701.338 | 302101.598
4 | 13 | 14 | 163203.303 | 212880.006 | 268056.014 | 299542.735 | 291006.447
4 | 13 | 15 | 87393.644 | 137533.571 | 206343.665 | 253214.896 | 257899.202
4 | 13 | 16 | 21499.007 | 51309.505 | 124883.578 | 185036.917 | 201817.784
4 | 13 | 17 | 11653.506 | 11653.506 | 37651.956 | 92909.439 | 114047.588
4 | 13 | 18 | 0 | 0 | 0 | 0 | 0
4 | 13 | 19 | 0 | 0 | 0 | 0 | 0
4 | 13 | 20 | 0 | 0 | 0 | 0 | 0
4 | 13 | 21 | 0 | 0 | 0 | 0 | 0
4 | 13 | 22 | 0 | 0 | 0 | 0 | 0
4 | 13 | 23 | 0 | 0 | 0 | 0 | 0
4 | 14 | 0 | 0 | 0 | 0 | 0 | 0
4 | 14 | 1 | 0 | 0 | 0 | 0 | 0
4 | 14 | 2 | 0 | 0 | 0 | 0 | 0
4 | 14 | 3 | 0 | 0 | 0 | 0 | 0
4 | 14 | 4 | 0 | 0 | 0 | 0 | 0
4 | 14 | 5 | 0 | 0 | 0 | 0 | 0
4 | 14 | 6 | 121826.356 | 98150.546 | 42213.165 | 13707.643 | 13707.643
4 | 14 | 7 | 210662.149 | 193549.31 | 132352.185 | 57256.931 | 25623.394
4 | 14 | 8 | 264886.445 | 260346.994 | 212893.02 | 143891.275 | 93384.131
4 | 14 | 9 | 296769.862 | 305746.762 | 274030.649 | 218438.444 | 168922.352
4 | 14 | 10 | 306039.453 | 327269.095 | 314278.997 | 273934.468 | 228790.239
4 | 14 | 11 | 296328.522 | 328195.588 | 333983.219 | 310607.028 | 270770.896
4 | 14 | 12 | 268093.488 | 308065.226 | 332092.849 | 327095.749 | 295737.778
4 | 14 | 13 | 223046.18 | 267613.674 | 307992.649 | 321569.733 | 301163.103
4 | 14 | 14 | 162188.433 | 210718.755 | 265495.269 | 297229.609 | 289061.462
4 | 14 | 15 | 88032.889 | 136320.419 | 203428.205 | 249779.538 | 254784.762
4 | 14 | 16 | 23656.964 | 52144.416 | 122395.664 | 180375.361 | 196922.678
4 | 14 | 17 | 13013.354 | 13013.354 | 37355.8 | 88458.033 | 109039.059
4 | 14 | 18 | 0 | 0 | 0 | 0 | 0
4 | 14 | 19 | 0 | 0 | 0 | 0 | 0
4 | 14 | 20 | 0 | 0 | 0 | 0 | 0
4 | 14 | 21 | 0 | 0 | 0 | 0 | 0
4 | 14 | 22 | 0 | 0 | 0 | 0 | 0
4 | 14 | 23 | 0 | 0 | 0 | 0 | 0
4 | 15 | 0 | 0 | 0 | 0 | 0 | 0
4 | 15 | 1 | 0 | 0 | 0 | 0 | 0
4 | 15 | 2 | 0 | 0 | 0 | 0 | 0
4 | 15 | 3 | 0 | 0 | 0 | 0 | 0
4 | 15 | 4 | 0 | 0 | 0 | 0 | 0
4 | 15 | 5 | 0 | 0 | 0 | 0 | 0
4 | 15 | 6 | 107557.03 | 87178.258 | 40597.103 | 15873.169 | 15873.169
4 | 15 | 7 | 194744.87 | 179175.718 | 124644.604 | 58267.014 | 30004.833
4 | 15 | 8 | 250695.191 | 246160.508 | 201536.573 | 137485.233 | 91083.505
4 | 15 | 9 | 281274.867 | 289408.537 | 259659.551 | 208009.488 | 162568.283
4 | 15 | 10 | 291624.669 | 311781.83 | 299203.636 | 260591.659 | 217617.113
4 | 15 | 11 | 282489.61 | 312986.165 | 318519.384 | 296123.125 | 258025.441
4 | 15 | 12 | 256078.651 | 294628.786 | 317942.689 | 313288.508 | 283156.297
4 | 15 | 13 | 213355.117 | 256316.364 | 295540.087 | 308978.787 | 289472.586
4 | 15 | 14 | 156956.672 | 202245.286 | 254004.969 | 284341.996 | 276948.446
4 | 15 | 15 | 85175.921 | 129994.304 | 193094.23 | 237270.06 | 242386.894
4 | 15 | 16 | 24438.124 | 51073.905 | 116839.251 | 171674.132 | 187681.292
4 | 15 | 17 | 12078.205 | 12078.205 | 36223.314 | 86761.722 | 108075.543
4 | 15 | 18 | 0 | 0 | 0 | 0 | 0
4 | 15 | 19 | 0 | 0 | 0 | 0 | 0
4 | 15 | 20 | 0 | 0 | 0 | 0 | 0
4 | 15 | 21 | 0 | 0 | 0 | 0 | 0
4 | 15 | 22 | 0 | 0 | 0 | 0 | 0
4 | 15 | 23 | 0 | 0 | 0 | 0 | 0
4 | 16 | 0 | 0 | 0 | 0 | 0 | 0
4 | 16 | 1 | 0 | 0 | 0 | 0 | 0
4 | 16 | 2 | 0 | 0 | 0 | 0 | 0
4 | 16 | 3 | 0 | 0 | 0 | 0 | 0
4 | 16 | 4 | 0 | 0 | 0 | 0 | 0
4 | 16 | 5 | 296.639 | 198.834 | 0 | 0 | 0
4 | 16 | 6 | 112205.633 | 90551.324 | 41012.557 | 14467.448 | 14467.448
4 | 16 | 7 | 195116.329 | 179323.052 | 124545.947 | 57468.299 | 28716.433
4 | 16 | 8 | 247680.19 | 243023.881 | 199450.791 | 136657.369 | 90928.69
4 | 16 | 9 | 276586.273 | 284131.249 | 255438.453 | 205523.585 | 161548.065
4 | 16 | 10 | 288678.841 | 307954.739 | 295694.781 | 258302.982 | 216589.874
4 | 16 | 11 | 282974.443 | 312847.494 | 318248.189 | 296309.362 | 258918.665
4 | 16 | 12 | 256976.148 | 294908.042 | 317948.36 | 313541.656 | 284038.028
4 | 16 | 13 | 215588.71 | 258431.258 | 297740.023 | 311432.126 | 292230.721
4 | 16 | 14 | 159076.753 | 204735.343 | 257295.832 | 288336.476 | 281195.484
4 | 16 | 15 | 85919.026 | 132324.784 | 197942.777 | 244068.89 | 249753.073
4 | 16 | 16 | 23275.502 | 50965.66 | 119529.545 | 176727.374 | 193669.868
4 | 16 | 17 | 12003.939 | 12003.939 | 37059.497 | 89218.108 | 112095.616
4 | 16 | 18 | 0 | 0 | 0 | 0 | 0
4 | 16 | 19 | 0 | 0 | 0 | 0 | 0
4 | 16 | 20 | 0 | 0 | 0 | 0 | 0
4 | 16 | 21 | 0 | 0 | 0 | 0 | 0
4 | 16 | 22 | 0 | 0 | 0 | 0 | 0
4 | 16 | 23 | 0 | 0 | 0 | 0 | 0
4 | 17 | 0 | 0 | 0 | 0 | 0 | 0
4 | 17 | 1 | 0 | 0 | 0 | 0 | 0
4 | 17 | 2 | 0 | 0 | 0 | 0 | 0
4 | 17 | 3 | 0 | 0 | 0 | 0 | 0
4 | 17 | 4 | 0 | 0 | 0 | 0 | 0
4 | 17 | 5 | 1467.218 | 1233.186 | 147.758 | 147.758 | 147.758
4 | 17 | 6 | 125601.003 | 100410.516 | 42720.294 | 11660.532 | 11660.532
4 | 17 | 7 | 205929.546 | 188596.25 | 129251.22 | 56532.522 | 25418.94
4 | 17 | 8 | 254422.084 | 249321.661 | 204025.755 | 139090.451 | 91898.384
4 | 17 | 9 | 281741.449 | 289290.099 | 259472.24 | 207901.45 | 162787.813
4 | 17 | 10 | 290195.306 | 309071.476 | 296826.088 | 259827.089 | 218633.169
4 | 17 | 11 | 282761.426 | 311820 | 317055.964 | 295706.279 | 259285.209
4 | 17 | 12 | 257385.943 | 294389.482 | 316942.78 | 312817.38 | 284197.932
4 | 17 | 13 | 215704.537 | 257384.533 | 295729.241 | 309281.11 | 290913.008
4 | 17 | 14 | 157723.399 | 203034.59 | 255301.053 | 286259.727 | 279560.43
4 | 17 | 15 | 86363.353 | 131877.471 | 196184.919 | 241314.753 | 247189.592
4 | 17 | 16 | 22825.811 | 50576.174 | 119206.341 | 176303.168 | 193418.403
4 | 17 | 17 | 11510.904 | 11510.904 | 37234.096 | 90483.672 | 114520.676
4 | 17 | 18 | 0 | 0 | 0 | 0 | 0
4 | 17 | 19 | 0 | 0 | 0 | 0 | 0
4 | 17 | 20 | 0 | 0 | 0 | 0 | 0
4 | 17 | 21 | 0 | 0 | 0 | 0 | 0
4 | 17 | 22 | 0 | 0 | 0 | 0 | 0
4 | 17 | 23 | 0 | 0 | 0 | 0 | 0
4 | 18 | 0 | 0 | 0 | 0 | 0 | 0
4 | 18 | 1 | 0 | 0 | 0 | 0 | 0
4 | 18 | 2 | 0 | 0 | 0 | 0 | 0
4 | 18 | 3 | 0 | 0 | 0 | 0 | 0
4 | 18 | 4 | 0 | 0 | 0 | 0 | 0
4 | 18 | 5 | 541.651 | 541.651 | 541.651 | 541.651 | 541.651
4 | 18 | 6 | 99418.366 | 81166.321 | 39821.496 | 16295.545 | 16295.545
4 | 18 | 7 | 150476.863 | 139242.612 | 102055.274 | 57708.585 | 38293.984
4 | 18 | 8 | 213700.621 | 209537.331 | 174570.965 | 125736.053 | 91085.761
4 | 18 | 9 | 242158.265 | 247905.786 | 224382.391 | 184437.094 | 150356.019
4 | 18 | 10 | 257363.87 | 272670.097 | 262527.139 | 232452.917 | 199491.153
4 | 18 | 11 | 249750.859 | 272739.451 | 276895.804 | 259934.227 | 231303.407
4 | 18 | 12 | 243175.832 | 276009.948 | 296261.182 | 292714.069 | 267299.663
4 | 18 | 13 | 204240.038 | 240774.001 | 274863.015 | 287181.915 | 271052.704
4 | 18 | 14 | 144661.672 | 177940.75 | 217425.332 | 241310.486 | 236432.03
4 | 18 | 15 | 84365.705 | 127508.575 | 189295.666 | 233267.42 | 239324.681
4 | 18 | 16 | 21404.864 | 49036.715 | 118057.396 | 175782.941 | 193379.407
4 | 18 | 17 | 15090.75 | 15090.75 | 37581.61 | 82879.031 | 103601.641
4 | 18 | 18 | 0 | 0 | 0 | 0 | 0
4 | 18 | 19 | 0 | 0 | 0 | 0 | 0
4 | 18 | 20 | 0 | 0 | 0 | 0 | 0
4 | 18 | 21 | 0 | 0 | 0 | 0 | 0
4 | 18 | 22 | 0 | 0 | 0 | 0 | 0
4 | 18 | 23 | 0 | 0 | 0 | 0 | 0
4 | 19 | 0 | 0 | 0 | 0 | 0 | 0
4 | 19 | 1 | 0 | 0 | 0 | 0 | 0
4 | 19 | 2 | 0 | 0 | 0 | 0 | 0
4 | 19 | 3 | 0 | 0 | 0 | 0 | 0
4 | 19 | 4 | 0 | 0 | 0 | 0 | 0
4 | 19 | 5 | 0 | 0 | 0 | 0 | 0
4 | 19 | 6 | 57741.235 | 49892.887 | 32382.921 | 21662.788 | 21662.788
4 | 19 | 7 | 39447.415 | 39084.556 | 37966.278 | 36747.612 | 36142.482
4 | 19 | 8 | 192754.938 | 189178.856 | 160343.712 | 119976.267 | 91298.015
4 | 19 | 9 | 101964.793 | 102924.173 | 98858.494 | 92122.848 | 86609.098
4 | 19 | 10 | 131191.117 | 134835.437 | 132367.228 | 125209.135 | 117523.141
4 | 19 | 11 | 124701.292 | 129670.435 | 130573.342 | 126887.36 | 120751.129
4 | 19 | 12 | 67220.554 | 68370.727 | 69097.382 | 68975.21 | 68075.7
4 | 19 | 13 | 28530.27 | 28577.923 | 28623.705 | 28640.798 | 28619.189
4 | 19 | 14 | 25373.45 | 25373.45 | 25373.45 | 25373.45 | 25373.45
4 | 19 | 15 | 84736.325 | 104710.461 | 134307.661 | 156135.06 | 159320.585
4 | 19 | 16 | 32769.679 | 33238.028 | 34205.166 | 35104.592 | 35409.365
4 | 19 | 17 | 13517.456 | 13517.456 | 13649.198 | 13827.202 | 13912.555
4 | 19 | 18 | 0 | 0 | 0 | 0 | 0
4 | 19 | 19 | 0 | 0 | 0 | 0 | 0
4 | 19 | 20 | 0 | 0 | 0 | 0 | 0
4 | 19 | 21 | 0 | 0 | 0 | 0 | 0
4 | 19 | 22 | 0 | 0 | 0 | 0 | 0
4 | 19 | 23 | 0 | 0 | 0 | 0 | 0
4 | 20 | 0 | 0 | 0 | 0 | 0 | 0
4 | 20 | 1 | 0 | 0 | 0 | 0 | 0
4 | 20 | 2 | 0 | 0 | 0 | 0 | 0
4 | 20 | 3 | 0 | 0 | 0 | 0 | 0
4 | 20 | 4 | 0 | 0 | 0 | 0 | 0
4 | 20 | 5 | 0 | 0 | 0 | 0 | 0
4 | 20 | 6 | 13170.827 | 13170.827 | 13170.827 | 13170.827 | 13170.827
4 | 20 | 7 | 25913.137 | 25856.051 | 25682.357 | 25493.824 | 25400.878
4 | 20 | 8 | 94529.956 | 93626.694 | 86782.899 | 77793.461 | 71847.934
4 | 20 | 9 | 84605.013 | 85017.313 | 83197.247 | 80209.699 | 77782.687
4 | 20 | 10 | 67831.394 | 68419.491 | 68012.772 | 66849.433 | 65610.882
4 | 20 | 11 | 172396.864 | 182746.082 | 184618.335 | 176935.84 | 164136.6
4 | 20 | 12 | 165523.284 | 178883.48 | 187326.833 | 185977.15 | 175610.511
4 | 20 | 13 | 103022.902 | 108850.613 | 114471.805 | 116600.992 | 113997.57
4 | 20 | 14 | 40542.468 | 40803.386 | 41134.928 | 41342.876 | 41305.389
4 | 20 | 15 | 16731.199 | 16731.199 | 16731.199 | 16731.199 | 16731.199
4 | 20 | 16 | 12336.07 | 12336.07 | 12336.07 | 12336.07 | 12336.07
4 | 20 | 17 | 4067.506 | 4067.506 | 4067.506 | 4067.506 | 4067.506
4 | 20 | 18 | 0 | 0 | 0 | 0 | 0
4 | 20 | 19 | 0 | 0 | 0 | 0 | 0
4 | 20 | 20 | 0 | 0 | 0 | 0 | 0
4 | 20 | 21 | 0 | 0 | 0 | 0 | 0
4 | 20 | 22 | 0 | 0 | 0 | 0 | 0
4 | 20 | 23 | 0 | 0 | 0 | 0 | 0
4 | 21 | 0 | 0 | 0 | 0 | 0 | 0
4 | 21 | 1 | 0 | 0 | 0 | 0 | 0
4 | 21 | 2 | 0 | 0 | 0 | 0 | 0
4 | 21 | 3 | 0 | 0 | 0 | 0 | 0
4 | 21 | 4 | 0 | 0 | 0 | 0 | 0
4 | 21 | 5 | 8952.413 | 6538.746 | 725.367 | 725.367 | 725.367
4 | 21 | 6 | 135794.328 | 108805.827 | 47113.78 | 11297.261 | 11297.261
4 | 21 | 7 | 175094.105 | 160971.567 | 115513.924 | 60529.1 | 36479.726
4 | 21 | 8 | 209559.836 | 205113.945 | 172360.923 | 127361.755 | 95832.76
4 | 21 | 9 | 153024.084 | 155105.976 | 145486.718 | 129674.039 | 116772.354
4 | 21 | 10 | 151585.001 | 156129.41 | 152921.965 | 143810.766 | 134093.325
4 | 21 | 11 | 226754.693 | 244259.671 | 247399.775 | 234419.044 | 212644.924
4 | 21 | 12 | 262059.354 | 298303.756 | 320918.478 | 317503.405 | 289891.232
4 | 21 | 13 | 46751.523 | 47223.884 | 47682.9 | 47859.665 | 47650.614
4 | 21 | 14 | 142656.74 | 167744.84 | 198506.19 | 217667.239 | 214463.065
4 | 21 | 15 | 64483.075 | 68889.227 | 75826.083 | 81235.965 | 82109.469
4 | 21 | 16 | 41079.189 | 56172.926 | 93058.711 | 125163.674 | 135675.893
4 | 21 | 17 | 19750.433 | 19750.433 | 33627.225 | 59592.47 | 71833.601
4 | 21 | 18 | 0 | 0 | 0 | 0 | 0
4 | 21 | 19 | 0 | 0 | 0 | 0 | 0
4 | 21 | 20 | 0 | 0 | 0 | 0 | 0
4 | 21 | 21 | 0 | 0 | 0 | 0 | 0
4 | 21 | 22 | 0 | 0 | 0 | 0 | 0
4 | 21 | 23 | 0 | 0 | 0 | 0 | 0
4 | 22 | 0 | 0 | 0 | 0 | 0 | 0
4 | 22 | 1 | 0 | 0 | 0 | 0 | 0
4 | 22 | 2 | 0 | 0 | 0 | 0 | 0
4 | 22 | 3 | 0 | 0 | 0 | 0 | 0
4 | 22 | 4 | 0 | 0 | 0 | 0 | 0
4 | 22 | 5 | 7814.632 | 5623.026 | 866.501 | 866.501 | 866.501
4 | 22 | 6 | 124078.61 | 100438.417 | 47224.583 | 15552.785 | 15552.785
4 | 22 | 7 | 206750.526 | 188961.796 | 132441.013 | 64170.263 | 34522.115
4 | 22 | 8 | 260574.753 | 254107.262 | 208232.986 | 144998.128 | 100368.528
4 | 22 | 9 | 291920.347 | 298263.153 | 267410.886 | 215973.067 | 173027.073
4 | 22 | 10 | 301577.517 | 319722.812 | 306663.674 | 269414.16 | 228990.338
4 | 22 | 11 | 237159.072 | 257069.021 | 260624.706 | 245840.118 | 221053.731
4 | 22 | 12 | 265737.428 | 301955.656 | 324705.628 | 321445.373 | 293936.613
4 | 22 | 13 | 223986.256 | 264659.903 | 303380.597 | 318231.192 | 301226.048
4 | 22 | 14 | 165913.005 | 209101.548 | 261365.539 | 293738.671 | 288733.488
4 | 22 | 15 | 93279.299 | 136542.517 | 200332.191 | 247034.079 | 254770.595
4 | 22 | 16 | 31867.681 | 57557.848 | 121621.627 | 176686.719 | 194719.224
4 | 22 | 17 | 16759.131 | 16759.131 | 40627.294 | 87380.638 | 109353.045
4 | 22 | 18 | 316.389 | 316.389 | 316.389 | 949.261 | 1097.647
4 | 22 | 19 | 0 | 0 | 0 | 0 | 0
4 | 22 | 20 | 0 | 0 | 0 | 0 | 0
4 | 22 | 21 | 0 | 0 | 0 | 0 | 0
4 | 22 | 22 | 0 | 0 | 0 | 0 | 0
4 | 22 | 23 | 0 | 0 | 0 | 0 | 0
4 | 23 | 0 | 0 | 0 | 0 | 0 | 0
4 | 23 | 1 | 0 | 0 | 0 | 0 | 0
4 | 23 | 2 | 0 | 0 | 0 | 0 | 0
4 | 23 | 3 | 0 | 0 | 0 | 0 | 0
4 | 23 | 4 | 0 | 0 | 0 | 0 | 0
4 | 23 | 5 | 10337.967 | 7672.449 | 1278.33 | 1278.33 | 1278.33
4 | 23 | 6 | 140379.168 | 113088.029 | 51390.314 | 14218.757 | 14218.757
4 | 23 | 7 | 219346.768 | 200320.415 | 140053.083 | 66313.852 | 34102.165
4 | 23 | 8 | 267462.142 | 260813.586 | 215048.905 | 151219.749 | 105609.009
4 | 23 | 9 | 292409.922 | 298193.38 | 268552.094 | 218603.512 | 176494.571
4 | 23 | 10 | 298648.674 | 315245.276 | 303057.21 | 268232.862 | 229923.959
4 | 23 | 11 | 289241.268 | 315230.114 | 319789.139 | 300590.318 | 267729.579
4 | 23 | 12 | 263435.366 | 296955.615 | 317832.17 | 315014.316 | 289942.07
4 | 23 | 13 | 222978.977 | 261604.057 | 298015.46 | 312023.253 | 296499.444
4 | 23 | 14 | 167572.34 | 210362.707 | 261836.33 | 293536.95 | 289024.203
4 | 23 | 15 | 95356.107 | 139590.551 | 204358.419 | 251335.692 | 259373.398
4 | 23 | 16 | 27967.914 | 56164.514 | 126641.422 | 186550.755 | 206219.823
4 | 23 | 17 | 13760.671 | 13760.671 | 41858.885 | 97529.896 | 123563.237
4 | 23 | 18 | 731.828 | 731.828 | 731.828 | 1883.015 | 2151.543
4 | 23 | 19 | 0 | 0 | 0 | 0 | 0
4 | 23 | 20 | 0 | 0 | 0 | 0 | 0
4 | 23 | 21 | 0 | 0 | 0 | 0 | 0
4 | 23 | 22 | 0 | 0 | 0 | 0 | 0
4 | 23 | 23 | 0 | 0 | 0 | 0 | 0
4 | 24 | 0 | 0 | 0 | 0 | 0 | 0
4 | 24 | 1 | 0 | 0 | 0 | 0 | 0
4 | 24 | 2 | 0 | 0 | 0 | 0 | 0
4 | 24 | 3 | 0 | 0 | 0 | 0 | 0
4 | 24 | 4 | 0 | 0 | 0 | 0 | 0
4 | 24 | 5 | 10140.101 | 7482.109 | 1348.323 | 1348.323 | 1348.323
4 | 24 | 6 | 131229.805 | 106016.527 | 49699.934 | 15242.651 | 15242.651
4 | 24 | 7 | 211051.268 | 192345.683 | 134474.27 | 64907.188 | 34771.689
4 | 24 | 8 | 262535.994 | 255567.326 | 209718.706 | 147250.173 | 103498.764
4 | 24 | 9 | 292587.337 | 298380.726 | 267369.206 | 216277.228 | 174281.924
4 | 24 | 10 | 299559.99 | 316898.335 | 303872.142 | 267481.193 | 228273.031
4 | 24 | 11 | 289902.413 | 317103.039 | 321889.893 | 301674.232 | 267572.53
4 | 24 | 12 | 208164.622 | 229347.065 | 242920.043 | 241176.039 | 225095.237
4 | 24 | 13 | 220401.689 | 260180.93 | 298464.576 | 313568.439 | 297377.123
4 | 24 | 14 | 164629.966 | 206173.342 | 257312.607 | 289477.599 | 285240.756
4 | 24 | 15 | 93064.226 | 135612.4 | 199164.399 | 246232.075 | 254644.602
4 | 24 | 16 | 32664.552 | 55013.031 | 111147.116 | 160007.434 | 176524.495
4 | 24 | 17 | 15866.734 | 15866.734 | 38502.519 | 82232.78 | 103085.97
4 | 24 | 18 | 1064.859 | 1064.859 | 1064.859 | 1064.859 | 1064.859
4 | 24 | 19 | 0 | 0 | 0 | 0 | 0
4 | 24 | 20 | 0 | 0 | 0 | 0 | 0
4 | 24 | 21 | 0 | 0 | 0 | 0 | 0
4 | 24 | 22 | 0 | 0 | 0 | 0 | 0
4 | 24 | 23 | 0 | 0 | 0 | 0 | 0
4 | 25 | 0 | 0 | 0 | 0 | 0 | 0
4 | 25 | 1 | 0 | 0 | 0 | 0 | 0
4 | 25 | 2 | 0 | 0 | 0 | 0 | 0
4 | 25 | 3 | 0 | 0 | 0 | 0 | 0
4 | 25 | 4 | 0 | 0 | 0 | 0 | 0
4 | 25 | 5 | 11260.398 | 8381.769 | 1614.64 | 1614.64 | 1614.64
4 | 25 | 6 | 125739.273 | 101793.907 | 48593.063 | 15567.989 | 15567.989
4 | 25 | 7 | 202531.264 | 184567.555 | 129872.178 | 64594.128 | 36358.855
4 | 25 | 8 | 254298.783 | 247286.188 | 202830.618 | 142967.164 | 101524.477
4 | 25 | 9 | 282872.171 | 288139.367 | 258508.933 | 210166.721 | 170905.276
4 | 25 | 10 | 292614.464 | 309386.531 | 296505.093 | 260965.586 | 222929.712
4 | 25 | 11 | 164043.174 | 171762.182 | 173127.075 | 167348.895 | 157776.61
4 | 25 | 12 | 210433.241 | 231766.717 | 245516.017 | 243851.908 | 227712.959
4 | 25 | 13 | 164299.977 | 181704.099 | 198846.838 | 205794.376 | 198587.342
4 | 25 | 14 | 160890.803 | 201159.627 | 251186.61 | 282909.333 | 279080.122
4 | 25 | 15 | 92704.187 | 116756.377 | 153717.086 | 181902.516 | 187162.152
4 | 25 | 16 | 28976.706 | 54173.02 | 117778.88 | 172869.922 | 191611.554
4 | 25 | 17 | 13594.831 | 13594.831 | 38889.252 | 88340.519 | 111890.061
4 | 25 | 18 | 1234.158 | 1234.158 | 1234.158 | 1457.939 | 1630.746
4 | 25 | 19 | 0 | 0 | 0 | 0 | 0
4 | 25 | 20 | 0 | 0 | 0 | 0 | 0
4 | 25 | 21 | 0 | 0 | 0 | 0 | 0
4 | 25 | 22 | 0 | 0 | 0 | 0 | 0
4 | 25 | 23 | 0 | 0 | 0 | 0 | 0
4 | 26 | 0 | 0 | 0 | 0 | 0 | 0
4 | 26 | 1 | 0 | 0 | 0 | 0 | 0
4 | 26 | 2 | 0 | 0 | 0 | 0 | 0
4 | 26 | 3 | 0 | 0 | 0 | 0 | 0
4 | 26 | 4 | 0 | 0 | 0 | 0 | 0
4 | 26 | 5 | 7913.696 | 6041.575 | 2011.064 | 2011.064 | 2011.064
4 | 26 | 6 | 108942.228 | 90132.417 | 48455.846 | 21067.339 | 21067.339
4 | 26 | 7 | 169878.895 | 156099.855 | 114474.756 | 64600.998 | 42712.383
4 | 26 | 8 | 126591.113 | 124491.524 | 111733.041 | 95225.75 | 84418.862
4 | 26 | 9 | 108132.341 | 108880.59 | 104470.153 | 97453.262 | 91924.659
4 | 26 | 10 | 100092.83 | 101330.968 | 100357.704 | 97739.782 | 95006.684
4 | 26 | 11 | 56154.216 | 56734.445 | 56836.629 | 56400.959 | 55682.478
4 | 26 | 12 | 28100.567 | 28155.15 | 28190.867 | 28186.793 | 28145.315
4 | 26 | 13 | 12729.895 | 12729.895 | 12729.895 | 12729.895 | 12729.895
4 | 26 | 14 | 10734.696 | 10734.696 | 10734.696 | 10734.696 | 10734.696
4 | 26 | 15 | 4996.011 | 4996.011 | 4996.011 | 4996.011 | 4996.011
4 | 26 | 16 | 42686.087 | 45486.024 | 52038.78 | 58126.937 | 60342.703
4 | 26 | 17 | 21317.04 | 21317.04 | 22400.47 | 23817.523 | 24536.851
4 | 26 | 18 | 0 | 0 | 0 | 0 | 0
4 | 26 | 19 | 0 | 0 | 0 | 0 | 0
4 | 26 | 20 | 0 | 0 | 0 | 0 | 0
4 | 26 | 21 | 0 | 0 | 0 | 0 | 0
4 | 26 | 22 | 0 | 0 | 0 | 0 | 0
4 | 26 | 23 | 0 | 0 | 0 | 0 | 0
4 | 27 | 0 | 0 | 0 | 0 | 0 | 0
4 | 27 | 1 | 0 | 0 | 0 | 0 | 0
4 | 27 | 2 | 0 | 0 | 0 | 0 | 0
4 | 27 | 3 | 0 | 0 | 0 | 0 | 0
4 | 27 | 4 | 0 | 0 | 0 | 0 | 0
4 | 27 | 5 | 0 | 0 | 0 | 0 | 0
4 | 27 | 6 | 10644.633 | 10644.633 | 10644.633 | 10644.633 | 10644.633
4 | 27 | 7 | 86403.067 | 82509.605 | 71301.883 | 58680.197 | 53095.731
4 | 27 | 8 | 39087.964 | 39036.769 | 38737.414 | 38365.299 | 38138.393
4 | 27 | 9 | 46033.693 | 46080.354 | 45790.013 | 45332.787 | 44976.4
4 | 27 | 10 | 86401.789 | 87247.278 | 86567.67 | 84760.662 | 82884.314
4 | 27 | 11 | 64299.907 | 65025.626 | 65152.609 | 64606.484 | 63707.119
4 | 27 | 12 | 47114.022 | 47542.154 | 47823.649 | 47793.594 | 47469.597
4 | 27 | 13 | 89870.274 | 92223.613 | 94586.615 | 95576.185 | 94613.845
4 | 27 | 14 | 101813.519 | 108893.585 | 118171.089 | 124279.78 | 123667.262
4 | 27 | 15 | 65479.251 | 67840.333 | 71686.501 | 74772.846 | 75392.87
4 | 27 | 16 | 43191.058 | 44508.389 | 47615.567 | 50516.659 | 51586.513
4 | 27 | 17 | 20031.047 | 20031.047 | 20770.689 | 21732.889 | 22224.81
4 | 27 | 18 | 0 | 0 | 0 | 0 | 0
4 | 27 | 19 | 0 | 0 | 0 | 0 | 0
4 | 27 | 20 | 0 | 0 | 0 | 0 | 0
4 | 27 | 21 | 0 | 0 | 0 | 0 | 0
4 | 27 | 22 | 0 | 0 | 0 | 0 | 0
4 | 27 | 23 | 0 | 0 | 0 | 0 | 0
4 | 28 | 0 | 0 | 0 | 0 | 0 | 0
4 | 28 | 1 | 0 | 0 | 0 | 0 | 0
4 | 28 | 2 | 0 | 0 | 0 | 0 | 0
4 | 28 | 3 | 0 | 0 | 0 | 0 | 0
4 | 28 | 4 | 0 | 0 | 0 | 0 | 0
4 | 28 | 5 | 20832.8 | 16146.246 | 3167.79 | 3167.79 | 3167.79
4 | 28 | 6 | 150096.744 | 120506.806 | 54745.265 | 12522.253 | 12522.253
4 | 28 | 7 | 226270.072 | 205447.601 | 143764.633 | 69555.96 | 37581.201
4 | 28 | 8 | 211264.943 | 205712.093 | 173880.185 | 132284.457 | 104421.185
4 | 28 | 9 | 200507.438 | 202884.16 | 187143.238 | 162203.348 | 142628.081
4 | 28 | 10 | 40314.237 | 40400.7 | 40329.62 | 40142.64 | 39949.297
4 | 28 | 11 | 301309.14 | 328187.909 | 332800.328 | 312651.874 | 278824.638
4 | 28 | 12 | 217069.38 | 238488.213 | 252481.821 | 251093.859 | 235105.186
4 | 28 | 13 | 182865.086 | 205093.871 | 227278.114 | 236607.744 | 227821.776
4 | 28 | 14 | 120899.874 | 133818.497 | 150762.423 | 161957.097 | 160951.841
4 | 28 | 15 | 93412.438 | 109785.895 | 135784.372 | 156200.311 | 160404.404
4 | 28 | 16 | 48336.311 | 56142.916 | 75369.457 | 92950.401 | 99388.269
4 | 28 | 17 | 13501.968 | 13501.968 | 43562.818 | 101361.232 | 129242.031
4 | 28 | 18 | 2423.083 | 2423.083 | 2423.083 | 3046.478 | 3527.303
4 | 28 | 19 | 0 | 0 | 0 | 0 | 0
4 | 28 | 20 | 0 | 0 | 0 | 0 | 0
4 | 28 | 21 | 0 | 0 | 0 | 0 | 0
4 | 28 | 22 | 0 | 0 | 0 | 0 | 0
4 | 28 | 23 | 0 | 0 | 0 | 0 | 0
4 | 29 | 0 | 0 | 0 | 0 | 0 | 0
4 | 29 | 1 | 0 | 0 | 0 | 0 | 0
4 | 29 | 2 | 0 | 0 | 0 | 0 | 0
4 | 29 | 3 | 0 | 0 | 0 | 0 | 0
4 | 29 | 4 | 0 | 0 | 0 | 0 | 0
4 | 29 | 5 | 17182.107 | 13603.514 | 4512.993 | 4512.993 | 4512.993
4 | 29 | 6 | 127395.833 | 104488.401 | 54236.928 | 20588.48 | 20553.165
4 | 29 | 7 | 121141.441 | 113661.104 | 92419.288 | 68222.732 | 57650.956
4 | 29 | 8 | 67443.012 | 67086.708 | 65125.708 | 62675.314 | 61144.209
4 | 29 | 9 | 121702.549 | 122468.066 | 117093.709 | 108703.081 | 102207.826
4 | 29 | 10 | 146956.635 | 150541.6 | 147527.186 | 139658.308 | 131521.213
4 | 29 | 11 | 136113.38 | 141062.878 | 141914.887 | 138175.243 | 132017.296
4 | 29 | 12 | 139230.765 | 146313.345 | 150993.557 | 150561.19 | 145265.618
4 | 29 | 13 | 146865.217 | 159627.744 | 172459.239 | 177932.128 | 172939.672
4 | 29 | 14 | 136988.754 | 156064.47 | 180983.005 | 197416.326 | 196110.737
4 | 29 | 15 | 85983.284 | 97455.543 | 116055.376 | 130896.81 | 134043.828
4 | 29 | 16 | 47616.113 | 51567.517 | 61184.623 | 70111.543 | 73448.492
4 | 29 | 17 | 23927.216 | 23927.216 | 26218.32 | 29850.286 | 31676.269
4 | 29 | 18 | 261.844 | 261.844 | 261.844 | 261.844 | 261.844
4 | 29 | 19 | 0 | 0 | 0 | 0 | 0
4 | 29 | 20 | 0 | 0 | 0 | 0 | 0
4 | 29 | 21 | 0 | 0 | 0 | 0 | 0
4 | 29 | 22 | 0 | 0 | 0 | 0 | 0
4 | 29 | 23 | 0 | 0 | 0 | 0 | 0
4 | 30 | 0 | 0 | 0 | 0 | 0 | 0
4 | 30 | 1 | 0 | 0 | 0 | 0 | 0
4 | 30 | 2 | 0 | 0 | 0 | 0 | 0
4 | 30 | 3 | 0 | 0 | 0 | 0 | 0
4 | 30 | 4 | 0 | 0 | 0 | 0 | 0
4 | 30 | 5 | 0 | 0 | 0 | 0 | 0
4 | 30 | 6 | 5838.554 | 5838.554 | 5838.554 | 5838.554 | 5838.554
4 | 30 | 7 | 16520.063 | 16520.063 | 16520.063 | 16520.063 | 16520.063
4 | 30 | 8 | 22260.708 | 22260.708 | 22260.708 | 22260.708 | 22260.708
4 | 30 | 9 | 38352.316 | 38369.944 | 38238.043 | 38033.892 | 37877.084
4 | 30 | 10 | 46228.165 | 46400.646 | 46252.226 | 45869.869 | 45477.579
4 | 30 | 11 | 45379.639 | 45653.136 | 45699.906 | 45492.545 | 45152.544
4 | 30 | 12 | 71548.356 | 72686.897 | 73445.91 | 73380.945 | 72530.038
4 | 30 | 13 | 65877.536 | 66992.405 | 68130.888 | 68626.2 | 68188.34
4 | 30 | 14 | 32118.763 | 32196.121 | 32300.596 | 32370.988 | 32366.058
4 | 30 | 15 | 97119.554 | 119306.338 | 154526.471 | 182097.717 | 188066.946
4 | 30 | 16 | 39347.588 | 61907.821 | 119434.031 | 169936.57 | 188166.389
4 | 30 | 17 | 17623.027 | 17623.027 | 43211.2 | 90283.248 | 113158.59
4 | 30 | 18 | 1208.459 | 1208.459 | 1208.459 | 6470.201 | 9143.148
4 | 30 | 19 | 0 | 0 | 0 | 0 | 0
4 | 30 | 20 | 0 | 0 | 0 | 0 | 0
4 | 30 | 21 | 0 | 0 | 0 | 0 | 0
4 | 30 | 22 | 0 | 0 | 0 | 0 | 0
4 | 30 | 23 | 0 | 0 | 0 | 0 | 0
5 | 1 | 0 | 0 | 0 | 0 | 0 | 0
5 | 1 | 1 | 0 | 0 | 0 | 0 | 0
5 | 1 | 2 | 0 | 0 | 0 | 0 | 0
5 | 1 | 3 | 0 | 0 | 0 | 0 | 0
5 | 1 | 4 | 0 | 0 | 0 | 0 | 0
5 | 1 | 5 | 27618.155 | 21650.541 | 4569.918 | 4569.918 | 4569.918
5 | 1 | 6 | 147194.88 | 118721.655 | 56182.1 | 14605.958 | 14281.953
5 | 1 | 7 | 221342.105 | 200672.587 | 141515.599 | 70938.943 | 40674.352
5 | 1 | 8 | 267723.33 | 259103.843 | 213291.324 | 152860.986 | 111672.352
5 | 1 | 9 | 294738.86 | 298518.318 | 267867.985 | 219101.424 | 180576.818
5 | 1 | 10 | 300689.495 | 315583.089 | 302477.454 | 268334.329 | 232384.011
5 | 1 | 11 | 290625.563 | 315038.019 | 319120.679 | 300681.651 | 269807.302
5 | 1 | 12 | 263982.904 | 295548.2 | 316205.571 | 314592.22 | 291574.403
5 | 1 | 13 | 222175.678 | 258801.615 | 295306.751 | 311017.624 | 297572.404
5 | 1 | 14 | 167413.735 | 204688.136 | 253045.357 | 284805.824 | 282911.128
5 | 1 | 15 | 97841.4 | 135700.252 | 194720.484 | 239990.954 | 249948.776
5 | 1 | 16 | 36350.57 | 59816.278 | 120133.9 | 173302.754 | 192710.84
5 | 1 | 17 | 18961.201 | 18961.201 | 41228.352 | 81275.594 | 101039.204
5 | 1 | 18 | 1642.171 | 1642.171 | 1642.171 | 3843.959 | 4906.299
5 | 1 | 19 | 0 | 0 | 0 | 0 | 0
5 | 1 | 20 | 0 | 0 | 0 | 0 | 0
5 | 1 | 21 | 0 | 0 | 0 | 0 | 0
5 | 1 | 22 | 0 | 0 | 0 | 0 | 0
5 | 1 | 23 | 0 | 0 | 0 | 0 | 0
5 | 2 | 0 | 0 | 0 | 0 | 0 | 0
5 | 2 | 1 | 0 | 0 | 0 | 0 | 0
5 | 2 | 2 | 0 | 0 | 0 | 0 | 0
5 | 2 | 3 | 0 | 0 | 0 | 0 | 0
5 | 2 | 4 | 0 | 0 | 0 | 0 | 0
5 | 2 | 5 | 25666.959 | 20009.043 | 5088.186 | 5088.186 | 5088.186
5 | 2 | 6 | 95131.929 | 79478.861 | 45740.482 | 22494.984 | 22167.219
5 | 2 | 7 | 60795.559 | 59345.436 | 55412.297 | 51090.14 | 49208.567
5 | 2 | 8 | 251662.458 | 243564.752 | 201590.136 | 146473.029 | 109179.954
5 | 2 | 9 | 279491.222 | 282690.878 | 254758.673 | 210473.972 | 175585.089
5 | 2 | 10 | 252363.515 | 263160.474 | 253432.002 | 228421.988 | 202298.428
5 | 2 | 11 | 276167.953 | 298291.393 | 301945.224 | 285208.727 | 257089.587
5 | 2 | 12 | 248247.219 | 276360.907 | 294781.029 | 293465.99 | 273112.742
5 | 2 | 13 | 161256.76 | 176105.76 | 191269.676 | 197970.224 | 192408.932
5 | 2 | 14 | 102370.783 | 109070.451 | 118145.811 | 124317.833 | 124003.186
5 | 2 | 15 | 99343.538 | 130813.118 | 180858.036 | 220031.998 | 228923.978
5 | 2 | 16 | 48589.211 | 61128.133 | 93158.856 | 122468.575 | 133579.679
5 | 2 | 17 | 11370.409 | 11370.409 | 11370.409 | 11370.409 | 11370.409
5 | 2 | 18 | 0 | 0 | 0 | 0 | 0
5 | 2 | 19 | 0 | 0 | 0 | 0 | 0
5 | 2 | 20 | 0 | 0 | 0 | 0 | 0
5 | 2 | 21 | 0 | 0 | 0 | 0 | 0
5 | 2 | 22 | 0 | 0 | 0 | 0 | 0
5 | 2 | 23 | 0 | 0 | 0 | 0 | 0
5 | 3 | 0 | 0 | 0 | 0 | 0 | 0
5 | 3 | 1 | 0 | 0 | 0 | 0 | 0
5 | 3 | 2 | 0 | 0 | 0 | 0 | 0
5 | 3 | 3 | 0 | 0 | 0 | 0 | 0
5 | 3 | 4 | 0 | 0 | 0 | 0 | 0
5 | 3 | 5 | 0 | 0 | 0 | 0 | 0
5 | 3 | 6 | 44392.908 | 40916.882 | 33780.611 | 28271.672 | 28087.431
5 | 3 | 7 | 8691.975 | 8691.975 | 8691.975 | 8691.975 | 8691.975
5 | 3 | 8 | 28318.679 | 28314.566 | 28294.261 | 28269.659 | 28255.171
5 | 3 | 9 | 64149.349 | 64240.095 | 63394.956 | 62108.815 | 61135.058
5 | 3 | 10 | 55736.719 | 56018.487 | 55758.371 | 55108.738 | 54450.128
5 | 3 | 11 | 86550.046 | 87745.133 | 87943.695 | 87029.548 | 85537.705
5 | 3 | 12 | 70143.507 | 71169.304 | 71862.402 | 71816.945 | 71059.548
5 | 3 | 13 | 18072.867 | 18072.867 | 18072.867 | 18072.867 | 18072.867
5 | 3 | 14 | 98125.054 | 103913.104 | 111812.668 | 117220.056 | 116993.667
5 | 3 | 15 | 69500.854 | 73613.477 | 80636.196 | 86464.137 | 87836.051
5 | 3 | 16 | 4455.242 | 4455.242 | 4455.242 | 4455.242 | 4455.242
5 | 3 | 17 | 7893.755 | 7893.755 | 7893.755 | 7893.755 | 7893.755
5 | 3 | 18 | 0 | 0 | 0 | 0 | 0
5 | 3 | 19 | 0 | 0 | 0 | 0 | 0
5 | 3 | 20 | 0 | 0 | 0 | 0 | 0
5 | 3 | 21 | 0 | 0 | 0 | 0 | 0
5 | 3 | 22 | 0 | 0 | 0 | 0 | 0
5 | 3 | 23 | 0 | 0 | 0 | 0 | 0
5 | 4 | 0 | 0 | 0 | 0 | 0 | 0
5 | 4 | 1 | 0 | 0 | 0 | 0 | 0
5 | 4 | 2 | 0 | 0 | 0 | 0 | 0
5 | 4 | 3 | 0 | 0 | 0 | 0 | 0
5 | 4 | 4 | 0 | 0 | 0 | 0 | 0
5 | 4 | 5 | 0 | 0 | 0 | 0 | 0
5 | 4 | 6 | 330.253 | 330.253 | 330.253 | 330.253 | 330.253
5 | 4 | 7 | 27722.038 | 27674.509 | 27550.526 | 27422.724 | 27365.961
5 | 4 | 8 | 83231.95 | 82556.402 | 79301.233 | 75308.594 | 72851.52
5 | 4 | 9 | 133760.046 | 134368.648 | 128201.289 | 118835.389 | 111753.897
5 | 4 | 10 | 46338.717 | 46479.99 | 46346.419 | 46016.256 | 45682.911
5 | 4 | 11 | 180276.448 | 189102.315 | 190548.573 | 183784.287 | 172711.567
5 | 4 | 12 | 134685.383 | 140764.125 | 144879.364 | 144635.986 | 140175.293
5 | 4 | 13 | 114138.661 | 119867.619 | 125828.887 | 128539.7 | 126424.021
5 | 4 | 14 | 105104.149 | 111654.436 | 120648.914 | 126842.713 | 126638.405
5 | 4 | 15 | 71894.147 | 74560.432 | 79095.789 | 82856.199 | 83762.374
5 | 4 | 16 | 37978.474 | 38408.167 | 39427.6 | 40439.702 | 40851.482
5 | 4 | 17 | 23373.397 | 23373.397 | 24377.214 | 25635.31 | 26308.726
5 | 4 | 18 | 928.961 | 928.961 | 928.961 | 928.961 | 928.961
5 | 4 | 19 | 0 | 0 | 0 | 0 | 0
5 | 4 | 20 | 0 | 0 | 0 | 0 | 0
5 | 4 | 21 | 0 | 0 | 0 | 0 | 0
5 | 4 | 22 | 0 | 0 | 0 | 0 | 0
5 | 4 | 23 | 0 | 0 | 0 | 0 | 0
5 | 5 | 0 | 0 | 0 | 0 | 0 | 0
5 | 5 | 1 | 0 | 0 | 0 | 0 | 0
5 | 5 | 2 | 0 | 0 | 0 | 0 | 0
5 | 5 | 3 | 0 | 0 | 0 | 0 | 0
5 | 5 | 4 | 0 | 0 | 0 | 0 | 0
5 | 5 | 5 | 0 | 0 | 0 | 0 | 0
5 | 5 | 6 | 3367.367 | 3367.367 | 3367.367 | 3367.367 | 3367.367
5 | 5 | 7 | 19361.169 | 19361.169 | 19361.169 | 19361.169 | 19361.169
5 | 5 | 8 | 46453.813 | 46342.562 | 45819.483 | 45191.025 | 44825.318
5 | 5 | 9 | 223685.319 | 225336.659 | 206960.564 | 178913.41 | 157590.287
5 | 5 | 10 | 254208.775 | 264593.406 | 254536.302 | 229626.923 | 204157.873
5 | 5 | 11 | 104558.477 | 106277.508 | 106556.672 | 105232.803 | 103080.034
5 | 5 | 12 | 98861.398 | 100932.694 | 102343.668 | 102268.966 | 100752.262
5 | 5 | 13 | 139395.784 | 148238.818 | 157471.522 | 161709.518 | 158501.93
5 | 5 | 14 | 72349.01 | 73933.523 | 76130.395 | 77656.863 | 77619.656
5 | 5 | 15 | 59342.416 | 60712.488 | 63089.522 | 65086.494 | 65578.429
5 | 5 | 16 | 36652.719 | 37040.217 | 37967.971 | 38892.634 | 39272.419
5 | 5 | 17 | 21584.941 | 21584.941 | 22326.266 | 23250.369 | 23747.953
5 | 5 | 18 | 1264.048 | 1264.048 | 1264.048 | 1264.048 | 1264.048
5 | 5 | 19 | 0 | 0 | 0 | 0 | 0
5 | 5 | 20 | 0 | 0 | 0 | 0 | 0
5 | 5 | 21 | 0 | 0 | 0 | 0 | 0
5 | 5 | 22 | 0 | 0 | 0 | 0 | 0
5 | 5 | 23 | 0 | 0 | 0 | 0 | 0
5 | 6 | 0 | 0 | 0 | 0 | 0 | 0
5 | 6 | 1 | 0 | 0 | 0 | 0 | 0
5 | 6 | 2 | 0 | 0 | 0 | 0 | 0
5 | 6 | 3 | 0 | 0 | 0 | 0 | 0
5 | 6 | 4 | 0 | 0 | 0 | 0 | 0
5 | 6 | 5 | 25141.213 | 20436.161 | 6343.535 | 6324.522 | 6324.522
5 | 6 | 6 | 34368.671 | 33061.62 | 30456.699 | 28345.834 | 28208.937
5 | 6 | 7 | 83507.143 | 79822.506 | 70206.493 | 59729.933 | 55282.639
5 | 6 | 8 | 205276.941 | 199070.482 | 170287.942 | 134352.217 | 111340.022
5 | 6 | 9 | 229327.789 | 230905.698 | 211557.381 | 182205.239 | 160014.355
5 | 6 | 10 | 199786.759 | 205877.839 | 199832.8 | 185106.977 | 170243.594
5 | 6 | 11 | 271802.417 | 291558.087 | 294701.44 | 279486.997 | 254461.41
5 | 6 | 12 | 217136.557 | 236357.523 | 249378.941 | 248771.182 | 234877.396
5 | 6 | 13 | 146102.378 | 155954.304 | 166285.906 | 171075.61 | 167559.033
5 | 6 | 14 | 101813.486 | 108040.55 | 116707.932 | 122750.435 | 122654.112
5 | 6 | 15 | 100595.61 | 121098.199 | 155055.138 | 182553.609 | 189398.497
5 | 6 | 16 | 50351.759 | 61829.976 | 91680.062 | 119275.217 | 130142.118
5 | 6 | 17 | 1693.649 | 1693.649 | 1693.649 | 1693.649 | 1693.649
5 | 6 | 18 | 0 | 0 | 0 | 0 | 0
5 | 6 | 19 | 0 | 0 | 0 | 0 | 0
5 | 6 | 20 | 0 | 0 | 0 | 0 | 0
5 | 6 | 21 | 0 | 0 | 0 | 0 | 0
5 | 6 | 22 | 0 | 0 | 0 | 0 | 0
5 | 6 | 23 | 0 | 0 | 0 | 0 | 0
5 | 7 | 0 | 0 | 0 | 0 | 0 | 0
5 | 7 | 1 | 0 | 0 | 0 | 0 | 0
5 | 7 | 2 | 0 | 0 | 0 | 0 | 0
5 | 7 | 3 | 0 | 0 | 0 | 0 | 0
5 | 7 | 4 | 0 | 0 | 0 | 0 | 0
5 | 7 | 5 | 42092.807 | 33378.588 | 5625.417 | 5527.791 | 5527.791
5 | 7 | 6 | 155293.842 | 125003.685 | 59140.718 | 13238.4 | 12042.19
5 | 7 | 7 | 221605.676 | 200316.277 | 142574.368 | 73831.58 | 44918.995
5 | 7 | 8 | 266935.444 | 257124.714 | 211858.642 | 153593.224 | 114855.609
5 | 7 | 9 | 291402.395 | 293553.386 | 263956.963 | 218273.437 | 183145.573
5 | 7 | 10 | 298255.222 | 311149.894 | 298032.374 | 265782.342 | 232519.758
5 | 7 | 11 | 288340.102 | 310255.688 | 313671.88 | 296782.909 | 268723.242
5 | 7 | 12 | 260692.551 | 289049.309 | 307965.215 | 307200.247 | 287154.85
5 | 7 | 13 | 220107.53 | 252181.546 | 284790.806 | 299627.977 | 289086.55
5 | 7 | 14 | 169572.171 | 202721.46 | 247218.417 | 277081.091 | 276853.53
5 | 7 | 15 | 102231.091 | 138257.585 | 195638.025 | 240133.967 | 251180.787
5 | 7 | 16 | 35276.69 | 59991.425 | 125068.859 | 182294.529 | 204119.701
5 | 7 | 17 | 12732.916 | 12732.916 | 45854.761 | 104958.325 | 134166.563
5 | 7 | 18 | 3144.335 | 3144.335 | 3144.335 | 16211.575 | 21532.784
5 | 7 | 19 | 0 | 0 | 0 | 0 | 0
5 | 7 | 20 | 0 | 0 | 0 | 0 | 0
5 | 7 | 21 | 0 | 0 | 0 | 0 | 0
5 | 7 | 22 | 0 | 0 | 0 | 0 | 0
5 | 7 | 23 | 0 | 0 | 0 | 0 | 0
5 | 8 | 0 | 0 | 0 | 0 | 0 | 0
5 | 8 | 1 | 0 | 0 | 0 | 0 | 0
5 | 8 | 2 | 0 | 0 | 0 | 0 | 0
5 | 8 | 3 | 0 | 0 | 0 | 0 | 0
5 | 8 | 4 | 0 | 0 | 0 | 0 | 0
5 | 8 | 5 | 42303.185 | 33256.989 | 6635.051 | 6471.228 | 6471.228
5 | 8 | 6 | 152624.339 | 123553.827 | 60642.903 | 16305.848 | 14909.592
5 | 8 | 7 | 220921.273 | 199752.311 | 142923.766 | 75626.511 | 47403.162
5 | 8 | 8 | 263006.559 | 253388.532 | 209868.06 | 153970.926 | 116953.477
5 | 8 | 9 | 284034.756 | 285851.644 | 257646.24 | 213994.398 | 180341.383
5 | 8 | 10 | 287453.99 | 299013.737 | 286955.803 | 257436.829 | 226892.252
5 | 8 | 11 | 260675.586 | 278268.554 | 280974.086 | 267354.337 | 244806.627
5 | 8 | 12 | 236202.915 | 258812.381 | 274051.678 | 273520.996 | 257505.432
5 | 8 | 13 | 197176.338 | 221862.744 | 247459.447 | 259362.026 | 251146.008
5 | 8 | 14 | 149845.913 | 173062.44 | 205054.388 | 227076.671 | 227080.562
5 | 8 | 15 | 96718.372 | 114726.381 | 144840.46 | 169333.003 | 175643.527
5 | 8 | 16 | 49183.436 | 61835.009 | 95161.725 | 125689.047 | 137796.185
5 | 8 | 17 | 22440.17 | 22440.17 | 44256.933 | 81812.859 | 100760.906
5 | 8 | 18 | 4061.783 | 4061.783 | 4061.783 | 10685.655 | 14012.255
5 | 8 | 19 | 0 | 0 | 0 | 0 | 0
5 | 8 | 20 | 0 | 0 | 0 | 0 | 0
5 | 8 | 21 | 0 | 0 | 0 | 0 | 0
5 | 8 | 22 | 0 | 0 | 0 | 0 | 0
5 | 8 | 23 | 0 | 0 | 0 | 0 | 0
5 | 9 | 0 | 0 | 0 | 0 | 0 | 0
5 | 9 | 1 | 0 | 0 | 0 | 0 | 0
5 | 9 | 2 | 0 | 0 | 0 | 0 | 0
5 | 9 | 3 | 0 | 0 | 0 | 0 | 0
5 | 9 | 4 | 0 | 0 | 0 | 0 | 0
5 | 9 | 5 | 4670.682 | 4670.682 | 4670.682 | 4670.682 | 4670.682
5 | 9 | 6 | 33231.353 | 32159.505 | 30080.236 | 28348.764 | 28177.214
5 | 9 | 7 | 14498.859 | 14498.859 | 14498.859 | 14498.859 | 14498.859
5 | 9 | 8 | 168491.17 | 163967.496 | 144349.829 | 120388.032 | 105508.682
5 | 9 | 9 | 134591.871 | 134960.857 | 128537.02 | 119048.67 | 112052.492
5 | 9 | 10 | 43663.648 | 43783.032 | 43655.398 | 43355.524 | 43059.082
5 | 9 | 11 | 102798.968 | 104402.271 | 104648.554 | 103393.859 | 101371.923
5 | 9 | 12 | 75854.967 | 77030.573 | 77844.689 | 77820.638 | 76972.498
5 | 9 | 13 | 94506.839 | 96812.697 | 99277.805 | 100459.034 | 99665.757
5 | 9 | 14 | 40303.106 | 40503.336 | 40788.125 | 40990.647 | 40992.248
5 | 9 | 15 | 30563.683 | 30630.029 | 30752.175 | 30858.572 | 30886.888
5 | 9 | 16 | 51585.708 | 57764.813 | 73950.871 | 89412.666 | 95770.764
5 | 9 | 17 | 25511.821 | 25511.821 | 27748.886 | 31049.393 | 32797.157
5 | 9 | 18 | 2934.983 | 2934.983 | 2934.983 | 2934.983 | 2934.983
5 | 9 | 19 | 0 | 0 | 0 | 0 | 0
5 | 9 | 20 | 0 | 0 | 0 | 0 | 0
5 | 9 | 21 | 0 | 0 | 0 | 0 | 0
5 | 9 | 22 | 0 | 0 | 0 | 0 | 0
5 | 9 | 23 | 0 | 0 | 0 | 0 | 0
5 | 10 | 0 | 0 | 0 | 0 | 0 | 0
5 | 10 | 1 | 0 | 0 | 0 | 0 | 0
5 | 10 | 2 | 0 | 0 | 0 | 0 | 0
5 | 10 | 3 | 0 | 0 | 0 | 0 | 0
5 | 10 | 4 | 0 | 0 | 0 | 0 | 0
5 | 10 | 5 | 710.053 | 710.053 | 710.053 | 710.053 | 710.053
5 | 10 | 6 | 28737.147 | 28155.51 | 27063.329 | 26100.728 | 25977.329
5 | 10 | 7 | 49761.491 | 49076.179 | 47372.235 | 45611.184 | 44871.714
5 | 10 | 8 | 83027.375 | 82252.089 | 78977.566 | 75068.36 | 72742.379
5 | 10 | 9 | 78348.248 | 78417.325 | 77024.02 | 74983.693 | 73491.514
5 | 10 | 10 | 48471.595 | 48643.982 | 48454.972 | 48015.297 | 47582.526
5 | 10 | 11 | 68685.29 | 69388.378 | 69494.656 | 68941.886 | 68053.794
5 | 10 | 12 | 53172.227 | 53701.123 | 54068.849 | 54059.984 | 53679.721
5 | 10 | 13 | 71646.406 | 72859.972 | 74164.251 | 74795.329 | 74383.71
5 | 10 | 14 | 42427.86 | 42647.685 | 42962.046 | 43186.794 | 43190.256
5 | 10 | 15 | 27004.15 | 27006.942 | 27012.116 | 27016.641 | 27017.866
5 | 10 | 16 | 22932.173 | 22932.173 | 22932.173 | 22932.173 | 22932.173
5 | 10 | 17 | 12127.328 | 12127.328 | 12127.328 | 12127.328 | 12127.328
5 | 10 | 18 | 262.326 | 262.326 | 262.326 | 262.326 | 262.326
5 | 10 | 19 | 0 | 0 | 0 | 0 | 0
5 | 10 | 20 | 0 | 0 | 0 | 0 | 0
5 | 10 | 21 | 0 | 0 | 0 | 0 | 0
5 | 10 | 22 | 0 | 0 | 0 | 0 | 0
5 | 10 | 23 | 0 | 0 | 0 | 0 | 0
5 | 11 | 0 | 0 | 0 | 0 | 0 | 0
5 | 11 | 1 | 0 | 0 | 0 | 0 | 0
5 | 11 | 2 | 0 | 0 | 0 | 0 | 0
5 | 11 | 3 | 0 | 0 | 0 | 0 | 0
5 | 11 | 4 | 0 | 0 | 0 | 0 | 0
5 | 11 | 5 | 44455.515 | 34179.062 | 9124.362 | 8755.803 | 8755.803
5 | 11 | 6 | 154369.893 | 125499.269 | 64544.739 | 21219.522 | 19214.353
5 | 11 | 7 | 225433.218 | 203342.391 | 146407.634 | 80832.724 | 54005.047
5 | 11 | 8 | 272810.681 | 261920.54 | 216068.51 | 159294.223 | 123131.918
5 | 11 | 9 | 129778.077 | 130025.281 | 124100.506 | 115453.962 | 109150.455
5 | 11 | 10 | 320400.716 | 333879.265 | 318712.492 | 283245.916 | 247786.511
5 | 11 | 11 | 317489.627 | 341502.967 | 345041.142 | 326139.93 | 295419.569
5 | 11 | 12 | 293448.745 | 325664.952 | 347803.191 | 347388.634 | 324650.996
5 | 11 | 13 | 251274.27 | 288344.342 | 327591.137 | 346448.217 | 334522.77
5 | 11 | 14 | 193739.991 | 231281.002 | 284152.572 | 321295.19 | 322128.851
5 | 11 | 15 | 117177.151 | 156735.047 | 222724.393 | 276360.884 | 290879.86
5 | 11 | 16 | 41332.511 | 68459.395 | 142494.316 | 209971.664 | 237145.6
5 | 11 | 17 | 13287.064 | 13287.064 | 53256.755 | 123645.247 | 159414.946
5 | 11 | 18 | 4758.705 | 4758.705 | 4758.705 | 26052.771 | 33657.413
5 | 11 | 19 | 0 | 0 | 0 | 0 | 0
5 | 11 | 20 | 0 | 0 | 0 | 0 | 0
5 | 11 | 21 | 0 | 0 | 0 | 0 | 0
5 | 11 | 22 | 0 | 0 | 0 | 0 | 0
5 | 11 | 23 | 0 | 0 | 0 | 0 | 0
5 | 12 | 0 | 0 | 0 | 0 | 0 | 0
5 | 12 | 1 | 0 | 0 | 0 | 0 | 0
5 | 12 | 2 | 0 | 0 | 0 | 0 | 0
5 | 12 | 3 | 0 | 0 | 0 | 0 | 0
5 | 12 | 4 | 0 | 0 | 0 | 0 | 0
5 | 12 | 5 | 59085.189 | 44798.183 | 7805.552 | 7332.922 | 7332.922
5 | 12 | 6 | 184748.849 | 148105.71 | 70036.085 | 14856.461 | 12404.691
5 | 12 | 7 | 257392.843 | 231164.062 | 163757.316 | 85405.424 | 53532.563
5 | 12 | 8 | 306640.737 | 294030.294 | 241785.27 | 176946.4 | 135322.829
5 | 12 | 9 | 335671.86 | 336861.236 | 301551.85 | 249029.267 | 210040.782
5 | 12 | 10 | 343043.417 | 356972.002 | 340888.503 | 303552.017 | 266265.712
5 | 12 | 11 | 330741.671 | 355366.214 | 358921.755 | 339456.036 | 307815.206
5 | 12 | 12 | 298543.401 | 330772.859 | 352925.708 | 352623.196 | 330030.889
5 | 12 | 13 | 252389.582 | 289112.605 | 328007.735 | 346793.899 | 335254.448
5 | 12 | 14 | 193835.373 | 231069.375 | 283531.686 | 320378.973 | 321460.416
5 | 12 | 15 | 116940.904 | 156687.792 | 222929.824 | 276582.091 | 291268.397
5 | 12 | 16 | 42228.355 | 69188.93 | 142899.909 | 209574.548 | 236440.656
5 | 12 | 17 | 15215.353 | 15215.353 | 47721.944 | 103305.051 | 131688.766
5 | 12 | 18 | 4914.989 | 4914.989 | 4914.989 | 21945.617 | 28792.113
5 | 12 | 19 | 0 | 0 | 0 | 0 | 0
5 | 12 | 20 | 0 | 0 | 0 | 0 | 0
5 | 12 | 21 | 0 | 0 | 0 | 0 | 0
5 | 12 | 22 | 0 | 0 | 0 | 0 | 0
5 | 12 | 23 | 0 | 0 | 0 | 0 | 0
5 | 13 | 0 | 0 | 0 | 0 | 0 | 0
5 | 13 | 1 | 0 | 0 | 0 | 0 | 0
5 | 13 | 2 | 0 | 0 | 0 | 0 | 0
5 | 13 | 3 | 0 | 0 | 0 | 0 | 0
5 | 13 | 4 | 0 | 0 | 0 | 0 | 0
5 | 13 | 5 | 60731.215 | 45582.296 | 7750.508 | 7213.938 | 7213.938
5 | 13 | 6 | 181679.592 | 145644.664 | 68839.822 | 14266.052 | 11640.832
5 | 13 | 7 | 248986.849 | 223751.056 | 159041.025 | 83386.428 | 52642.402
5 | 13 | 8 | 291566.417 | 279609.62 | 230696.529 | 169721.367 | 130492.822
5 | 13 | 9 | 312467.57 | 313298.159 | 281465.934 | 233998.65 | 198685.542
5 | 13 | 10 | 318233.488 | 330369.18 | 315983.651 | 282724.062 | 249414.534
5 | 13 | 11 | 305086.186 | 326517.358 | 329540.698 | 312535.059 | 284807.317
5 | 13 | 12 | 277118.859 | 305448.448 | 324869.693 | 324699.335 | 305028.461
5 | 13 | 13 | 233301.151 | 266096.786 | 300717.478 | 317470.476 | 307476.433
5 | 13 | 14 | 179831 | 212955.422 | 259522.982 | 292122.366 | 293294.292
5 | 13 | 15 | 111221.288 | 146512.548 | 205319.145 | 252753.681 | 265859.756
5 | 13 | 16 | 42617.601 | 66217.069 | 130513.412 | 188516.466 | 211957.92
5 | 13 | 17 | 18077.053 | 18077.053 | 45228.726 | 90397.544 | 113584.768
5 | 13 | 18 | 5301.932 | 5301.932 | 5301.932 | 19656.032 | 26200.449
5 | 13 | 19 | 0 | 0 | 0 | 0 | 0
5 | 13 | 20 | 0 | 0 | 0 | 0 | 0
5 | 13 | 21 | 0 | 0 | 0 | 0 | 0
5 | 13 | 22 | 0 | 0 | 0 | 0 | 0
5 | 13 | 23 | 0 | 0 | 0 | 0 | 0
5 | 14 | 0 | 0 | 0 | 0 | 0 | 0
5 | 14 | 1 | 0 | 0 | 0 | 0 | 0
5 | 14 | 2 | 0 | 0 | 0 | 0 | 0
5 | 14 | 3 | 0 | 0 | 0 | 0 | 0
5 | 14 | 4 | 0 | 0 | 0 | 0 | 0
5 | 14 | 5 | 45211.753 | 33923.251 | 8878.506 | 8359.308 | 8359.308
5 | 14 | 6 | 159541.816 | 128475.137 | 63503.906 | 17308.903 | 14710.866
5 | 14 | 7 | 227728.957 | 204396.208 | 145703.259 | 78497.078 | 51531.071
5 | 14 | 8 | 273551.471 | 261922.928 | 215480.048 | 158552.147 | 122659.814
5 | 14 | 9 | 299266.319 | 299849.736 | 268805.987 | 223116.407 | 189554.183
5 | 14 | 10 | 305781.003 | 317463.223 | 303252.139 | 270872.856 | 238800.835
5 | 14 | 11 | 294514.829 | 315513.668 | 318422.563 | 301647.886 | 274522.815
5 | 14 | 12 | 268833.625 | 297021.243 | 316519.851 | 316439.529 | 296824.182
5 | 14 | 13 | 227894.38 | 260152.416 | 294617.528 | 311535.558 | 301712.994
5 | 14 | 14 | 175786.595 | 208570.058 | 255237.132 | 288322.622 | 289731.86
5 | 14 | 15 | 106667.383 | 141458.331 | 200157.262 | 248126.538 | 261643.76
5 | 14 | 16 | 39692.438 | 63304.741 | 128616.683 | 188087.72 | 212435.881
5 | 14 | 17 | 11679.261 | 11679.261 | 48665.816 | 112093.303 | 144521.269
5 | 14 | 18 | 4398.153 | 4398.153 | 4398.153 | 26614.294 | 35271.712
5 | 14 | 19 | 0 | 0 | 0 | 0 | 0
5 | 14 | 20 | 0 | 0 | 0 | 0 | 0
5 | 14 | 21 | 0 | 0 | 0 | 0 | 0
5 | 14 | 22 | 0 | 0 | 0 | 0 | 0
5 | 14 | 23 | 0 | 0 | 0 | 0 | 0
5 | 15 | 0 | 0 | 0 | 0 | 0 | 0
5 | 15 | 1 | 0 | 0 | 0 | 0 | 0
5 | 15 | 2 | 0 | 0 | 0 | 0 | 0
5 | 15 | 3 | 0 | 0 | 0 | 0 | 0
5 | 15 | 4 | 0 | 0 | 0 | 0 | 0
5 | 15 | 5 | 49667.791 | 36890.97 | 8709.264 | 8130.396 | 8130.396
5 | 15 | 6 | 154908.97 | 124889.36 | 62521.742 | 18109.436 | 15393.679
5 | 15 | 7 | 222780.395 | 199874.473 | 142854.923 | 78004.813 | 52183.327
5 | 15 | 8 | 268561.466 | 256960.869 | 211498.893 | 156219.722 | 121691.764
5 | 15 | 9 | 252737.01 | 253013.328 | 229155.821 | 194563.643 | 169513.375
5 | 15 | 10 | 279465.799 | 289166.605 | 277055.509 | 249865.148 | 223233.984
5 | 15 | 11 | 288239.776 | 308472.725 | 311216.013 | 294953.928 | 268794.292
5 | 15 | 12 | 261645.613 | 289126.541 | 308211.541 | 308218.473 | 289143.537
5 | 15 | 13 | 206189.097 | 230853.896 | 257448.95 | 270660.049 | 263193.512
5 | 15 | 14 | 169405.458 | 200082.168 | 243782.59 | 274762.612 | 276273.956
5 | 15 | 15 | 104383.691 | 135756.981 | 188864.169 | 232198.913 | 244518.243
5 | 15 | 16 | 43029.37 | 63845.141 | 121127.914 | 173205.396 | 194603.491
5 | 15 | 17 | 17232.662 | 17256.227 | 47653.121 | 97906.902 | 123613.808
5 | 15 | 18 | 6234.827 | 6234.827 | 6234.827 | 18880.073 | 24520.862
5 | 15 | 19 | 0 | 0 | 0 | 0 | 0
5 | 15 | 20 | 0 | 0 | 0 | 0 | 0
5 | 15 | 21 | 0 | 0 | 0 | 0 | 0
5 | 15 | 22 | 0 | 0 | 0 | 0 | 0
5 | 15 | 23 | 0 | 0 | 0 | 0 | 0
5 | 16 | 0 | 0 | 0 | 0 | 0 | 0
5 | 16 | 1 | 0 | 0 | 0 | 0 | 0
5 | 16 | 2 | 0 | 0 | 0 | 0 | 0
5 | 16 | 3 | 0 | 0 | 0 | 0 | 0
5 | 16 | 4 | 0 | 0 | 0 | 0 | 0
5 | 16 | 5 | 6535.663 | 6535.663 | 6535.663 | 6535.663 | 6535.663
5 | 16 | 6 | 27923.685 | 27424.493 | 26514.241 | 25726.323 | 25582.638
5 | 16 | 7 | 130773.059 | 121371.832 | 98486.927 | 73316.437 | 63314.348
5 | 16 | 8 | 224325.69 | 215585.232 | 181738.056 | 140553 | 115086.089
5 | 16 | 9 | 271522.297 | 271639.018 | 245012.115 | 205836.145 | 177084.47
5 | 16 | 10 | 244435.465 | 252110.574 | 242269.823 | 220309.503 | 198802.538
5 | 16 | 11 | 240232.944 | 254563.009 | 256460.133 | 244873.69 | 226304.603
5 | 16 | 12 | 223858.493 | 243255.633 | 256798.688 | 256861.76 | 243409.966
5 | 16 | 13 | 148345.726 | 159182.377 | 171051.882 | 177049.711 | 173745.571
5 | 16 | 14 | 170093.38 | 199830.409 | 242369.431 | 272637.278 | 274296.889
5 | 16 | 15 | 106789.611 | 137853.74 | 190928.466 | 234610.749 | 247223.799
5 | 16 | 16 | 44494.784 | 65489.518 | 123760.939 | 177190.348 | 199408.57
5 | 16 | 17 | 16671.654 | 16784.057 | 48661.19 | 101538.775 | 128757.415
5 | 16 | 18 | 5907.652 | 5907.652 | 5907.652 | 22507.727 | 30343.05
5 | 16 | 19 | 0 | 0 | 0 | 0 | 0
5 | 16 | 20 | 0 | 0 | 0 | 0 | 0
5 | 16 | 21 | 0 | 0 | 0 | 0 | 0
5 | 16 | 22 | 0 | 0 | 0 | 0 | 0
5 | 16 | 23 | 0 | 0 | 0 | 0 | 0
5 | 17 | 0 | 0 | 0 | 0 | 0 | 0
5 | 17 | 1 | 0 | 0 | 0 | 0 | 0
5 | 17 | 2 | 0 | 0 | 0 | 0 | 0
5 | 17 | 3 | 0 | 0 | 0 | 0 | 0
5 | 17 | 4 | 0 | 0 | 0 | 0 | 0
5 | 17 | 5 | 40053.857 | 30492.724 | 11035.231 | 10505.276 | 10505.276
5 | 17 | 6 | 132810.671 | 109383.275 | 61237.848 | 26073.883 | 23297.114
5 | 17 | 7 | 199464.809 | 180401.704 | 133535.411 | 80436.895 | 59407.27
5 | 17 | 8 | 89449.626 | 88005.792 | 82612.257 | 76371.176 | 72857.125
5 | 17 | 9 | 89544.476 | 89539.399 | 87606.552 | 84876.147 | 82947.684
5 | 17 | 10 | 84516.074 | 85058.166 | 84345.297 | 82794.57 | 81314.009
5 | 17 | 11 | 78544.14 | 79408.283 | 79520.675 | 78815.53 | 77705.67
5 | 17 | 12 | 142913.956 | 149091.148 | 153474.291 | 153512.872 | 149184.509
5 | 17 | 13 | 128862.548 | 135570.743 | 142983.279 | 146770.916 | 144737.761
5 | 17 | 14 | 170293.927 | 199919.757 | 242714.9 | 273464.474 | 275335.211
5 | 17 | 15 | 108548.312 | 137780.209 | 188299.581 | 230308.508 | 242629.466
5 | 17 | 16 | 51883.813 | 55123.044 | 64010.497 | 72762.104 | 76600.487
5 | 17 | 17 | 9373.418 | 9373.418 | 9373.418 | 9373.418 | 9373.418
5 | 17 | 18 | 1948.304 | 1948.304 | 1948.304 | 1948.304 | 1948.304
5 | 17 | 19 | 0 | 0 | 0 | 0 | 0
5 | 17 | 20 | 0 | 0 | 0 | 0 | 0
5 | 17 | 21 | 0 | 0 | 0 | 0 | 0
5 | 17 | 22 | 0 | 0 | 0 | 0 | 0
5 | 17 | 23 | 0 | 0 | 0 | 0 | 0
5 | 18 | 0 | 0 | 0 | 0 | 0 | 0
5 | 18 | 1 | 0 | 0 | 0 | 0 | 0
5 | 18 | 2 | 0 | 0 | 0 | 0 | 0
5 | 18 | 3 | 0 | 0 | 0 | 0 | 0
5 | 18 | 4 | 0 | 0 | 0 | 0 | 0
5 | 18 | 5 | 49720.687 | 36475.195 | 9857.772 | 9124.568 | 9124.568
5 | 18 | 6 | 145032.556 | 117904.676 | 61878.918 | 21407.515 | 18379.905
5 | 18 | 7 | 212345.926 | 190909.324 | 138437.648 | 78825.495 | 55380.961
5 | 18 | 8 | 259743.789 | 248241.072 | 205042.5 | 152803.941 | 120616.15
5 | 18 | 9 | 117745.213 | 117697.268 | 112682.993 | 105620.206 | 100647.085
5 | 18 | 10 | 295264.275 | 305537.874 | 291642.008 | 261116.534 | 231391.363
5 | 18 | 11 | 286420.736 | 305786.176 | 308212.362 | 292372.479 | 267072.623
5 | 18 | 12 | 262703.231 | 289114.391 | 307584.77 | 307817.934 | 289686.898
5 | 18 | 13 | 222747.739 | 252928.768 | 285655.799 | 302175.959 | 293563.548
5 | 18 | 14 | 172458.456 | 202968.652 | 247121.206 | 278874.428 | 280982.35
5 | 18 | 15 | 99077.446 | 111574.917 | 134054.829 | 153406.85 | 159228.346
5 | 18 | 16 | 44388.037 | 65527.473 | 124853.423 | 179397.568 | 202352.218
5 | 18 | 17 | 15577.609 | 15877.629 | 49832.121 | 105545.829 | 134286.606
5 | 18 | 18 | 6157.147 | 6157.147 | 6157.147 | 25902.941 | 35257.908
5 | 18 | 19 | 0 | 0 | 0 | 0 | 0
5 | 18 | 20 | 0 | 0 | 0 | 0 | 0
5 | 18 | 21 | 0 | 0 | 0 | 0 | 0
5 | 18 | 22 | 0 | 0 | 0 | 0 | 0
5 | 18 | 23 | 0 | 0 | 0 | 0 | 0
5 | 19 | 0 | 0 | 0 | 0 | 0 | 0
5 | 19 | 1 | 0 | 0 | 0 | 0 | 0
5 | 19 | 2 | 0 | 0 | 0 | 0 | 0
5 | 19 | 3 | 0 | 0 | 0 | 0 | 0
5 | 19 | 4 | 0 | 0 | 0 | 0 | 0
5 | 19 | 5 | 30469.049 | 23337.632 | 10055.848 | 9561.271 | 9561.271
5 | 19 | 6 | 131004.889 | 106952.758 | 58050.607 | 22679.543 | 19724.513
5 | 19 | 7 | 191532.016 | 172984.666 | 128384.33 | 78726.908 | 59415.48
5 | 19 | 8 | 233410.776 | 223534.325 | 187252.3 | 144133.404 | 118159.599
5 | 19 | 9 | 70781.452 | 70762.743 | 69620.537 | 68023.614 | 66907.455
5 | 19 | 10 | 240183.022 | 246953.109 | 237555.519 | 217290.237 | 197878.461
5 | 19 | 11 | 247340.721 | 261999.439 | 263790.076 | 251704.278 | 232612.089
5 | 19 | 12 | 233901.806 | 254196.556 | 268546.831 | 268781.689 | 254769.156
5 | 19 | 13 | 94154.758 | 96245.989 | 98582.262 | 99795.709 | 99176.788
5 | 19 | 14 | 169990.187 | 197969.724 | 238998.511 | 268913.005 | 271071.389
5 | 19 | 15 | 110722.918 | 137892.122 | 185783.186 | 226324.952 | 238563.127
5 | 19 | 16 | 51835.516 | 69357.072 | 118917.058 | 165449.443 | 185439.724
5 | 19 | 17 | 21483.048 | 21867.259 | 49327.553 | 93282.326 | 116467.555
5 | 19 | 18 | 7134.25 | 7134.25 | 7134.25 | 19345.063 | 25579.332
5 | 19 | 19 | 0 | 0 | 0 | 0 | 0
5 | 19 | 20 | 0 | 0 | 0 | 0 | 0
5 | 19 | 21 | 0 | 0 | 0 | 0 | 0
5 | 19 | 22 | 0 | 0 | 0 | 0 | 0
5 | 19 | 23 | 0 | 0 | 0 | 0 | 0
5 | 20 | 0 | 0 | 0 | 0 | 0 | 0
5 | 20 | 1 | 0 | 0 | 0 | 0 | 0
5 | 20 | 2 | 0 | 0 | 0 | 0 | 0
5 | 20 | 3 | 0 | 0 | 0 | 0 | 0
5 | 20 | 4 | 0 | 0 | 0 | 0 | 0
5 | 20 | 5 | 6222.156 | 6222.156 | 6222.156 | 6222.156 | 6222.156
5 | 20 | 6 | 2826.288 | 2826.288 | 2826.288 | 2826.288 | 2826.288
5 | 20 | 7 | 160157.086 | 146349.027 | 113691.371 | 78066.616 | 64337.702
5 | 20 | 8 | 229586.742 | 219857.911 | 184688.779 | 143200.984 | 118475.758
5 | 20 | 9 | 292916.169 | 292213.938 | 261405.718 | 217478.165 | 186234.754
5 | 20 | 10 | 300753.134 | 310980.383 | 296388.699 | 264990.575 | 234795.921
5 | 20 | 11 | 289665.094 | 309040.917 | 311328.762 | 295263.33 | 269854.619
5 | 20 | 12 | 169464.748 | 179274.903 | 186279.043 | 186418.545 | 179612.978
5 | 20 | 13 | 134731.847 | 142069.267 | 150274.262 | 154553.598 | 152425.518
5 | 20 | 14 | 175453.588 | 205909.469 | 250653.979 | 283308.991 | 285832.851
5 | 20 | 15 | 110558.506 | 140962.759 | 194422.115 | 239552.834 | 253286.603
5 | 20 | 16 | 56855.378 | 61741.399 | 75524.424 | 88978.137 | 94938.779
5 | 20 | 17 | 22559.95 | 22589.279 | 23217.856 | 23969.196 | 24402.992
5 | 20 | 18 | 5846.16 | 5846.16 | 5846.16 | 5900.788 | 5940.564
5 | 20 | 19 | 0 | 0 | 0 | 0 | 0
5 | 20 | 20 | 0 | 0 | 0 | 0 | 0
5 | 20 | 21 | 0 | 0 | 0 | 0 | 0
5 | 20 | 22 | 0 | 0 | 0 | 0 | 0
5 | 20 | 23 | 0 | 0 | 0 | 0 | 0
5 | 21 | 0 | 0 | 0 | 0 | 0 | 0
5 | 21 | 1 | 0 | 0 | 0 | 0 | 0
5 | 21 | 2 | 0 | 0 | 0 | 0 | 0
5 | 21 | 3 | 0 | 0 | 0 | 0 | 0
5 | 21 | 4 | 0 | 0 | 0 | 0 | 0
5 | 21 | 5 | 14141.066 | 13113.817 | 11399.055 | 11298.248 | 11298.248
5 | 21 | 6 | 82461.509 | 72129.731 | 52135.875 | 36997.782 | 35031.567
5 | 21 | 7 | 176234.474 | 159742.112 | 120896.088 | 78489.081 | 62244.887
5 | 21 | 8 | 241718.326 | 231028.527 | 192903.216 | 148045.786 | 121353.694
5 | 21 | 9 | 291670.481 | 290786.131 | 260579.543 | 217830.842 | 187653.022
5 | 21 | 10 | 238911.247 | 245231.352 | 235976.436 | 216398.86 | 197849.137
5 | 21 | 11 | 259313.044 | 274877.821 | 276659.605 | 263654.79 | 243258.559
5 | 21 | 12 | 273395.293 | 300002.238 | 318826.076 | 319260.709 | 301065.75
5 | 21 | 13 | 216969.961 | 242073.277 | 269878.439 | 284308.827 | 277319.449
5 | 21 | 14 | 178762.162 | 209892.145 | 255775.073 | 289345.474 | 292107.296
5 | 21 | 15 | 107055.339 | 124742.245 | 156732.225 | 184372.789 | 192942.863
5 | 21 | 16 | 57337.16 | 62186.773 | 75935.755 | 89371.139 | 95353.244
5 | 21 | 17 | 15442.445 | 15442.445 | 15442.445 | 15442.445 | 15442.445
5 | 21 | 18 | 1993.674 | 1993.674 | 1993.674 | 1993.674 | 1993.674
5 | 21 | 19 | 0 | 0 | 0 | 0 | 0
5 | 21 | 20 | 0 | 0 | 0 | 0 | 0
5 | 21 | 21 | 0 | 0 | 0 | 0 | 0
5 | 21 | 22 | 0 | 0 | 0 | 0 | 0
5 | 21 | 23 | 0 | 0 | 0 | 0 | 0
5 | 22 | 0 | 0 | 0 | 0 | 0 | 0
5 | 22 | 1 | 0 | 0 | 0 | 0 | 0
5 | 22 | 2 | 0 | 0 | 0 | 0 | 0
5 | 22 | 3 | 0 | 0 | 0 | 0 | 0
5 | 22 | 4 | 0 | 0 | 0 | 0 | 0
5 | 22 | 5 | 3338.736 | 3338.736 | 3338.736 | 3338.736 | 3338.736
5 | 22 | 6 | 17691.326 | 17691.326 | 17691.326 | 17691.326 | 17691.326
5 | 22 | 7 | 33692.076 | 33529.081 | 33160.207 | 32801.565 | 32663.21
5 | 22 | 8 | 48538.684 | 48358.505 | 47732.861 | 47026.701 | 46650.436
5 | 22 | 9 | 61516.794 | 61486.871 | 60654.257 | 59506.615 | 58716.228
5 | 22 | 10 | 69863.091 | 70208.763 | 69689.273 | 68608.818 | 67600.243
5 | 22 | 11 | 73166.169 | 73895.571 | 73976.579 | 73361.76 | 72411.149
5 | 22 | 12 | 86726.611 | 88120.187 | 89124.012 | 89150.444 | 88184.015
5 | 22 | 13 | 79943.344 | 81376.81 | 82996.709 | 83854.314 | 83447.634
5 | 22 | 14 | 68988.868 | 70204.287 | 72045.429 | 73433.716 | 73556.208
5 | 22 | 15 | 54722.291 | 55522.773 | 57066.027 | 58454.26 | 58893.497
5 | 22 | 16 | 38057.487 | 38355.915 | 39177.547 | 40041.26 | 40440.957
5 | 22 | 17 | 20218.556 | 20236.066 | 20507.843 | 20834.114 | 21023.715
5 | 22 | 18 | 3809.484 | 3809.484 | 3809.484 | 3809.484 | 3809.484
5 | 22 | 19 | 0 | 0 | 0 | 0 | 0
5 | 22 | 20 | 0 | 0 | 0 | 0 | 0
5 | 22 | 21 | 0 | 0 | 0 | 0 | 0
5 | 22 | 22 | 0 | 0 | 0 | 0 | 0
5 | 22 | 23 | 0 | 0 | 0 | 0 | 0
5 | 23 | 0 | 0 | 0 | 0 | 0 | 0
5 | 23 | 1 | 0 | 0 | 0 | 0 | 0
5 | 23 | 2 | 0 | 0 | 0 | 0 | 0
5 | 23 | 3 | 0 | 0 | 0 | 0 | 0
5 | 23 | 4 | 0 | 0 | 0 | 0 | 0
5 | 23 | 5 | 6513.229 | 6513.229 | 6513.229 | 6513.229 | 6513.229
5 | 23 | 6 | 52647.758 | 48285.671 | 40032.243 | 33687.193 | 32714.657
5 | 23 | 7 | 81189.436 | 77639.247 | 69556.058 | 61267.407 | 58126.047
5 | 23 | 8 | 40285.027 | 40198.183 | 39900.502 | 39566.386 | 39391.543
5 | 23 | 9 | 53098.763 | 53077.025 | 52561.41 | 51853.985 | 51369.15
5 | 23 | 10 | 126133.534 | 127719.253 | 125271.084 | 120216.059 | 115510.676
5 | 23 | 11 | 113921.474 | 115514.098 | 115684.285 | 114332.533 | 112249.522
5 | 23 | 12 | 94830.078 | 96358.656 | 97461.95 | 97494.162 | 96436.445
5 | 23 | 13 | 50926.984 | 51399.161 | 51934.758 | 52220.019 | 52087.82
5 | 23 | 14 | 147462.011 | 161183.369 | 181889.561 | 197419.898 | 198856.691
5 | 23 | 15 | 91961.846 | 98586.923 | 111062.245 | 122151.713 | 125684.081
5 | 23 | 16 | 59856.52 | 64731.322 | 78704.441 | 92429.991 | 98612.305
5 | 23 | 17 | 16297.521 | 17120.715 | 57584.092 | 122525.941 | 156376.079
5 | 23 | 18 | 7529.88 | 7529.88 | 7529.88 | 34153.474 | 47841.256
5 | 23 | 19 | 0 | 0 | 0 | 0 | 0
5 | 23 | 20 | 0 | 0 | 0 | 0 | 0
5 | 23 | 21 | 0 | 0 | 0 | 0 | 0
5 | 23 | 22 | 0 | 0 | 0 | 0 | 0
5 | 23 | 23 | 0 | 0 | 0 | 0 | 0
5 | 24 | 0 | 0 | 0 | 0 | 0 | 0
5 | 24 | 1 | 0 | 0 | 0 | 0 | 0
5 | 24 | 2 | 0 | 0 | 0 | 0 | 0
5 | 24 | 3 | 0 | 0 | 0 | 0 | 0
5 | 24 | 4 | 0 | 0 | 0 | 0 | 0
5 | 24 | 5 | 84468.096 | 58011.738 | 9140.411 | 7798.276 | 7798.276
5 | 24 | 6 | 199460.949 | 159082.181 | 76038.529 | 16541.489 | 11684.957
5 | 24 | 7 | 263244.197 | 234890.855 | 167771.223 | 91533.5 | 62700.58
5 | 24 | 8 | 306210.876 | 291399.457 | 239920.522 | 178598.734 | 141508.646
5 | 24 | 9 | 328850.469 | 327230.136 | 293072.078 | 244724.588 | 210664.645
5 | 24 | 10 | 332705.93 | 342682.72 | 326815.96 | 293559.531 | 261837.987
5 | 24 | 11 | 318853.766 | 338275.993 | 340244.854 | 323703.263 | 297732.573
5 | 24 | 12 | 289614.585 | 316060.207 | 334709.932 | 335297.211 | 317508.573
5 | 24 | 13 | 247799.512 | 278742.41 | 312787.05 | 330497.012 | 322516.312
5 | 24 | 14 | 193453.329 | 225447.175 | 272578.796 | 306924.635 | 310201.918
5 | 24 | 15 | 124132.794 | 158488.936 | 218479.264 | 268562.307 | 284188.286
5 | 24 | 16 | 48022.336 | 72877.274 | 144293.723 | 209178.285 | 236968.837
5 | 24 | 17 | 12079.507 | 12917.624 | 58173.972 | 130697.14 | 167690.224
5 | 24 | 18 | 6244.59 | 6244.59 | 6244.59 | 40127.359 | 57285.55
5 | 24 | 19 | 0 | 0 | 0 | 0 | 0
5 | 24 | 20 | 0 | 0 | 0 | 0 | 0
5 | 24 | 21 | 0 | 0 | 0 | 0 | 0
5 | 24 | 22 | 0 | 0 | 0 | 0 | 0
5 | 24 | 23 | 0 | 0 | 0 | 0 | 0
5 | 25 | 0 | 0 | 0 | 0 | 0 | 0
5 | 25 | 1 | 0 | 0 | 0 | 0 | 0
5 | 25 | 2 | 0 | 0 | 0 | 0 | 0
5 | 25 | 3 | 0 | 0 | 0 | 0 | 0
5 | 25 | 4 | 0 | 0 | 0 | 0 | 0
5 | 25 | 5 | 0 | 0 | 0 | 0 | 0
5 | 25 | 6 | 59038.585 | 53598.69 | 43263.175 | 35433.761 | 34311.221
5 | 25 | 7 | 33805.547 | 33660.546 | 33338.243 | 33027.458 | 32910.222
5 | 25 | 8 | 50607.809 | 50412.757 | 49760.213 | 49030.874 | 48648.694
5 | 25 | 9 | 59420.153 | 59382.12 | 58679.489 | 57723.771 | 57074.824
5 | 25 | 10 | 65581.565 | 65844.98 | 65416.025 | 64545.901 | 63744.27
5 | 25 | 11 | 64119.86 | 64628.596 | 64678.545 | 64240.452 | 63570.91
5 | 25 | 12 | 79851.094 | 80942.529 | 81733.291 | 81760.393 | 81007.969
5 | 25 | 13 | 141874.149 | 149175.338 | 157479 | 161934.406 | 159959.613
5 | 25 | 14 | 162211.82 | 181107.758 | 209691.569 | 231142.583 | 233307.313
5 | 25 | 15 | 89806.651 | 95804.044 | 107231.556 | 117462.044 | 120777.795
5 | 25 | 16 | 2577.263 | 2577.263 | 2577.263 | 2577.263 | 2577.263
5 | 25 | 17 | 7245.591 | 7245.591 | 7245.591 | 7245.591 | 7245.591
5 | 25 | 18 | 1903.7 | 1903.7 | 1903.7 | 1903.7 | 1903.7
5 | 25 | 19 | 0 | 0 | 0 | 0 | 0
5 | 25 | 20 | 0 | 0 | 0 | 0 | 0
5 | 25 | 21 | 0 | 0 | 0 | 0 | 0
5 | 25 | 22 | 0 | 0 | 0 | 0 | 0
5 | 25 | 23 | 0 | 0 | 0 | 0 | 0
5 | 26 | 0 | 0 | 0 | 0 | 0 | 0
5 | 26 | 1 | 0 | 0 | 0 | 0 | 0
5 | 26 | 2 | 0 | 0 | 0 | 0 | 0
5 | 26 | 3 | 0 | 0 | 0 | 0 | 0
5 | 26 | 4 | 0 | 0 | 0 | 0 | 0
5 | 26 | 5 | 4120.527 | 4120.527 | 4120.527 | 4120.527 | 4120.527
5 | 26 | 6 | 65857.834 | 58939.301 | 45710.249 | 35860.626 | 34578.168
5 | 26 | 7 | 61414.011 | 60046.054 | 56991.201 | 53899.082 | 52751.162
5 | 26 | 8 | 122025.463 | 119137.975 | 109565.932 | 98776.89 | 92876.827
5 | 26 | 9 | 58822.461 | 58780.016 | 58071.143 | 57111.053 | 56462.163
5 | 26 | 10 | 130424.829 | 132018.308 | 129352.806 | 123979.427 | 119039.403
5 | 26 | 11 | 223807.918 | 234423.212 | 235413.621 | 226215.029 | 212104.099
5 | 26 | 12 | 214915.974 | 230122.488 | 241063.466 | 241461.039 | 231089.338
5 | 26 | 13 | 178670.585 | 194174.752 | 211752.698 | 221180.817 | 217092.45
5 | 26 | 14 | 127283.475 | 137180.567 | 152316.619 | 163805.816 | 165016.568
5 | 26 | 15 | 106386.199 | 121372.037 | 149318.354 | 173977.421 | 181982.332
5 | 26 | 16 | 59539.88 | 69221.069 | 97410.02 | 124832.234 | 137239.436
5 | 26 | 17 | 18496.687 | 19516.715 | 51183.784 | 100789.557 | 127084.71
5 | 26 | 18 | 7254.355 | 7254.355 | 7254.355 | 7388.508 | 7484.036
5 | 26 | 19 | 0 | 0 | 0 | 0 | 0
5 | 26 | 20 | 0 | 0 | 0 | 0 | 0
5 | 26 | 21 | 0 | 0 | 0 | 0 | 0
5 | 26 | 22 | 0 | 0 | 0 | 0 | 0
5 | 26 | 23 | 0 | 0 | 0 | 0 | 0
5 | 27 | 0 | 0 | 0 | 0 | 0 | 0
5 | 27 | 1 | 0 | 0 | 0 | 0 | 0
5 | 27 | 2 | 0 | 0 | 0 | 0 | 0
5 | 27 | 3 | 0 | 0 | 0 | 0 | 0
5 | 27 | 4 | 0 | 0 | 0 | 0 | 0
5 | 27 | 5 | 30019.31 | 23383.799 | 12349.764 | 11829.395 | 11829.395
5 | 27 | 6 | 97629.828 | 82505.775 | 53237.261 | 31697.382 | 29133.725
5 | 27 | 7 | 97439.359 | 92093.595 | 80130.123 | 67735.295 | 63174.011
5 | 27 | 8 | 149679.758 | 144935.301 | 129330.598 | 111679.928 | 101948.66
5 | 27 | 9 | 176248.371 | 175480.83 | 163707.055 | 147686.892 | 136821.711
5 | 27 | 10 | 209222.629 | 213359.197 | 206248.08 | 191940.575 | 178747.645
5 | 27 | 11 | 207568.519 | 216077.753 | 216833.167 | 209401.897 | 198066.15
5 | 27 | 12 | 121728.857 | 125853.936 | 128847.876 | 128962.943 | 126132.076
5 | 27 | 13 | 39449.887 | 39636.422 | 39850.661 | 39967.101 | 39917.523
5 | 27 | 14 | 33010.44 | 33087.071 | 33205.387 | 33296.082 | 33306.023
5 | 27 | 15 | 74138.883 | 77597.382 | 84371.166 | 90524.28 | 92552.788
5 | 27 | 16 | 27393.313 | 27448.331 | 27604.709 | 27770.857 | 27849.439
5 | 27 | 17 | 29870.582 | 30058.334 | 32870.541 | 36841.492 | 39054.758
5 | 27 | 18 | 9697.117 | 9697.117 | 9697.117 | 13795.183 | 16248.964
5 | 27 | 19 | 0 | 0 | 0 | 0 | 0
5 | 27 | 20 | 0 | 0 | 0 | 0 | 0
5 | 27 | 21 | 0 | 0 | 0 | 0 | 0
5 | 27 | 22 | 0 | 0 | 0 | 0 | 0
5 | 27 | 23 | 0 | 0 | 0 | 0 | 0
5 | 28 | 0 | 0 | 0 | 0 | 0 | 0
5 | 28 | 1 | 0 | 0 | 0 | 0 | 0
5 | 28 | 2 | 0 | 0 | 0 | 0 | 0
5 | 28 | 3 | 0 | 0 | 0 | 0 | 0
5 | 28 | 4 | 0 | 0 | 0 | 0 | 0
5 | 28 | 5 | 11773.707 | 11395.025 | 10843.175 | 10785.258 | 10785.258
5 | 28 | 6 | 20238 | 20169.678 | 20050.948 | 19951.368 | 19929.254
5 | 28 | 7 | 30470.12 | 30369.994 | 30151.055 | 29941.572 | 29864.236
5 | 28 | 8 | 69359.408 | 68749.424 | 66775.193 | 64577.15 | 63408.652
5 | 28 | 9 | 172480.068 | 171673.551 | 160263.724 | 144850.122 | 134473.927
5 | 28 | 10 | 128402.793 | 129908.763 | 127253.189 | 121984.208 | 117183.961
5 | 28 | 11 | 77958.404 | 78710.576 | 78774.006 | 78111.554 | 77111.159
5 | 28 | 12 | 235591.498 | 254411.192 | 267973.716 | 268516.674 | 255732.814
5 | 28 | 13 | 159462.938 | 170539.762 | 183222.287 | 190110.936 | 187236.429
5 | 28 | 14 | 174095.419 | 198676.656 | 236110.551 | 264322.091 | 267485.442
5 | 28 | 15 | 105672.152 | 118273.373 | 141979.938 | 163078.909 | 170046.456
5 | 28 | 16 | 60896.556 | 71933.489 | 104437.559 | 135951.479 | 150288.027
5 | 28 | 17 | 27081.104 | 28072.671 | 47042.368 | 75487.896 | 90952.223
5 | 28 | 18 | 9817.514 | 9817.514 | 9817.514 | 19061.697 | 24555.504
5 | 28 | 19 | 0 | 0 | 0 | 0 | 0
5 | 28 | 20 | 0 | 0 | 0 | 0 | 0
5 | 28 | 21 | 0 | 0 | 0 | 0 | 0
5 | 28 | 22 | 0 | 0 | 0 | 0 | 0
5 | 28 | 23 | 0 | 0 | 0 | 0 | 0
5 | 29 | 0 | 0 | 0 | 0 | 0 | 0
5 | 29 | 1 | 0 | 0 | 0 | 0 | 0
5 | 29 | 2 | 0 | 0 | 0 | 0 | 0
5 | 29 | 3 | 0 | 0 | 0 | 0 | 0
5 | 29 | 4 | 0 | 0 | 0 | 0 | 0
5 | 29 | 5 | 11743.162 | 11379.93 | 10851.88 | 10795.569 | 10795.569
5 | 29 | 6 | 143209.095 | 115791.701 | 61592.315 | 22664.825 | 18846.196
5 | 29 | 7 | 216201.437 | 192873.672 | 139808.361 | 81751.374 | 60613.945
5 | 29 | 8 | 265460.18 | 251735.63 | 206952.89 | 155244.017 | 125430.533
5 | 29 | 9 | 292612.083 | 290283.051 | 259326.15 | 216882.369 | 187959.256
5 | 29 | 10 | 280316.966 | 287436.362 | 274525.269 | 248778.857 | 225064.114
5 | 29 | 11 | 290993.157 | 308082.018 | 309431.285 | 294292.017 | 271188.633
5 | 29 | 12 | 267785.924 | 292232.568 | 309760.982 | 310487.245 | 294009.529
5 | 29 | 13 | 154333.886 | 164739.033 | 176682.361 | 183195.73 | 180527.017
5 | 29 | 14 | 166037.599 | 188200.694 | 222090.805 | 247727.015 | 250690.778
5 | 29 | 15 | 115418.995 | 143579.776 | 194983.067 | 239624.952 | 254274.512
5 | 29 | 16 | 53020.497 | 71896.292 | 127768.003 | 180606.37 | 204326.677
5 | 29 | 17 | 18544.357 | 19978.335 | 54844.287 | 108989.688 | 137710.082
5 | 29 | 18 | 8597.441 | 8597.441 | 8597.441 | 31268.759 | 44599.339
5 | 29 | 19 | 0 | 0 | 0 | 0 | 0
5 | 29 | 20 | 0 | 0 | 0 | 0 | 0
5 | 29 | 21 | 0 | 0 | 0 | 0 | 0
5 | 29 | 22 | 0 | 0 | 0 | 0 | 0
5 | 29 | 23 | 0 | 0 | 0 | 0 | 0
5 | 30 | 0 | 0 | 0 | 0 | 0 | 0
5 | 30 | 1 | 0 | 0 | 0 | 0 | 0
5 | 30 | 2 | 0 | 0 | 0 | 0 | 0
5 | 30 | 3 | 0 | 0 | 0 | 0 | 0
5 | 30 | 4 | 0 | 0 | 0 | 0 | 0
5 | 30 | 5 | 49788.722 | 34901.517 | 10974.49 | 9867.323 | 9867.323
5 | 30 | 6 | 140021.115 | 113311.949 | 60994.147 | 23520.812 | 19771.046
5 | 30 | 7 | 184723.692 | 166262.323 | 124906.87 | 80655.425 | 64694.28
5 | 30 | 8 | 194994.531 | 186943.741 | 161202.038 | 132156.403 | 116074.101
5 | 30 | 9 | 143102.068 | 142511.419 | 135226.473 | 125485.691 | 118999.704
5 | 30 | 10 | 305458.869 | 313923.424 | 298166.638 | 266941.379 | 238268.303
5 | 30 | 11 | 178444.521 | 185076.636 | 185570.875 | 179641.203 | 170730.314
5 | 30 | 12 | 41933.759 | 42181.747 | 42362.616 | 42370.398 | 42200.534
5 | 30 | 13 | 192537.14 | 209825.932 | 229646.617 | 240463.09 | 236110.321
5 | 30 | 14 | 147217.726 | 160421.687 | 180854.221 | 196510.13 | 198380.312
5 | 30 | 15 | 116612.43 | 146129.15 | 200214.739 | 247418.471 | 263035.457
5 | 30 | 16 | 53072.536 | 72264.129 | 129384.345 | 183589.977 | 208066.891
5 | 30 | 17 | 30836.563 | 31384.055 | 39004.957 | 50059.143 | 56178.816
5 | 30 | 18 | 2903.197 | 2903.197 | 2903.197 | 2903.197 | 2903.197
5 | 30 | 19 | 0 | 0 | 0 | 0 | 0
5 | 30 | 20 | 0 | 0 | 0 | 0 | 0
5 | 30 | 21 | 0 | 0 | 0 | 0 | 0
5 | 30 | 22 | 0 | 0 | 0 | 0 | 0
5 | 30 | 23 | 0 | 0 | 0 | 0 | 0
5 | 31 | 0 | 0 | 0 | 0 | 0 | 0
5 | 31 | 1 | 0 | 0 | 0 | 0 | 0
5 | 31 | 2 | 0 | 0 | 0 | 0 | 0
5 | 31 | 3 | 0 | 0 | 0 | 0 | 0
5 | 31 | 4 | 0 | 0 | 0 | 0 | 0
5 | 31 | 5 | 55626.451 | 38322.034 | 10583.298 | 9404.655 | 9404.655
5 | 31 | 6 | 124499.628 | 102028.105 | 58586.709 | 27173.452 | 23754.134
5 | 31 | 7 | 130358.504 | 120465.885 | 98652.464 | 75914.657 | 67773.687
5 | 31 | 8 | 240689.491 | 228814.523 | 190998.044 | 147984.252 | 123765.772
5 | 31 | 9 | 63168.06 | 63091.522 | 62202.588 | 61021.991 | 60241.317
5 | 31 | 10 | 52853.955 | 53011.465 | 52711.363 | 52129.471 | 51606.674
5 | 31 | 11 | 124734.885 | 127602.381 | 127802.087 | 125217.517 | 121357.934
5 | 31 | 12 | 196636.144 | 208069.606 | 216368.218 | 216733.132 | 208954.647
5 | 31 | 13 | 44929.399 | 45273.155 | 45671.983 | 45892.243 | 45804.882
5 | 31 | 14 | 98901.4 | 103314.518 | 110200.188 | 115521.681 | 116175.592
5 | 31 | 15 | 42549.753 | 42798.808 | 43313.036 | 43791.24 | 43953.247
5 | 31 | 16 | 61696.886 | 68510.059 | 88772.772 | 108815.986 | 118124.673
5 | 31 | 17 | 27074.854 | 28280.278 | 46001.742 | 72196.741 | 86551.194
5 | 31 | 18 | 9314.874 | 9314.874 | 9376.04 | 27726.879 | 38709.493
5 | 31 | 19 | 0 | 0 | 0 | 0 | 0
5 | 31 | 20 | 0 | 0 | 0 | 0 | 0
5 | 31 | 21 | 0 | 0 | 0 | 0 | 0
5 | 31 | 22 | 0 | 0 | 0 | 0 | 0
5 | 31 | 23 | 0 | 0 | 0 | 0 | 0
6 | 1 | 0 | 0 | 0 | 0 | 0 | 0
6 | 1 | 1 | 0 | 0 | 0 | 0 | 0
6 | 1 | 2 | 0 | 0 | 0 | 0 | 0
6 | 1 | 3 | 0 | 0 | 0 | 0 | 0
6 | 1 | 4 | 0 | 0 | 0 | 0 | 0
6 | 1 | 5 | 80085.786 | 52998.124 | 9318.67 | 7812.491 | 7812.491
6 | 1 | 6 | 181080.311 | 143685.033 | 69479.065 | 16777.02 | 11972.916
6 | 1 | 7 | 245091.434 | 217191.218 | 154238.017 | 84968.239 | 60201.519
6 | 1 | 8 | 48634.411 | 48415.828 | 47735.032 | 46988.089 | 46606.529
6 | 1 | 9 | 313411.925 | 310389.611 | 276684.547 | 230899.455 | 200045.738
6 | 1 | 10 | 322216.642 | 330695.696 | 314078.684 | 281527.98 | 251799.22
6 | 1 | 11 | 312359.491 | 330630.128 | 331803.423 | 315226.856 | 290251.398
6 | 1 | 12 | 286455.24 | 312079.364 | 330516.229 | 331338.586 | 314089.432
6 | 1 | 13 | 245431.832 | 275297.582 | 309331.569 | 327861.692 | 320651.786
6 | 1 | 14 | 192957.828 | 223514.602 | 270385.453 | 305858.743 | 310265.559 | CFs
6 | 1 | 15 | 124763.665 | 155936.472 | 212833.84 | 262423.171 | 278974.508 | CFs
6 | 1 | 16 | 52496.339 | 74749.817 | 141373.752 | 203873.849 | 232056.678 | CFs
6 | 1 | 17 | 11719.531 | 13765.565 | 58540.759 | 128000.921 | 164502.197 | CFs
6 | 1 | 18 | 7057.194 | 7057.194 | 7205.128 | 41545.354 | 61958.875
6 | 1 | 19 | 0 | 0 | 0 | 0 | 0
6 | 1 | 20 | 0 | 0 | 0 | 0 | 0
6 | 1 | 21 | 0 | 0 | 0 | 0 | 0
6 | 1 | 22 | 0 | 0 | 0 | 0 | 0
6 | 1 | 23 | 0 | 0 | 0 | 0 | 0
6 | 2 | 0 | 0 | 0 | 0 | 0 | 0
6 | 2 | 1 | 0 | 0 | 0 | 0 | 0
6 | 2 | 2 | 0 | 0 | 0 | 0 | 0
6 | 2 | 3 | 0 | 0 | 0 | 0 | 0
6 | 2 | 4 | 0 | 0 | 0 | 0 | 0
6 | 2 | 5 | 76369.706 | 50856.116 | 10207.577 | 8732.079 | 8732.079
6 | 2 | 6 | 178678.321 | 141759.947 | 68692.255 | 16819.86 | 12061.959
6 | 2 | 7 | 243879.518 | 215887.701 | 153102.543 | 84332.936 | 59924.287
6 | 2 | 8 | 287775.152 | 272154.898 | 222968.643 | 166617.654 | 134428.693
6 | 2 | 9 | 188430.01 | 187174.928 | 173970.1 | 156430.792 | 144852.623
6 | 2 | 10 | 320824.102 | 329113.835 | 312456.932 | 280051.595 | 250581.671
6 | 2 | 11 | 310953.386 | 328956.251 | 330021.558 | 313556.491 | 288854.384
6 | 2 | 12 | 174721.48 | 183825.453 | 190450.795 | 190751.64 | 184554.125
6 | 2 | 13 | 239071.374 | 267977.292 | 300980.764 | 319003.518 | 312090.369
6 | 2 | 14 | 186938.58 | 216141.852 | 261039.451 | 295080.517 | 299397.598 | CFs
6 | 2 | 15 | 122215.597 | 152938.775 | 209247.363 | 258393.269 | 274856.81 | CFs
6 | 2 | 16 | 27469.647 | 27513.607 | 27642.386 | 27780.557 | 27847.175 | CFs
6 | 2 | 17 | 16007.941 | 18072.836 | 55752.824 | 113174.903 | 143542.33 | CFs
6 | 2 | 18 | 0 | 0 | 0 | 0 | 0
6 | 2 | 19 | 0 | 0 | 0 | 0 | 0
6 | 2 | 20 | 0 | 0 | 0 | 0 | 0
6 | 2 | 21 | 0 | 0 | 0 | 0 | 0
6 | 2 | 22 | 0 | 0 | 0 | 0 | 0
6 | 2 | 23 | 0 | 0 | 0 | 0 | 0
6 | 3 | 0 | 0 | 0 | 0 | 0 | 0
6 | 3 | 1 | 0 | 0 | 0 | 0 | 0
6 | 3 | 2 | 0 | 0 | 0 | 0 | 0
6 | 3 | 3 | 0 | 0 | 0 | 0 | 0
6 | 3 | 4 | 0 | 0 | 0 | 0 | 0
6 | 3 | 5 | 80989.434 | 53274.626 | 9404.385 | 7865.573 | 7865.573
6 | 3 | 6 | 180229.143 | 143135.229 | 69586.607 | 17224.008 | 12404.801
6 | 3 | 7 | 243240.422 | 215578.515 | 153437.432 | 85023.319 | 60781.134
6 | 3 | 8 | 285348.735 | 269992.413 | 221821.405 | 166405.891 | 134732.412
6 | 3 | 9 | 308311.004 | 305113.015 | 272581.424 | 228543.298 | 199014.37
6 | 3 | 10 | 315078.081 | 322827.527 | 306859.549 | 275901.461 | 247758.126
6 | 3 | 11 | 304741.299 | 321666.404 | 322580.497 | 306979.997 | 283608.497
6 | 3 | 12 | 278221.705 | 301805.05 | 318740.483 | 319510.572 | 303691.46
6 | 3 | 13 | 178249.236 | 192931.044 | 209882.619 | 219242.778 | 215692.576
6 | 3 | 14 | 63865.538 | 64759.755 | 66167.804 | 67264.794 | 67408.433 | CFs
6 | 3 | 15 | 123787.069 | 152854.714 | 206160.373 | 252609.246 | 268196.29 | CFs
6 | 3 | 16 | 55776.337 | 76165.269 | 137185.622 | 194407.081 | 220295.845 | CFs
6 | 3 | 17 | 17182.853 | 19487.129 | 59610.372 | 120329.762 | 152244.813 | CFs
6 | 3 | 18 | 9305.34 | 9305.34 | 9554.458 | 38136.991 | 55769.191
6 | 3 | 19 | 0 | 0 | 0 | 0 | 0
6 | 3 | 20 | 0 | 0 | 0 | 0 | 0
6 | 3 | 21 | 0 | 0 | 0 | 0 | 0
6 | 3 | 22 | 0 | 0 | 0 | 0 | 0
6 | 3 | 23 | 0 | 0 | 0 | 0 | 0
6 | 4 | 0 | 0 | 0 | 0 | 0 | 0
6 | 4 | 1 | 0 | 0 | 0 | 0 | 0
6 | 4 | 2 | 0 | 0 | 0 | 0 | 0
6 | 4 | 3 | 0 | 0 | 0 | 0 | 0
6 | 4 | 4 | 0 | 0 | 0 | 0 | 0
6 | 4 | 5 | 72642.175 | 48868.845 | 11743.771 | 10305.227 | 10305.227
6 | 4 | 6 | 171919.364 | 137480.388 | 69334.972 | 20490.745 | 15842.278
6 | 4 | 7 | 235139.692 | 208836.122 | 149689.666 | 84452.796 | 61358.921
6 | 4 | 8 | 277407.136 | 262526.025 | 216007.961 | 162319.79 | 131744.944
6 | 4 | 9 | 301731.318 | 298519.073 | 267094.423 | 224518.72 | 195977.476
6 | 4 | 10 | 309655.411 | 317010.73 | 301476.439 | 271469.734 | 244214.69
6 | 4 | 11 | 300378.036 | 316710.536 | 317508.226 | 302334.216 | 279659.32
6 | 4 | 12 | 273737.507 | 297044.595 | 313745.6 | 314505.958 | 298910.648
6 | 4 | 13 | 235134.713 | 262276.867 | 293165.71 | 310022.672 | 303725.811
6 | 4 | 14 | 135452.598 | 145951.381 | 162379.077 | 175076.54 | 176759.241 | CFs
6 | 4 | 15 | 113508.595 | 132156.469 | 167377.798 | 198693.4 | 209331.411 | CFs
6 | 4 | 16 | 56167.098 | 76058.422 | 135581.195 | 191208.176 | 216362.152 | CFs
6 | 4 | 17 | 28048.859 | 29764.18 | 51921.968 | 84545.822 | 102173.53 | CFs
6 | 4 | 18 | 11320.194 | 11320.194 | 11464.598 | 22219.258 | 29076.944
6 | 4 | 19 | 0 | 0 | 0 | 0 | 0
6 | 4 | 20 | 0 | 0 | 0 | 0 | 0
6 | 4 | 21 | 0 | 0 | 0 | 0 | 0
6 | 4 | 22 | 0 | 0 | 0 | 0 | 0
6 | 4 | 23 | 0 | 0 | 0 | 0 | 0
6 | 5 | 0 | 0 | 0 | 0 | 0 | 0
6 | 5 | 1 | 0 | 0 | 0 | 0 | 0
6 | 5 | 2 | 0 | 0 | 0 | 0 | 0
6 | 5 | 3 | 0 | 0 | 0 | 0 | 0
6 | 5 | 4 | 0 | 0 | 0 | 0 | 0
6 | 5 | 5 | 10263.399 | 10142.037 | 9968.18 | 9948.737 | 9948.737
6 | 5 | 6 | 53045.284 | 48593.309 | 40491.978 | 34371.284 | 33488.5
6 | 5 | 7 | 221416.4 | 197361.853 | 143353.83 | 83855.49 | 62850.378
6 | 5 | 8 | 262773.842 | 248962.853 | 205900.56 | 155999.515 | 127671.311
6 | 5 | 9 | 285385.556 | 282319.471 | 253349.872 | 213988.536 | 187563.869
6 | 5 | 10 | 190226.287 | 193148.856 | 186844.482 | 174900.499 | 164259.767
6 | 5 | 11 | 283913.445 | 298745.853 | 299392.656 | 285504.504 | 264760.409
6 | 5 | 12 | 179626.745 | 188942.622 | 195700.178 | 196008.617 | 189691.829
6 | 5 | 13 | 180649.55 | 195276.598 | 212168.4 | 221516.369 | 218052.604
6 | 5 | 14 | 158704.228 | 175425.539 | 201442.755 | 221406.729 | 224080.617 | CFs
6 | 5 | 15 | 87203.401 | 92235.7 | 102202.664 | 111347.866 | 114508.778 | CFs
6 | 5 | 16 | 62807.999 | 72424.456 | 101374.022 | 129614.377 | 142769.108 | CFs
6 | 5 | 17 | 27242.817 | 28919.805 | 48671.674 | 77546.082 | 93237.022 | CFs
6 | 5 | 18 | 11781.013 | 11781.013 | 12041.771 | 27735.774 | 37891.972
6 | 5 | 19 | 0 | 0 | 0 | 0 | 0
6 | 5 | 20 | 0 | 0 | 0 | 0 | 0
6 | 5 | 21 | 0 | 0 | 0 | 0 | 0
6 | 5 | 22 | 0 | 0 | 0 | 0 | 0
6 | 5 | 23 | 0 | 0 | 0 | 0 | 0
6 | 6 | 0 | 0 | 0 | 0 | 0 | 0
6 | 6 | 1 | 0 | 0 | 0 | 0 | 0
6 | 6 | 2 | 0 | 0 | 0 | 0 | 0
6 | 6 | 3 | 0 | 0 | 0 | 0 | 0
6 | 6 | 4 | 0 | 0 | 0 | 0 | 0
6 | 6 | 5 | 769.102 | 769.102 | 769.102 | 769.102 | 769.102
6 | 6 | 6 | 14252.546 | 14252.546 | 14252.546 | 14252.546 | 14252.546
6 | 6 | 7 | 20946.957 | 20946.957 | 20946.957 | 20946.957 | 20946.957
6 | 6 | 8 | 265303.738 | 250747.651 | 206128.269 | 155305.534 | 126936.409
6 | 6 | 9 | 289988.193 | 286620.494 | 256059.365 | 215108.079 | 187973.697
6 | 6 | 10 | 297527.918 | 304418.553 | 289174.032 | 260140.634 | 234036.973
6 | 6 | 11 | 289258.553 | 304957.689 | 305562.757 | 290739.308 | 268819.381
6 | 6 | 12 | 265381.582 | 287596.456 | 303564.299 | 304284.103 | 289357.847
6 | 6 | 13 | 228745.632 | 254544.513 | 284141.445 | 300436.707 | 294466.209
6 | 6 | 14 | 180169.188 | 206701.686 | 247787.481 | 279106.418 | 283339.897 | CFs
6 | 6 | 15 | 121681.603 | 147229.659 | 194959.28 | 237193.657 | 251600.868 | CFs
6 | 6 | 16 | 61531.685 | 78420.397 | 129426.941 | 177988.219 | 200342.721 | CFs
6 | 6 | 17 | 23592.434 | 26097.536 | 58818.895 | 107301.976 | 133214.453 | CFs
6 | 6 | 18 | 11975.17 | 11975.17 | 12296.15 | 32381.401 | 45318.183
6 | 6 | 19 | 0 | 0 | 0 | 0 | 0
6 | 6 | 20 | 0 | 0 | 0 | 0 | 0
6 | 6 | 21 | 0 | 0 | 0 | 0 | 0
6 | 6 | 22 | 0 | 0 | 0 | 0 | 0
6 | 6 | 23 | 0 | 0 | 0 | 0 | 0
6 | 7 | 0 | 0 | 0 | 0 | 0 | 0
6 | 7 | 1 | 0 | 0 | 0 | 0 | 0
6 | 7 | 2 | 0 | 0 | 0 | 0 | 0
6 | 7 | 3 | 0 | 0 | 0 | 0 | 0
6 | 7 | 4 | 0 | 0 | 0 | 0 | 0
6 | 7 | 5 | 50880.948 | 36639.656 | 15242.329 | 14183.029 | 14183.029
6 | 7 | 6 | 136808.306 | 112071.184 | 64909.346 | 31046.573 | 27433.092
6 | 7 | 7 | 205602.403 | 183687.371 | 135729.778 | 84536.423 | 66853.953
6 | 7 | 8 | 256310.566 | 242432.978 | 200328.622 | 152761.891 | 126536.118
6 | 7 | 9 | 286381.521 | 282883.518 | 252195.933 | 211335.8 | 184438.82
6 | 7 | 10 | 296129.733 | 302941.93 | 287535.597 | 258441.757 | 232465.502
6 | 7 | 11 | 289539.055 | 305375.002 | 305903.623 | 290829.917 | 268685.155
6 | 7 | 12 | 267142.578 | 289984.844 | 306432.262 | 307164.11 | 291772.442
6 | 7 | 13 | 230140.491 | 256812.324 | 287526.056 | 304503.696 | 298331.528
6 | 7 | 14 | 181233.2 | 208044.161 | 249744.818 | 281675.047 | 286050.001 | CFs
6 | 7 | 15 | 119812.984 | 147018.692 | 197849.792 | 242945.829 | 258395.891 | CFs
6 | 7 | 16 | 57472.322 | 75857.81 | 131639.186 | 184763.01 | 209281.24 | CFs
6 | 7 | 17 | 20117.514 | 22701.006 | 58336.464 | 111666.486 | 140155.119 | CFs
6 | 7 | 18 | 9935.252 | 9935.252 | 10370.022 | 36316.423 | 53163.619
6 | 7 | 19 | 0 | 0 | 0 | 0 | 0
6 | 7 | 20 | 0 | 0 | 0 | 0 | 0
6 | 7 | 21 | 0 | 0 | 0 | 0 | 0
6 | 7 | 22 | 0 | 0 | 0 | 0 | 0
6 | 7 | 23 | 0 | 0 | 0 | 0 | 0
6 | 8 | 0 | 0 | 0 | 0 | 0 | 0
6 | 8 | 1 | 0 | 0 | 0 | 0 | 0
6 | 8 | 2 | 0 | 0 | 0 | 0 | 0
6 | 8 | 3 | 0 | 0 | 0 | 0 | 0
6 | 8 | 4 | 0 | 0 | 0 | 0 | 0
6 | 8 | 5 | 60316.259 | 41301.329 | 12820.073 | 11548.739 | 11548.739
6 | 8 | 6 | 144244.453 | 116599.589 | 63599.401 | 25985.76 | 22227.544
6 | 8 | 7 | 208679.833 | 185625.094 | 135304.405 | 81640.429 | 63218.681
6 | 8 | 8 | 256111.755 | 241900.31 | 199058.278 | 150749.513 | 124191.051
6 | 8 | 9 | 285896.695 | 282285.162 | 251528.052 | 210698.322 | 183916.833
6 | 8 | 10 | 295124.701 | 301900.992 | 286232.395 | 256769.574 | 230522.249
6 | 8 | 11 | 285142.395 | 300388.64 | 300818.073 | 286191.691 | 264773.102
6 | 8 | 12 | 262311.701 | 284578.394 | 300585.409 | 301283.394 | 286284.677
6 | 8 | 13 | 225151.427 | 251067.109 | 280883.494 | 297361.817 | 291415.547
6 | 8 | 14 | 169948.204 | 191468.138 | 225047.998 | 250849.251 | 254425.703 | CFs
6 | 8 | 15 | 118264.764 | 144986.251 | 194613.989 | 238438.602 | 253443.137 | CFs
6 | 8 | 16 | 54214.827 | 73147.44 | 130564.964 | 184843.052 | 209809.04 | CFs
6 | 8 | 17 | 23269.398 | 23352.711 | 23805.911 | 24363.751 | 24699.379 | CFs
6 | 8 | 18 | 10619.103 | 10619.103 | 10974.307 | 30398.978 | 43105.401
6 | 8 | 19 | 0 | 0 | 0 | 0 | 0
6 | 8 | 20 | 0 | 0 | 0 | 0 | 0
6 | 8 | 21 | 0 | 0 | 0 | 0 | 0
6 | 8 | 22 | 0 | 0 | 0 | 0 | 0
6 | 8 | 23 | 0 | 0 | 0 | 0 | 0
6 | 9 | 0 | 0 | 0 | 0 | 0 | 0
6 | 9 | 1 | 0 | 0 | 0 | 0 | 0
6 | 9 | 2 | 0 | 0 | 0 | 0 | 0
6 | 9 | 3 | 0 | 0 | 0 | 0 | 0
6 | 9 | 4 | 0 | 0 | 0 | 0 | 0
6 | 9 | 5 | 10368.092 | 10221.965 | 10014.121 | 9991.35 | 9991.35
6 | 9 | 6 | 42559.443 | 40438.321 | 36633.311 | 33770.546 | 33362.993
6 | 9 | 7 | 48729.763 | 48063.493 | 46672.039 | 45353.465 | 44901.5
6 | 9 | 8 | 51587.723 | 51300.701 | 50456.584 | 49545.523 | 49093.141
6 | 9 | 9 | 48328.564 | 48277.318 | 47857.904 | 47316.036 | 46969.13
6 | 9 | 10 | 87724.868 | 88087.337 | 87234.153 | 85664.545 | 84297.711
6 | 9 | 11 | 139460.167 | 142655.381 | 142729.195 | 139638.639 | 135186.044
6 | 9 | 12 | 124531.798 | 128461.362 | 131322.437 | 131444.744 | 128756.993
6 | 9 | 13 | 92022.542 | 93692.325 | 95654.144 | 96759.168 | 96361.027
6 | 9 | 14 | 113734.207 | 119404.107 | 128398.902 | 135442.339 | 136436.669 | CFs
6 | 9 | 15 | 116525.853 | 135167.07 | 170873.859 | 203089.663 | 214254.682 | CFs
6 | 9 | 16 | 61113.66 | 64896.82 | 76393.058 | 87983.029 | 93519.57 | CFs
6 | 9 | 17 | 6911.767 | 6911.767 | 6911.767 | 6911.767 | 6911.767 | CFs
6 | 9 | 18 | 8813.626 | 8813.626 | 9308.643 | 34036.889 | 50329.355
6 | 9 | 19 | 0 | 0 | 0 | 0 | 0
6 | 9 | 20 | 0 | 0 | 0 | 0 | 0
6 | 9 | 21 | 0 | 0 | 0 | 0 | 0
6 | 9 | 22 | 0 | 0 | 0 | 0 | 0
6 | 9 | 23 | 0 | 0 | 0 | 0 | 0
6 | 10 | 0 | 0 | 0 | 0 | 0 | 0
6 | 10 | 1 | 0 | 0 | 0 | 0 | 0
6 | 10 | 2 | 0 | 0 | 0 | 0 | 0
6 | 10 | 3 | 0 | 0 | 0 | 0 | 0
6 | 10 | 4 | 0 | 0 | 0 | 0 | 0
6 | 10 | 5 | 4486.093 | 4486.093 | 4486.093 | 4486.093 | 4486.093
6 | 10 | 6 | 11264.469 | 11264.469 | 11264.469 | 11264.469 | 11264.469
6 | 10 | 7 | 59558.574 | 58183.505 | 55297.898 | 52472.362 | 51512.688
6 | 10 | 8 | 94145.485 | 92112.234 | 86157.264 | 79714.444 | 76483.814
6 | 10 | 9 | 190423.861 | 188698.883 | 174864.564 | 156867.563 | 145285.458
6 | 10 | 10 | 177256.308 | 179681.69 | 173848.977 | 163121.132 | 153758.002
6 | 10 | 11 | 205845.044 | 213251.865 | 213384.25 | 206166.195 | 195766.229
6 | 10 | 12 | 198357.525 | 209229.306 | 217099.506 | 217424.462 | 210017.879
6 | 10 | 13 | 162554.51 | 173093.176 | 185401.125 | 192300.257 | 189828.762
6 | 10 | 14 | 101368.392 | 105777.007 | 112781.051 | 118272.879 | 119054.091 | CFs
6 | 10 | 15 | 117096.242 | 137803.28 | 177078.853 | 212295.806 | 224480.726 | CFs
6 | 10 | 16 | 32441.524 | 32566.634 | 32942.011 | 33347.821 | 33546.305 | CFs
6 | 10 | 17 | 17743.855 | 17743.855 | 17743.855 | 17743.855 | 17743.855 | CFs
6 | 10 | 18 | 12077.785 | 12077.785 | 12230.191 | 17521.719 | 21071.135
6 | 10 | 19 | 0 | 0 | 0 | 0 | 0
6 | 10 | 20 | 0 | 0 | 0 | 0 | 0
6 | 10 | 21 | 0 | 0 | 0 | 0 | 0
6 | 10 | 22 | 0 | 0 | 0 | 0 | 0
6 | 10 | 23 | 0 | 0 | 0 | 0 | 0
6 | 11 | 0 | 0 | 0 | 0 | 0 | 0
6 | 11 | 1 | 0 | 0 | 0 | 0 | 0
6 | 11 | 2 | 0 | 0 | 0 | 0 | 0
6 | 11 | 3 | 0 | 0 | 0 | 0 | 0
6 | 11 | 4 | 0 | 0 | 0 | 0 | 0
6 | 11 | 5 | 62451.907 | 42099.79 | 12003.256 | 10774.68 | 10774.68
6 | 11 | 6 | 22623.881 | 22455.818 | 22174.272 | 21944.192 | 21900.289
6 | 11 | 7 | 85186.657 | 80832.14 | 71679.688 | 62610.428 | 59546.975
6 | 11 | 8 | 258394.694 | 243645.395 | 199841.421 | 150552.874 | 123663.823
6 | 11 | 9 | 284122.998 | 280259.499 | 249717.161 | 209420.165 | 183196.445
6 | 11 | 10 | 116892.528 | 117886.198 | 115450.551 | 111005.356 | 107151.457
6 | 11 | 11 | 230190.032 | 239896.51 | 240019.831 | 230490 | 216766.997
6 | 11 | 12 | 258662.047 | 279744.933 | 294836.961 | 295433.062 | 281203.66
6 | 11 | 13 | 222616.58 | 247298.24 | 275691.9 | 291399.693 | 285808.287
6 | 11 | 14 | 177461.444 | 202746.096 | 242061.837 | 272106.53 | 276346.08 | CFs
6 | 11 | 15 | 118004.767 | 143667.69 | 191525.751 | 233874.463 | 248432.441 | CFs
6 | 11 | 16 | 57716.958 | 75341.503 | 128748.068 | 179156.107 | 202404.808 | CFs
6 | 11 | 17 | 22851.449 | 25264.456 | 52742.122 | 92595.726 | 114051.767 | CFs
6 | 11 | 18 | 11548.329 | 11548.329 | 12041.057 | 34255.271 | 49013.268
6 | 11 | 19 | 0 | 0 | 0 | 0 | 0
6 | 11 | 20 | 0 | 0 | 0 | 0 | 0
6 | 11 | 21 | 0 | 0 | 0 | 0 | 0
6 | 11 | 22 | 0 | 0 | 0 | 0 | 0
6 | 11 | 23 | 0 | 0 | 0 | 0 | 0
6 | 12 | 0 | 0 | 0 | 0 | 0 | 0
6 | 12 | 1 | 0 | 0 | 0 | 0 | 0
6 | 12 | 2 | 0 | 0 | 0 | 0 | 0
6 | 12 | 3 | 0 | 0 | 0 | 0 | 0
6 | 12 | 4 | 0 | 0 | 0 | 0 | 0
6 | 12 | 5 | 55782.148 | 37593.942 | 10805.204 | 9697.63 | 9697.63
6 | 12 | 6 | 85786.213 | 73741.967 | 51491.241 | 35448.525 | 33616.868
6 | 12 | 7 | 208760.078 | 185558.628 | 135018.87 | 80893.494 | 62558.618
6 | 12 | 8 | 255205.191 | 240901.49 | 198400.863 | 150268.81 | 123943.408
6 | 12 | 9 | 204369.595 | 202212.59 | 185609.624 | 163986.798 | 150079.3
6 | 12 | 10 | 293923.147 | 299982.262 | 284779.796 | 256588.213 | 231640.211
6 | 12 | 11 | 287495.996 | 302149.477 | 302260.601 | 287768.3 | 266793.845
6 | 12 | 12 | 266177.919 | 287515.363 | 302744.251 | 303317.189 | 288919.307
6 | 12 | 13 | 230309.75 | 255509.567 | 284427.076 | 300391.704 | 294721.946
6 | 12 | 14 | 181666.814 | 208238.576 | 249367.521 | 280620.844 | 285036.178 | CFs
6 | 12 | 15 | 120727.563 | 147784.462 | 197588.195 | 241166.373 | 256056.414 | CFs
6 | 12 | 16 | 58986.016 | 74931.264 | 123117.156 | 168457.001 | 189342.773 | CFs
6 | 12 | 17 | 27581.54 | 29519.483 | 50347.683 | 80265.656 | 96463.633 | CFs
6 | 12 | 18 | 8930.665 | 8930.665 | 9597.548 | 41137.803 | 62069.882
6 | 12 | 19 | 0 | 0 | 0 | 0 | 0
6 | 12 | 20 | 0 | 0 | 0 | 0 | 0
6 | 12 | 21 | 0 | 0 | 0 | 0 | 0
6 | 12 | 22 | 0 | 0 | 0 | 0 | 0
6 | 12 | 23 | 0 | 0 | 0 | 0 | 0
6 | 13 | 0 | 0 | 0 | 0 | 0 | 0
6 | 13 | 1 | 0 | 0 | 0 | 0 | 0
6 | 13 | 2 | 0 | 0 | 0 | 0 | 0
6 | 13 | 3 | 0 | 0 | 0 | 0 | 0
6 | 13 | 4 | 0 | 0 | 0 | 0 | 0
6 | 13 | 5 | 1285.804 | 1285.804 | 1285.804 | 1285.804 | 1285.804
6 | 13 | 6 | 29587.83 | 29055.183 | 28166.061 | 27441.447 | 27305.386
6 | 13 | 7 | 31988.497 | 31846.742 | 31554.694 | 31283.455 | 31191.878
6 | 13 | 8 | 145367.036 | 140164.294 | 125092.702 | 108700.752 | 100330.209
6 | 13 | 9 | 260749.636 | 257352.634 | 231636.514 | 198054.512 | 176424.56
6 | 13 | 10 | 210852.801 | 213928.952 | 206095.58 | 191841.035 | 179472
6 | 13 | 11 | 254050.767 | 265841.727 | 265872.18 | 254124.9 | 237315.84
6 | 13 | 12 | 269123.779 | 291042.536 | 306717.817 | 307275.692 | 292405.55
6 | 13 | 13 | 232641.142 | 258432.253 | 288183.54 | 304685.29 | 298820.55
6 | 13 | 14 | 183476.508 | 210444.947 | 252478.145 | 284673.673 | 289254.592 | CFs
6 | 13 | 15 | 122424.736 | 149783.468 | 200649.904 | 245747.721 | 261298.633 | CFs
6 | 13 | 16 | 56469.327 | 76130.549 | 135759.244 | 191717.115 | 217509.128 | CFs
6 | 13 | 17 | 14896.623 | 18164.011 | 60633.138 | 122802.365 | 155345.678 | CFs
6 | 13 | 18 | 8918.568 | 8918.568 | 9668.642 | 43510.5 | 66086.824
6 | 13 | 19 | 0 | 0 | 0 | 0 | 0
6 | 13 | 20 | 0 | 0 | 0 | 0 | 0
6 | 13 | 21 | 0 | 0 | 0 | 0 | 0
6 | 13 | 22 | 0 | 0 | 0 | 0 | 0
6 | 13 | 23 | 0 | 0 | 0 | 0 | 0
6 | 14 | 0 | 0 | 0 | 0 | 0 | 0
6 | 14 | 1 | 0 | 0 | 0 | 0 | 0
6 | 14 | 2 | 0 | 0 | 0 | 0 | 0
6 | 14 | 3 | 0 | 0 | 0 | 0 | 0
6 | 14 | 4 | 0 | 0 | 0 | 0 | 0
6 | 14 | 5 | 65604.598 | 43593.501 | 11231.547 | 10061.828 | 10061.828
6 | 14 | 6 | 154269.301 | 123031.357 | 63027.317 | 20933.497 | 17075.324
6 | 14 | 7 | 78665.886 | 74923.544 | 67118.321 | 59458.826 | 56899.496
6 | 14 | 8 | 262593.806 | 247441.37 | 202841.807 | 152466.619 | 124985.435
6 | 14 | 9 | 288840.371 | 284635.826 | 253191.474 | 211799.277 | 184978.131
6 | 14 | 10 | 296492.132 | 302529.145 | 286844.297 | 258036.095 | 232726.961
6 | 14 | 11 | 289446.541 | 304213.659 | 304178.842 | 289361.299 | 268089.411
6 | 14 | 12 | 265157.805 | 286366.342 | 301465.916 | 301967.49 | 287594.656
6 | 14 | 13 | 45227.361 | 45589.442 | 46015.581 | 46256.146 | 46170.202
6 | 14 | 14 | 133255.383 | 143056.607 | 158583.901 | 170709.311 | 172455.207 | CFs
6 | 14 | 15 | 121384.011 | 148308.183 | 198335.693 | 242686.987 | 257980.131 | CFs
6 | 14 | 16 | 56566.389 | 75624.285 | 133421.391 | 187728.126 | 212802.544 | CFs
6 | 14 | 17 | 16855.857 | 20055.031 | 59725.174 | 117548.059 | 147969.981 | CFs
6 | 14 | 18 | 9863.867 | 9863.867 | 10640.365 | 40345.741 | 60354.265
6 | 14 | 19 | 0 | 0 | 0 | 0 | 0
6 | 14 | 20 | 0 | 0 | 0 | 0 | 0
6 | 14 | 21 | 0 | 0 | 0 | 0 | 0
6 | 14 | 22 | 0 | 0 | 0 | 0 | 0
6 | 14 | 23 | 0 | 0 | 0 | 0 | 0
6 | 15 | 0 | 0 | 0 | 0 | 0 | 0
6 | 15 | 1 | 0 | 0 | 0 | 0 | 0
6 | 15 | 2 | 0 | 0 | 0 | 0 | 0
6 | 15 | 3 | 0 | 0 | 0 | 0 | 0
6 | 15 | 4 | 0 | 0 | 0 | 0 | 0
6 | 15 | 5 | 16139.4 | 14936.207 | 13204.223 | 13085.291 | 13085.291
6 | 15 | 6 | 84443.022 | 72300.645 | 49936.589 | 34001.297 | 32276.841
6 | 15 | 7 | 4388.637 | 4388.637 | 4388.637 | 4388.637 | 4388.637
6 | 15 | 8 | 12756.324 | 12756.324 | 12756.324 | 12756.324 | 12756.324
6 | 15 | 9 | 36243.905 | 36225.458 | 36091.711 | 35921.017 | 35813.366
6 | 15 | 10 | 64008.701 | 64194.118 | 63706.674 | 62831.742 | 62081.776
6 | 15 | 11 | 31362.572 | 31415.112 | 31414.731 | 31361.653 | 31286.971
6 | 15 | 12 | 136427.951 | 140995.696 | 144288.831 | 144390.429 | 141241.522
6 | 15 | 13 | 158028.75 | 167793.158 | 179192.353 | 185581.017 | 183296.934
6 | 15 | 14 | 120556.067 | 126958.193 | 137127.678 | 145094.04 | 146243.343 | CFs
6 | 15 | 15 | 80553.662 | 84299.897 | 91885.007 | 98939.916 | 101427.333 | CFs
6 | 15 | 16 | 61056.33 | 64618.355 | 75460.024 | 86389.47 | 91634.692 | CFs
6 | 15 | 17 | 26692.712 | 28966.168 | 54291.348 | 90824.237 | 110404.062 | CFs
6 | 15 | 18 | 12955.05 | 12955.05 | 13363.602 | 23382.868 | 30264.385
6 | 15 | 19 | 0 | 0 | 0 | 0 | 0
6 | 15 | 20 | 0 | 0 | 0 | 0 | 0
6 | 15 | 21 | 0 | 0 | 0 | 0 | 0
6 | 15 | 22 | 0 | 0 | 0 | 0 | 0
6 | 15 | 23 | 0 | 0 | 0 | 0 | 0
6 | 16 | 0 | 0 | 0 | 0 | 0 | 0
6 | 16 | 1 | 0 | 0 | 0 | 0 | 0
6 | 16 | 2 | 0 | 0 | 0 | 0 | 0
6 | 16 | 3 | 0 | 0 | 0 | 0 | 0
6 | 16 | 4 | 0 | 0 | 0 | 0 | 0
6 | 16 | 5 | 22613.558 | 18860.141 | 13416.426 | 13144.521 | 13144.521
6 | 16 | 6 | 30522.268 | 29916.788 | 28910.264 | 28092.466 | 27941.976
6 | 16 | 7 | 7409.349 | 7409.349 | 7409.349 | 7409.349 | 7409.349
6 | 16 | 8 | 49084.833 | 48833.64 | 48117.326 | 47352.309 | 46982.005
6 | 16 | 9 | 56031.013 | 55935.233 | 55250.513 | 54377.95 | 53828.685
6 | 16 | 10 | 91108.436 | 91465.091 | 90513.141 | 88809.522 | 87351.899
6 | 16 | 11 | 277368.144 | 291285.859 | 291119.622 | 276962.301 | 256841.551
6 | 16 | 12 | 258972.103 | 279802.388 | 294613.876 | 295027.024 | 280811.945
6 | 16 | 13 | 156141.606 | 165715.047 | 176896.924 | 183164.53 | 180915.046
6 | 16 | 14 | 122729.368 | 129422.071 | 140040.901 | 148348.899 | 149545.548 | CFs
6 | 16 | 15 | 96053.302 | 103812.77 | 119150.741 | 133235.239 | 138170.513 | CFs
6 | 16 | 16 | 61029.584 | 76537.211 | 123231.507 | 167028.062 | 187222.408 | CFs
6 | 16 | 17 | 30710.22 | 32815.946 | 53112.814 | 81684.667 | 97206.285 | CFs
6 | 16 | 18 | 12621.117 | 12621.117 | 13256.808 | 29057.86 | 39907.743
6 | 16 | 19 | 0 | 0 | 0 | 0 | 0
6 | 16 | 20 | 0 | 0 | 0 | 0 | 0
6 | 16 | 21 | 0 | 0 | 0 | 0 | 0
6 | 16 | 22 | 0 | 0 | 0 | 0 | 0
6 | 16 | 23 | 0 | 0 | 0 | 0 | 0
6 | 17 | 0 | 0 | 0 | 0 | 0 | 0
6 | 17 | 1 | 0 | 0 | 0 | 0 | 0
6 | 17 | 2 | 0 | 0 | 0 | 0 | 0
6 | 17 | 3 | 0 | 0 | 0 | 0 | 0
6 | 17 | 4 | 0 | 0 | 0 | 0 | 0
6 | 17 | 5 | 59867.043 | 40651.444 | 12653.843 | 11604.818 | 11604.818
6 | 17 | 6 | 137219.994 | 111296.261 | 62607.533 | 28480.22 | 25220.985
6 | 17 | 7 | 200866.855 | 178883.738 | 131768.177 | 82238.865 | 65826.85
6 | 17 | 8 | 188631.597 | 179964.959 | 155076.066 | 127783.142 | 113637.102
6 | 17 | 9 | 128162.855 | 127292.015 | 121134.249 | 113274.08 | 108321.651
6 | 17 | 10 | 177410.108 | 179631.26 | 173612.698 | 162825.196 | 153565.595
6 | 17 | 11 | 171984.597 | 176526.151 | 176450.647 | 171801.821 | 165281.727
6 | 17 | 12 | 260974.618 | 281725.094 | 296439.945 | 296805.825 | 282619.541
6 | 17 | 13 | 226070.285 | 250551.846 | 278707.22 | 294267.167 | 288672.052
6 | 17 | 14 | 178650.667 | 203999.755 | 243447.518 | 273611.855 | 277894.266 | CFs
6 | 17 | 15 | 121429.038 | 146891.388 | 194419.449 | 236729.196 | 251326.522 | CFs
6 | 17 | 16 | 60339.883 | 77855.192 | 130846.089 | 180873.272 | 204086.367 | CFs
6 | 17 | 17 | 20495.803 | 23698.219 | 60291.375 | 113051.05 | 140900.322 | CFs
6 | 17 | 18 | 11163.664 | 11163.664 | 12083.688 | 38630.692 | 56795.699
6 | 17 | 19 | 0 | 0 | 0 | 0 | 0
6 | 17 | 20 | 0 | 0 | 0 | 0 | 0
6 | 17 | 21 | 0 | 0 | 0 | 0 | 0
6 | 17 | 22 | 0 | 0 | 0 | 0 | 0
6 | 17 | 23 | 0 | 0 | 0 | 0 | 0
6 | 18 | 0 | 0 | 0 | 0 | 0 | 0
6 | 18 | 1 | 0 | 0 | 0 | 0 | 0
6 | 18 | 2 | 0 | 0 | 0 | 0 | 0
6 | 18 | 3 | 0 | 0 | 0 | 0 | 0
6 | 18 | 4 | 0 | 0 | 0 | 0 | 0
6 | 18 | 5 | 68819.584 | 45144.891 | 10465.153 | 9419.237 | 9419.237
6 | 18 | 6 | 157732.203 | 125175.775 | 62985.153 | 19869.371 | 16154.831
6 | 18 | 7 | 180507.859 | 161584.463 | 121025.374 | 78491.459 | 64392.523
6 | 18 | 8 | 152169.061 | 146441.93 | 130047.151 | 112132.844 | 102968.394
6 | 18 | 9 | 238868.255 | 235707.458 | 213277.608 | 183877.394 | 164936.21
6 | 18 | 10 | 212513.394 | 215650.473 | 207021.285 | 191455.323 | 177977.998
6 | 18 | 11 | 101928.866 | 102998.196 | 102975.596 | 101874.267 | 100338.051
6 | 18 | 12 | 97264.385 | 98714.902 | 99755.889 | 99778.537 | 98769.611
6 | 18 | 13 | 56331.227 | 56926.891 | 57626.209 | 58019.557 | 57876.589
6 | 18 | 14 | 40552.766 | 40746.747 | 41056.053 | 41299.499 | 41334.468 | CFs
6 | 18 | 15 | 57648.212 | 58461.677 | 60120.367 | 61670.146 | 62216.957 | CFs
6 | 18 | 16 | 67523.963 | 75048.813 | 97904.625 | 120368.755 | 131045.197 | CFs
6 | 18 | 17 | 32067.113 | 32370.646 | 34488.721 | 37293.273 | 38903.449 | CFs
6 | 18 | 18 | 0 | 0 | 0 | 0 | 0
6 | 18 | 19 | 0 | 0 | 0 | 0 | 0
6 | 18 | 20 | 0 | 0 | 0 | 0 | 0
6 | 18 | 21 | 0 | 0 | 0 | 0 | 0
6 | 18 | 22 | 0 | 0 | 0 | 0 | 0
6 | 18 | 23 | 0 | 0 | 0 | 0 | 0
6 | 19 | 0 | 0 | 0 | 0 | 0 | 0
6 | 19 | 1 | 0 | 0 | 0 | 0 | 0
6 | 19 | 2 | 0 | 0 | 0 | 0 | 0
6 | 19 | 3 | 0 | 0 | 0 | 0 | 0
6 | 19 | 4 | 0 | 0 | 0 | 0 | 0
6 | 19 | 5 | 77949.784 | 50433.837 | 10099.842 | 8997.016 | 8997.016
6 | 19 | 6 | 175600.785 | 138003.594 | 66297.867 | 17189.119 | 13189.693
6 | 19 | 7 | 240300.916 | 211428.045 | 149066.823 | 82454.004 | 60489.381
6 | 19 | 8 | 282260.925 | 265548.239 | 217105.292 | 162514.079 | 132948.049
6 | 19 | 9 | 307802.118 | 303023.539 | 269436.788 | 225470.775 | 197197.662
6 | 19 | 10 | 316854.24 | 323035.779 | 305802.539 | 274575.842 | 247375.56
6 | 19 | 11 | 281648.865 | 294757.573 | 294425.29 | 280838.033 | 261713.134
6 | 19 | 12 | 285814.904 | 308700.878 | 324831.636 | 325124.468 | 309417.51
6 | 19 | 13 | 246875.523 | 274009.624 | 305110.251 | 322227.181 | 315988.086
6 | 19 | 14 | 180978.812 | 203413.173 | 238474.423 | 265437.913 | 269245.603 | CFs
6 | 19 | 15 | 124991.605 | 148822.014 | 193570.246 | 233662.887 | 247517.715 | CFs
6 | 19 | 16 | 58406.74 | 78990.077 | 141010.736 | 198887.349 | 225589.353 | CFs
6 | 19 | 17 | 22998.432 | 26102.141 | 58738.724 | 105245.75 | 129954.199 | CFs
6 | 19 | 18 | 11048.149 | 11048.149 | 12064.631 | 38832.981 | 57216.24
6 | 19 | 19 | 0 | 0 | 0 | 0 | 0
6 | 19 | 20 | 0 | 0 | 0 | 0 | 0
6 | 19 | 21 | 0 | 0 | 0 | 0 | 0
6 | 19 | 22 | 0 | 0 | 0 | 0 | 0
6 | 19 | 23 | 0 | 0 | 0 | 0 | 0
6 | 20 | 0 | 0 | 0 | 0 | 0 | 0
6 | 20 | 1 | 0 | 0 | 0 | 0 | 0
6 | 20 | 2 | 0 | 0 | 0 | 0 | 0
6 | 20 | 3 | 0 | 0 | 0 | 0 | 0
6 | 20 | 4 | 0 | 0 | 0 | 0 | 0
6 | 20 | 5 | 77078.635 | 50298.227 | 10813.301 | 9759.752 | 9759.752
6 | 20 | 6 | 175430.238 | 138405.925 | 67081.267 | 17828.521 | 13856.359
6 | 20 | 7 | 183504.335 | 164316.333 | 123173.79 | 80001.724 | 65736.065
6 | 20 | 8 | 268078.129 | 252975.294 | 208459.18 | 156970.25 | 128643.139
6 | 20 | 9 | 285412.905 | 281342.231 | 252533.453 | 213801.789 | 188344.984
6 | 20 | 10 | 292012.463 | 297140.72 | 282628.974 | 255910.832 | 232201.873
6 | 20 | 11 | 179800.663 | 185289.72 | 185127.543 | 179406.429 | 171412.233
6 | 20 | 12 | 143378.665 | 148229.176 | 151679.774 | 151730.034 | 148350.952
6 | 20 | 13 | 22559.353 | 22572.702 | 22588.34 | 22597.108 | 22593.869
6 | 20 | 14 | 115191.851 | 120763.557 | 129589.248 | 136487.615 | 137464.118 | CFs
6 | 20 | 15 | 70501.883 | 71989.513 | 74986.026 | 77776.501 | 78757.952 | CFs
6 | 20 | 16 | 32658.359 | 32768.025 | 33097.253 | 33453.215 | 33627.373 | CFs
6 | 20 | 17 | 31126.294 | 31354.457 | 32683.06 | 34353.906 | 35345.253 | CFs
6 | 20 | 18 | 14098.883 | 14098.883 | 14416.542 | 20550.52 | 24798.95
6 | 20 | 19 | 0 | 0 | 0 | 0 | 0
6 | 20 | 20 | 0 | 0 | 0 | 0 | 0
6 | 20 | 21 | 0 | 0 | 0 | 0 | 0
6 | 20 | 22 | 0 | 0 | 0 | 0 | 0
6 | 20 | 23 | 0 | 0 | 0 | 0 | 0
6 | 21 | 0 | 0 | 0 | 0 | 0 | 0
6 | 21 | 1 | 0 | 0 | 0 | 0 | 0
6 | 21 | 2 | 0 | 0 | 0 | 0 | 0
6 | 21 | 3 | 0 | 0 | 0 | 0 | 0
6 | 21 | 4 | 0 | 0 | 0 | 0 | 0
6 | 21 | 5 | 60941.732 | 41172.525 | 12310.312 | 11404.389 | 11404.389
6 | 21 | 6 | 146911.554 | 117741.291 | 62979.008 | 25289.351 | 22047.367
6 | 21 | 7 | 56211.711 | 55038.489 | 52624.855 | 50303.593 | 49541.493
6 | 21 | 8 | 55816.455 | 55419.82 | 54301.58 | 53107.832 | 52527.18
6 | 21 | 9 | 59248.012 | 59131.237 | 58335.534 | 57327.023 | 56696.479
6 | 21 | 10 | 115172.769 | 116032.05 | 113599.935 | 109295.955 | 105639.348
6 | 21 | 11 | 142631.163 | 145783.412 | 145677.513 | 142375.14 | 137803.135
6 | 21 | 12 | 57329.931 | 57865.072 | 58246.362 | 58250.443 | 57874.924
6 | 21 | 13 | 96246.73 | 98007.709 | 100066.753 | 101218.154 | 100788.531
6 | 21 | 14 | 156779.787 | 171758.42 | 195321.094 | 213595.611 | 216152.596 | CFs
6 | 21 | 15 | 122768.223 | 144562.267 | 185618.207 | 222604.626 | 235388.84 | CFs
6 | 21 | 16 | 67859.812 | 79447.539 | 114415.339 | 148141.648 | 164017.756 | CFs
6 | 21 | 17 | 29882.51 | 32042.171 | 51669.376 | 79110.874 | 94027.025 | CFs
6 | 21 | 18 | 12331.765 | 12331.765 | 12413.707 | 13223.138 | 13798.11
6 | 21 | 19 | 0 | 0 | 0 | 0 | 0
6 | 21 | 20 | 0 | 0 | 0 | 0 | 0
6 | 21 | 21 | 0 | 0 | 0 | 0 | 0
6 | 21 | 22 | 0 | 0 | 0 | 0 | 0
6 | 21 | 23 | 0 | 0 | 0 | 0 | 0
6 | 22 | 0 | 0 | 0 | 0 | 0 | 0
6 | 22 | 1 | 0 | 0 | 0 | 0 | 0
6 | 22 | 2 | 0 | 0 | 0 | 0 | 0
6 | 22 | 3 | 0 | 0 | 0 | 0 | 0
6 | 22 | 4 | 0 | 0 | 0 | 0 | 0
6 | 22 | 5 | 26497.16 | 20924.845 | 12879.685 | 12523.474 | 12523.474
6 | 22 | 6 | 80247.291 | 69040.408 | 48731.853 | 34384.789 | 32880.131
6 | 22 | 7 | 113456.863 | 105139.592 | 87809.21 | 70553.64 | 64911.487
6 | 22 | 8 | 82546.027 | 81424.315 | 78263.777 | 74874.813 | 73200.458
6 | 22 | 9 | 122793.855 | 121966.145 | 116348.104 | 109212.366 | 104743.789
6 | 22 | 10 | 230018.321 | 233500.959 | 223545.107 | 205807.804 | 190610.827
6 | 22 | 11 | 223653.552 | 232390.41 | 232064.743 | 222862.261 | 210076.299
6 | 22 | 12 | 239407.163 | 256055.854 | 267750.005 | 267827.055 | 256243.649
6 | 22 | 13 | 187718.613 | 202386.585 | 219325.529 | 228686.658 | 225162.079
6 | 22 | 14 | 161002.418 | 176767.291 | 201448.708 | 220495.851 | 223130.601 | CFs
6 | 22 | 15 | 122521.823 | 144058.237 | 184382.969 | 220506.437 | 232921.187 | CFs
6 | 22 | 16 | 67710.067 | 77625.835 | 107422.085 | 136337.466 | 149962.863 | CFs
6 | 22 | 17 | 13694.906 | 18049.04 | 67192.581 | 136971.994 | 172728.141 | CFs
6 | 22 | 18 | 8386.662 | 8386.662 | 9763.586 | 52711.464 | 81904.111
6 | 22 | 19 | 0 | 0 | 0 | 0 | 0
6 | 22 | 20 | 0 | 0 | 0 | 0 | 0
6 | 22 | 21 | 0 | 0 | 0 | 0 | 0
6 | 22 | 22 | 0 | 0 | 0 | 0 | 0
6 | 22 | 23 | 0 | 0 | 0 | 0 | 0
6 | 23 | 0 | 0 | 0 | 0 | 0 | 0
6 | 23 | 1 | 0 | 0 | 0 | 0 | 0
6 | 23 | 2 | 0 | 0 | 0 | 0 | 0
6 | 23 | 3 | 0 | 0 | 0 | 0 | 0
6 | 23 | 4 | 0 | 0 | 0 | 0 | 0
6 | 23 | 5 | 79576.483 | 51153.223 | 8994.505 | 8091.937 | 8091.937
6 | 23 | 6 | 173354.334 | 136290.826 | 65450.977 | 17188.245 | 13518.695
6 | 23 | 7 | 234061.538 | 206146.016 | 145631.49 | 80842.208 | 59571.979
6 | 23 | 8 | 277940.533 | 261202.095 | 212859.068 | 158257.226 | 128881.052
6 | 23 | 9 | 300672.881 | 295888.744 | 263053.043 | 220166.636 | 192674.442
6 | 23 | 10 | 308429.18 | 314288.732 | 297378.512 | 266936.855 | 240534.697
6 | 23 | 11 | 301524.044 | 316545.856 | 315934.878 | 300028.252 | 277778.045
6 | 23 | 12 | 277200.274 | 299094.289 | 314351.592 | 314387.282 | 299181.64
6 | 23 | 13 | 240067.91 | 266111.416 | 295813.43 | 312029.979 | 305861.999
6 | 23 | 14 | 190286.754 | 217914.954 | 260661.168 | 293203.762 | 297627.228 | CFs
6 | 23 | 15 | 128830.632 | 157102.93 | 209159.616 | 255475.327 | 271307.82 | CFs
6 | 23 | 16 | 60510.472 | 81069.255 | 142586.462 | 200098.722 | 226671.943 | CFs
6 | 23 | 17 | 16653.909 | 20750.921 | 65189.669 | 128622.547 | 161695.217 | CFs
6 | 23 | 18 | 10110.226 | 10110.226 | 11391.161 | 45766.368 | 69383.903
6 | 23 | 19 | 0 | 0 | 0 | 0 | 0
6 | 23 | 20 | 0 | 0 | 0 | 0 | 0
6 | 23 | 21 | 0 | 0 | 0 | 0 | 0
6 | 23 | 22 | 0 | 0 | 0 | 0 | 0
6 | 23 | 23 | 0 | 0 | 0 | 0 | 0
6 | 24 | 0 | 0 | 0 | 0 | 0 | 0
6 | 24 | 1 | 0 | 0 | 0 | 0 | 0
6 | 24 | 2 | 0 | 0 | 0 | 0 | 0
6 | 24 | 3 | 0 | 0 | 0 | 0 | 0
6 | 24 | 4 | 0 | 0 | 0 | 0 | 0
6 | 24 | 5 | 66004.568 | 43635.656 | 10573.888 | 9803.015 | 9803.015
6 | 24 | 6 | 158937.958 | 125950.426 | 63487.322 | 20896.609 | 17561.979
6 | 24 | 7 | 223607.475 | 197156.66 | 139957.044 | 79099.112 | 59143.462
6 | 24 | 8 | 266909.894 | 251096.08 | 205440.29 | 153861.845 | 126171.241
6 | 24 | 9 | 290034.274 | 285393.976 | 253621.355 | 212119.944 | 185517.905
6 | 24 | 10 | 300088.733 | 305846.355 | 289143.138 | 259112.078 | 233091.645
6 | 24 | 11 | 291104.657 | 305506.047 | 304872.529 | 289554.977 | 268195.864
6 | 24 | 12 | 268376.067 | 289917.866 | 304896.525 | 304865.515 | 289842.033
6 | 24 | 13 | 231349.508 | 256611.34 | 285389.717 | 301067.661 | 295023.105
6 | 24 | 14 | 185050.19 | 210758.299 | 250521.973 | 280804.498 | 284873.717 | CFs
6 | 24 | 15 | 126591.115 | 152815.563 | 201425.418 | 244862.047 | 259704.391 | CFs
6 | 24 | 16 | 65019.771 | 83320.569 | 138063.326 | 189858.712 | 213956.159 | CFs
6 | 24 | 17 | 23179.06 | 26907.138 | 65021.976 | 119207.329 | 147836.573 | CFs
6 | 24 | 18 | 11778.894 | 11778.894 | 13080.488 | 43436.938 | 64382.415
6 | 24 | 19 | 0 | 0 | 0 | 0 | 0
6 | 24 | 20 | 0 | 0 | 0 | 0 | 0
6 | 24 | 21 | 0 | 0 | 0 | 0 | 0
6 | 24 | 22 | 0 | 0 | 0 | 0 | 0
6 | 24 | 23 | 0 | 0 | 0 | 0 | 0
6 | 25 | 0 | 0 | 0 | 0 | 0 | 0
6 | 25 | 1 | 0 | 0 | 0 | 0 | 0
6 | 25 | 2 | 0 | 0 | 0 | 0 | 0
6 | 25 | 3 | 0 | 0 | 0 | 0 | 0
6 | 25 | 4 | 0 | 0 | 0 | 0 | 0
6 | 25 | 5 | 1112.23 | 1112.23 | 1112.23 | 1112.23 | 1112.23
6 | 25 | 6 | 21598.419 | 21496.018 | 21326.714 | 21189.69 | 21165.189
6 | 25 | 7 | 29335.57 | 29263.292 | 29116.403 | 28980.957 | 28936.286
6 | 25 | 8 | 207450.259 | 197322.577 | 168487.979 | 136706.823 | 120225.001
6 | 25 | 9 | 300051.703 | 295238.934 | 262339.302 | 219401.35 | 191898.033
6 | 25 | 10 | 245362.775 | 249187.694 | 238072.587 | 218282.777 | 201315.478
6 | 25 | 11 | 198295.147 | 204782.664 | 204476.248 | 197551.861 | 188011.679
6 | 25 | 12 | 228290.494 | 242872.292 | 253033.149 | 252965.489 | 242707.574
6 | 25 | 13 | 196875.646 | 212840.199 | 231151.805 | 241174.992 | 237247.493
6 | 25 | 14 | 158740.36 | 174031.001 | 197876.496 | 216228.31 | 218675.611 | CFs
6 | 25 | 15 | 133223.406 | 162437.336 | 215708.239 | 262773.469 | 278703.216 | CFs
6 | 25 | 16 | 62641.8 | 84361.858 | 148642.603 | 208031.599 | 235219.154 | CFs
6 | 25 | 17 | 15959.31 | 20438.727 | 68516.622 | 136350.062 | 171192.557 | CFs
6 | 25 | 18 | 10329.327 | 10329.327 | 11779.897 | 50179.445 | 76329.328
6 | 25 | 19 | 0 | 0 | 0 | 0 | 0
6 | 25 | 20 | 0 | 0 | 0 | 0 | 0
6 | 25 | 21 | 0 | 0 | 0 | 0 | 0
6 | 25 | 22 | 0 | 0 | 0 | 0 | 0
6 | 25 | 23 | 0 | 0 | 0 | 0 | 0
6 | 26 | 0 | 0 | 0 | 0 | 0 | 0
6 | 26 | 1 | 0 | 0 | 0 | 0 | 0
6 | 26 | 2 | 0 | 0 | 0 | 0 | 0
6 | 26 | 3 | 0 | 0 | 0 | 0 | 0
6 | 26 | 4 | 0 | 0 | 0 | 0 | 0
6 | 26 | 5 | 77725.082 | 50200.21 | 8969.229 | 8232.678 | 8232.678
6 | 26 | 6 | 177539.995 | 138906.967 | 65282.008 | 15765.217 | 12284.813
6 | 26 | 7 | 239343.221 | 210470.861 | 147773.581 | 80692.169 | 58732.986
6 | 26 | 8 | 279572.928 | 262929.079 | 214810.277 | 160196.8 | 130710.312
6 | 26 | 9 | 303728.516 | 298881.995 | 265662.089 | 222095.559 | 194076.006
6 | 26 | 10 | 311321.892 | 317150.625 | 300115.213 | 269395.78 | 242675.851
6 | 26 | 11 | 302432.315 | 317248.898 | 316511.727 | 300621.326 | 278432.65
6 | 26 | 12 | 279575.931 | 301361.046 | 316335.077 | 316165.162 | 300943.753
6 | 26 | 13 | 242037.866 | 268152.39 | 297574.508 | 313404.929 | 307124.636
6 | 26 | 14 | 193940.033 | 221416.151 | 263434.191 | 295057.929 | 299164.987 | CFs
6 | 26 | 15 | 130409.385 | 159694.874 | 212722.441 | 259326.014 | 274997.184 | CFs
6 | 26 | 16 | 61359.488 | 82866.557 | 146197.423 | 204255.045 | 230693.552 | CFs
6 | 26 | 17 | 13693.911 | 18212.519 | 66861.833 | 135378.138 | 170365.372 | CFs
6 | 26 | 18 | 8319.088 | 8319.088 | 9853.003 | 51922.837 | 80459.191
6 | 26 | 19 | 0 | 0 | 0 | 0 | 0
6 | 26 | 20 | 0 | 0 | 0 | 0 | 0
6 | 26 | 21 | 0 | 0 | 0 | 0 | 0
6 | 26 | 22 | 0 | 0 | 0 | 0 | 0
6 | 26 | 23 | 0 | 0 | 0 | 0 | 0
6 | 27 | 0 | 0 | 0 | 0 | 0 | 0
6 | 27 | 1 | 0 | 0 | 0 | 0 | 0
6 | 27 | 2 | 0 | 0 | 0 | 0 | 0
6 | 27 | 3 | 0 | 0 | 0 | 0 | 0
6 | 27 | 4 | 0 | 0 | 0 | 0 | 0
6 | 27 | 5 | 1629.695 | 1629.695 | 1629.695 | 1629.695 | 1629.695
6 | 27 | 6 | 17087.472 | 17087.472 | 17087.472 | 17087.472 | 17087.472
6 | 27 | 7 | 59927.183 | 58450.718 | 55405.901 | 52459.035 | 51496.355
6 | 27 | 8 | 158281.711 | 151991.591 | 134166.048 | 114734.08 | 104869.719
6 | 27 | 9 | 169490.292 | 167764.354 | 156087.385 | 141179.907 | 131805.906
6 | 27 | 10 | 159943.486 | 161476.951 | 157013.065 | 149130.645 | 142433.083
6 | 27 | 11 | 64795.404 | 65244.967 | 65221.273 | 64738.194 | 64078.603
6 | 27 | 12 | 72367.485 | 73188.763 | 73762.704 | 73753.325 | 73166.113
6 | 27 | 13 | 197443.688 | 213864.296 | 232535.748 | 242648.305 | 238561.02
6 | 27 | 14 | 146299.833 | 157846.237 | 175798.255 | 189588.092 | 191369.015 | CFs
6 | 27 | 15 | 57558.143 | 58335.63 | 59900.431 | 61354.134 | 61855.444 | CFs
6 | 27 | 16 | 11346.65 | 11346.65 | 11346.65 | 11346.65 | 11346.65 | CFs
6 | 27 | 17 | 11607.876 | 11607.876 | 11607.876 | 11607.876 | 11607.876 | CFs
6 | 27 | 18 | 13488.132 | 13488.132 | 13622.705 | 15055.56 | 16056.561
6 | 27 | 19 | 0 | 0 | 0 | 0 | 0
6 | 27 | 20 | 0 | 0 | 0 | 0 | 0
6 | 27 | 21 | 0 | 0 | 0 | 0 | 0
6 | 27 | 22 | 0 | 0 | 0 | 0 | 0
6 | 27 | 23 | 0 | 0 | 0 | 0 | 0
6 | 28 | 0 | 0 | 0 | 0 | 0 | 0
6 | 28 | 1 | 0 | 0 | 0 | 0 | 0
6 | 28 | 2 | 0 | 0 | 0 | 0 | 0
6 | 28 | 3 | 0 | 0 | 0 | 0 | 0
6 | 28 | 4 | 0 | 0 | 0 | 0 | 0
6 | 28 | 5 | 50810.057 | 35700.567 | 13049.348 | 12574.22 | 12574.22
6 | 28 | 6 | 62142.234 | 55275.46 | 42940.091 | 34279.466 | 33390.887
6 | 28 | 7 | 209595.948 | 185712.979 | 134104.715 | 79611.609 | 61761.299
6 | 28 | 8 | 258366.631 | 243262.746 | 199605.187 | 150232.271 | 123880.999
6 | 28 | 9 | 289479.125 | 284897.503 | 253424.986 | 212287.842 | 185899.065
6 | 28 | 10 | 216537.619 | 219722.884 | 210441.915 | 193964.978 | 179879.925
6 | 28 | 11 | 221985.663 | 230673.546 | 230197.317 | 220828.157 | 207951.452
6 | 28 | 12 | 204634.559 | 216912.052 | 225400.362 | 225219.461 | 216472.546
6 | 28 | 13 | 241790.643 | 268136.09 | 297832.153 | 313765.327 | 307221.162
6 | 28 | 14 | 194186.193 | 221830.531 | 264108.607 | 295984.291 | 299988.12 | CFs
6 | 28 | 15 | 130849.9 | 160133.677 | 213116.116 | 259853.908 | 275502.154 | CFs
6 | 28 | 16 | 62136.84 | 83782.802 | 147225.179 | 205580.513 | 232186.616 | CFs
6 | 28 | 17 | 19641.758 | 23422.06 | 61350.999 | 114589.268 | 142202.504 | CFs
6 | 28 | 18 | 11421.664 | 11421.664 | 12742.242 | 39220.442 | 57288.455
6 | 28 | 19 | 0 | 0 | 0 | 0 | 0
6 | 28 | 20 | 0 | 0 | 0 | 0 | 0
6 | 28 | 21 | 0 | 0 | 0 | 0 | 0
6 | 28 | 22 | 0 | 0 | 0 | 0 | 0
6 | 28 | 23 | 0 | 0 | 0 | 0 | 0
6 | 29 | 0 | 0 | 0 | 0 | 0 | 0
6 | 29 | 1 | 0 | 0 | 0 | 0 | 0
6 | 29 | 2 | 0 | 0 | 0 | 0 | 0
6 | 29 | 3 | 0 | 0 | 0 | 0 | 0
6 | 29 | 4 | 0 | 0 | 0 | 0 | 0
6 | 29 | 5 | 66220.06 | 43889.997 | 9910.593 | 9357.051 | 9357.051
6 | 29 | 6 | 165584.348 | 130208.767 | 62685.358 | 17324.257 | 14239.213
6 | 29 | 7 | 185415.315 | 165314.457 | 122004.402 | 76590.696 | 61704.016
6 | 29 | 8 | 268474.011 | 252774.081 | 206971.093 | 154414.246 | 125936.213
6 | 29 | 9 | 253932.108 | 250301.667 | 225258.664 | 192505.007 | 171474.405
6 | 29 | 10 | 298411.182 | 303849.525 | 287954.564 | 259158.955 | 233986.107
6 | 29 | 11 | 291794.353 | 305751.791 | 304963.712 | 289853.541 | 268782.875
6 | 29 | 12 | 271190.364 | 291914.979 | 305979.625 | 305609.86 | 291005.084
6 | 29 | 13 | 235216.772 | 260052.545 | 287724.775 | 302396.411 | 296270.327
6 | 29 | 14 | 188241.198 | 214252.978 | 253515.574 | 282695.07 | 286261.65 | CFs
6 | 29 | 15 | 126992.463 | 155197.692 | 205398.989 | 248913.681 | 263255.575 | CFs
6 | 29 | 16 | 59473.941 | 78276.026 | 132794.576 | 182639.952 | 205172.392 | CFs
6 | 29 | 17 | 14716.897 | 18990.625 | 62709.149 | 123398.574 | 154141.935 | CFs
6 | 29 | 18 | 9967.137 | 9967.137 | 11348.877 | 42151.395 | 62951.369
6 | 29 | 19 | 0 | 0 | 0 | 0 | 0
6 | 29 | 20 | 0 | 0 | 0 | 0 | 0
6 | 29 | 21 | 0 | 0 | 0 | 0 | 0
6 | 29 | 22 | 0 | 0 | 0 | 0 | 0
6 | 29 | 23 | 0 | 0 | 0 | 0 | 0
6 | 30 | 0 | 0 | 0 | 0 | 0 | 0
6 | 30 | 1 | 0 | 0 | 0 | 0 | 0
6 | 30 | 2 | 0 | 0 | 0 | 0 | 0
6 | 30 | 3 | 0 | 0 | 0 | 0 | 0
6 | 30 | 4 | 0 | 0 | 0 | 0 | 0
6 | 30 | 5 | 66881.452 | 44158.358 | 9170.738 | 8661.064 | 8661.064
6 | 30 | 6 | 160698.025 | 126778.592 | 61017.659 | 16455.03 | 13497.348
6 | 30 | 7 | 220948.616 | 195356.278 | 138643.139 | 76868.844 | 56417.906
6 | 30 | 8 | 265369.584 | 249879.22 | 204497.961 | 152160.922 | 123691.37
6 | 30 | 9 | 288245.999 | 283840.795 | 253104.163 | 212441.732 | 186078.581
6 | 30 | 10 | 296626.386 | 302077.234 | 286197.659 | 257420.488 | 232261.291
6 | 30 | 11 | 291002.743 | 304990.077 | 304176.568 | 288999.904 | 267866.607
6 | 30 | 12 | 268704.561 | 289254.174 | 303146.878 | 302709.128 | 288176.8
6 | 30 | 13 | 233989.444 | 258753.714 | 286291.657 | 300839.314 | 294647.974
6 | 30 | 14 | 186902.648 | 213603.741 | 253863.311 | 283774.449 | 287351.657 | CFs
6 | 30 | 15 | 127248.369 | 155247.618 | 205205.25 | 248735.115 | 263074.442 | CFs
6 | 30 | 16 | 61768.78 | 65495.938 | 76412.771 | 87245.685 | 92352.417 | CFs
6 | 30 | 17 | 28941.635 | 31466.858 | 53644.17 | 84170.314 | 100311.507 | CFs
6 | 30 | 18 | 10085.805 | 10085.805 | 11604.239 | 47161.238 | 71038.699
6 | 30 | 19 | 0 | 0 | 0 | 0 | 0
6 | 30 | 20 | 0 | 0 | 0 | 0 | 0
6 | 30 | 21 | 0 | 0 | 0 | 0 | 0
6 | 30 | 22 | 0 | 0 | 0 | 0 | 0
6 | 30 | 23 | 0 | 0 | 0 | 0 | 0
7 | 1 | 0 | 0 | 0 | 0 | 0 | 0
7 | 1 | 1 | 0 | 0 | 0 | 0 | 0
7 | 1 | 2 | 0 | 0 | 0 | 0 | 0
7 | 1 | 3 | 0 | 0 | 0 | 0 | 0
7 | 1 | 4 | 0 | 0 | 0 | 0 | 0
7 | 1 | 5 | 63961.862 | 42544.368 | 9516.783 | 9061.179 | 9061.179
7 | 1 | 6 | 159069.45 | 125325.666 | 61271.349 | 18516.506 | 15661.238
7 | 1 | 7 | 222852.742 | 196368.82 | 138448.647 | 76580.275 | 56247.993
7 | 1 | 8 | 265696.904 | 249983.239 | 204209.852 | 151956.47 | 123776.076
7 | 1 | 9 | 291779.093 | 287234.178 | 255433.137 | 213651.73 | 186710.212
7 | 1 | 10 | 299838.377 | 305518.804 | 289065.769 | 259366.105 | 233522.894
7 | 1 | 11 | 294021.691 | 308568.625 | 307700.9 | 291892.64 | 269988.614
7 | 1 | 12 | 270842.876 | 292538.897 | 307213.596 | 306672.2 | 291211.15
7 | 1 | 13 | 235181.626 | 261155.372 | 290133.513 | 305454.592 | 298797.235
7 | 1 | 14 | 187555.216 | 214464.5 | 255236.198 | 285731.648 | 289306.029 | CFs
7 | 1 | 15 | 127228.626 | 154786.237 | 204198.13 | 247591.79 | 261899.14 | CFs
7 | 1 | 16 | 60733.577 | 81251.482 | 140566.864 | 195083.647 | 219793.044 | CFs
7 | 1 | 17 | 17066.24 | 21468.216 | 65480.93 | 126792.361 | 158114.339 | CFs
7 | 1 | 18 | 10286.042 | 10286.042 | 11791.373 | 45766.997 | 68507.669
7 | 1 | 19 | 0 | 0 | 0 | 0 | 0
7 | 1 | 20 | 0 | 0 | 0 | 0 | 0
7 | 1 | 21 | 0 | 0 | 0 | 0 | 0
7 | 1 | 22 | 0 | 0 | 0 | 0 | 0
7 | 1 | 23 | 0 | 0 | 0 | 0 | 0
7 | 2 | 0 | 0 | 0 | 0 | 0 | 0
7 | 2 | 1 | 0 | 0 | 0 | 0 | 0
7 | 2 | 2 | 0 | 0 | 0 | 0 | 0
7 | 2 | 3 | 0 | 0 | 0 | 0 | 0
7 | 2 | 4 | 0 | 0 | 0 | 0 | 0
7 | 2 | 5 | 52485.081 | 36026.795 | 10919.6 | 10526.949 | 10526.949
7 | 2 | 6 | 21908.896 | 21740.532 | 21461.411 | 21235.061 | 21194.003
7 | 2 | 7 | 182717.895 | 162686.896 | 119837.005 | 75609.905 | 61175.863
7 | 2 | 8 | 207768.064 | 197256.34 | 167110.669 | 133722.001 | 116327.85
7 | 2 | 9 | 244355.51 | 240861.481 | 216457.463 | 184975.125 | 164978.884
7 | 2 | 10 | 222622.007 | 226067.646 | 216186.776 | 198623.427 | 183610.58
7 | 2 | 11 | 249886.74 | 261327.4 | 260629.69 | 248189.213 | 231137.492
7 | 2 | 12 | 234650.764 | 251410.188 | 262811.006 | 262326.774 | 250232.17
7 | 2 | 13 | 197477.004 | 214067.355 | 232793.277 | 242771.539 | 238335.527
7 | 2 | 14 | 168971.27 | 189178.281 | 220057.591 | 243408.206 | 246090.532 | CFs
7 | 2 | 15 | 84132.951 | 88330.143 | 96532.987 | 104061.45 | 106589.039 | CFs
7 | 2 | 16 | 67232.248 | 74584.782 | 95925.675 | 116639.153 | 126286.514 | CFs
7 | 2 | 17 | 32439.46 | 34406.085 | 51065.109 | 73969.936 | 86176.881 | CFs
7 | 2 | 18 | 3238.121 | 3238.121 | 3238.121 | 3238.121 | 3238.121
7 | 2 | 19 | 0 | 0 | 0 | 0 | 0
7 | 2 | 20 | 0 | 0 | 0 | 0 | 0
7 | 2 | 21 | 0 | 0 | 0 | 0 | 0
7 | 2 | 22 | 0 | 0 | 0 | 0 | 0
7 | 2 | 23 | 0 | 0 | 0 | 0 | 0
7 | 3 | 0 | 0 | 0 | 0 | 0 | 0
7 | 3 | 1 | 0 | 0 | 0 | 0 | 0
7 | 3 | 2 | 0 | 0 | 0 | 0 | 0
7 | 3 | 3 | 0 | 0 | 0 | 0 | 0
7 | 3 | 4 | 0 | 0 | 0 | 0 | 0
7 | 3 | 5 | 5317.805 | 5317.805 | 5317.805 | 5317.805 | 5317.805
7 | 3 | 6 | 27368.322 | 26898.103 | 26117.98 | 25485.062 | 25369.73
7 | 3 | 7 | 117097.054 | 108012.634 | 88892.016 | 69780.932 | 63524.133
7 | 3 | 8 | 11064.036 | 11064.036 | 11064.036 | 11064.036 | 11064.036
7 | 3 | 9 | 120731.627 | 119930.819 | 114322.389 | 107177.322 | 102684.901
7 | 3 | 10 | 56423.388 | 56554.721 | 56181.555 | 55522.497 | 54963.62
7 | 3 | 11 | 63666.082 | 64112.374 | 64084.701 | 63599.27 | 62940.414
7 | 3 | 12 | 58183.517 | 58739.314 | 59119.372 | 59101.067 | 58695.122
7 | 3 | 13 | 61752.821 | 62477.032 | 63300.72 | 63741.404 | 63540.994
7 | 3 | 14 | 82118.078 | 83700.651 | 86149.274 | 88029.28 | 88240.876 | CFs
7 | 3 | 15 | 51128.037 | 51659.141 | 52713.356 | 53684.859 | 54009.763 | CFs
7 | 3 | 16 | 50155.717 | 50998.727 | 53432.606 | 55911.715 | 57081.609 | CFs
7 | 3 | 17 | 17838.339 | 17838.339 | 17838.339 | 17838.339 | 17838.339 | CFs
7 | 3 | 18 | 4516.463 | 4516.463 | 4516.463 | 4516.463 | 4516.463
7 | 3 | 19 | 0 | 0 | 0 | 0 | 0
7 | 3 | 20 | 0 | 0 | 0 | 0 | 0
7 | 3 | 21 | 0 | 0 | 0 | 0 | 0
7 | 3 | 22 | 0 | 0 | 0 | 0 | 0
7 | 3 | 23 | 0 | 0 | 0 | 0 | 0
7 | 4 | 0 | 0 | 0 | 0 | 0 | 0
7 | 4 | 1 | 0 | 0 | 0 | 0 | 0
7 | 4 | 2 | 0 | 0 | 0 | 0 | 0
7 | 4 | 3 | 0 | 0 | 0 | 0 | 0
7 | 4 | 4 | 0 | 0 | 0 | 0 | 0
7 | 4 | 5 | 17146.972 | 14879.86 | 11483.778 | 11418.948 | 11418.948
7 | 4 | 6 | 119224.061 | 98402.555 | 60140.704 | 34256.852 | 32204.019
7 | 4 | 7 | 191435.318 | 171316.896 | 128014.825 | 83210.16 | 68478.274
7 | 4 | 8 | 242634.07 | 229384.352 | 190911.389 | 147692.659 | 124854.187
7 | 4 | 9 | 285200.09 | 280845.42 | 249603.167 | 208779.775 | 182540.04
7 | 4 | 10 | 136824.296 | 138028.514 | 134634.366 | 128614.592 | 123489.375
7 | 4 | 11 | 135853.905 | 138815.692 | 138630.684 | 135406.458 | 131022.394
7 | 4 | 12 | 120643.044 | 124300.079 | 126786.955 | 126653.333 | 123977.011
7 | 4 | 13 | 150920.642 | 158466.958 | 166976.218 | 171484.466 | 169391.489
7 | 4 | 14 | 154240.54 | 169036.167 | 191565.203 | 208568.536 | 210408.807 | CFs
7 | 4 | 15 | 127717.797 | 154063.999 | 201136.257 | 242390.649 | 255768.582 | CFs
7 | 4 | 16 | 66148.354 | 85049.813 | 138862.798 | 188405.462 | 210742.95 | CFs
7 | 4 | 17 | 1332.683 | 1332.683 | 1332.683 | 1332.683 | 1332.683 | CFs
7 | 4 | 18 | 14082.619 | 14082.619 | 15316.673 | 38949.729 | 54571.144
7 | 4 | 19 | 0 | 0 | 0 | 0 | 0
7 | 4 | 20 | 0 | 0 | 0 | 0 | 0
7 | 4 | 21 | 0 | 0 | 0 | 0 | 0
7 | 4 | 22 | 0 | 0 | 0 | 0 | 0
7 | 4 | 23 | 0 | 0 | 0 | 0 | 0
7 | 5 | 0 | 0 | 0 | 0 | 0 | 0
7 | 5 | 1 | 0 | 0 | 0 | 0 | 0
7 | 5 | 2 | 0 | 0 | 0 | 0 | 0
7 | 5 | 3 | 0 | 0 | 0 | 0 | 0
7 | 5 | 4 | 0 | 0 | 0 | 0 | 0
7 | 5 | 5 | 52909.807 | 36513.78 | 10693.579 | 10433.991 | 10433.991
7 | 5 | 6 | 147855.572 | 117465.16 | 59941.558 | 21879.137 | 19587.339
7 | 5 | 7 | 215344.194 | 190433.083 | 135494.699 | 76782.968 | 57324.209
7 | 5 | 8 | 260831.2 | 245698.322 | 200999.423 | 149517.202 | 121603.582
7 | 5 | 9 | 205112.337 | 202714.996 | 185367.378 | 162853.282 | 148452.969
7 | 5 | 10 | 295208.235 | 300920.907 | 284871.554 | 255533.995 | 229717.128
7 | 5 | 11 | 285577.23 | 299282.919 | 298431.748 | 283476.899 | 262648.028
7 | 5 | 12 | 263994.335 | 283923.176 | 297097.076 | 296322.105 | 282009.785
7 | 5 | 13 | 230970.682 | 255086.149 | 281333.244 | 294788.768 | 288435.284
7 | 5 | 14 | 185363.035 | 211680.207 | 250472.999 | 278699.104 | 281599.782 | CFs
7 | 5 | 15 | 127654.275 | 155475.059 | 203891.616 | 245384.886 | 258577.238 | CFs
7 | 5 | 16 | 60958.219 | 82176.446 | 141761.128 | 195226.341 | 218868.018 | CFs
7 | 5 | 17 | 16948.387 | 21553.738 | 66771.646 | 128841.424 | 159943.062 | CFs
7 | 5 | 18 | 9985.065 | 9985.065 | 11556.64 | 47541.159 | 70914.636
7 | 5 | 19 | 0 | 0 | 0 | 0 | 0
7 | 5 | 20 | 0 | 0 | 0 | 0 | 0
7 | 5 | 21 | 0 | 0 | 0 | 0 | 0
7 | 5 | 22 | 0 | 0 | 0 | 0 | 0
7 | 5 | 23 | 0 | 0 | 0 | 0 | 0
7 | 6 | 0 | 0 | 0 | 0 | 0 | 0
7 | 6 | 1 | 0 | 0 | 0 | 0 | 0
7 | 6 | 2 | 0 | 0 | 0 | 0 | 0
7 | 6 | 3 | 0 | 0 | 0 | 0 | 0
7 | 6 | 4 | 0 | 0 | 0 | 0 | 0
7 | 6 | 5 | 57223.079 | 38816.842 | 9262.133 | 9050.913 | 9050.913
7 | 6 | 6 | 151656.25 | 119491.88 | 58878.941 | 19218.182 | 16997.109
7 | 6 | 7 | 215440.544 | 189971.398 | 134138.225 | 75073.593 | 55575.939
7 | 6 | 8 | 258482.733 | 243175.019 | 198139.835 | 146786.269 | 119151.419
7 | 6 | 9 | 282859.024 | 278635.938 | 247438.484 | 206425.609 | 179895.022
7 | 6 | 10 | 271977.321 | 277039.153 | 263023.563 | 237696.85 | 215715.432
7 | 6 | 11 | 283526.602 | 298129.782 | 297221.068 | 281301.558 | 259332.494
7 | 6 | 12 | 260903.054 | 282396.674 | 296696.676 | 295770.88 | 280130.992
7 | 6 | 13 | 224917.112 | 250230.566 | 278125.543 | 292539.614 | 285559.997
7 | 6 | 14 | 179084.948 | 204879.458 | 243490.058 | 272118.44 | 274983.607 | CFs
7 | 6 | 15 | 113235.422 | 128094.56 | 155397.185 | 179796.086 | 187705.766 | CFs
7 | 6 | 16 | 62802.262 | 81112.635 | 132889.264 | 180713.66 | 202237.629 | CFs
7 | 6 | 17 | 28137.599 | 30893.671 | 54851.338 | 87737.376 | 104900.299 | CFs
7 | 6 | 18 | 12368.723 | 12368.723 | 13519.435 | 37215.789 | 52654.447
7 | 6 | 19 | 0 | 0 | 0 | 0 | 0
7 | 6 | 20 | 0 | 0 | 0 | 0 | 0
7 | 6 | 21 | 0 | 0 | 0 | 0 | 0
7 | 6 | 22 | 0 | 0 | 0 | 0 | 0
7 | 6 | 23 | 0 | 0 | 0 | 0 | 0
7 | 7 | 0 | 0 | 0 | 0 | 0 | 0
7 | 7 | 1 | 0 | 0 | 0 | 0 | 0
7 | 7 | 2 | 0 | 0 | 0 | 0 | 0
7 | 7 | 3 | 0 | 0 | 0 | 0 | 0
7 | 7 | 4 | 0 | 0 | 0 | 0 | 0
7 | 7 | 5 | 3176.389 | 3176.389 | 3176.389 | 3176.389 | 3176.389
7 | 7 | 6 | 18179.735 | 18145.449 | 18088.253 | 18041.653 | 18034.465
7 | 7 | 7 | 126716.262 | 116109.416 | 93330.894 | 70062.621 | 62361.227
7 | 7 | 8 | 193864.22 | 184600.226 | 157415.877 | 126809.174 | 110635.422
7 | 7 | 9 | 220269.931 | 217641.075 | 197985.877 | 172309.049 | 155771.662
7 | 7 | 10 | 241009.908 | 245354.534 | 233476.715 | 211979.986 | 193311.691
7 | 7 | 11 | 233292.382 | 243198.583 | 242584.645 | 231796.54 | 216993.412
7 | 7 | 12 | 237300.826 | 254401.532 | 265775.646 | 264973.186 | 252443.723
7 | 7 | 13 | 197796.453 | 215243.055 | 234555.381 | 244543.906 | 239588.269
7 | 7 | 14 | 144520.656 | 156476.267 | 174572.301 | 188177.914 | 189496.248 | CFs
7 | 7 | 15 | 121946.757 | 149762.321 | 198860.498 | 241793.159 | 255462.143 | CFs
7 | 7 | 16 | 58781.355 | 79005.575 | 135949.114 | 188215.278 | 211615.94 | CFs
7 | 7 | 17 | 17738.163 | 22009.499 | 63279.098 | 120550.184 | 149733.789 | CFs
7 | 7 | 18 | 9798.053 | 9798.053 | 11243.084 | 42684.537 | 62980.925
7 | 7 | 19 | 0 | 0 | 0 | 0 | 0
7 | 7 | 20 | 0 | 0 | 0 | 0 | 0
7 | 7 | 21 | 0 | 0 | 0 | 0 | 0
7 | 7 | 22 | 0 | 0 | 0 | 0 | 0
7 | 7 | 23 | 0 | 0 | 0 | 0 | 0
7 | 8 | 0 | 0 | 0 | 0 | 0 | 0
7 | 8 | 1 | 0 | 0 | 0 | 0 | 0
7 | 8 | 2 | 0 | 0 | 0 | 0 | 0
7 | 8 | 3 | 0 | 0 | 0 | 0 | 0
7 | 8 | 4 | 0 | 0 | 0 | 0 | 0
7 | 8 | 5 | 1198.116 | 1198.116 | 1198.116 | 1198.116 | 1198.116
7 | 8 | 6 | 4492.732 | 4492.732 | 4492.732 | 4492.732 | 4492.732
7 | 8 | 7 | 19785.85 | 19785.85 | 19785.85 | 19785.85 | 19785.85
7 | 8 | 8 | 42313.187 | 42167.916 | 41746.683 | 41296.281 | 41080.521
7 | 8 | 9 | 228654.001 | 225870.109 | 204756.389 | 177329.711 | 159741.393
7 | 8 | 10 | 241974.785 | 246233.695 | 234763.959 | 214071.292 | 196190.185
7 | 8 | 11 | 262982.035 | 275441.338 | 274677.895 | 261120.926 | 242498.682
7 | 8 | 12 | 234769.677 | 251816.758 | 263122.357 | 262259.462 | 249713.228
7 | 8 | 13 | 201486.047 | 220788.014 | 242038.85 | 252946.382 | 247407.734
7 | 8 | 14 | 145004.547 | 157004.869 | 175088.739 | 188631.884 | 189886.67 | CFs
7 | 8 | 15 | 11865.625 | 11865.625 | 11865.625 | 11865.625 | 11865.625 | CFs
7 | 8 | 16 | 2940.924 | 2940.924 | 2940.924 | 2940.924 | 2940.924 | CFs
7 | 8 | 17 | 8045.812 | 8045.812 | 8045.812 | 8045.812 | 8045.812 | CFs
7 | 8 | 18 | 0 | 0 | 0 | 0 | 0
7 | 8 | 19 | 0 | 0 | 0 | 0 | 0
7 | 8 | 20 | 0 | 0 | 0 | 0 | 0
7 | 8 | 21 | 0 | 0 | 0 | 0 | 0
7 | 8 | 22 | 0 | 0 | 0 | 0 | 0
7 | 8 | 23 | 0 | 0 | 0 | 0 | 0
7 | 9 | 0 | 0 | 0 | 0 | 0 | 0
7 | 9 | 1 | 0 | 0 | 0 | 0 | 0
7 | 9 | 2 | 0 | 0 | 0 | 0 | 0
7 | 9 | 3 | 0 | 0 | 0 | 0 | 0
7 | 9 | 4 | 0 | 0 | 0 | 0 | 0
7 | 9 | 5 | 53171.053 | 36229.086 | 8022.404 | 7963.774 | 7963.774
7 | 9 | 6 | 103118.735 | 84564.792 | 50350.581 | 27772.708 | 26484.083
7 | 9 | 7 | 222516.392 | 195639.402 | 136022.314 | 72542.223 | 51427.694
7 | 9 | 8 | 269950.858 | 253890.765 | 205894.92 | 150546.534 | 120325.975
7 | 9 | 9 | 296253.651 | 291999.633 | 258768.413 | 214716.796 | 185952.287
7 | 9 | 10 | 303857.475 | 310306.157 | 293141.191 | 261656.478 | 233975.162
7 | 9 | 11 | 294166.218 | 309552.391 | 308627.722 | 291895.277 | 268691.304
7 | 9 | 12 | 268675.164 | 290613.962 | 304980.473 | 303805.103 | 287726.802
7 | 9 | 13 | 214407.459 | 235449.447 | 258350.289 | 269954.631 | 263926.482
7 | 9 | 14 | 184030.53 | 210855.546 | 250068.709 | 278463.968 | 280933.128 | CFs
7 | 9 | 15 | 119629.317 | 143049.958 | 183993.156 | 219339.801 | 230349.31 | CFs
7 | 9 | 16 | 65529.001 | 76791.305 | 108049.914 | 137213.248 | 150274.413 | CFs
7 | 9 | 17 | 31753.929 | 33527.861 | 47145.654 | 65403.568 | 75027.917 | CFs
7 | 9 | 18 | 11689.932 | 11689.932 | 12619.373 | 29072.344 | 39601.112
7 | 9 | 19 | 0 | 0 | 0 | 0 | 0
7 | 9 | 20 | 0 | 0 | 0 | 0 | 0
7 | 9 | 21 | 0 | 0 | 0 | 0 | 0
7 | 9 | 22 | 0 | 0 | 0 | 0 | 0
7 | 9 | 23 | 0 | 0 | 0 | 0 | 0
7 | 10 | 0 | 0 | 0 | 0 | 0 | 0
7 | 10 | 1 | 0 | 0 | 0 | 0 | 0
7 | 10 | 2 | 0 | 0 | 0 | 0 | 0
7 | 10 | 3 | 0 | 0 | 0 | 0 | 0
7 | 10 | 4 | 0 | 0 | 0 | 0 | 0
7 | 10 | 5 | 52046.165 | 35733.714 | 8226.978 | 8216.967 | 8216.967
7 | 10 | 6 | 149410.65 | 117194.934 | 56255.359 | 17078.031 | 15432.361
7 | 10 | 7 | 152925.723 | 138010.318 | 105540.724 | 72036.801 | 60860.039
7 | 10 | 8 | 259785.822 | 244528.038 | 198773.574 | 146063.495 | 117300.27
7 | 10 | 9 | 287491.017 | 283400.664 | 250784.224 | 207573.147 | 179349.063
7 | 10 | 10 | 298011.919 | 304591.518 | 287367.046 | 255765.841 | 228019.093
7 | 10 | 11 | 289339.438 | 304718.323 | 303811.99 | 287121.099 | 264051.118
7 | 10 | 12 | 267835.294 | 290122.86 | 304729.634 | 303448.425 | 286988.309
7 | 10 | 13 | 232188.66 | 259318.723 | 288757.689 | 303587.003 | 295693.978
7 | 10 | 14 | 183855.343 | 211635.361 | 252526.926 | 282403.335 | 284882.673 | CFs
7 | 10 | 15 | 124645.762 | 153129.151 | 202479.619 | 245185.941 | 258429.953 | CFs
7 | 10 | 16 | 58681.178 | 79934.923 | 138593.885 | 191798.8 | 215241.219 | CFs
7 | 10 | 17 | 16922.986 | 21298.899 | 64251.878 | 123409.68 | 153094.964 | CFs
7 | 10 | 18 | 9664.121 | 9664.121 | 11098.915 | 43880.835 | 64297.318
7 | 10 | 19 | 0 | 0 | 0 | 0 | 0
7 | 10 | 20 | 0 | 0 | 0 | 0 | 0
7 | 10 | 21 | 0 | 0 | 0 | 0 | 0
7 | 10 | 22 | 0 | 0 | 0 | 0 | 0
7 | 10 | 23 | 0 | 0 | 0 | 0 | 0
7 | 11 | 0 | 0 | 0 | 0 | 0 | 0
7 | 11 | 1 | 0 | 0 | 0 | 0 | 0
7 | 11 | 2 | 0 | 0 | 0 | 0 | 0
7 | 11 | 3 | 0 | 0 | 0 | 0 | 0
7 | 11 | 4 | 0 | 0 | 0 | 0 | 0
7 | 11 | 5 | 48055.272 | 33250.21 | 8181.49 | 8181.49 | 8181.49
7 | 11 | 6 | 138229.507 | 109028.471 | 54027.819 | 18808.15 | 17407.469
7 | 11 | 7 | 205289.1 | 181062.017 | 127109.353 | 69821.512 | 50634.45
7 | 11 | 8 | 250256.952 | 235611.695 | 191378.971 | 140239.112 | 112272.182
7 | 11 | 9 | 214322.775 | 211969.076 | 192861.967 | 167789.172 | 151527.358
7 | 11 | 10 | 284595.863 | 290864.552 | 274717.55 | 244880.109 | 218513.468
7 | 11 | 11 | 87647.629 | 88503.561 | 88454.133 | 87528.252 | 86267.699
7 | 11 | 12 | 101014.414 | 102697.06 | 103811.922 | 103707.158 | 102443.983
7 | 11 | 13 | 147232.642 | 154925.53 | 163386.081 | 167680.868 | 165332.906
7 | 11 | 14 | 71013.723 | 72213.84 | 74017.656 | 75368.403 | 75475.643 | CFs
7 | 11 | 15 | 114251.566 | 130704.932 | 160054.011 | 185877.438 | 193897.525 | CFs
7 | 11 | 16 | 63617.478 | 78124.004 | 118073.792 | 155276.938 | 171835.64 | CFs
7 | 11 | 17 | 31682.445 | 33464.19 | 46957.635 | 65059.752 | 74610.227 | CFs
7 | 11 | 18 | 10242.496 | 10242.496 | 10288.207 | 10675.932 | 10943.004
7 | 11 | 19 | 0 | 0 | 0 | 0 | 0
7 | 11 | 20 | 0 | 0 | 0 | 0 | 0
7 | 11 | 21 | 0 | 0 | 0 | 0 | 0
7 | 11 | 22 | 0 | 0 | 0 | 0 | 0
7 | 11 | 23 | 0 | 0 | 0 | 0 | 0
7 | 12 | 0 | 0 | 0 | 0 | 0 | 0
7 | 12 | 1 | 0 | 0 | 0 | 0 | 0
7 | 12 | 2 | 0 | 0 | 0 | 0 | 0
7 | 12 | 3 | 0 | 0 | 0 | 0 | 0
7 | 12 | 4 | 0 | 0 | 0 | 0 | 0
7 | 12 | 5 | 2865.12 | 2865.12 | 2865.12 | 2865.12 | 2865.12
7 | 12 | 6 | 432.709 | 432.709 | 432.709 | 432.709 | 432.709
7 | 12 | 7 | 142394.145 | 128957.092 | 99643.065 | 69579.447 | 59476.568
7 | 12 | 8 | 101318.464 | 98788.349 | 91271.796 | 83019.389 | 78821.225
7 | 12 | 9 | 248332.183 | 245285.088 | 219845.073 | 186274.55 | 164379.483
7 | 12 | 10 | 289438.974 | 296028.82 | 279374.225 | 248618.59 | 221511.396
7 | 12 | 11 | 281516.849 | 296922.789 | 296066.502 | 279420.334 | 256355.197
7 | 12 | 12 | 226677.266 | 243406.895 | 254329.804 | 253244.825 | 240761.226
7 | 12 | 13 | 170072.232 | 181991.189 | 194997.474 | 201533.257 | 197872.573
7 | 12 | 14 | 50061.716 | 50552.053 | 51286.298 | 51834.333 | 51875.164 | CFs
7 | 12 | 15 | 2608.303 | 2608.303 | 2608.303 | 2608.303 | 2608.303 | CFs
7 | 12 | 16 | 64834.801 | 71566.977 | 90046.648 | 107831.634 | 115834.412 | CFs
7 | 12 | 17 | 742.776 | 742.776 | 742.776 | 742.776 | 742.776 | CFs
7 | 12 | 18 | 13530.011 | 13530.011 | 14207.898 | 24905.687 | 31663.005
7 | 12 | 19 | 0 | 0 | 0 | 0 | 0
7 | 12 | 20 | 0 | 0 | 0 | 0 | 0
7 | 12 | 21 | 0 | 0 | 0 | 0 | 0
7 | 12 | 22 | 0 | 0 | 0 | 0 | 0
7 | 12 | 23 | 0 | 0 | 0 | 0 | 0
7 | 13 | 0 | 0 | 0 | 0 | 0 | 0
7 | 13 | 1 | 0 | 0 | 0 | 0 | 0
7 | 13 | 2 | 0 | 0 | 0 | 0 | 0
7 | 13 | 3 | 0 | 0 | 0 | 0 | 0
7 | 13 | 4 | 0 | 0 | 0 | 0 | 0
7 | 13 | 5 | 60867.981 | 41411.453 | 6420.755 | 6420.755 | 6420.755
7 | 13 | 6 | 168443.698 | 130231.035 | 57382.583 | 11834.804 | 10541.602
7 | 13 | 7 | 234104.746 | 205564.632 | 141254.255 | 72315.821 | 49116.078
7 | 13 | 8 | 277104.898 | 260886.347 | 211301.347 | 153523.863 | 121484.23
7 | 13 | 9 | 304043.13 | 300023.521 | 265299.497 | 218885.901 | 188251.84
7 | 13 | 10 | 312066.964 | 319291.499 | 301366.886 | 268050.649 | 238528.351
7 | 13 | 11 | 304032.774 | 320827.157 | 319929.003 | 301831.227 | 276687.219
7 | 13 | 12 | 282127.29 | 306512.18 | 322292.462 | 320638.07 | 302460.031
7 | 13 | 13 | 244244.591 | 273341.595 | 304548.5 | 319948.135 | 311119.316
7 | 13 | 14 | 194677.452 | 225121.829 | 269411.93 | 301446.957 | 303642.146 | CFs
7 | 13 | 15 | 129915.719 | 161847.309 | 216059.348 | 262556.733 | 276581.577 | CFs
7 | 13 | 16 | 57842.49 | 82313.86 | 148697.333 | 208129.838 | 233904.35 | CFs
7 | 13 | 17 | 11774.557 | 16536.116 | 67035.487 | 136850.078 | 171307.393 | CFs
7 | 13 | 18 | 7041.956 | 7041.956 | 8571.74 | 50842.654 | 75839.894
7 | 13 | 19 | 0 | 0 | 0 | 0 | 0
7 | 13 | 20 | 0 | 0 | 0 | 0 | 0
7 | 13 | 21 | 0 | 0 | 0 | 0 | 0
7 | 13 | 22 | 0 | 0 | 0 | 0 | 0
7 | 13 | 23 | 0 | 0 | 0 | 0 | 0
7 | 14 | 0 | 0 | 0 | 0 | 0 | 0
7 | 14 | 1 | 0 | 0 | 0 | 0 | 0
7 | 14 | 2 | 0 | 0 | 0 | 0 | 0
7 | 14 | 3 | 0 | 0 | 0 | 0 | 0
7 | 14 | 4 | 0 | 0 | 0 | 0 | 0
7 | 14 | 5 | 59367.519 | 40490.476 | 5824.52 | 5824.52 | 5824.52
7 | 14 | 6 | 164271.78 | 127328.608 | 56444.116 | 12377.328 | 11310.816
7 | 14 | 7 | 227707.284 | 200244.076 | 137761.745 | 70252.066 | 47363.19
7 | 14 | 8 | 268032.695 | 252652.802 | 205102.055 | 149171.388 | 117885.206
7 | 14 | 9 | 293623.731 | 289913.601 | 256751.945 | 212076.656 | 182359.329
7 | 14 | 10 | 302039.261 | 309085.957 | 291935.867 | 259819.726 | 231179.622
7 | 14 | 11 | 294598.727 | 310809.062 | 309980.956 | 292563.504 | 268252.147
7 | 14 | 12 | 271708.086 | 295061.002 | 310066.742 | 308410.738 | 290992.972
7 | 14 | 13 | 235143.981 | 262989.539 | 292570.79 | 306997.203 | 298520.813
7 | 14 | 14 | 186877.558 | 216065.849 | 258068.944 | 288112.963 | 290010.324 | CFs
7 | 14 | 15 | 124414.071 | 154985.777 | 206260.016 | 249726.193 | 262631.696 | CFs
7 | 14 | 16 | 55403.965 | 78950.989 | 142128.071 | 198083.536 | 222069.57 | CFs
7 | 14 | 17 | 11929.417 | 16438.207 | 64124.082 | 129644.56 | 161746.01 | CFs
7 | 14 | 18 | 7494.685 | 7494.685 | 8900.404 | 47018.6 | 69260.532
7 | 14 | 19 | 0 | 0 | 0 | 0 | 0
7 | 14 | 20 | 0 | 0 | 0 | 0 | 0
7 | 14 | 21 | 0 | 0 | 0 | 0 | 0
7 | 14 | 22 | 0 | 0 | 0 | 0 | 0
7 | 14 | 23 | 0 | 0 | 0 | 0 | 0
7 | 15 | 0 | 0 | 0 | 0 | 0 | 0
7 | 15 | 1 | 0 | 0 | 0 | 0 | 0
7 | 15 | 2 | 0 | 0 | 0 | 0 | 0
7 | 15 | 3 | 0 | 0 | 0 | 0 | 0
7 | 15 | 4 | 0 | 0 | 0 | 0 | 0
7 | 15 | 5 | 53846.839 | 37111.098 | 6022.29 | 6022.29 | 6022.29
7 | 15 | 6 | 156667.998 | 121462.899 | 53841.156 | 11656.126 | 10667.048
7 | 15 | 7 | 218317.916 | 192349.068 | 132929.101 | 68559.436 | 46608.901
7 | 15 | 8 | 260917.775 | 245890.029 | 199097.958 | 144006.07 | 113185.991
7 | 15 | 9 | 285117.318 | 281649.424 | 249622.203 | 206486.636 | 177770.124
7 | 15 | 10 | 294167.34 | 301147.737 | 284518.559 | 253319.553 | 225502.97
7 | 15 | 11 | 286365.752 | 302258.185 | 301486.393 | 284473.897 | 260763.264
7 | 15 | 12 | 264607.022 | 287370.506 | 301993.572 | 300295.926 | 283212.452
7 | 15 | 13 | 229008.636 | 256631.923 | 285983.862 | 300243.152 | 291645.678
7 | 15 | 14 | 181153.258 | 209323.281 | 249908.661 | 279005.219 | 280693.882 | CFs
7 | 15 | 15 | 121350.508 | 150521.493 | 199970.317 | 242146.512 | 254597.914 | CFs
7 | 15 | 16 | 57648.708 | 79189.724 | 136813.041 | 188519.365 | 210755.007 | CFs
7 | 15 | 17 | 16440.061 | 20631.001 | 62942.945 | 120902.957 | 149524.902 | CFs
7 | 15 | 18 | 8944.122 | 8944.122 | 10199.856 | 42351.404 | 60991.16
7 | 15 | 19 | 0 | 0 | 0 | 0 | 0
7 | 15 | 20 | 0 | 0 | 0 | 0 | 0
7 | 15 | 21 | 0 | 0 | 0 | 0 | 0
7 | 15 | 22 | 0 | 0 | 0 | 0 | 0
7 | 15 | 23 | 0 | 0 | 0 | 0 | 0
7 | 16 | 0 | 0 | 0 | 0 | 0 | 0
7 | 16 | 1 | 0 | 0 | 0 | 0 | 0
7 | 16 | 2 | 0 | 0 | 0 | 0 | 0
7 | 16 | 3 | 0 | 0 | 0 | 0 | 0
7 | 16 | 4 | 0 | 0 | 0 | 0 | 0
7 | 16 | 5 | 46304.476 | 32462.092 | 6692.255 | 6692.255 | 6692.255
7 | 16 | 6 | 140099.443 | 109941.983 | 52498.31 | 16424.74 | 15552.276
7 | 16 | 7 | 205537.078 | 181477.621 | 126528.579 | 67481.946 | 47263.289
7 | 16 | 8 | 250260.032 | 236215.263 | 192205.746 | 140390.689 | 111386.417
7 | 16 | 9 | 280209.717 | 276894.161 | 245077.521 | 202025.991 | 173220.769
7 | 16 | 10 | 289649.559 | 296605.395 | 280385.193 | 249764.7 | 222338.839
7 | 16 | 11 | 282662.989 | 298351.813 | 297634.767 | 280902.68 | 257498.388
7 | 16 | 12 | 260280.724 | 283041.501 | 297573.988 | 295807.98 | 278706.601
7 | 16 | 13 | 225141.516 | 251981.083 | 280293.339 | 293908.597 | 285490.565
7 | 16 | 14 | 178601.797 | 206219.73 | 245641.057 | 273639.916 | 275108.407 | CFs
7 | 16 | 15 | 120396.962 | 149353.701 | 197700.348 | 238452.5 | 250291.627 | CFs
7 | 16 | 16 | 55247.059 | 77235.075 | 135378.924 | 186821.338 | 208642.889 | CFs
7 | 16 | 17 | 15160.529 | 19318.884 | 62132.854 | 120531.204 | 149062.613 | CFs
7 | 16 | 18 | 9833.278 | 9833.278 | 10948.818 | 36124.473 | 50752.108
7 | 16 | 19 | 0 | 0 | 0 | 0 | 0
7 | 16 | 20 | 0 | 0 | 0 | 0 | 0
7 | 16 | 21 | 0 | 0 | 0 | 0 | 0
7 | 16 | 22 | 0 | 0 | 0 | 0 | 0
7 | 16 | 23 | 0 | 0 | 0 | 0 | 0
7 | 17 | 0 | 0 | 0 | 0 | 0 | 0
7 | 17 | 1 | 0 | 0 | 0 | 0 | 0
7 | 17 | 2 | 0 | 0 | 0 | 0 | 0
7 | 17 | 3 | 0 | 0 | 0 | 0 | 0
7 | 17 | 4 | 0 | 0 | 0 | 0 | 0
7 | 17 | 5 | 39639.721 | 28425.4 | 8196.117 | 8196.117 | 8196.117
7 | 17 | 6 | 134118.713 | 106050.798 | 52729.057 | 19292.488 | 18522.929
7 | 17 | 7 | 202295.663 | 179103.392 | 126051.584 | 69203.973 | 49647.002
7 | 17 | 8 | 197419.946 | 188154.364 | 159230.132 | 125901.786 | 107668.402
7 | 17 | 9 | 254206.001 | 251548.614 | 225089.974 | 189462.977 | 165697.104
7 | 17 | 10 | 289795.733 | 296942.408 | 280647.416 | 249729.677 | 221951.487
7 | 17 | 11 | 282987.748 | 299024.409 | 298340.672 | 281308.585 | 257427.05
7 | 17 | 12 | 260886.453 | 283584.09 | 298025.372 | 296191.648 | 279083.057
7 | 17 | 13 | 225936.953 | 252668.309 | 280752.983 | 294156.299 | 285654.679
7 | 17 | 14 | 179359.576 | 207570.27 | 247676.751 | 276061.821 | 277392.177 | CFs
7 | 17 | 15 | 120537.246 | 149375.541 | 197555.635 | 238143.614 | 249816.236 | CFs
7 | 17 | 16 | 58649.884 | 80011.845 | 136281.796 | 186389.24 | 207643.739 | CFs
7 | 17 | 17 | 19087.644 | 23035.563 | 63171.084 | 118050.034 | 145032.397 | CFs
7 | 17 | 18 | 9959.646 | 9959.646 | 11114.493 | 40094.442 | 56501.119
7 | 17 | 19 | 0 | 0 | 0 | 0 | 0
7 | 17 | 20 | 0 | 0 | 0 | 0 | 0
7 | 17 | 21 | 0 | 0 | 0 | 0 | 0
7 | 17 | 22 | 0 | 0 | 0 | 0 | 0
7 | 17 | 23 | 0 | 0 | 0 | 0 | 0
7 | 18 | 0 | 0 | 0 | 0 | 0 | 0
7 | 18 | 1 | 0 | 0 | 0 | 0 | 0
7 | 18 | 2 | 0 | 0 | 0 | 0 | 0
7 | 18 | 3 | 0 | 0 | 0 | 0 | 0
7 | 18 | 4 | 0 | 0 | 0 | 0 | 0
7 | 18 | 5 | 40282.949 | 28846.07 | 7527.586 | 7527.586 | 7527.586
7 | 18 | 6 | 135867.656 | 107137.569 | 52451.079 | 18454.121 | 17767.543
7 | 18 | 7 | 203099.923 | 179813.626 | 126218.816 | 68607.52 | 48684.449
7 | 18 | 8 | 247272.531 | 233661.378 | 190241.646 | 138795.892 | 109803.786
7 | 18 | 9 | 272365.396 | 269455.21 | 239000.864 | 197458.24 | 169405.177
7 | 18 | 10 | 280792.525 | 287759.325 | 272232.42 | 242549.923 | 215727.083
7 | 18 | 11 | 275522.263 | 291068.342 | 290456.869 | 274019.337 | 250899.732
7 | 18 | 12 | 211460.569 | 226024.967 | 235332.07 | 234096.922 | 223013.909
7 | 18 | 13 | 220002.293 | 246387.871 | 273979.968 | 287039.531 | 278541.5
7 | 18 | 14 | 175321.476 | 202530.901 | 241043.649 | 268192.911 | 269309.6 | CFs
7 | 18 | 15 | 119142.074 | 147238.174 | 194056.387 | 233435.31 | 244638.766 | CFs
7 | 18 | 16 | 59474.41 | 79487.673 | 131887.526 | 178642.667 | 198404.501 | CFs
7 | 18 | 17 | 22445.822 | 26144.36 | 61493.809 | 109494.54 | 133216.077 | CFs
7 | 18 | 18 | 11779.845 | 11779.845 | 12639.105 | 32799.739 | 44186.393
7 | 18 | 19 | 0 | 0 | 0 | 0 | 0
7 | 18 | 20 | 0 | 0 | 0 | 0 | 0
7 | 18 | 21 | 0 | 0 | 0 | 0 | 0
7 | 18 | 22 | 0 | 0 | 0 | 0 | 0
7 | 18 | 23 | 0 | 0 | 0 | 0 | 0
7 | 19 | 0 | 0 | 0 | 0 | 0 | 0
7 | 19 | 1 | 0 | 0 | 0 | 0 | 0
7 | 19 | 2 | 0 | 0 | 0 | 0 | 0
7 | 19 | 3 | 0 | 0 | 0 | 0 | 0
7 | 19 | 4 | 0 | 0 | 0 | 0 | 0
7 | 19 | 5 | 8641.871 | 8248.457 | 7708.614 | 7708.614 | 7708.614
7 | 19 | 6 | 5711.699 | 5711.699 | 5711.699 | 5711.699 | 5711.699
7 | 19 | 7 | 24139.032 | 24120.48 | 24080.548 | 24042.629 | 24028.934
7 | 19 | 8 | 22171.274 | 22171.274 | 22171.274 | 22171.274 | 22171.274
7 | 19 | 9 | 136095.262 | 135412.733 | 128023.571 | 118216.136 | 111742.388
7 | 19 | 10 | 273641.529 | 280469.683 | 265633.449 | 237325.835 | 211881.717
7 | 19 | 11 | 167072.706 | 172105.357 | 171923.77 | 166632.988 | 159305.909
7 | 19 | 12 | 248689.568 | 269974.225 | 283495.707 | 281631.481 | 265419.571
7 | 19 | 13 | 176670.268 | 190391.279 | 204942.716 | 211876.149 | 207239.859
7 | 19 | 14 | 145169.587 | 160219.072 | 181818.823 | 197294.1 | 197844.672 | CFs
7 | 19 | 15 | 91377.958 | 97948.303 | 109607.915 | 119790.056 | 122713.27 | CFs
7 | 19 | 16 | 65041.337 | 81735.925 | 125264.775 | 164681.065 | 181390.471 | CFs
7 | 19 | 17 | 29108.751 | 32126.741 | 59742.652 | 97065.11 | 115654.367 | CFs
7 | 19 | 18 | 11697.704 | 11697.704 | 12462.72 | 28727.608 | 37978.172
7 | 19 | 19 | 0 | 0 | 0 | 0 | 0
7 | 19 | 20 | 0 | 0 | 0 | 0 | 0
7 | 19 | 21 | 0 | 0 | 0 | 0 | 0
7 | 19 | 22 | 0 | 0 | 0 | 0 | 0
7 | 19 | 23 | 0 | 0 | 0 | 0 | 0
7 | 20 | 0 | 0 | 0 | 0 | 0 | 0
7 | 20 | 1 | 0 | 0 | 0 | 0 | 0
7 | 20 | 2 | 0 | 0 | 0 | 0 | 0
7 | 20 | 3 | 0 | 0 | 0 | 0 | 0
7 | 20 | 4 | 0 | 0 | 0 | 0 | 0
7 | 20 | 5 | 35881.879 | 26012.829 | 7391.62 | 7391.62 | 7391.62
7 | 20 | 6 | 129505.354 | 102272.916 | 50483.202 | 18575.574 | 18061.656
7 | 20 | 7 | 199274.747 | 176445.106 | 123645.005 | 67119.649 | 47451.338
7 | 20 | 8 | 248900.54 | 235170.109 | 190775.103 | 138270.26 | 108604.694
7 | 20 | 9 | 276549.224 | 273854.037 | 242686.537 | 200176.732 | 171412.949
7 | 20 | 10 | 288362.333 | 296105.697 | 279677.976 | 248030.344 | 219360.098
7 | 20 | 11 | 282136.702 | 298989.078 | 298447.385 | 280807.844 | 255937.096
7 | 20 | 12 | 133423.158 | 138469.034 | 141700.17 | 141236.197 | 137346.579
7 | 20 | 13 | 222806.325 | 250223.023 | 278744.05 | 292060.698 | 282937.22
7 | 20 | 14 | 175664.013 | 204340.103 | 244667.983 | 272939.192 | 273766.368 | CFs
7 | 20 | 15 | 117285.509 | 146387.379 | 194473.618 | 234769.969 | 245976.747 | CFs
7 | 20 | 16 | 56568.45 | 77521.6 | 131765.756 | 179928.916 | 200046.963 | CFs
7 | 20 | 17 | 19758.749 | 23247.687 | 59993.756 | 110130.379 | 134646.873 | CFs
7 | 20 | 18 | 9817.739 | 9817.739 | 10758.748 | 35083.441 | 48318.876
7 | 20 | 19 | 0 | 0 | 0 | 0 | 0
7 | 20 | 20 | 0 | 0 | 0 | 0 | 0
7 | 20 | 21 | 0 | 0 | 0 | 0 | 0
7 | 20 | 22 | 0 | 0 | 0 | 0 | 0
7 | 20 | 23 | 0 | 0 | 0 | 0 | 0
7 | 21 | 0 | 0 | 0 | 0 | 0 | 0
7 | 21 | 1 | 0 | 0 | 0 | 0 | 0
7 | 21 | 2 | 0 | 0 | 0 | 0 | 0
7 | 21 | 3 | 0 | 0 | 0 | 0 | 0
7 | 21 | 4 | 0 | 0 | 0 | 0 | 0
7 | 21 | 5 | 5887.771 | 5845.748 | 5788.374 | 5788.374 | 5788.374
7 | 21 | 6 | 41946.966 | 38336.48 | 31801.809 | 27176.165 | 27043.94
7 | 21 | 7 | 104540.677 | 96834.378 | 79453 | 61635.921 | 55339.432
7 | 21 | 8 | 243161.241 | 230028.13 | 186986.159 | 135629.657 | 106350.369
7 | 21 | 9 | 272649.219 | 270160.42 | 239551.471 | 197502.641 | 168839.122
7 | 21 | 10 | 222379.588 | 227198.191 | 217246.306 | 198124.41 | 180914.615
7 | 21 | 11 | 201012.169 | 209199.973 | 208967.836 | 200447.95 | 188535.891
7 | 21 | 12 | 231152.723 | 249496.934 | 261061.982 | 259349.885 | 245310.096
7 | 21 | 13 | 187569.683 | 204830.118 | 222872.635 | 231288.341 | 225369.029
7 | 21 | 14 | 176171.092 | 204702.121 | 244542.549 | 272277.918 | 272917.465 | CFs
7 | 21 | 15 | 116224.122 | 146160.038 | 195183.56 | 235989.889 | 247170.687 | CFs
7 | 21 | 16 | 61670.71 | 75436.569 | 110986.568 | 143185.8 | 156725.894 | CFs
7 | 21 | 17 | 20006.061 | 23086.193 | 55272.212 | 99079.018 | 120581.735 | CFs
7 | 21 | 18 | 9077.217 | 9077.217 | 9974.528 | 36119.558 | 49881.779
7 | 21 | 19 | 0 | 0 | 0 | 0 | 0
7 | 21 | 20 | 0 | 0 | 0 | 0 | 0
7 | 21 | 21 | 0 | 0 | 0 | 0 | 0
7 | 21 | 22 | 0 | 0 | 0 | 0 | 0
7 | 21 | 23 | 0 | 0 | 0 | 0 | 0
7 | 22 | 0 | 0 | 0 | 0 | 0 | 0
7 | 22 | 1 | 0 | 0 | 0 | 0 | 0
7 | 22 | 2 | 0 | 0 | 0 | 0 | 0
7 | 22 | 3 | 0 | 0 | 0 | 0 | 0
7 | 22 | 4 | 0 | 0 | 0 | 0 | 0
7 | 22 | 5 | 18833.561 | 14928.565 | 7229.457 | 7229.457 | 7229.457
7 | 22 | 6 | 74645.768 | 62855.803 | 40742.679 | 26704.927 | 26501.015
7 | 22 | 7 | 151196.109 | 136679.476 | 103024.575 | 67287.156 | 54651.425
7 | 22 | 8 | 179187.384 | 171644.45 | 146917.88 | 118033.366 | 101952.076
7 | 22 | 9 | 179530.285 | 178493.668 | 164988.417 | 146696.952 | 134366.312
7 | 22 | 10 | 146266.672 | 148208.842 | 144304.897 | 136810.316 | 130098.492
7 | 22 | 11 | 157883.775 | 162529.57 | 162416.838 | 157610.709 | 150899.987
7 | 22 | 12 | 181683.648 | 192195.476 | 198855.748 | 197834.172 | 189714.983
7 | 22 | 13 | 185677.002 | 202690.685 | 220430.26 | 228645.963 | 222717.581
7 | 22 | 14 | 167884.843 | 191341.326 | 224227.391 | 247240.24 | 247627.584 | CFs
7 | 22 | 15 | 121610.309 | 148298.624 | 192303.485 | 229121.057 | 239121.665 | CFs
7 | 22 | 16 | 61420.559 | 81475.846 | 132799.48 | 178467.321 | 197378.223 | CFs
7 | 22 | 17 | 21178.242 | 24134.704 | 55580.326 | 98420.266 | 119511.192 | CFs
7 | 22 | 18 | 9868.697 | 9868.697 | 10735.383 | 36094.094 | 49311.794
7 | 22 | 19 | 0 | 0 | 0 | 0 | 0
7 | 22 | 20 | 0 | 0 | 0 | 0 | 0
7 | 22 | 21 | 0 | 0 | 0 | 0 | 0
7 | 22 | 22 | 0 | 0 | 0 | 0 | 0
7 | 22 | 23 | 0 | 0 | 0 | 0 | 0
7 | 23 | 0 | 0 | 0 | 0 | 0 | 0
7 | 23 | 1 | 0 | 0 | 0 | 0 | 0
7 | 23 | 2 | 0 | 0 | 0 | 0 | 0
7 | 23 | 3 | 0 | 0 | 0 | 0 | 0
7 | 23 | 4 | 0 | 0 | 0 | 0 | 0
7 | 23 | 5 | 44108.39 | 32208.225 | 5426.432 | 5426.432 | 5426.432
7 | 23 | 6 | 158467.545 | 122391.047 | 52386.069 | 10861.008 | 10572.935
7 | 23 | 7 | 228619.458 | 201485.597 | 137078.503 | 66881.557 | 42150.382
7 | 23 | 8 | 274606.575 | 259715.635 | 209847.126 | 149674.004 | 114737.958
7 | 23 | 9 | 302394.397 | 299944.134 | 265233.666 | 217107.139 | 183961.697
7 | 23 | 10 | 311566.135 | 320561.653 | 302890.502 | 268061.976 | 236018.082
7 | 23 | 11 | 303999.035 | 322712.851 | 322342.21 | 303087.731 | 275641.625
7 | 23 | 12 | 278934.747 | 304990.667 | 321212.661 | 318659.099 | 298710.93
7 | 23 | 13 | 240896.448 | 271733.117 | 303236.417 | 317517.669 | 306959.049
7 | 23 | 14 | 190441.71 | 222832.326 | 267465.331 | 298131.077 | 298447.207 | CFs
7 | 23 | 15 | 124662.856 | 159175.716 | 214247.782 | 259349.336 | 271321.51 | CFs
7 | 23 | 16 | 51991.684 | 78900.329 | 147030.323 | 205792.518 | 229572.735 | CFs
7 | 23 | 17 | 10531.287 | 14158.067 | 64680.505 | 134258.638 | 167186.859 | CFs
7 | 23 | 18 | 6962.737 | 6962.737 | 7847.032 | 44587.373 | 62279.689
7 | 23 | 19 | 0 | 0 | 0 | 0 | 0
7 | 23 | 20 | 0 | 0 | 0 | 0 | 0
7 | 23 | 21 | 0 | 0 | 0 | 0 | 0
7 | 23 | 22 | 0 | 0 | 0 | 0 | 0
7 | 23 | 23 | 0 | 0 | 0 | 0 | 0
7 | 24 | 0 | 0 | 0 | 0 | 0 | 0
7 | 24 | 1 | 0 | 0 | 0 | 0 | 0
7 | 24 | 2 | 0 | 0 | 0 | 0 | 0
7 | 24 | 3 | 0 | 0 | 0 | 0 | 0
7 | 24 | 4 | 0 | 0 | 0 | 0 | 0
7 | 24 | 5 | 0 | 0 | 0 | 0 | 0
7 | 24 | 6 | 0 | 0 | 0 | 0 | 0
7 | 24 | 7 | 18220.243 | 18220.243 | 18220.243 | 18220.243 | 18220.243
7 | 24 | 8 | 21563.987 | 21563.987 | 21563.987 | 21563.987 | 21563.987
7 | 24 | 9 | 40738.633 | 40725.223 | 40521.854 | 40247.668 | 40063.278
7 | 24 | 10 | 44399.14 | 44496.24 | 44311.283 | 43952.626 | 43630.373
7 | 24 | 11 | 85114.105 | 86027.201 | 86013.061 | 85079.957 | 83774.059
7 | 24 | 12 | 60990.262 | 61669.975 | 62100.853 | 62030.541 | 61500.217
7 | 24 | 13 | 115715.972 | 120781.829 | 126077.107 | 128508.137 | 126661.606
7 | 24 | 14 | 41889.809 | 42126.764 | 42462.793 | 42701.055 | 42701.966 | CFs
7 | 24 | 15 | 32803.552 | 32885.755 | 33037.688 | 33170.354 | 33206.032 | CFs
7 | 24 | 16 | 3095.485 | 3095.485 | 3095.485 | 3095.485 | 3095.485 | CFs
7 | 24 | 17 | 507.864 | 507.864 | 507.864 | 507.864 | 507.864 | CFs
7 | 24 | 18 | 11528.486 | 11528.486 | 11939.958 | 23182.924 | 29052.736
7 | 24 | 19 | 0 | 0 | 0 | 0 | 0
7 | 24 | 20 | 0 | 0 | 0 | 0 | 0
7 | 24 | 21 | 0 | 0 | 0 | 0 | 0
7 | 24 | 22 | 0 | 0 | 0 | 0 | 0
7 | 24 | 23 | 0 | 0 | 0 | 0 | 0
7 | 25 | 0 | 0 | 0 | 0 | 0 | 0
7 | 25 | 1 | 0 | 0 | 0 | 0 | 0
7 | 25 | 2 | 0 | 0 | 0 | 0 | 0
7 | 25 | 3 | 0 | 0 | 0 | 0 | 0
7 | 25 | 4 | 0 | 0 | 0 | 0 | 0
7 | 25 | 5 | 16816.85 | 13495.342 | 6502.185 | 6502.185 | 6502.185
7 | 25 | 6 | 110715.013 | 88171.215 | 45039.459 | 18657.2 | 18558.433
7 | 25 | 7 | 91252.705 | 85728.985 | 72984.598 | 59822.357 | 55062.747
7 | 25 | 8 | 70568.55 | 69832.547 | 67364.323 | 64554.123 | 63038.101
7 | 25 | 9 | 153988.723 | 153366.501 | 142935.227 | 128643.358 | 118880.874
7 | 25 | 10 | 214715.507 | 219583.708 | 210531.889 | 192489.175 | 175807.996
7 | 25 | 11 | 229875.01 | 241845.796 | 241717.43 | 229558.753 | 212076.807
7 | 25 | 12 | 181809.093 | 192634.094 | 199405.471 | 198273.832 | 189876.83
7 | 25 | 13 | 218280.72 | 246063.312 | 274017.915 | 286406.142 | 276775.572
7 | 25 | 14 | 117172.781 | 124605.224 | 135021.744 | 142319.179 | 142297.697 | CFs
7 | 25 | 15 | 109285.878 | 127571.626 | 157667.774 | 182738.212 | 189278.07 | CFs
7 | 25 | 16 | 60004.842 | 71748.77 | 101232.932 | 127898.375 | 138828.927 | CFs
7 | 25 | 17 | 24637.775 | 26611.355 | 50598.659 | 83240.245 | 99159.51 | CFs
7 | 25 | 18 | 8466.522 | 8466.522 | 9113.68 | 32735.043 | 44179.263
7 | 25 | 19 | 0 | 0 | 0 | 0 | 0
7 | 25 | 20 | 0 | 0 | 0 | 0 | 0
7 | 25 | 21 | 0 | 0 | 0 | 0 | 0
7 | 25 | 22 | 0 | 0 | 0 | 0 | 0
7 | 25 | 23 | 0 | 0 | 0 | 0 | 0
7 | 26 | 0 | 0 | 0 | 0 | 0 | 0
7 | 26 | 1 | 0 | 0 | 0 | 0 | 0
7 | 26 | 2 | 0 | 0 | 0 | 0 | 0
7 | 26 | 3 | 0 | 0 | 0 | 0 | 0
7 | 26 | 4 | 0 | 0 | 0 | 0 | 0
7 | 26 | 5 | 25702.574 | 19731.49 | 6739.546 | 6739.546 | 6739.546
7 | 26 | 6 | 122414.346 | 97326.773 | 49006.438 | 19745.462 | 19724.793
7 | 26 | 7 | 199988.759 | 177611.054 | 123798.002 | 65337.855 | 44319.19
7 | 26 | 8 | 253197.435 | 240045.294 | 194337.261 | 138729.407 | 106136.548
7 | 26 | 9 | 280983.246 | 279290.025 | 247329.395 | 202429.323 | 171047.022
7 | 26 | 10 | 290147.842 | 298997.724 | 282989.24 | 250752.769 | 220734.504
7 | 26 | 11 | 285308.551 | 303378.848 | 303270.961 | 285043.506 | 258838.558
7 | 26 | 12 | 262984.818 | 288071.787 | 303588.927 | 300935.773 | 281558.444
7 | 26 | 13 | 227981.623 | 257664.309 | 287730.088 | 301050.584 | 290425.998
7 | 26 | 14 | 157518.845 | 177102.374 | 204170.994 | 222860.643 | 222677.918 | CFs
7 | 26 | 15 | 101690.018 | 114072.736 | 134840.377 | 152359.989 | 156897.111 | CFs
7 | 26 | 16 | 55078.32 | 75007.842 | 124869.247 | 168870.567 | 186603.355 | CFs
7 | 26 | 17 | 24524.709 | 26450.061 | 51879.908 | 86804.837 | 103837.074 | CFs
7 | 26 | 18 | 9634.273 | 9634.273 | 9924.379 | 20755.508 | 25948.992
7 | 26 | 19 | 0 | 0 | 0 | 0 | 0
7 | 26 | 20 | 0 | 0 | 0 | 0 | 0
7 | 26 | 21 | 0 | 0 | 0 | 0 | 0
7 | 26 | 22 | 0 | 0 | 0 | 0 | 0
7 | 26 | 23 | 0 | 0 | 0 | 0 | 0
7 | 27 | 0 | 0 | 0 | 0 | 0 | 0
7 | 27 | 1 | 0 | 0 | 0 | 0 | 0
7 | 27 | 2 | 0 | 0 | 0 | 0 | 0
7 | 27 | 3 | 0 | 0 | 0 | 0 | 0
7 | 27 | 4 | 0 | 0 | 0 | 0 | 0
7 | 27 | 5 | 6604.823 | 6311.251 | 5917.476 | 5917.476 | 5917.476
7 | 27 | 6 | 122029.712 | 97068.519 | 48456.464 | 19096.757 | 19096.757
7 | 27 | 7 | 174692.701 | 156463.085 | 112423.236 | 64618.336 | 47237.636
7 | 27 | 8 | 193632.419 | 185506.412 | 157100.491 | 123026.828 | 103331.041
7 | 27 | 9 | 268463.581 | 267090.927 | 237562.961 | 195530.319 | 165772.045
7 | 27 | 10 | 274938.938 | 283139.399 | 268703.141 | 239156.222 | 211242.601
7 | 27 | 11 | 271699.023 | 288582.252 | 288564.351 | 271654.827 | 247117.87
7 | 27 | 12 | 252074.267 | 275859.781 | 290480.433 | 287922.573 | 269560.279
7 | 27 | 13 | 218567.7 | 246663.807 | 274900.366 | 287264.584 | 277155.739
7 | 27 | 14 | 171970.997 | 201513.994 | 241522.872 | 268555.092 | 268105.845 | CFs
7 | 27 | 15 | 113317.8 | 143406.254 | 191158.953 | 229918.649 | 239626.462 | CFs
7 | 27 | 16 | 53728.584 | 75358.307 | 128922.109 | 175618.403 | 194168.749 | CFs
7 | 27 | 17 | 19966.969 | 22313.326 | 57269.705 | 105325.279 | 128340.729 | CFs
7 | 27 | 18 | 8537.991 | 8537.991 | 9074.368 | 30717.329 | 40868.558
7 | 27 | 19 | 0 | 0 | 0 | 0 | 0
7 | 27 | 20 | 0 | 0 | 0 | 0 | 0
7 | 27 | 21 | 0 | 0 | 0 | 0 | 0
7 | 27 | 22 | 0 | 0 | 0 | 0 | 0
7 | 27 | 23 | 0 | 0 | 0 | 0 | 0
7 | 28 | 0 | 0 | 0 | 0 | 0 | 0
7 | 28 | 1 | 0 | 0 | 0 | 0 | 0
7 | 28 | 2 | 0 | 0 | 0 | 0 | 0
7 | 28 | 3 | 0 | 0 | 0 | 0 | 0
7 | 28 | 4 | 0 | 0 | 0 | 0 | 0
7 | 28 | 5 | 4557.307 | 4543.924 | 4525.994 | 4525.994 | 4525.994
7 | 28 | 6 | 28383.034 | 27554.876 | 26075.02 | 24862.563 | 24862.563
7 | 28 | 7 | 57948.606 | 56342.981 | 52601.122 | 48774.732 | 47349.477
7 | 28 | 8 | 109024.845 | 106443.976 | 97399.925 | 86879.988 | 81024.107
7 | 28 | 9 | 215363.932 | 214585.329 | 195266.991 | 168096.318 | 149042.198
7 | 28 | 10 | 273908.749 | 282381.81 | 267891.66 | 238010.952 | 209675.285
7 | 28 | 11 | 266477.26 | 283105.567 | 283171.426 | 266640.069 | 242529.772
7 | 28 | 12 | 248254.527 | 271730.349 | 286081.247 | 283515.618 | 265394.826
7 | 28 | 13 | 215390.446 | 243007.809 | 270536.302 | 282445.443 | 272466.336
7 | 28 | 14 | 170365.005 | 199774.843 | 239189.248 | 265532.874 | 264911.548 | CFs
7 | 28 | 15 | 86386.693 | 92815.468 | 103688.576 | 112856.133 | 115158.972 | CFs
7 | 28 | 16 | 58491.064 | 72586.001 | 107327.613 | 138120.018 | 150390.024 | CFs
7 | 28 | 17 | 19033.08 | 21235.535 | 57538.179 | 107510.913 | 131197.571 | CFs
7 | 28 | 18 | 9105.471 | 9105.471 | 9492.723 | 28902.71 | 37422.375
7 | 28 | 19 | 0 | 0 | 0 | 0 | 0
7 | 28 | 20 | 0 | 0 | 0 | 0 | 0
7 | 28 | 21 | 0 | 0 | 0 | 0 | 0
7 | 28 | 22 | 0 | 0 | 0 | 0 | 0
7 | 28 | 23 | 0 | 0 | 0 | 0 | 0
7 | 29 | 0 | 0 | 0 | 0 | 0 | 0
7 | 29 | 1 | 0 | 0 | 0 | 0 | 0
7 | 29 | 2 | 0 | 0 | 0 | 0 | 0
7 | 29 | 3 | 0 | 0 | 0 | 0 | 0
7 | 29 | 4 | 0 | 0 | 0 | 0 | 0
7 | 29 | 5 | 22778.489 | 17784.783 | 5633.869 | 5633.869 | 5633.869
7 | 29 | 6 | 121149.082 | 95709.163 | 46114.867 | 16971.895 | 16971.895
7 | 29 | 7 | 40871.836 | 40411.424 | 39358.266 | 38329.434 | 37927.453
7 | 29 | 8 | 63735.498 | 63194.271 | 61275.465 | 59064.717 | 57850.632
7 | 29 | 9 | 269055.771 | 268040.897 | 237657.574 | 194375.584 | 163658.784
7 | 29 | 10 | 279511.419 | 288728.929 | 273436.319 | 241876.73 | 212087.216
7 | 29 | 11 | 241334.825 | 255475.991 | 255605.37 | 241651.209 | 221482.888
7 | 29 | 12 | 224641.419 | 244019.102 | 255970.889 | 253780.31 | 238663.668
7 | 29 | 13 | 200160.816 | 223182.559 | 246333.983 | 256359.788 | 247745.986
7 | 29 | 14 | 150625.204 | 169074.141 | 194199.871 | 211289.887 | 210760.203 | CFs
7 | 29 | 15 | 70564.769 | 74179.631 | 80419.967 | 85711.895 | 87021.988 | CFs
7 | 29 | 16 | 14350.315 | 14350.315 | 14350.315 | 14350.315 | 14350.315 | CFs
7 | 29 | 17 | 1820.846 | 1820.846 | 1820.846 | 1820.846 | 1820.846 | CFs
7 | 29 | 18 | 45.834 | 45.834 | 45.834 | 45.834 | 45.834
7 | 29 | 19 | 0 | 0 | 0 | 0 | 0
7 | 29 | 20 | 0 | 0 | 0 | 0 | 0
7 | 29 | 21 | 0 | 0 | 0 | 0 | 0
7 | 29 | 22 | 0 | 0 | 0 | 0 | 0
7 | 29 | 23 | 0 | 0 | 0 | 0 | 0
7 | 30 | 0 | 0 | 0 | 0 | 0 | 0
7 | 30 | 1 | 0 | 0 | 0 | 0 | 0
7 | 30 | 2 | 0 | 0 | 0 | 0 | 0
7 | 30 | 3 | 0 | 0 | 0 | 0 | 0
7 | 30 | 4 | 0 | 0 | 0 | 0 | 0
7 | 30 | 5 | 0 | 0 | 0 | 0 | 0
7 | 30 | 6 | 21481.284 | 21158.89 | 20580.54 | 20100.101 | 20100.101
7 | 30 | 7 | 17413.062 | 17413.062 | 17413.062 | 17413.062 | 17413.062
7 | 30 | 8 | 38517.289 | 38424.201 | 38089.053 | 37708.175 | 37504.678
7 | 30 | 9 | 37808.155 | 37803.851 | 37643.304 | 37420.562 | 37266.105
7 | 30 | 10 | 52272.809 | 52463.203 | 52157.382 | 51534.43 | 50959.224
7 | 30 | 11 | 85108.922 | 86124.72 | 86139.465 | 85144.537 | 83721.877
7 | 30 | 12 | 114239.491 | 118407.594 | 121003.854 | 120516.575 | 117229.006
7 | 30 | 13 | 56134.794 | 56868.647 | 57618.552 | 57945.278 | 57657.5
7 | 30 | 14 | 95448.926 | 100334.744 | 107047.005 | 111654.146 | 111476.758 | CFs
7 | 30 | 15 | 49772.422 | 50445.906 | 51613.919 | 52604.738 | 52846.026 | CFs
7 | 30 | 16 | 45134.771 | 46040.154 | 48228.77 | 50328.009 | 51179.709 | CFs
7 | 30 | 17 | 27889.258 | 28762.734 | 39255.283 | 53049.226 | 59927.38 | CFs
7 | 30 | 18 | 8929.292 | 8929.292 | 9107.548 | 17834.439 | 21820.792
7 | 30 | 19 | 0 | 0 | 0 | 0 | 0
7 | 30 | 20 | 0 | 0 | 0 | 0 | 0
7 | 30 | 21 | 0 | 0 | 0 | 0 | 0
7 | 30 | 22 | 0 | 0 | 0 | 0 | 0
7 | 30 | 23 | 0 | 0 | 0 | 0 | 0
7 | 31 | 0 | 0 | 0 | 0 | 0 | 0
7 | 31 | 1 | 0 | 0 | 0 | 0 | 0
7 | 31 | 2 | 0 | 0 | 0 | 0 | 0
7 | 31 | 3 | 0 | 0 | 0 | 0 | 0
7 | 31 | 4 | 0 | 0 | 0 | 0 | 0
7 | 31 | 5 | 25561.635 | 19341.435 | 4632.309 | 4632.309 | 4632.309
7 | 31 | 6 | 122970.591 | 97211.381 | 46463.21 | 17024.433 | 17024.433
7 | 31 | 7 | 192530.526 | 171905.894 | 120070.977 | 62571.419 | 41192.197
7 | 31 | 8 | 238266.107 | 227169.96 | 185388.18 | 132968.79 | 101112.033
7 | 31 | 9 | 266181.056 | 265619.034 | 236264.433 | 193631.637 | 162788.342
7 | 31 | 10 | 277438.346 | 286847.246 | 272128.548 | 241021.295 | 211158.813
7 | 31 | 11 | 273604.924 | 291937.539 | 292298.603 | 274496.474 | 248270.003
7 | 31 | 12 | 250550.491 | 275430.228 | 290561.866 | 287688.628 | 268346.029
7 | 31 | 13 | 216635.336 | 245797.452 | 274572.746 | 286707.107 | 275767.511
7 | 31 | 14 | 170464.234 | 201222.289 | 242045.302 | 269066.2 | 267840.658 | CFs
7 | 31 | 15 | 111275.151 | 142472.479 | 191034.463 | 229831.828 | 238904.685 | CFs
7 | 31 | 16 | 52396.464 | 74037.36 | 126542.788 | 171998.681 | 189519.454 | CFs
7 | 31 | 17 | 21117.46 | 22772.595 | 55688.54 | 101334.408 | 123001.807 | CFs
7 | 31 | 18 | 7873.337 | 7873.337 | 8004.505 | 16886.83 | 20568.329
7 | 31 | 19 | 0 | 0 | 0 | 0 | 0
7 | 31 | 20 | 0 | 0 | 0 | 0 | 0
7 | 31 | 21 | 0 | 0 | 0 | 0 | 0
7 | 31 | 22 | 0 | 0 | 0 | 0 | 0
7 | 31 | 23 | 0 | 0 | 0 | 0 | 0
8 | 1 | 0 | 0 | 0 | 0 | 0 | 0
8 | 1 | 1 | 0 | 0 | 0 | 0 | 0
8 | 1 | 2 | 0 | 0 | 0 | 0 | 0
8 | 1 | 3 | 0 | 0 | 0 | 0 | 0
8 | 1 | 4 | 0 | 0 | 0 | 0 | 0
8 | 1 | 5 | 27810.948 | 21158.989 | 4922.168 | 4922.168 | 4922.168
8 | 1 | 6 | 134123.886 | 105299.808 | 47957.601 | 15114.057 | 15114.057
8 | 1 | 7 | 203874.396 | 181759.872 | 125446.25 | 62412.942 | 38848.642
8 | 1 | 8 | 250185.744 | 238562.269 | 194015.184 | 137666.193 | 103040.368
8 | 1 | 9 | 277251.559 | 276894.118 | 246446.753 | 201934.76 | 169513.072
8 | 1 | 10 | 287038.582 | 297007.776 | 281874.203 | 249515.704 | 218210.734
8 | 1 | 11 | 280403.697 | 299295.528 | 299769.615 | 281576.973 | 254595.841
8 | 1 | 12 | 259239.467 | 285280.488 | 301029.629 | 297990.211 | 277762.764
8 | 1 | 13 | 223034.645 | 253628.66 | 283507.955 | 295932.866 | 284461.333
8 | 1 | 14 | 175628.039 | 207884.905 | 250180.124 | 277820.225 | 276365.396 | CFs
8 | 1 | 15 | 111661.762 | 147513.195 | 202092.697 | 244930.23 | 254697.873 | CFs
8 | 1 | 16 | 44969.118 | 71739.321 | 136264.276 | 190898.497 | 211535.073 | CFs
8 | 1 | 17 | 12202.967 | 13809.642 | 57598.51 | 119721.104 | 148596.769 | CFs
8 | 1 | 18 | 6343.571 | 6343.571 | 6601.488 | 35341.708 | 45574.909
8 | 1 | 19 | 0 | 0 | 0 | 0 | 0
8 | 1 | 20 | 0 | 0 | 0 | 0 | 0
8 | 1 | 21 | 0 | 0 | 0 | 0 | 0
8 | 1 | 22 | 0 | 0 | 0 | 0 | 0
8 | 1 | 23 | 0 | 0 | 0 | 0 | 0
8 | 2 | 0 | 0 | 0 | 0 | 0 | 0
8 | 2 | 1 | 0 | 0 | 0 | 0 | 0
8 | 2 | 2 | 0 | 0 | 0 | 0 | 0
8 | 2 | 3 | 0 | 0 | 0 | 0 | 0
8 | 2 | 4 | 0 | 0 | 0 | 0 | 0
8 | 2 | 5 | 25972.889 | 19702.117 | 4281.75 | 4281.75 | 4281.75
8 | 2 | 6 | 132542.919 | 103843.548 | 46922.735 | 14732.842 | 14732.842
8 | 2 | 7 | 195052.505 | 173890.704 | 120161.965 | 60751.949 | 38557.694
8 | 2 | 8 | 249600.767 | 237954.281 | 192876.857 | 136364.648 | 101802.689
8 | 2 | 9 | 278413.585 | 278281.892 | 246431.549 | 200147.585 | 166603.029
8 | 2 | 10 | 287275.474 | 297857.97 | 282292.472 | 248980.585 | 216937.933
8 | 2 | 11 | 265224.733 | 284218.554 | 284802.244 | 266657.136 | 239899.329
8 | 2 | 12 | 32322.527 | 32478.588 | 32575.402 | 32556.248 | 32432.348
8 | 2 | 13 | 67478.773 | 68680.566 | 69893.563 | 70407.423 | 69921.374
8 | 2 | 14 | 105374.224 | 112113.337 | 121227.339 | 127379.194 | 127003.562 | CFs
8 | 2 | 15 | 104543.371 | 130739.067 | 171620.604 | 204336.187 | 211739.692 | CFs
8 | 2 | 16 | 46937.782 | 68854.055 | 121553.431 | 167014.15 | 184240.885 | CFs
8 | 2 | 17 | 13725.291 | 15105.911 | 55928.105 | 114031.032 | 141086.965 | CFs
8 | 2 | 18 | 6035.478 | 6035.478 | 6212.067 | 29955.165 | 38411.45
8 | 2 | 19 | 0 | 0 | 0 | 0 | 0
8 | 2 | 20 | 0 | 0 | 0 | 0 | 0
8 | 2 | 21 | 0 | 0 | 0 | 0 | 0
8 | 2 | 22 | 0 | 0 | 0 | 0 | 0
8 | 2 | 23 | 0 | 0 | 0 | 0 | 0
8 | 3 | 0 | 0 | 0 | 0 | 0 | 0
8 | 3 | 1 | 0 | 0 | 0 | 0 | 0
8 | 3 | 2 | 0 | 0 | 0 | 0 | 0
8 | 3 | 3 | 0 | 0 | 0 | 0 | 0
8 | 3 | 4 | 0 | 0 | 0 | 0 | 0
8 | 3 | 5 | 22437.118 | 16891.302 | 3841.462 | 3841.462 | 3841.462
8 | 3 | 6 | 126595.99 | 99569.007 | 45339.143 | 14609.81 | 14609.81
8 | 3 | 7 | 193810.631 | 173142.847 | 119620.38 | 59428.738 | 36672.084
8 | 3 | 8 | 237876.97 | 227209.063 | 184856.779 | 130955.652 | 97549.826
8 | 3 | 9 | 264147.269 | 264256.451 | 235130.814 | 192199.494 | 160591.792
8 | 3 | 10 | 274964.014 | 285142.535 | 270615.701 | 238986.014 | 208128.927
8 | 3 | 11 | 267768.689 | 286599.289 | 287280.316 | 269453.284 | 242806.997
8 | 3 | 12 | 246840.113 | 272472.241 | 287925.862 | 284847.966 | 264863.871
8 | 3 | 13 | 212916.048 | 243174.96 | 272588.52 | 284625.661 | 272974.274
8 | 3 | 14 | 166491.676 | 197458.465 | 237894.953 | 264204.464 | 262417.274 | CFs
8 | 3 | 15 | 105241.45 | 136428.186 | 184111.074 | 221572.307 | 229822.313 | CFs
8 | 3 | 16 | 44623.343 | 69040.276 | 127310.675 | 176858.794 | 195322.506 | CFs
8 | 3 | 17 | 15720.897 | 16874.054 | 53811.322 | 106327.546 | 130759.623 | CFs
8 | 3 | 18 | 6203.855 | 6203.855 | 6313.852 | 27714.145 | 35298.806
8 | 3 | 19 | 0 | 0 | 0 | 0 | 0
8 | 3 | 20 | 0 | 0 | 0 | 0 | 0
8 | 3 | 21 | 0 | 0 | 0 | 0 | 0
8 | 3 | 22 | 0 | 0 | 0 | 0 | 0
8 | 3 | 23 | 0 | 0 | 0 | 0 | 0
8 | 4 | 0 | 0 | 0 | 0 | 0 | 0
8 | 4 | 1 | 0 | 0 | 0 | 0 | 0
8 | 4 | 2 | 0 | 0 | 0 | 0 | 0
8 | 4 | 3 | 0 | 0 | 0 | 0 | 0
8 | 4 | 4 | 0 | 0 | 0 | 0 | 0
8 | 4 | 5 | 21136.172 | 15883.588 | 3464.027 | 3464.027 | 3464.027
8 | 4 | 6 | 127952.141 | 100370.508 | 45171.151 | 14326.006 | 14326.006
8 | 4 | 7 | 198279.178 | 176850.879 | 121209.096 | 58975.593 | 35465.951
8 | 4 | 8 | 236448.921 | 225926.483 | 183639.598 | 130267.498 | 97340.535
8 | 4 | 9 | 273551.96 | 273920.885 | 242880.331 | 197172.733 | 163472.186
8 | 4 | 10 | 282586.492 | 293505.716 | 278409.003 | 245413.079 | 213314.028
8 | 4 | 11 | 276821.867 | 296949.026 | 297793.023 | 278896.169 | 250739.583
8 | 4 | 12 | 256471.466 | 284004.016 | 300705.034 | 297323.322 | 275702.744
8 | 4 | 13 | 221716.852 | 253997.246 | 285554.587 | 298441.903 | 285673.939
8 | 4 | 14 | 172804.797 | 207135.392 | 252121.804 | 281488.259 | 279259.265 | CFs
8 | 4 | 15 | 108858.962 | 145501.438 | 201236.476 | 245049.638 | 254540.322 | CFs
8 | 4 | 16 | 41660.624 | 68876.264 | 134091.729 | 189808.446 | 210500 | CFs
8 | 4 | 17 | 12274.172 | 13292.786 | 55241.873 | 116207.961 | 144543.348 | CFs
8 | 4 | 18 | 5717.567 | 5717.567 | 5764.53 | 32504.972 | 40628.826
8 | 4 | 19 | 0 | 0 | 0 | 0 | 0
8 | 4 | 20 | 0 | 0 | 0 | 0 | 0
8 | 4 | 21 | 0 | 0 | 0 | 0 | 0
8 | 4 | 22 | 0 | 0 | 0 | 0 | 0
8 | 4 | 23 | 0 | 0 | 0 | 0 | 0
8 | 5 | 0 | 0 | 0 | 0 | 0 | 0
8 | 5 | 1 | 0 | 0 | 0 | 0 | 0
8 | 5 | 2 | 0 | 0 | 0 | 0 | 0
8 | 5 | 3 | 0 | 0 | 0 | 0 | 0
8 | 5 | 4 | 0 | 0 | 0 | 0 | 0
8 | 5 | 5 | 17870.085 | 13271.548 | 3247.439 | 3247.439 | 3247.439
8 | 5 | 6 | 117725.945 | 93027.601 | 43656.51 | 16062.588 | 16062.588
8 | 5 | 7 | 190178.195 | 170085.066 | 117667.96 | 59223.776 | 37019.587
8 | 5 | 8 | 239240.217 | 228676.687 | 185355.242 | 130377.232 | 96210.637
8 | 5 | 9 | 267277.319 | 267887.292 | 237786.719 | 193288.144 | 160282.932
8 | 5 | 10 | 240254.106 | 248981.182 | 237294.371 | 211647.181 | 186769.564
8 | 5 | 11 | 219488.669 | 232610.408 | 233238.09 | 221018.779 | 202903.351
8 | 5 | 12 | 209932.106 | 228340.692 | 239578.523 | 237267.415 | 222707.743
8 | 5 | 13 | 196837.679 | 225250.238 | 253035.084 | 264310.933 | 252880.238
8 | 5 | 14 | 168163.117 | 201808.242 | 245686.635 | 274180.619 | 271794.557 | CFs
8 | 5 | 15 | 104483.465 | 139632.293 | 192995.184 | 234768.958 | 243623.681 | CFs
8 | 5 | 16 | 44513.719 | 67656.318 | 122748.759 | 170100.636 | 187597.181 | CFs
8 | 5 | 17 | 16415.451 | 17199.965 | 50784.956 | 99351.275 | 122028.35 | CFs
8 | 5 | 18 | 5856.974 | 5856.974 | 5856.974 | 25204.028 | 31670.966
8 | 5 | 19 | 0 | 0 | 0 | 0 | 0
8 | 5 | 20 | 0 | 0 | 0 | 0 | 0
8 | 5 | 21 | 0 | 0 | 0 | 0 | 0
8 | 5 | 22 | 0 | 0 | 0 | 0 | 0
8 | 5 | 23 | 0 | 0 | 0 | 0 | 0
8 | 6 | 0 | 0 | 0 | 0 | 0 | 0
8 | 6 | 1 | 0 | 0 | 0 | 0 | 0
8 | 6 | 2 | 0 | 0 | 0 | 0 | 0
8 | 6 | 3 | 0 | 0 | 0 | 0 | 0
8 | 6 | 4 | 0 | 0 | 0 | 0 | 0
8 | 6 | 5 | 8547.249 | 6399.596 | 2174.866 | 2174.866 | 2174.866
8 | 6 | 6 | 105451.813 | 83737.682 | 40347.941 | 16016.849 | 16016.849
8 | 6 | 7 | 148994.104 | 134918.587 | 98378.362 | 58269.194 | 42807.032
8 | 6 | 8 | 169781.072 | 164004.942 | 140065.202 | 110400.735 | 92392.107
8 | 6 | 9 | 124522.18 | 124713.443 | 118160.497 | 108663.421 | 101761.425
8 | 6 | 10 | 209296.396 | 216027.251 | 207296.664 | 188012.22 | 169311.446
8 | 6 | 11 | 252141.455 | 270454.657 | 271432.773 | 254540.374 | 229204.531
8 | 6 | 12 | 232961.177 | 258685.712 | 274253.137 | 271019.996 | 250754.755
8 | 6 | 13 | 215153.572 | 247018.482 | 277842.851 | 290171.263 | 277386.014
8 | 6 | 14 | 166258.378 | 199849.43 | 243286.224 | 271239.217 | 268680.653 | CFs
8 | 6 | 15 | 93670.579 | 117360.048 | 153843.803 | 182638.107 | 188638.478 | CFs
8 | 6 | 16 | 29845.585 | 31214.287 | 34430.16 | 37359.364 | 38466.868 | CFs
8 | 6 | 17 | 17647.147 | 18318.095 | 50055.178 | 95793.04 | 117018.031 | CFs
8 | 6 | 18 | 6642.958 | 6642.958 | 6642.958 | 20440.974 | 25247.956
8 | 6 | 19 | 0 | 0 | 0 | 0 | 0
8 | 6 | 20 | 0 | 0 | 0 | 0 | 0
8 | 6 | 21 | 0 | 0 | 0 | 0 | 0
8 | 6 | 22 | 0 | 0 | 0 | 0 | 0
8 | 6 | 23 | 0 | 0 | 0 | 0 | 0
8 | 7 | 0 | 0 | 0 | 0 | 0 | 0
8 | 7 | 1 | 0 | 0 | 0 | 0 | 0
8 | 7 | 2 | 0 | 0 | 0 | 0 | 0
8 | 7 | 3 | 0 | 0 | 0 | 0 | 0
8 | 7 | 4 | 0 | 0 | 0 | 0 | 0
8 | 7 | 5 | 1470.541 | 1105.06 | 224.599 | 224.599 | 224.599
8 | 7 | 6 | 40976.313 | 34609.245 | 21990.733 | 14913.334 | 14913.334
8 | 7 | 7 | 52635.418 | 50396.064 | 44659.227 | 38526.811 | 36113.799
8 | 7 | 8 | 35835.683 | 35701.201 | 35136.586 | 34447.121 | 34033.159
8 | 7 | 9 | 51496.303 | 51526.579 | 50733.81 | 49582.336 | 48741.849
8 | 7 | 10 | 18418.186 | 18418.186 | 18418.186 | 18418.186 | 18418.186
8 | 7 | 11 | 101892.465 | 104688.218 | 104854.987 | 102295.632 | 98503.229
8 | 7 | 12 | 68339.965 | 69350.223 | 69971.634 | 69840.411 | 69033.362
8 | 7 | 13 | 132860.325 | 141349.199 | 149710.673 | 153077.425 | 149507.564
8 | 7 | 14 | 75758.437 | 77859.113 | 80642.582 | 82478.545 | 82293.753 | CFs
8 | 7 | 15 | 41416.802 | 41999.303 | 42941.714 | 43708.688 | 43866.971 | CFs
8 | 7 | 16 | 29316.474 | 31079.654 | 35238.445 | 38958.353 | 40343.719 | CFs
8 | 7 | 17 | 18826.688 | 18844.397 | 19169.129 | 19530.108 | 19715.813 | CFs
8 | 7 | 18 | 6276.183 | 6276.183 | 6276.183 | 20752.196 | 25628.361
8 | 7 | 19 | 0 | 0 | 0 | 0 | 0
8 | 7 | 20 | 0 | 0 | 0 | 0 | 0
8 | 7 | 21 | 0 | 0 | 0 | 0 | 0
8 | 7 | 22 | 0 | 0 | 0 | 0 | 0
8 | 7 | 23 | 0 | 0 | 0 | 0 | 0
8 | 8 | 0 | 0 | 0 | 0 | 0 | 0
8 | 8 | 1 | 0 | 0 | 0 | 0 | 0
8 | 8 | 2 | 0 | 0 | 0 | 0 | 0
8 | 8 | 3 | 0 | 0 | 0 | 0 | 0
8 | 8 | 4 | 0 | 0 | 0 | 0 | 0
8 | 8 | 5 | 13956.247 | 10314.711 | 2016.707 | 2016.707 | 2016.707
8 | 8 | 6 | 124743.499 | 98091.816 | 43593.539 | 13811.174 | 13811.174
8 | 8 | 7 | 194725.867 | 174583.232 | 120000.161 | 57913.881 | 33866.676
8 | 8 | 8 | 243193.631 | 233190.2 | 189195.486 | 132151.037 | 95793.739
8 | 8 | 9 | 272026.044 | 273446.992 | 243079.167 | 197282.293 | 162446.735
8 | 8 | 10 | 234471.354 | 243374.233 | 232537.528 | 207966.024 | 183774.757
8 | 8 | 11 | 260247.361 | 279981.036 | 281262.476 | 263392.254 | 236318.06
8 | 8 | 12 | 246090.281 | 273911.835 | 290665.111 | 287112.513 | 265180.255
8 | 8 | 13 | 209788.39 | 241393.62 | 271731.321 | 283637.406 | 270725.586
8 | 8 | 14 | 171198.849 | 206237.054 | 250999.36 | 279426.823 | 276370.742 | CFs
8 | 8 | 15 | 104028.465 | 142323.097 | 198880.963 | 241980.293 | 250459.877 | CFs
8 | 8 | 16 | 38397.111 | 64889.451 | 127038.874 | 179255.09 | 197789.719 | CFs
8 | 8 | 17 | 14394.016 | 14836.094 | 50299.505 | 102774.439 | 126849.367 | CFs
8 | 8 | 18 | 4566.996 | 4566.996 | 4566.996 | 27635.558 | 34430.99
8 | 8 | 19 | 0 | 0 | 0 | 0 | 0
8 | 8 | 20 | 0 | 0 | 0 | 0 | 0
8 | 8 | 21 | 0 | 0 | 0 | 0 | 0
8 | 8 | 22 | 0 | 0 | 0 | 0 | 0
8 | 8 | 23 | 0 | 0 | 0 | 0 | 0
8 | 9 | 0 | 0 | 0 | 0 | 0 | 0
8 | 9 | 1 | 0 | 0 | 0 | 0 | 0
8 | 9 | 2 | 0 | 0 | 0 | 0 | 0
8 | 9 | 3 | 0 | 0 | 0 | 0 | 0
8 | 9 | 4 | 0 | 0 | 0 | 0 | 0
8 | 9 | 5 | 15484.257 | 11664.397 | 1810.048 | 1810.048 | 1810.048
8 | 9 | 6 | 135640 | 105571.044 | 43319.896 | 9988.787 | 9988.787
8 | 9 | 7 | 202549.919 | 181483.924 | 123297.435 | 56176.14 | 30113.871
8 | 9 | 8 | 246247.542 | 236400.596 | 191734.78 | 132689.837 | 94320.881
8 | 9 | 9 | 266171.153 | 267802.674 | 238593.306 | 193723.375 | 158907.749
8 | 9 | 10 | 272371.509 | 284043.666 | 270276.539 | 238188.888 | 205778.19
8 | 9 | 11 | 269315.164 | 289821.127 | 291264.824 | 272887.586 | 244644.704
8 | 9 | 12 | 224157.188 | 246673.298 | 260222.09 | 257321.119 | 239546.745
8 | 9 | 13 | 210953.859 | 242927.228 | 273346.441 | 285127.6 | 272065.819
8 | 9 | 14 | 166685.784 | 201912.246 | 246535.102 | 274614 | 271371.128 | CFs
8 | 9 | 15 | 102120.414 | 139747.584 | 195055.733 | 236963.595 | 245005.935 | CFs
8 | 9 | 16 | 36506.634 | 64003.762 | 128357.377 | 182187.597 | 201070.391 | CFs
8 | 9 | 17 | 11979.693 | 12293.576 | 50792.856 | 108733.294 | 135098.825 | CFs
8 | 9 | 18 | 4493.444 | 4493.444 | 4493.444 | 20993.176 | 26801.318
8 | 9 | 19 | 0 | 0 | 0 | 0 | 0
8 | 9 | 20 | 0 | 0 | 0 | 0 | 0
8 | 9 | 21 | 0 | 0 | 0 | 0 | 0
8 | 9 | 22 | 0 | 0 | 0 | 0 | 0
8 | 9 | 23 | 0 | 0 | 0 | 0 | 0
8 | 10 | 0 | 0 | 0 | 0 | 0 | 0
8 | 10 | 1 | 0 | 0 | 0 | 0 | 0
8 | 10 | 2 | 0 | 0 | 0 | 0 | 0
8 | 10 | 3 | 0 | 0 | 0 | 0 | 0
8 | 10 | 4 | 0 | 0 | 0 | 0 | 0
8 | 10 | 5 | 8369.422 | 6272.946 | 1781.811 | 1781.811 | 1781.811
8 | 10 | 6 | 104042.505 | 82747.634 | 39323.224 | 15537.228 | 15537.228
8 | 10 | 7 | 186498.195 | 167710.127 | 115936.349 | 57013.236 | 33961.092
8 | 10 | 8 | 242141.762 | 232685.583 | 188966.709 | 131583.595 | 94430.876
8 | 10 | 9 | 270752.113 | 272760.711 | 242156.877 | 195251.676 | 158871.905
8 | 10 | 10 | 277438.776 | 289906.41 | 275675.275 | 242272.449 | 208566.433
8 | 10 | 11 | 267975.961 | 289469.64 | 291109.544 | 272022.994 | 242638.898
8 | 10 | 12 | 222343.479 | 245683.064 | 259729.471 | 256694.464 | 238235.766
8 | 10 | 13 | 203749.136 | 234469.572 | 263680.949 | 274913.974 | 262187.215
8 | 10 | 14 | 159936.948 | 190869.669 | 230113.1 | 254834.799 | 251769.147 | CFs
8 | 10 | 15 | 103235.147 | 133476.841 | 178483.4 | 212855.418 | 219319.057 | CFs
8 | 10 | 16 | 48339.158 | 68031.445 | 113716.712 | 152733.915 | 166469.557 | CFs
8 | 10 | 17 | 23972.362 | 24122.919 | 47854.362 | 82550.867 | 98621.823 | CFs
8 | 10 | 18 | 4466.082 | 4466.082 | 4466.082 | 12898.071 | 16383.947
8 | 10 | 19 | 0 | 0 | 0 | 0 | 0
8 | 10 | 20 | 0 | 0 | 0 | 0 | 0
8 | 10 | 21 | 0 | 0 | 0 | 0 | 0
8 | 10 | 22 | 0 | 0 | 0 | 0 | 0
8 | 10 | 23 | 0 | 0 | 0 | 0 | 0
8 | 11 | 0 | 0 | 0 | 0 | 0 | 0
8 | 11 | 1 | 0 | 0 | 0 | 0 | 0
8 | 11 | 2 | 0 | 0 | 0 | 0 | 0
8 | 11 | 3 | 0 | 0 | 0 | 0 | 0
8 | 11 | 4 | 0 | 0 | 0 | 0 | 0
8 | 11 | 5 | 12472.715 | 9185.157 | 1718.768 | 1718.768 | 1718.768
8 | 11 | 6 | 129023.928 | 100850.131 | 42447.735 | 11470.311 | 11470.311
8 | 11 | 7 | 201495.295 | 180648.822 | 122228.55 | 55075.63 | 28814.692
8 | 11 | 8 | 248472.089 | 238880.786 | 193323.526 | 133142.925 | 93872.175
8 | 11 | 9 | 274461.701 | 276767.08 | 246230.731 | 199167.215 | 162383.378
8 | 11 | 10 | 283507.295 | 296672.198 | 282129.373 | 247581.824 | 212543.981
8 | 11 | 11 | 274015.066 | 296137.737 | 297954.324 | 278495.208 | 248412.219
8 | 11 | 12 | 248879.23 | 278157.976 | 295647.631 | 291845.962 | 268775.682
8 | 11 | 13 | 212272.858 | 245897.301 | 277627.839 | 289679.712 | 275726.961
8 | 11 | 14 | 163930.056 | 198517.467 | 241992.853 | 269103.883 | 265522.81 | CFs
8 | 11 | 15 | 99545.109 | 136454.058 | 190408.259 | 230934.084 | 238320.849 | CFs
8 | 11 | 16 | 37893.96 | 63845.926 | 124115.017 | 174477.603 | 191801.835 | CFs
8 | 11 | 17 | 14877.438 | 14914.705 | 48824.706 | 100250.047 | 123594.812 | CFs
8 | 11 | 18 | 3725.775 | 3725.775 | 3725.775 | 17724.431 | 22819.015
8 | 11 | 19 | 0 | 0 | 0 | 0 | 0
8 | 11 | 20 | 0 | 0 | 0 | 0 | 0
8 | 11 | 21 | 0 | 0 | 0 | 0 | 0
8 | 11 | 22 | 0 | 0 | 0 | 0 | 0
8 | 11 | 23 | 0 | 0 | 0 | 0 | 0
8 | 12 | 0 | 0 | 0 | 0 | 0 | 0
8 | 12 | 1 | 0 | 0 | 0 | 0 | 0
8 | 12 | 2 | 0 | 0 | 0 | 0 | 0
8 | 12 | 3 | 0 | 0 | 0 | 0 | 0
8 | 12 | 4 | 0 | 0 | 0 | 0 | 0
8 | 12 | 5 | 10302.848 | 7453.384 | 1364.572 | 1364.572 | 1364.572
8 | 12 | 6 | 118889.503 | 93954.186 | 41874.232 | 13967.731 | 13967.731
8 | 12 | 7 | 187881.93 | 169392.359 | 116739.765 | 55623.574 | 31370.912
8 | 12 | 8 | 233666.745 | 225243.42 | 183847.169 | 128400.105 | 91773.566
8 | 12 | 9 | 258173.965 | 260513.619 | 233061.639 | 189994.129 | 155719.912
8 | 12 | 10 | 266083.035 | 278086.512 | 265254.044 | 234102.179 | 201959.392
8 | 12 | 11 | 257802.597 | 277804.434 | 279554.625 | 262152.334 | 234875.79
8 | 12 | 12 | 235481.794 | 262080.303 | 277841.82 | 274398.357 | 253528.047
8 | 12 | 13 | 202414.322 | 233230.051 | 261985.399 | 272744.734 | 260017.347
8 | 12 | 14 | 157637.067 | 189251.661 | 228504.002 | 252664.357 | 249279.941 | CFs
8 | 12 | 15 | 99233.661 | 131825.84 | 179172.622 | 214384.075 | 220608.44 | CFs
8 | 12 | 16 | 43824.616 | 65864.801 | 116483.64 | 158683.294 | 173031.586 | CFs
8 | 12 | 17 | 19805.235 | 19805.235 | 46827.958 | 87075.985 | 105420.352 | CFs
8 | 12 | 18 | 3340.783 | 3340.783 | 3340.783 | 11021.239 | 14008.867
8 | 12 | 19 | 0 | 0 | 0 | 0 | 0
8 | 12 | 20 | 0 | 0 | 0 | 0 | 0
8 | 12 | 21 | 0 | 0 | 0 | 0 | 0
8 | 12 | 22 | 0 | 0 | 0 | 0 | 0
8 | 12 | 23 | 0 | 0 | 0 | 0 | 0
8 | 13 | 0 | 0 | 0 | 0 | 0 | 0
8 | 13 | 1 | 0 | 0 | 0 | 0 | 0
8 | 13 | 2 | 0 | 0 | 0 | 0 | 0
8 | 13 | 3 | 0 | 0 | 0 | 0 | 0
8 | 13 | 4 | 0 | 0 | 0 | 0 | 0
8 | 13 | 5 | 5005.231 | 3629.919 | 772.178 | 772.178 | 772.178
8 | 13 | 6 | 92062.982 | 75105.772 | 39898.93 | 20632.603 | 20632.603
8 | 13 | 7 | 163234.47 | 148833.3 | 107743.747 | 60426.86 | 41334.971
8 | 13 | 8 | 213864.296 | 206947.627 | 172007.947 | 125257.432 | 94360.081
8 | 13 | 9 | 247255.796 | 249688.454 | 224231.301 | 184031.247 | 151829.687
8 | 13 | 10 | 259635.111 | 271487.024 | 259230.67 | 229107.072 | 197875.092
8 | 13 | 11 | 253295.593 | 273315.104 | 275181.425 | 257935.575 | 230757.115
8 | 13 | 12 | 210078.663 | 232179.049 | 245358.484 | 242453.71 | 225011.392
8 | 13 | 13 | 171875.543 | 192584.373 | 212155.256 | 219496.192 | 210634.22
8 | 13 | 14 | 132230.815 | 151556.521 | 175911.252 | 191142.829 | 188863.855 | CFs
8 | 13 | 15 | 84049.899 | 95967.387 | 114191.482 | 128329.896 | 130806.636 | CFs
8 | 13 | 16 | 41297.866 | 62184.812 | 110262.875 | 150624.715 | 164279.128 | CFs
8 | 13 | 17 | 19693.509 | 19693.509 | 37208.809 | 63561.412 | 75704.914 | CFs
8 | 13 | 18 | 2576.681 | 2576.681 | 2576.681 | 5603.219 | 6890.31
8 | 13 | 19 | 0 | 0 | 0 | 0 | 0
8 | 13 | 20 | 0 | 0 | 0 | 0 | 0
8 | 13 | 21 | 0 | 0 | 0 | 0 | 0
8 | 13 | 22 | 0 | 0 | 0 | 0 | 0
8 | 13 | 23 | 0 | 0 | 0 | 0 | 0
8 | 14 | 0 | 0 | 0 | 0 | 0 | 0
8 | 14 | 1 | 0 | 0 | 0 | 0 | 0
8 | 14 | 2 | 0 | 0 | 0 | 0 | 0
8 | 14 | 3 | 0 | 0 | 0 | 0 | 0
8 | 14 | 4 | 0 | 0 | 0 | 0 | 0
8 | 14 | 5 | 5993.123 | 4402.504 | 1099.038 | 1099.038 | 1099.038
8 | 14 | 6 | 103223.075 | 82751.936 | 40077.065 | 17012.957 | 17012.957
8 | 14 | 7 | 162405.656 | 147540.792 | 104891.389 | 56075.235 | 36498.968
8 | 14 | 8 | 195973.342 | 189871.947 | 158420.946 | 117103.374 | 90192.124
8 | 14 | 9 | 199628.452 | 201512.63 | 183935.886 | 156713.497 | 135381.659
8 | 14 | 10 | 169887.827 | 175343.713 | 169887.039 | 156624.787 | 143240.059
8 | 14 | 11 | 202027.293 | 215269.061 | 216594.712 | 205259.429 | 187699.66
8 | 14 | 12 | 154527.152 | 165449.487 | 172080.703 | 170602.167 | 161861.518
8 | 14 | 13 | 173564.557 | 194569.534 | 214539.658 | 222009.692 | 212807.416
8 | 14 | 14 | 128749.965 | 144703.523 | 164900.439 | 177599.435 | 175583.643 | CFs
8 | 14 | 15 | 50824.304 | 54571.53 | 60328.714 | 64826.226 | 65596.263 | CFs
8 | 14 | 16 | 35889.803 | 37875.398 | 42320.653 | 46331.988 | 47734.61 | CFs
8 | 14 | 17 | 10885.868 | 10885.868 | 10885.868 | 10885.868 | 10885.868 | CFs
8 | 14 | 18 | 948.071 | 948.071 | 948.071 | 1008.886 | 1019.912
8 | 14 | 19 | 0 | 0 | 0 | 0 | 0
8 | 14 | 20 | 0 | 0 | 0 | 0 | 0
8 | 14 | 21 | 0 | 0 | 0 | 0 | 0
8 | 14 | 22 | 0 | 0 | 0 | 0 | 0
8 | 14 | 23 | 0 | 0 | 0 | 0 | 0
8 | 15 | 0 | 0 | 0 | 0 | 0 | 0
8 | 15 | 1 | 0 | 0 | 0 | 0 | 0
8 | 15 | 2 | 0 | 0 | 0 | 0 | 0
8 | 15 | 3 | 0 | 0 | 0 | 0 | 0
8 | 15 | 4 | 0 | 0 | 0 | 0 | 0
8 | 15 | 5 | 0 | 0 | 0 | 0 | 0
8 | 15 | 6 | 22095.182 | 21299.333 | 19680.629 | 18654.583 | 18654.583
8 | 15 | 7 | 27652.617 | 27431.276 | 26808.706 | 26121.324 | 25837.716
8 | 15 | 8 | 57835.409 | 57499.741 | 55737.009 | 53521.51 | 52144.657
8 | 15 | 9 | 36032.211 | 36051.879 | 35886.443 | 35632.821 | 35438.365
8 | 15 | 10 | 58629.654 | 59490.168 | 58657.716 | 56619.085 | 54567.688
8 | 15 | 11 | 139225.906 | 146224.09 | 146967.128 | 141029.598 | 131830.222
8 | 15 | 12 | 117066.71 | 122662.241 | 126065.003 | 125301.757 | 120813.964
8 | 15 | 13 | 59708.374 | 60718.757 | 61690.188 | 62053.865 | 61596.965
8 | 15 | 14 | 125845.025 | 145730.446 | 170556.562 | 185979.779 | 183404.243 | CFs
8 | 15 | 15 | 85431.705 | 105282.56 | 134769.077 | 157133.32 | 160813.106 | CFs
8 | 15 | 16 | 40897.528 | 60466.132 | 105520.452 | 143701.708 | 156438.027 | CFs
8 | 15 | 17 | 21424.201 | 21424.201 | 44255.486 | 80267.374 | 96657.323 | CFs
8 | 15 | 18 | 2337.831 | 2337.831 | 2337.831 | 5197.89 | 6555.622
8 | 15 | 19 | 0 | 0 | 0 | 0 | 0
8 | 15 | 20 | 0 | 0 | 0 | 0 | 0
8 | 15 | 21 | 0 | 0 | 0 | 0 | 0
8 | 15 | 22 | 0 | 0 | 0 | 0 | 0
8 | 15 | 23 | 0 | 0 | 0 | 0 | 0
8 | 16 | 0 | 0 | 0 | 0 | 0 | 0
8 | 16 | 1 | 0 | 0 | 0 | 0 | 0
8 | 16 | 2 | 0 | 0 | 0 | 0 | 0
8 | 16 | 3 | 0 | 0 | 0 | 0 | 0
8 | 16 | 4 | 0 | 0 | 0 | 0 | 0
8 | 16 | 5 | 4824.736 | 3451.638 | 1059.824 | 1059.824 | 1059.824
8 | 16 | 6 | 98886.031 | 79537.771 | 38838.541 | 16988.939 | 16988.939
8 | 16 | 7 | 157475.622 | 143118.342 | 100869.923 | 52208.434 | 32587.802
8 | 16 | 8 | 173950.441 | 168757.25 | 140173.117 | 102330.308 | 77417.55
8 | 16 | 9 | 217335.323 | 220187.564 | 198089.982 | 163161.236 | 135128.37
8 | 16 | 10 | 211330.963 | 221281.097 | 211975.105 | 188536.183 | 164362.775
8 | 16 | 11 | 261951.389 | 285135.306 | 287703.355 | 268295.237 | 237458.718
8 | 16 | 12 | 143426.847 | 153948.869 | 160326.289 | 158890.308 | 150463.14
8 | 16 | 13 | 205611.808 | 240857.821 | 273556.622 | 285408.479 | 270190.048
8 | 16 | 14 | 150665.227 | 185389.271 | 227733.992 | 253512.495 | 249006.763 | CFs
8 | 16 | 15 | 90292.659 | 125959.134 | 177106.471 | 214582.327 | 220484.596 | CFs
8 | 16 | 16 | 33853.083 | 58660.273 | 115778.038 | 163042.847 | 178389.133 | CFs
8 | 16 | 17 | 15527.627 | 15527.627 | 42977.139 | 87343.169 | 107266.261 | CFs
8 | 16 | 18 | 1936.392 | 1936.392 | 1936.392 | 6706.625 | 8761.127
8 | 16 | 19 | 0 | 0 | 0 | 0 | 0
8 | 16 | 20 | 0 | 0 | 0 | 0 | 0
8 | 16 | 21 | 0 | 0 | 0 | 0 | 0
8 | 16 | 22 | 0 | 0 | 0 | 0 | 0
8 | 16 | 23 | 0 | 0 | 0 | 0 | 0
8 | 17 | 0 | 0 | 0 | 0 | 0 | 0
8 | 17 | 1 | 0 | 0 | 0 | 0 | 0
8 | 17 | 2 | 0 | 0 | 0 | 0 | 0
8 | 17 | 3 | 0 | 0 | 0 | 0 | 0
8 | 17 | 4 | 0 | 0 | 0 | 0 | 0
8 | 17 | 5 | 219.155 | 207.229 | 154.328 | 154.328 | 154.328
8 | 17 | 6 | 99212.706 | 79534.706 | 37888.644 | 15808.714 | 15808.714
8 | 17 | 7 | 168207.676 | 152926.998 | 107280.527 | 54403.913 | 33029.275
8 | 17 | 8 | 94330.687 | 92912.368 | 84897.084 | 74579.351 | 67971.428
8 | 17 | 9 | 140187.273 | 141491.297 | 132266.699 | 117817.008 | 106434.289
8 | 17 | 10 | 172562.098 | 178829.063 | 173161.581 | 158779.468 | 144003.357
8 | 17 | 11 | 238532.113 | 259414.629 | 261853.479 | 244528.153 | 217004.851
8 | 17 | 12 | 95495.167 | 100371.546 | 103337.712 | 102666.274 | 98747.659
8 | 17 | 13 | 84394.081 | 89451.294 | 94271.449 | 96039.699 | 93727.639
8 | 17 | 14 | 157053.636 | 194536.993 | 239679.195 | 266897.352 | 261910.195 | CFs
8 | 17 | 15 | 50518.5 | 54046.123 | 59421.152 | 63567.786 | 64212.896 | CFs
8 | 17 | 16 | 30927.313 | 51674.952 | 99735.557 | 139963.801 | 152988.274 | CFs
8 | 17 | 17 | 12524.146 | 12524.146 | 43391.893 | 94807.753 | 117726.457 | CFs
8 | 17 | 18 | 1138.161 | 1138.161 | 1138.161 | 7003.664 | 9521.035
8 | 17 | 19 | 0 | 0 | 0 | 0 | 0
8 | 17 | 20 | 0 | 0 | 0 | 0 | 0
8 | 17 | 21 | 0 | 0 | 0 | 0 | 0
8 | 17 | 22 | 0 | 0 | 0 | 0 | 0
8 | 17 | 23 | 0 | 0 | 0 | 0 | 0
8 | 18 | 0 | 0 | 0 | 0 | 0 | 0
8 | 18 | 1 | 0 | 0 | 0 | 0 | 0
8 | 18 | 2 | 0 | 0 | 0 | 0 | 0
8 | 18 | 3 | 0 | 0 | 0 | 0 | 0
8 | 18 | 4 | 0 | 0 | 0 | 0 | 0
8 | 18 | 5 | 3158.674 | 2798.548 | 1224.319 | 1224.319 | 1224.319
8 | 18 | 6 | 111298.545 | 88250.233 | 38847.371 | 13296.889 | 13296.889
8 | 18 | 7 | 183762.15 | 166667.532 | 114472.435 | 53174.445 | 28342.547
8 | 18 | 8 | 231569.437 | 224651.862 | 183178.435 | 126211.509 | 87295.679
8 | 18 | 9 | 258613.488 | 262874.511 | 234764.81 | 189048.989 | 151139.005
8 | 18 | 10 | 225771.078 | 237010.997 | 227189.831 | 201633.937 | 174854.493
8 | 18 | 11 | 220660.646 | 238631.483 | 240834.874 | 226066.882 | 202534.597
8 | 18 | 12 | 222788.436 | 247458.944 | 262185.987 | 258858.843 | 239279.764
8 | 18 | 13 | 192636.755 | 219874.96 | 245167.683 | 254214.565 | 242134.799
8 | 18 | 14 | 151784.44 | 177247.86 | 208179.549 | 226964.86 | 223343.529 | CFs
8 | 18 | 15 | 97224.47 | 119756.653 | 152714.666 | 177207.833 | 180846.197 | CFs
8 | 18 | 16 | 48120.087 | 61371.04 | 91344.59 | 117023.348 | 125376.732 | CFs
8 | 18 | 17 | 23080.413 | 23080.413 | 35847.19 | 56057.547 | 65279.046 | CFs
8 | 18 | 18 | 0 | 0 | 0 | 1156.265 | 1838.955
8 | 18 | 19 | 0 | 0 | 0 | 0 | 0
8 | 18 | 20 | 0 | 0 | 0 | 0 | 0
8 | 18 | 21 | 0 | 0 | 0 | 0 | 0
8 | 18 | 22 | 0 | 0 | 0 | 0 | 0
8 | 18 | 23 | 0 | 0 | 0 | 0 | 0
8 | 19 | 0 | 0 | 0 | 0 | 0 | 0
8 | 19 | 1 | 0 | 0 | 0 | 0 | 0
8 | 19 | 2 | 0 | 0 | 0 | 0 | 0
8 | 19 | 3 | 0 | 0 | 0 | 0 | 0
8 | 19 | 4 | 0 | 0 | 0 | 0 | 0
8 | 19 | 5 | 385.474 | 289.043 | 0 | 0 | 0
8 | 19 | 6 | 74362.822 | 62029.814 | 35845.609 | 21299.857 | 21299.857
8 | 19 | 7 | 145542.251 | 134472.436 | 100754.099 | 61753.161 | 45570.155
8 | 19 | 8 | 205402.78 | 200180.924 | 167685.136 | 123391.485 | 93319.838
8 | 19 | 9 | 231528.08 | 235252.949 | 212531.426 | 175522.336 | 144861.568
8 | 19 | 10 | 217501.516 | 227481.817 | 219053.936 | 196848.25 | 173532.354
8 | 19 | 11 | 219690.167 | 236268.146 | 238398.256 | 224900.965 | 203350.884
8 | 19 | 12 | 197044.855 | 216851.976 | 228756.685 | 226053.233 | 210248.807
8 | 19 | 13 | 170772.207 | 192520.034 | 212820.674 | 220057.228 | 210211.42
8 | 19 | 14 | 118043.799 | 132440.589 | 150121.896 | 160946.691 | 158755.156 | CFs
8 | 19 | 15 | 87253.204 | 103679.944 | 127837.453 | 145883.557 | 148482.722 | CFs
8 | 19 | 16 | 40221.071 | 44886.683 | 55491.747 | 64697.398 | 67688.327 | CFs
8 | 19 | 17 | 21845.517 | 21845.517 | 27495.431 | 36265.848 | 40294.483 | CFs
8 | 19 | 18 | 518.567 | 518.567 | 518.567 | 792.946 | 882.897
8 | 19 | 19 | 0 | 0 | 0 | 0 | 0
8 | 19 | 20 | 0 | 0 | 0 | 0 | 0
8 | 19 | 21 | 0 | 0 | 0 | 0 | 0
8 | 19 | 22 | 0 | 0 | 0 | 0 | 0
8 | 19 | 23 | 0 | 0 | 0 | 0 | 0
8 | 20 | 0 | 0 | 0 | 0 | 0 | 0
8 | 20 | 1 | 0 | 0 | 0 | 0 | 0
8 | 20 | 2 | 0 | 0 | 0 | 0 | 0
8 | 20 | 3 | 0 | 0 | 0 | 0 | 0
8 | 20 | 4 | 0 | 0 | 0 | 0 | 0
8 | 20 | 5 | 316.299 | 299.882 | 228.269 | 228.269 | 228.269
8 | 20 | 6 | 33675.718 | 30470.745 | 23700.669 | 19729.19 | 19729.19
8 | 20 | 7 | 130577.822 | 119637.025 | 86028.118 | 47403.729 | 31479.652
8 | 20 | 8 | 182766.592 | 178063.01 | 147729.596 | 106808.552 | 79231.071
8 | 20 | 9 | 174672.805 | 177865.314 | 159861.943 | 130855.589 | 107148.543
8 | 20 | 10 | 271940.92 | 288066.292 | 274913.246 | 239597.594 | 202141.851
8 | 20 | 11 | 181640.199 | 194848.514 | 196626.716 | 185963.407 | 168965.524
8 | 20 | 12 | 189578.645 | 211765.787 | 225120.298 | 222078.507 | 204347.837
8 | 20 | 13 | 143201.313 | 158677.769 | 173202.121 | 178361.781 | 171210.935
8 | 20 | 14 | 122166.335 | 138052.857 | 157455.252 | 169283.776 | 166782.921 | CFs
8 | 20 | 15 | 77357.841 | 88416.559 | 104996.766 | 117541.496 | 119289.046 | CFs
8 | 20 | 16 | 39176.377 | 51631.274 | 80163.797 | 104591.305 | 112357.901 | CFs
8 | 20 | 17 | 15646.927 | 15646.927 | 20800.766 | 28950.967 | 32689.336 | CFs
8 | 20 | 18 | 327.259 | 327.259 | 327.259 | 345.676 | 349.435
8 | 20 | 19 | 0 | 0 | 0 | 0 | 0
8 | 20 | 20 | 0 | 0 | 0 | 0 | 0
8 | 20 | 21 | 0 | 0 | 0 | 0 | 0
8 | 20 | 22 | 0 | 0 | 0 | 0 | 0
8 | 20 | 23 | 0 | 0 | 0 | 0 | 0
8 | 21 | 0 | 0 | 0 | 0 | 0 | 0
8 | 21 | 1 | 0 | 0 | 0 | 0 | 0
8 | 21 | 2 | 0 | 0 | 0 | 0 | 0
8 | 21 | 3 | 0 | 0 | 0 | 0 | 0
8 | 21 | 4 | 0 | 0 | 0 | 0 | 0
8 | 21 | 5 | 1916.802 | 1677.948 | 648.733 | 648.733 | 648.733
8 | 21 | 6 | 36970.367 | 29331.858 | 13058.892 | 4535.053 | 4535.053
8 | 21 | 7 | 18896.629 | 18896.629 | 18896.629 | 18896.629 | 18896.629
8 | 21 | 8 | 32713.142 | 32685.519 | 32500.539 | 32266.587 | 32120.702
8 | 21 | 9 | 26189.901 | 26191.142 | 26184.634 | 26174.19 | 26165.927
8 | 21 | 10 | 59658.631 | 60124.501 | 59757.004 | 58771.419 | 57745.107
8 | 21 | 11 | 47866.684 | 48272.267 | 48329.398 | 48004.602 | 47488.178
8 | 21 | 12 | 59259.521 | 61356.688 | 62632.927 | 62340.674 | 60651.109
8 | 21 | 13 | 110528.996 | 118116.376 | 125254.151 | 127775.899 | 124216.257
8 | 21 | 14 | 138221.24 | 169828.979 | 207653.467 | 230404.221 | 225403.346 | CFs
8 | 21 | 15 | 90509.575 | 124420.951 | 173005.445 | 208342.424 | 213037.766 | CFs
8 | 21 | 16 | 37538.77 | 57368.949 | 103258.629 | 142022.167 | 154082.761 | CFs
8 | 21 | 17 | 17314.133 | 17314.133 | 40051.174 | 79616.411 | 97369.2 | CFs
8 | 21 | 18 | 817.01 | 817.01 | 817.01 | 1822.409 | 2033.518
8 | 21 | 19 | 0 | 0 | 0 | 0 | 0
8 | 21 | 20 | 0 | 0 | 0 | 0 | 0
8 | 21 | 21 | 0 | 0 | 0 | 0 | 0
8 | 21 | 22 | 0 | 0 | 0 | 0 | 0
8 | 21 | 23 | 0 | 0 | 0 | 0 | 0
8 | 22 | 0 | 0 | 0 | 0 | 0 | 0
8 | 22 | 1 | 0 | 0 | 0 | 0 | 0
8 | 22 | 2 | 0 | 0 | 0 | 0 | 0
8 | 22 | 3 | 0 | 0 | 0 | 0 | 0
8 | 22 | 4 | 0 | 0 | 0 | 0 | 0
8 | 22 | 5 | 1247.555 | 1069.156 | 302.818 | 302.818 | 302.818
8 | 22 | 6 | 108796.085 | 87051.467 | 39488.751 | 15214.525 | 15214.525
8 | 22 | 7 | 194212.288 | 176972.042 | 121293.801 | 55221.832 | 28191.94
8 | 22 | 8 | 250735.215 | 244406.838 | 199037.861 | 135422.865 | 90860.901
8 | 22 | 9 | 282964.497 | 289257.655 | 258045.302 | 205875.604 | 161288.975
8 | 22 | 10 | 291565.944 | 309303.509 | 295816.571 | 258169.608 | 217404.326
8 | 22 | 11 | 282195.087 | 309810.354 | 313791.274 | 292043.994 | 256299.119
8 | 22 | 12 | 257863.644 | 293393.866 | 314426.906 | 309642.66 | 281556.719
8 | 22 | 13 | 217059.633 | 257573.468 | 294376.442 | 306977.725 | 288811.99
8 | 22 | 14 | 162557.099 | 205697.517 | 255704.882 | 285072.714 | 278391.601 | CFs
8 | 22 | 15 | 89853.338 | 135671.223 | 199322.737 | 244076.651 | 249723.907 | CFs
8 | 22 | 16 | 24299.495 | 54114.772 | 124047.791 | 181047.209 | 198105.785 | CFs
8 | 22 | 17 | 10125.673 | 10125.673 | 42043.221 | 101078.829 | 126947.064 | CFs
8 | 22 | 18 | 1021.138 | 1021.138 | 1021.138 | 3301.559 | 3793.409
8 | 22 | 19 | 0 | 0 | 0 | 0 | 0
8 | 22 | 20 | 0 | 0 | 0 | 0 | 0
8 | 22 | 21 | 0 | 0 | 0 | 0 | 0
8 | 22 | 22 | 0 | 0 | 0 | 0 | 0
8 | 22 | 23 | 0 | 0 | 0 | 0 | 0
8 | 23 | 0 | 0 | 0 | 0 | 0 | 0
8 | 23 | 1 | 0 | 0 | 0 | 0 | 0
8 | 23 | 2 | 0 | 0 | 0 | 0 | 0
8 | 23 | 3 | 0 | 0 | 0 | 0 | 0
8 | 23 | 4 | 0 | 0 | 0 | 0 | 0
8 | 23 | 5 | 2188.471 | 1866.373 | 493.939 | 493.939 | 493.939
8 | 23 | 6 | 126635.717 | 99819.4 | 39884.369 | 10094.259 | 10094.259
8 | 23 | 7 | 200889.949 | 183191.223 | 124244.836 | 52681.296 | 23391.743
8 | 23 | 8 | 249046.219 | 243140.026 | 198135.492 | 133620.444 | 87509.996
8 | 23 | 9 | 274688.301 | 280926.018 | 251810.096 | 202304.676 | 159168.661
8 | 23 | 10 | 285221.804 | 302680.722 | 289870.78 | 253355.528 | 213348.842
8 | 23 | 11 | 274928.15 | 301659.183 | 305654.65 | 284825.366 | 250352.299
8 | 23 | 12 | 251071.238 | 285295.609 | 305528.182 | 300922.761 | 273888.559
8 | 23 | 13 | 201445.71 | 237932.219 | 271106.516 | 282393.054 | 265827.029
8 | 23 | 14 | 155369.495 | 196816.979 | 244848.632 | 273016.755 | 266347.546 | CFs
8 | 23 | 15 | 89352.888 | 132680.093 | 193186.579 | 235853.08 | 241027.023 | CFs
8 | 23 | 16 | 29507.651 | 56088.489 | 118446.625 | 169827.631 | 185136.977 | CFs
8 | 23 | 17 | 14248.13 | 14248.13 | 39471.525 | 86162.504 | 106813.764 | CFs
8 | 23 | 18 | 451.117 | 451.117 | 451.117 | 1422.795 | 1635.991
8 | 23 | 19 | 0 | 0 | 0 | 0 | 0
8 | 23 | 20 | 0 | 0 | 0 | 0 | 0
8 | 23 | 21 | 0 | 0 | 0 | 0 | 0
8 | 23 | 22 | 0 | 0 | 0 | 0 | 0
8 | 23 | 23 | 0 | 0 | 0 | 0 | 0
8 | 24 | 0 | 0 | 0 | 0 | 0 | 0
8 | 24 | 1 | 0 | 0 | 0 | 0 | 0
8 | 24 | 2 | 0 | 0 | 0 | 0 | 0
8 | 24 | 3 | 0 | 0 | 0 | 0 | 0
8 | 24 | 4 | 0 | 0 | 0 | 0 | 0
8 | 24 | 5 | 0 | 0 | 0 | 0 | 0
8 | 24 | 6 | 4668.411 | 4668.411 | 4668.411 | 4668.411 | 4668.411
8 | 24 | 7 | 6487.321 | 6487.321 | 6487.321 | 6487.321 | 6487.321
8 | 24 | 8 | 36684.998 | 36610.032 | 36019.732 | 35227.375 | 34693.794
8 | 24 | 9 | 65567.379 | 65850.898 | 64621.602 | 62599.496 | 60934.892
8 | 24 | 10 | 59396.512 | 59905.977 | 59544.16 | 58523.021 | 57440.757
8 | 24 | 11 | 29014.2 | 29059.675 | 29066.836 | 29031.489 | 28974.341
8 | 24 | 12 | 70126.688 | 71455.997 | 72264.508 | 72078.769 | 71007.536
8 | 24 | 13 | 54254.73 | 55079.274 | 55849.945 | 56115.266 | 55719.797
8 | 24 | 14 | 56772.87 | 58137.1 | 59785.976 | 60777.913 | 60531.868 | CFs
8 | 24 | 15 | 51157.714 | 52534.678 | 54608.118 | 56172.569 | 56357.384 | CFs
8 | 24 | 16 | 27844.571 | 43339.497 | 79564.401 | 110345.689 | 119605.591 | CFs
8 | 24 | 17 | 17475.938 | 17475.938 | 37818.027 | 75056.56 | 91688.523 | CFs
8 | 24 | 18 | 0 | 0 | 0 | 0 | 72.48
8 | 24 | 19 | 0 | 0 | 0 | 0 | 0
8 | 24 | 20 | 0 | 0 | 0 | 0 | 0
8 | 24 | 21 | 0 | 0 | 0 | 0 | 0
8 | 24 | 22 | 0 | 0 | 0 | 0 | 0
8 | 24 | 23 | 0 | 0 | 0 | 0 | 0
8 | 25 | 0 | 0 | 0 | 0 | 0 | 0
8 | 25 | 1 | 0 | 0 | 0 | 0 | 0
8 | 25 | 2 | 0 | 0 | 0 | 0 | 0
8 | 25 | 3 | 0 | 0 | 0 | 0 | 0
8 | 25 | 4 | 0 | 0 | 0 | 0 | 0
8 | 25 | 5 | 198.6 | 129.284 | 0 | 0 | 0
8 | 25 | 6 | 90017.289 | 72954.489 | 35083.808 | 15575.514 | 15575.514
8 | 25 | 7 | 62827.167 | 60465.171 | 52803.051 | 44070.688 | 40164.558
8 | 25 | 8 | 226085.843 | 221349.973 | 181107.986 | 124276.254 | 84113.938
8 | 25 | 9 | 258355.499 | 265192.065 | 237032.456 | 189158.622 | 147690.389
8 | 25 | 10 | 196572.91 | 206717.766 | 199771.218 | 179647.837 | 157934.473
8 | 25 | 11 | 190111.943 | 204978.972 | 207387.448 | 195976.67 | 177243.828
8 | 25 | 12 | 154134.804 | 167178.681 | 175063.608 | 173255.068 | 162788.147
8 | 25 | 13 | 155226.576 | 176240.264 | 195582.661 | 202125.995 | 192187.694
8 | 25 | 14 | 130694.383 | 158978.964 | 192004.227 | 211437.168 | 206464.077 | CFs
8 | 25 | 15 | 80147.595 | 101858.657 | 132978.171 | 155428.667 | 157939.975 | CFs
8 | 25 | 16 | 29070.219 | 52094.625 | 106775.513 | 152146.433 | 165375.83 | CFs
8 | 25 | 17 | 15057.683 | 15057.683 | 34833.622 | 72200.153 | 88793.1 | CFs
8 | 25 | 18 | 0 | 0 | 0 | 322.66 | 403.171
8 | 25 | 19 | 0 | 0 | 0 | 0 | 0
8 | 25 | 20 | 0 | 0 | 0 | 0 | 0
8 | 25 | 21 | 0 | 0 | 0 | 0 | 0
8 | 25 | 22 | 0 | 0 | 0 | 0 | 0
8 | 25 | 23 | 0 | 0 | 0 | 0 | 0
8 | 26 | 0 | 0 | 0 | 0 | 0 | 0
8 | 26 | 1 | 0 | 0 | 0 | 0 | 0
8 | 26 | 2 | 0 | 0 | 0 | 0 | 0
8 | 26 | 3 | 0 | 0 | 0 | 0 | 0
8 | 26 | 4 | 0 | 0 | 0 | 0 | 0
8 | 26 | 5 | 0 | 0 | 0 | 0 | 0
8 | 26 | 6 | 65470.42 | 54525.843 | 29591.305 | 16534.444 | 16534.444
8 | 26 | 7 | 166356.122 | 152920.217 | 106594.324 | 50892.355 | 27788.807
8 | 26 | 8 | 216107.702 | 211930.774 | 173866.248 | 119531.393 | 80737.019
8 | 26 | 9 | 232240.74 | 238406.733 | 214421.174 | 173347.081 | 137612.962
8 | 26 | 10 | 236390.624 | 251259.314 | 241445.974 | 212291.162 | 180322.682
8 | 26 | 11 | 254403.722 | 280977.806 | 285389.735 | 265275.809 | 231624.049
8 | 26 | 12 | 215425.871 | 245062.593 | 262736.178 | 258699.536 | 235142.857
8 | 26 | 13 | 191964.937 | 229669.009 | 263707.8 | 274990.479 | 257523.78
8 | 26 | 14 | 143757.26 | 184517.872 | 230861.795 | 257657.925 | 250580.832 | CFs
8 | 26 | 15 | 80643.197 | 121851.35 | 179124.758 | 219017.629 | 223224.136 | CFs
8 | 26 | 16 | 25203.264 | 49874.454 | 109054.324 | 158028.096 | 172079.168 | CFs
8 | 26 | 17 | 12969.796 | 12969.796 | 34570.534 | 77255.94 | 95653.885 | CFs
8 | 26 | 18 | 0 | 0 | 0 | 369.62 | 460.475
8 | 26 | 19 | 0 | 0 | 0 | 0 | 0
8 | 26 | 20 | 0 | 0 | 0 | 0 | 0
8 | 26 | 21 | 0 | 0 | 0 | 0 | 0
8 | 26 | 22 | 0 | 0 | 0 | 0 | 0
8 | 26 | 23 | 0 | 0 | 0 | 0 | 0
8 | 27 | 0 | 0 | 0 | 0 | 0 | 0
8 | 27 | 1 | 0 | 0 | 0 | 0 | 0
8 | 27 | 2 | 0 | 0 | 0 | 0 | 0
8 | 27 | 3 | 0 | 0 | 0 | 0 | 0
8 | 27 | 4 | 0 | 0 | 0 | 0 | 0
8 | 27 | 5 | 239.426 | 160.715 | 0 | 0 | 0
8 | 27 | 6 | 96911.326 | 78489.048 | 34378.58 | 12515.73 | 12515.73
8 | 27 | 7 | 177319.408 | 162620.13 | 111057.464 | 48979.637 | 23404.409
8 | 27 | 8 | 230084.139 | 225772.478 | 183520.846 | 122885.544 | 79347.803
8 | 27 | 9 | 259868.13 | 267578.074 | 239179.37 | 190061.488 | 146743.253
8 | 27 | 10 | 270567.645 | 289753.543 | 277545.935 | 240498.217 | 199483.566
8 | 27 | 11 | 261909.581 | 290269.545 | 295133.37 | 273870.267 | 238179.272
8 | 27 | 12 | 238320.138 | 274179.752 | 295549.668 | 290672.357 | 262185.747
8 | 27 | 13 | 199337.775 | 240730.705 | 278113.692 | 290420.482 | 271041.749
8 | 27 | 14 | 145790.162 | 189696.877 | 239388.554 | 268081.632 | 260232.523 | CFs
8 | 27 | 15 | 77836.567 | 122256.455 | 183984.472 | 226863.654 | 231162.287 | CFs
8 | 27 | 16 | 20331.081 | 46769.289 | 111469.687 | 165121.675 | 180302.435 | CFs
8 | 27 | 17 | 10269.712 | 10269.712 | 33764.133 | 82255.025 | 101979.745 | CFs
8 | 27 | 18 | 0 | 0 | 0 | 0 | 5.755
8 | 27 | 19 | 0 | 0 | 0 | 0 | 0
8 | 27 | 20 | 0 | 0 | 0 | 0 | 0
8 | 27 | 21 | 0 | 0 | 0 | 0 | 0
8 | 27 | 22 | 0 | 0 | 0 | 0 | 0
8 | 27 | 23 | 0 | 0 | 0 | 0 | 0
8 | 28 | 0 | 0 | 0 | 0 | 0 | 0
8 | 28 | 1 | 0 | 0 | 0 | 0 | 0
8 | 28 | 2 | 0 | 0 | 0 | 0 | 0
8 | 28 | 3 | 0 | 0 | 0 | 0 | 0
8 | 28 | 4 | 0 | 0 | 0 | 0 | 0
8 | 28 | 5 | 0 | 0 | 0 | 0 | 0
8 | 28 | 6 | 95647.433 | 77971.097 | 33800.17 | 12044.24 | 12044.24
8 | 28 | 7 | 176776.304 | 162305.051 | 110530.284 | 47884.42 | 22067.259
8 | 28 | 8 | 228796.08 | 224831.573 | 182665.115 | 121671.716 | 77538.988
8 | 28 | 9 | 258407.807 | 266504.642 | 238225.262 | 188864.177 | 144949.722
8 | 28 | 10 | 268122.516 | 287606.047 | 275654.737 | 238666.767 | 197447.01
8 | 28 | 11 | 259440.247 | 287992.981 | 293034.073 | 271851.168 | 236047.958
8 | 28 | 12 | 236213.296 | 272338.45 | 293829.31 | 288931.176 | 260273.217
8 | 28 | 13 | 197477.047 | 238089.348 | 274595.909 | 286492.451 | 267433.857
8 | 28 | 14 | 143541.997 | 188266.673 | 238348.915 | 267036.998 | 258931.832 | CFs
8 | 28 | 15 | 76547.565 | 121555.827 | 183672.759 | 226379.857 | 230423.615 | CFs
8 | 28 | 16 | 17610.461 | 44552.974 | 111318.687 | 166450.758 | 181769.956 | CFs
8 | 28 | 17 | 9233.873 | 9233.873 | 33256.924 | 84357.876 | 103805.186 | CFs
8 | 28 | 18 | 0 | 0 | 0 | 0 | 0
8 | 28 | 19 | 0 | 0 | 0 | 0 | 0
8 | 28 | 20 | 0 | 0 | 0 | 0 | 0
8 | 28 | 21 | 0 | 0 | 0 | 0 | 0
8 | 28 | 22 | 0 | 0 | 0 | 0 | 0
8 | 28 | 23 | 0 | 0 | 0 | 0 | 0
8 | 29 | 0 | 0 | 0 | 0 | 0 | 0
8 | 29 | 1 | 0 | 0 | 0 | 0 | 0
8 | 29 | 2 | 0 | 0 | 0 | 0 | 0
8 | 29 | 3 | 0 | 0 | 0 | 0 | 0
8 | 29 | 4 | 0 | 0 | 0 | 0 | 0
8 | 29 | 5 | 0 | 0 | 0 | 0 | 0
8 | 29 | 6 | 427.972 | 427.972 | 427.972 | 427.972 | 427.972
8 | 29 | 7 | 6591.339 | 6591.339 | 6591.339 | 6591.339 | 6591.339
8 | 29 | 8 | 18522.217 | 18522.217 | 18522.217 | 18522.217 | 18522.217
8 | 29 | 9 | 22580.637 | 22580.637 | 22580.637 | 22580.637 | 22580.637
8 | 29 | 10 | 67690.475 | 68399.911 | 67979.217 | 66674.642 | 65250.117
8 | 29 | 11 | 90912.344 | 92813.853 | 93163.838 | 91757.756 | 89417.737
8 | 29 | 12 | 72984.799 | 74505.712 | 75430.914 | 75218.873 | 73993.675
8 | 29 | 13 | 81898.3 | 84473.741 | 86845.331 | 87625.41 | 86358.127
8 | 29 | 14 | 91829.622 | 99826.992 | 109209.717 | 114684.229 | 113076.656 | CFs
8 | 29 | 15 | 61698.079 | 67303.697 | 75500.869 | 81487.298 | 82028.772 | CFs
8 | 29 | 16 | 37573.104 | 39309.338 | 43129.288 | 46439.157 | 47391.818 | CFs
8 | 29 | 17 | 16684.486 | 16684.486 | 18006.177 | 20235.691 | 21134.77 | CFs
8 | 29 | 18 | 0 | 0 | 0 | 0 | 0
8 | 29 | 19 | 0 | 0 | 0 | 0 | 0
8 | 29 | 20 | 0 | 0 | 0 | 0 | 0
8 | 29 | 21 | 0 | 0 | 0 | 0 | 0
8 | 29 | 22 | 0 | 0 | 0 | 0 | 0
8 | 29 | 23 | 0 | 0 | 0 | 0 | 0
8 | 30 | 0 | 0 | 0 | 0 | 0 | 0
8 | 30 | 1 | 0 | 0 | 0 | 0 | 0
8 | 30 | 2 | 0 | 0 | 0 | 0 | 0
8 | 30 | 3 | 0 | 0 | 0 | 0 | 0
8 | 30 | 4 | 0 | 0 | 0 | 0 | 0
8 | 30 | 5 | 0 | 0 | 0 | 0 | 0
8 | 30 | 6 | 101866.3 | 84256.866 | 35653.639 | 11926.532 | 11926.532
8 | 30 | 7 | 175369.992 | 161831.658 | 111127.862 | 48680.971 | 22668.386
8 | 30 | 8 | 229354.034 | 226196.924 | 185268.204 | 124379.687 | 79154.182
8 | 30 | 9 | 260352.809 | 268898.887 | 241827.448 | 192912.658 | 147805.687
8 | 30 | 10 | 253947.197 | 271858.144 | 261672.771 | 228560.225 | 190683.304
8 | 30 | 11 | 151686.703 | 161594.676 | 163459.894 | 156225.258 | 144017.401
8 | 30 | 12 | 178544.255 | 198188.521 | 209952.784 | 207273.133 | 191625.502
8 | 30 | 13 | 163353.494 | 187524.152 | 209263.283 | 216253.144 | 204682.68
8 | 30 | 14 | 121332.052 | 144080.496 | 169893.942 | 184679.892 | 180216.527 | CFs
8 | 30 | 15 | 70739.947 | 82516.209 | 99447.215 | 111577.622 | 112604.316 | CFs
8 | 30 | 16 | 37246.532 | 44772.16 | 62141.112 | 76944.146 | 81076.207 | CFs
8 | 30 | 17 | 15611.35 | 15611.35 | 21044.574 | 31322.156 | 35096.321 | CFs
8 | 30 | 18 | 0 | 0 | 0 | 0 | 0
8 | 30 | 19 | 0 | 0 | 0 | 0 | 0
8 | 30 | 20 | 0 | 0 | 0 | 0 | 0
8 | 30 | 21 | 0 | 0 | 0 | 0 | 0
8 | 30 | 22 | 0 | 0 | 0 | 0 | 0
8 | 30 | 23 | 0 | 0 | 0 | 0 | 0
8 | 31 | 0 | 0 | 0 | 0 | 0 | 0
8 | 31 | 1 | 0 | 0 | 0 | 0 | 0
8 | 31 | 2 | 0 | 0 | 0 | 0 | 0
8 | 31 | 3 | 0 | 0 | 0 | 0 | 0
8 | 31 | 4 | 0 | 0 | 0 | 0 | 0
8 | 31 | 5 | 0 | 0 | 0 | 0 | 0
8 | 31 | 6 | 23259.548 | 21769.843 | 17929.863 | 15632.065 | 15632.065
8 | 31 | 7 | 49777.931 | 48750.293 | 45008.69 | 40623.097 | 38600.366
8 | 31 | 8 | 101744.204 | 101108.805 | 92038.584 | 79299.236 | 70320.407
8 | 31 | 9 | 145952.86 | 149174.385 | 139542.763 | 122576.023 | 107739.317
8 | 31 | 10 | 183013.649 | 192466.426 | 187269.192 | 170357.529 | 151466.234
8 | 31 | 11 | 134225.518 | 141131.594 | 142470.826 | 137469.23 | 129024.843
8 | 31 | 12 | 149015.91 | 162291.305 | 170321.276 | 168489.929 | 157844.786
8 | 31 | 13 | 155183.955 | 177660.166 | 197988.878 | 204503.348 | 193551.875
8 | 31 | 14 | 115295.428 | 133767.471 | 154789.771 | 166849.327 | 163090.264 | CFs
8 | 31 | 15 | 74691.467 | 91904.706 | 116223.91 | 133287.106 | 134634.652 | CFs
8 | 31 | 16 | 33020.843 | 46440.652 | 79105.677 | 106552.082 | 113981.558 | CFs
8 | 31 | 17 | 11347.871 | 11347.871 | 24988.95 | 54213.856 | 63595.259 | CFs
8 | 31 | 18 | 0 | 0 | 0 | 0 | 0
8 | 31 | 19 | 0 | 0 | 0 | 0 | 0
8 | 31 | 20 | 0 | 0 | 0 | 0 | 0
8 | 31 | 21 | 0 | 0 | 0 | 0 | 0
8 | 31 | 22 | 0 | 0 | 0 | 0 | 0
8 | 31 | 23 | 0 | 0 | 0 | 0 | 0
9 | 1 | 0 | 0 | 0 | 0 | 0 | 0
9 | 1 | 1 | 0 | 0 | 0 | 0 | 0
9 | 1 | 2 | 0 | 0 | 0 | 0 | 0
9 | 1 | 3 | 0 | 0 | 0 | 0 | 0
9 | 1 | 4 | 0 | 0 | 0 | 0 | 0
9 | 1 | 5 | 0 | 0 | 0 | 0 | 0
9 | 1 | 6 | 25585.044 | 23846.952 | 19246.966 | 16482.011 | 16482.011
9 | 1 | 7 | 62251.475 | 60161.731 | 52380.815 | 43212.175 | 38971.26
9 | 1 | 8 | 90128.147 | 89699.721 | 82729.037 | 72963.728 | 66103.794
9 | 1 | 9 | 124477.654 | 126697.457 | 120373.346 | 109162.217 | 99353.017
9 | 1 | 10 | 73922.031 | 74829.665 | 74348.407 | 72759.78 | 70993.744
9 | 1 | 11 | 179178.87 | 192596.658 | 195255.161 | 185654.584 | 169249.727
9 | 1 | 12 | 102862.262 | 108289.005 | 111585.139 | 110833.956 | 106471.445
9 | 1 | 13 | 97876.16 | 104266.399 | 110086.117 | 111946.614 | 108771.593
9 | 1 | 14 | 61685.633 | 63406.8 | 65414.225 | 66569.827 | 66197.988
9 | 1 | 15 | 51846.939 | 53672.988 | 56334.061 | 58264.524 | 58406.817
9 | 1 | 16 | 35593.482 | 37142.388 | 40526.906 | 43450.584 | 44257.824
9 | 1 | 17 | 14937.566 | 14937.566 | 15793.476 | 17138.873 | 17692.152
9 | 1 | 18 | 0 | 0 | 0 | 0 | 0
9 | 1 | 19 | 0 | 0 | 0 | 0 | 0
9 | 1 | 20 | 0 | 0 | 0 | 0 | 0
9 | 1 | 21 | 0 | 0 | 0 | 0 | 0
9 | 1 | 22 | 0 | 0 | 0 | 0 | 0
9 | 1 | 23 | 0 | 0 | 0 | 0 | 0
9 | 2 | 0 | 0 | 0 | 0 | 0 | 0
9 | 2 | 1 | 0 | 0 | 0 | 0 | 0
9 | 2 | 2 | 0 | 0 | 0 | 0 | 0
9 | 2 | 3 | 0 | 0 | 0 | 0 | 0
9 | 2 | 4 | 0 | 0 | 0 | 0 | 0
9 | 2 | 5 | 0 | 0 | 0 | 0 | 0
9 | 2 | 6 | 27803.615 | 25721.224 | 19798.427 | 16435.141 | 16435.141
9 | 2 | 7 | 108468.637 | 102206.773 | 77906.352 | 48601.485 | 35797.963
9 | 2 | 8 | 156215.466 | 155069.886 | 133237.171 | 101568.985 | 78548.225
9 | 2 | 9 | 200798.184 | 207173.019 | 189795.855 | 158413.787 | 130019.687
9 | 2 | 10 | 269634.508 | 291282.835 | 280273.339 | 242495.325 | 199139.292
9 | 2 | 11 | 259817.951 | 291200.699 | 297524.013 | 275387.885 | 236893.461
9 | 2 | 12 | 232996.507 | 271559.903 | 294523.183 | 289332.544 | 258771.88
9 | 2 | 13 | 146728.618 | 165276.92 | 182030.098 | 187319.221 | 178142.184
9 | 2 | 14 | 130757.751 | 166531.586 | 205856.807 | 227946.26 | 220667.282
9 | 2 | 15 | 19127.448 | 19127.448 | 19127.448 | 19127.448 | 19127.448
9 | 2 | 16 | 11557.478 | 11557.478 | 11557.478 | 11557.478 | 11557.478
9 | 2 | 17 | 14507.973 | 14507.973 | 15403.912 | 16875.908 | 17455.078
9 | 2 | 18 | 0 | 0 | 0 | 0 | 0
9 | 2 | 19 | 0 | 0 | 0 | 0 | 0
9 | 2 | 20 | 0 | 0 | 0 | 0 | 0
9 | 2 | 21 | 0 | 0 | 0 | 0 | 0
9 | 2 | 22 | 0 | 0 | 0 | 0 | 0
9 | 2 | 23 | 0 | 0 | 0 | 0 | 0
9 | 3 | 0 | 0 | 0 | 0 | 0 | 0
9 | 3 | 1 | 0 | 0 | 0 | 0 | 0
9 | 3 | 2 | 0 | 0 | 0 | 0 | 0
9 | 3 | 3 | 0 | 0 | 0 | 0 | 0
9 | 3 | 4 | 0 | 0 | 0 | 0 | 0
9 | 3 | 5 | 0 | 0 | 0 | 0 | 0
9 | 3 | 6 | 71879.665 | 61868.518 | 29017.759 | 12565.256 | 12565.256
9 | 3 | 7 | 203472.879 | 188225.29 | 125686.807 | 47292.603 | 15500.903
9 | 3 | 8 | 256216.255 | 254174.085 | 206908.108 | 135005.447 | 80444.199
9 | 3 | 9 | 285730.033 | 297501.861 | 266741.559 | 209920.795 | 156594.961
9 | 3 | 10 | 295841.802 | 320568.003 | 308469.844 | 266001.823 | 216944.221
9 | 3 | 11 | 287589.476 | 323653.371 | 331094.246 | 305904.987 | 261868.787
9 | 3 | 12 | 260004.141 | 304861.436 | 331605.45 | 325572.31 | 290009.936
9 | 3 | 13 | 214499.104 | 264432.089 | 308680.963 | 322377.011 | 298186.67
9 | 3 | 14 | 150975.842 | 205322.461 | 263573.7 | 295953.549 | 284994.054
9 | 3 | 15 | 72223.809 | 126648.242 | 200713.974 | 249762.902 | 252782.615
9 | 3 | 16 | 13676.402 | 41150.512 | 116778.1 | 179179.798 | 194895.077
9 | 3 | 17 | 7783.348 | 7783.348 | 29521.507 | 84283.483 | 96201.758
9 | 3 | 18 | 0 | 0 | 0 | 0 | 0
9 | 3 | 19 | 0 | 0 | 0 | 0 | 0
9 | 3 | 20 | 0 | 0 | 0 | 0 | 0
9 | 3 | 21 | 0 | 0 | 0 | 0 | 0
9 | 3 | 22 | 0 | 0 | 0 | 0 | 0
9 | 3 | 23 | 0 | 0 | 0 | 0 | 0
9 | 4 | 0 | 0 | 0 | 0 | 0 | 0
9 | 4 | 1 | 0 | 0 | 0 | 0 | 0
9 | 4 | 2 | 0 | 0 | 0 | 0 | 0
9 | 4 | 3 | 0 | 0 | 0 | 0 | 0
9 | 4 | 4 | 0 | 0 | 0 | 0 | 0
9 | 4 | 5 | 0 | 0 | 0 | 0 | 0
9 | 4 | 6 | 114824.373 | 98427.914 | 36422.301 | 7556.219 | 7556.219
9 | 4 | 7 | 208102.154 | 192864.374 | 128664.55 | 47511.598 | 14631.069
9 | 4 | 8 | 259739.232 | 258103.82 | 210323.263 | 136790.139 | 80418.745
9 | 4 | 9 | 290323.105 | 302737.036 | 271680.453 | 213533.56 | 158232.045
9 | 4 | 10 | 298591.054 | 323910.367 | 312004.143 | 269111.387 | 219032.005
9 | 4 | 11 | 287328.292 | 323631.754 | 331271.342 | 306207.666 | 261949.676
9 | 4 | 12 | 256559.185 | 300828.885 | 327115.461 | 321207.82 | 286228.882
9 | 4 | 13 | 211290.224 | 260591.783 | 303934.181 | 317186.845 | 293395.126
9 | 4 | 14 | 148355.638 | 202550.227 | 259826.299 | 291317.937 | 280377.446
9 | 4 | 15 | 71489.379 | 125750.799 | 198832.153 | 246431.462 | 249085.898
9 | 4 | 16 | 12240.96 | 39455.029 | 115790.774 | 178080.052 | 193366.895
9 | 4 | 17 | 7079.007 | 7079.007 | 28303.008 | 83130.627 | 93375.824
9 | 4 | 18 | 0 | 0 | 0 | 0 | 0
9 | 4 | 19 | 0 | 0 | 0 | 0 | 0
9 | 4 | 20 | 0 | 0 | 0 | 0 | 0
9 | 4 | 21 | 0 | 0 | 0 | 0 | 0
9 | 4 | 22 | 0 | 0 | 0 | 0 | 0
9 | 4 | 23 | 0 | 0 | 0 | 0 | 0
9 | 5 | 0 | 0 | 0 | 0 | 0 | 0
9 | 5 | 1 | 0 | 0 | 0 | 0 | 0
9 | 5 | 2 | 0 | 0 | 0 | 0 | 0
9 | 5 | 3 | 0 | 0 | 0 | 0 | 0
9 | 5 | 4 | 0 | 0 | 0 | 0 | 0
9 | 5 | 5 | 0 | 0 | 0 | 0 | 0
9 | 5 | 6 | 99189.089 | 86137.041 | 33677.38 | 8937.974 | 8937.974
9 | 5 | 7 | 189069.809 | 175755.958 | 118380.182 | 45669.61 | 15881.936
9 | 5 | 8 | 239110.853 | 238016.934 | 194568.844 | 127360.217 | 75630.506
9 | 5 | 9 | 270760.767 | 282719.222 | 254072.899 | 199906.201 | 148109.737
9 | 5 | 10 | 279865.76 | 303648.724 | 292895.48 | 253253.966 | 206731.892
9 | 5 | 11 | 271385.887 | 305694.673 | 313076.817 | 289616.318 | 247986.812
9 | 5 | 12 | 245361.955 | 288083.963 | 313482.075 | 307787.287 | 274020.642
9 | 5 | 13 | 201999.948 | 249348.38 | 290952.729 | 303581.687 | 280562.367
9 | 5 | 14 | 140351.538 | 192909.209 | 248364.356 | 278753.04 | 267903.388
9 | 5 | 15 | 72685.557 | 97363.86 | 131611.61 | 154798.215 | 155973.319
9 | 5 | 16 | 16657.513 | 39888.401 | 104938.781 | 158470.686 | 171496.587
9 | 5 | 17 | 9981.941 | 9981.941 | 25988.375 | 67369.895 | 74502.586
9 | 5 | 18 | 0 | 0 | 0 | 0 | 0
9 | 5 | 19 | 0 | 0 | 0 | 0 | 0
9 | 5 | 20 | 0 | 0 | 0 | 0 | 0
9 | 5 | 21 | 0 | 0 | 0 | 0 | 0
9 | 5 | 22 | 0 | 0 | 0 | 0 | 0
9 | 5 | 23 | 0 | 0 | 0 | 0 | 0
9 | 6 | 0 | 0 | 0 | 0 | 0 | 0
9 | 6 | 1 | 0 | 0 | 0 | 0 | 0
9 | 6 | 2 | 0 | 0 | 0 | 0 | 0
9 | 6 | 3 | 0 | 0 | 0 | 0 | 0
9 | 6 | 4 | 0 | 0 | 0 | 0 | 0
9 | 6 | 5 | 0 | 0 | 0 | 0 | 0
9 | 6 | 6 | 39998.47 | 36299.467 | 22430.102 | 15218.259 | 15218.259
9 | 6 | 7 | 185880.301 | 173203.132 | 117525.872 | 47319.494 | 18569.903
9 | 6 | 8 | 238478.456 | 237779.913 | 194299.201 | 127326.516 | 76000.825
9 | 6 | 9 | 249541.351 | 260638.111 | 235217.967 | 187187.299 | 141736.726
9 | 6 | 10 | 279678.848 | 304586.616 | 293754.388 | 252980.314 | 205102.942
9 | 6 | 11 | 270233.857 | 305226.999 | 312935.682 | 289202.881 | 247018.079
9 | 6 | 12 | 242901.358 | 285921.702 | 311593.947 | 305847.144 | 271773.092
9 | 6 | 13 | 199175.478 | 246673.858 | 288442.493 | 301039.668 | 277734.264
9 | 6 | 14 | 138694.61 | 192354.636 | 248734.916 | 279539.064 | 268242.472
9 | 6 | 15 | 66135.044 | 117717.04 | 187642.15 | 233124.824 | 235155.939
9 | 6 | 16 | 12738.915 | 36767.292 | 107643.295 | 166405.784 | 180484.719
9 | 6 | 17 | 7558.155 | 7558.155 | 24988.767 | 72797.216 | 79304.789
9 | 6 | 18 | 0 | 0 | 0 | 0 | 0
9 | 6 | 19 | 0 | 0 | 0 | 0 | 0
9 | 6 | 20 | 0 | 0 | 0 | 0 | 0
9 | 6 | 21 | 0 | 0 | 0 | 0 | 0
9 | 6 | 22 | 0 | 0 | 0 | 0 | 0
9 | 6 | 23 | 0 | 0 | 0 | 0 | 0
9 | 7 | 0 | 0 | 0 | 0 | 0 | 0
9 | 7 | 1 | 0 | 0 | 0 | 0 | 0
9 | 7 | 2 | 0 | 0 | 0 | 0 | 0
9 | 7 | 3 | 0 | 0 | 0 | 0 | 0
9 | 7 | 4 | 0 | 0 | 0 | 0 | 0
9 | 7 | 5 | 0 | 0 | 0 | 0 | 0
9 | 7 | 6 | 76105.823 | 67727.553 | 30572.663 | 12467.678 | 12467.678
9 | 7 | 7 | 173280.183 | 162034.199 | 111345.176 | 47156.709 | 20697.002
9 | 7 | 8 | 187832.671 | 187629.34 | 157495.777 | 111560.64 | 76662.949
9 | 7 | 9 | 221343.601 | 230777.129 | 210059.833 | 170643.384 | 133353.847
9 | 7 | 10 | 214807.917 | 230169.136 | 223737.943 | 199105.699 | 170353.687
9 | 7 | 11 | 224868.775 | 250537.984 | 256335.304 | 239043.057 | 208348.853
9 | 7 | 12 | 217447.406 | 251925.635 | 272622.257 | 267994.196 | 240587.972
9 | 7 | 13 | 201869.759 | 250850.927 | 293801.488 | 306641.732 | 282523.155
9 | 7 | 14 | 139380.681 | 194584.278 | 252144.381 | 283412.969 | 271649.027
9 | 7 | 15 | 65067.387 | 117709.051 | 188815.228 | 234648.054 | 236432.389
9 | 7 | 16 | 11755.664 | 35530.622 | 107955.724 | 167675.516 | 181655.211
9 | 7 | 17 | 6935.449 | 6935.449 | 24707.057 | 74948.381 | 80416.906
9 | 7 | 18 | 0 | 0 | 0 | 0 | 0
9 | 7 | 19 | 0 | 0 | 0 | 0 | 0
9 | 7 | 20 | 0 | 0 | 0 | 0 | 0
9 | 7 | 21 | 0 | 0 | 0 | 0 | 0
9 | 7 | 22 | 0 | 0 | 0 | 0 | 0
9 | 7 | 23 | 0 | 0 | 0 | 0 | 0
9 | 8 | 0 | 0 | 0 | 0 | 0 | 0
9 | 8 | 1 | 0 | 0 | 0 | 0 | 0
9 | 8 | 2 | 0 | 0 | 0 | 0 | 0
9 | 8 | 3 | 0 | 0 | 0 | 0 | 0
9 | 8 | 4 | 0 | 0 | 0 | 0 | 0
9 | 8 | 5 | 0 | 0 | 0 | 0 | 0
9 | 8 | 6 | 104079.449 | 93528.943 | 34607.07 | 7697.199 | 7697.199
9 | 8 | 7 | 197190.877 | 184390.797 | 123850.436 | 44820.997 | 12894.715
9 | 8 | 8 | 244882.522 | 245002.651 | 201095.564 | 130638.495 | 74693.641
9 | 8 | 9 | 273921.651 | 287183.395 | 259114.033 | 204066.592 | 149552.02
9 | 8 | 10 | 281416.057 | 306676.517 | 296569.624 | 256239.955 | 207700.329
9 | 8 | 11 | 270251.087 | 305677.104 | 313738.775 | 290280.455 | 247668.756
9 | 8 | 12 | 241976.332 | 285232.363 | 310813.069 | 305135.687 | 271131.246
9 | 8 | 13 | 197649.928 | 245525.584 | 286946.252 | 299135.691 | 275857.921
9 | 8 | 14 | 136661.215 | 190051.85 | 244530.84 | 273683.051 | 262461.074
9 | 8 | 15 | 62062.967 | 115067.905 | 185754.654 | 230383.511 | 231857.954
9 | 8 | 16 | 12489.953 | 34714.87 | 104905.942 | 162224.094 | 175276.588
9 | 8 | 17 | 7291.818 | 7291.818 | 23260.964 | 68105.464 | 73246.79
9 | 8 | 18 | 0 | 0 | 0 | 0 | 0
9 | 8 | 19 | 0 | 0 | 0 | 0 | 0
9 | 8 | 20 | 0 | 0 | 0 | 0 | 0
9 | 8 | 21 | 0 | 0 | 0 | 0 | 0
9 | 8 | 22 | 0 | 0 | 0 | 0 | 0
9 | 8 | 23 | 0 | 0 | 0 | 0 | 0
9 | 9 | 0 | 0 | 0 | 0 | 0 | 0
9 | 9 | 1 | 0 | 0 | 0 | 0 | 0
9 | 9 | 2 | 0 | 0 | 0 | 0 | 0
9 | 9 | 3 | 0 | 0 | 0 | 0 | 0
9 | 9 | 4 | 0 | 0 | 0 | 0 | 0
9 | 9 | 5 | 0 | 0 | 0 | 0 | 0
9 | 9 | 6 | 75142.071 | 68041.306 | 28428.103 | 9689.115 | 9689.115
9 | 9 | 7 | 109876.874 | 104414.239 | 78909.569 | 47042.524 | 33208.641
9 | 9 | 8 | 102353.375 | 102468.337 | 93270.638 | 79501.455 | 69208.308
9 | 9 | 9 | 146199.74 | 150767.11 | 141530.287 | 123766.895 | 107189.485
9 | 9 | 10 | 119059.926 | 123613.367 | 121852.912 | 114797.23 | 106552.6
9 | 9 | 11 | 137135.209 | 145336.727 | 147273.581 | 141830.37 | 132150.301
9 | 9 | 12 | 131082.915 | 141224.352 | 147386.942 | 146011.919 | 137890.352
9 | 9 | 13 | 103244.29 | 111417.568 | 118720.449 | 120900.385 | 116695.787
9 | 9 | 14 | 95641.256 | 107420.492 | 120324.174 | 127409.325 | 124594.189
9 | 9 | 15 | 55666.154 | 61363.401 | 69411.546 | 74982.664 | 75137.899
9 | 9 | 16 | 32576.423 | 34276.871 | 38422.329 | 41955.21 | 42803.114
9 | 9 | 17 | 10200.906 | 10200.906 | 16707.829 | 33210.592 | 36091.563
9 | 9 | 18 | 0 | 0 | 0 | 0 | 0
9 | 9 | 19 | 0 | 0 | 0 | 0 | 0
9 | 9 | 20 | 0 | 0 | 0 | 0 | 0
9 | 9 | 21 | 0 | 0 | 0 | 0 | 0
9 | 9 | 22 | 0 | 0 | 0 | 0 | 0
9 | 9 | 23 | 0 | 0 | 0 | 0 | 0
9 | 10 | 0 | 0 | 0 | 0 | 0 | 0
9 | 10 | 1 | 0 | 0 | 0 | 0 | 0
9 | 10 | 2 | 0 | 0 | 0 | 0 | 0
9 | 10 | 3 | 0 | 0 | 0 | 0 | 0
9 | 10 | 4 | 0 | 0 | 0 | 0 | 0
9 | 10 | 5 | 0 | 0 | 0 | 0 | 0
9 | 10 | 6 | 6541.633 | 6541.633 | 6541.633 | 6541.633 | 6541.633
9 | 10 | 7 | 18287.969 | 18287.969 | 18287.969 | 18287.969 | 18287.969
9 | 10 | 8 | 27465.423 | 27466.781 | 27406.125 | 27318.991 | 27256.422
9 | 10 | 9 | 52293.7 | 52543.557 | 52058.264 | 51122.15 | 50274.407
9 | 10 | 10 | 62416.444 | 63135.257 | 62868.46 | 61772.311 | 60488.868
9 | 10 | 11 | 32060.934 | 32138.309 | 32156.974 | 32105.994 | 32015.236
9 | 10 | 12 | 63496.515 | 64753.297 | 65520.961 | 65349.926 | 64340.35
9 | 10 | 13 | 65615.349 | 67282.196 | 68773.493 | 69215.905 | 68350.429
9 | 10 | 14 | 54034.195 | 55321.494 | 56773.172 | 57570.058 | 57245.366
9 | 10 | 15 | 26591.63 | 26666.983 | 26775.271 | 26853.061 | 26854.776
9 | 10 | 16 | 4948.35 | 4948.35 | 4948.35 | 4948.35 | 4948.35
9 | 10 | 17 | 10687.935 | 10687.935 | 18533.064 | 39201.049 | 42527.577
9 | 10 | 18 | 0 | 0 | 0 | 0 | 0
9 | 10 | 19 | 0 | 0 | 0 | 0 | 0
9 | 10 | 20 | 0 | 0 | 0 | 0 | 0
9 | 10 | 21 | 0 | 0 | 0 | 0 | 0
9 | 10 | 22 | 0 | 0 | 0 | 0 | 0
9 | 10 | 23 | 0 | 0 | 0 | 0 | 0
9 | 11 | 0 | 0 | 0 | 0 | 0 | 0
9 | 11 | 1 | 0 | 0 | 0 | 0 | 0
9 | 11 | 2 | 0 | 0 | 0 | 0 | 0
9 | 11 | 3 | 0 | 0 | 0 | 0 | 0
9 | 11 | 4 | 0 | 0 | 0 | 0 | 0
9 | 11 | 5 | 0 | 0 | 0 | 0 | 0
9 | 11 | 6 | 55517.913 | 51050.213 | 24172.574 | 10781.09 | 10781.09
9 | 11 | 7 | 15100.412 | 15100.412 | 15100.412 | 15100.412 | 15100.412
9 | 11 | 8 | 32512.988 | 32520.198 | 32297.507 | 31975.401 | 31742.569
9 | 11 | 9 | 31843.634 | 31878.687 | 31813.169 | 31685.465 | 31570.387
9 | 11 | 10 | 130395.478 | 136166.356 | 134114.301 | 125425.848 | 115155.257
9 | 11 | 11 | 173361.003 | 188666.131 | 192404.22 | 182446.603 | 164488.865
9 | 11 | 12 | 174836.397 | 198210.502 | 212351.254 | 209219.384 | 190580.865
9 | 11 | 13 | 194259.272 | 244704.798 | 288484.257 | 301127.416 | 275926.296
9 | 11 | 14 | 131660.263 | 188152.472 | 245310.902 | 275718.246 | 263104.554
9 | 11 | 15 | 56092.166 | 111350.607 | 185837.996 | 232598.419 | 233344.587
9 | 11 | 16 | 10711.645 | 30320.013 | 102797.953 | 163185.902 | 176275.146
9 | 11 | 17 | 5462.066 | 5462.066 | 19647.404 | 60772.418 | 65669.683
9 | 11 | 18 | 0 | 0 | 0 | 0 | 0
9 | 11 | 19 | 0 | 0 | 0 | 0 | 0
9 | 11 | 20 | 0 | 0 | 0 | 0 | 0
9 | 11 | 21 | 0 | 0 | 0 | 0 | 0
9 | 11 | 22 | 0 | 0 | 0 | 0 | 0
9 | 11 | 23 | 0 | 0 | 0 | 0 | 0
9 | 12 | 0 | 0 | 0 | 0 | 0 | 0
9 | 12 | 1 | 0 | 0 | 0 | 0 | 0
9 | 12 | 2 | 0 | 0 | 0 | 0 | 0
9 | 12 | 3 | 0 | 0 | 0 | 0 | 0
9 | 12 | 4 | 0 | 0 | 0 | 0 | 0
9 | 12 | 5 | 0 | 0 | 0 | 0 | 0
9 | 12 | 6 | 91408.323 | 85762.311 | 31376.217 | 6670.088 | 6670.088
9 | 12 | 7 | 191150.287 | 179977.559 | 120667.57 | 42817.006 | 12210.156
9 | 12 | 8 | 240326.505 | 242140.356 | 198776.308 | 127565.999 | 70091.994
9 | 12 | 9 | 266286.026 | 281165.149 | 254244.064 | 199412.614 | 143604.644
9 | 12 | 10 | 273581.039 | 300431.726 | 291350.126 | 250979.892 | 201349.576
9 | 12 | 11 | 262486.961 | 299536.39 | 308587.653 | 284970.475 | 241124.021
9 | 12 | 12 | 233883.034 | 278810.274 | 305423.724 | 299585.172 | 264309.763
9 | 12 | 13 | 190524.622 | 240511.477 | 283439.92 | 295667.642 | 270907.239
9 | 12 | 14 | 128043.181 | 184511.534 | 240690.093 | 270196.835 | 257688.442
9 | 12 | 15 | 53126.746 | 107842.842 | 181048.945 | 226290.036 | 226747.409
9 | 12 | 16 | 10725.905 | 28803.427 | 98779.333 | 156778.288 | 169031.555
9 | 12 | 17 | 5476.904 | 5476.904 | 18142.214 | 54730.806 | 59318.24
9 | 12 | 18 | 0 | 0 | 0 | 0 | 0
9 | 12 | 19 | 0 | 0 | 0 | 0 | 0
9 | 12 | 20 | 0 | 0 | 0 | 0 | 0
9 | 12 | 21 | 0 | 0 | 0 | 0 | 0
9 | 12 | 22 | 0 | 0 | 0 | 0 | 0
9 | 12 | 23 | 0 | 0 | 0 | 0 | 0
9 | 13 | 0 | 0 | 0 | 0 | 0 | 0
9 | 13 | 1 | 0 | 0 | 0 | 0 | 0
9 | 13 | 2 | 0 | 0 | 0 | 0 | 0
9 | 13 | 3 | 0 | 0 | 0 | 0 | 0
9 | 13 | 4 | 0 | 0 | 0 | 0 | 0
9 | 13 | 5 | 0 | 0 | 0 | 0 | 0
9 | 13 | 6 | 80122.529 | 75566.832 | 29414.829 | 8074.381 | 8074.381
9 | 13 | 7 | 179667.577 | 169493.394 | 113939.287 | 41252.082 | 12603.937
9 | 13 | 8 | 232195.736 | 234400.578 | 192057.513 | 122644.474 | 66793.727
9 | 13 | 9 | 260423.532 | 275639.265 | 249141.91 | 194910.628 | 139706.851
9 | 13 | 10 | 267878.778 | 294998.82 | 286205.541 | 246095.636 | 196793.39
9 | 13 | 11 | 256485.643 | 293599.787 | 302843.825 | 279353.623 | 235700.142
9 | 13 | 12 | 227747.009 | 272345.944 | 298845.025 | 293043.626 | 257971.746
9 | 13 | 13 | 184210.142 | 233032.787 | 274944.012 | 286795.876 | 262454.157
9 | 13 | 14 | 121781.493 | 177523.01 | 232781.932 | 261650.315 | 249129.63
9 | 13 | 15 | 51476.313 | 101938.986 | 169524.042 | 211182.599 | 211361.408
9 | 13 | 16 | 21847.108 | 32573.226 | 70693.818 | 102775.958 | 109612.143
9 | 13 | 17 | 6277.091 | 6277.091 | 16105.059 | 43901.803 | 47874.867
9 | 13 | 18 | 0 | 0 | 0 | 0 | 0
9 | 13 | 19 | 0 | 0 | 0 | 0 | 0
9 | 13 | 20 | 0 | 0 | 0 | 0 | 0
9 | 13 | 21 | 0 | 0 | 0 | 0 | 0
9 | 13 | 22 | 0 | 0 | 0 | 0 | 0
9 | 13 | 23 | 0 | 0 | 0 | 0 | 0
9 | 14 | 0 | 0 | 0 | 0 | 0 | 0
9 | 14 | 1 | 0 | 0 | 0 | 0 | 0
9 | 14 | 2 | 0 | 0 | 0 | 0 | 0
9 | 14 | 3 | 0 | 0 | 0 | 0 | 0
9 | 14 | 4 | 0 | 0 | 0 | 0 | 0
9 | 14 | 5 | 0 | 0 | 0 | 0 | 0
9 | 14 | 6 | 4550.946 | 4550.946 | 4550.946 | 4550.946 | 4550.946
9 | 14 | 7 | 21641.072 | 21610.403 | 21452.313 | 21259.44 | 21144.756
9 | 14 | 8 | 167252.032 | 168813.615 | 143905.09 | 103779.741 | 71935.413
9 | 14 | 9 | 249906.529 | 264733.818 | 239827.957 | 188058.851 | 134783.944
9 | 14 | 10 | 258244.385 | 284506.426 | 276371.655 | 237984.599 | 190227.142
9 | 14 | 11 | 247769.993 | 283665.079 | 292708.231 | 270262.4 | 228078.671
9 | 14 | 12 | 221279.951 | 263750.677 | 288817.246 | 283357.043 | 250135.672
9 | 14 | 13 | 178729.245 | 226553.94 | 267112.2 | 278411.842 | 254831.547
9 | 14 | 14 | 119646.652 | 173788.536 | 226701.512 | 254016.231 | 241916.354
9 | 14 | 15 | 51142.265 | 100596.268 | 166633.549 | 206960.436 | 206897.833
9 | 14 | 16 | 14169.444 | 28746.072 | 88808.225 | 138801.263 | 148983.627
9 | 14 | 17 | 6381.358 | 6381.358 | 15123.779 | 39729.273 | 43502.381
9 | 14 | 18 | 0 | 0 | 0 | 0 | 0
9 | 14 | 19 | 0 | 0 | 0 | 0 | 0
9 | 14 | 20 | 0 | 0 | 0 | 0 | 0
9 | 14 | 21 | 0 | 0 | 0 | 0 | 0
9 | 14 | 22 | 0 | 0 | 0 | 0 | 0
9 | 14 | 23 | 0 | 0 | 0 | 0 | 0
9 | 15 | 0 | 0 | 0 | 0 | 0 | 0
9 | 15 | 1 | 0 | 0 | 0 | 0 | 0
9 | 15 | 2 | 0 | 0 | 0 | 0 | 0
9 | 15 | 3 | 0 | 0 | 0 | 0 | 0
9 | 15 | 4 | 0 | 0 | 0 | 0 | 0
9 | 15 | 5 | 0 | 0 | 0 | 0 | 0
9 | 15 | 6 | 46335.098 | 43622.72 | 21806.31 | 10899.882 | 10899.882
9 | 15 | 7 | 132698.886 | 126403.306 | 89982.003 | 42618.92 | 23260.523
9 | 15 | 8 | 171844.137 | 173790.731 | 147169.576 | 104039.559 | 69684.996
9 | 15 | 9 | 226038.492 | 239161.485 | 217926.495 | 173693.493 | 128662.772
9 | 15 | 10 | 224479.797 | 245468.173 | 239230.665 | 209127.159 | 172005.766
9 | 15 | 11 | 213475.988 | 240926.401 | 248014.311 | 230890.267 | 198958.857
9 | 15 | 12 | 169251.192 | 192997.77 | 207334.02 | 204198.365 | 185334.27
9 | 15 | 13 | 117459.355 | 132615.842 | 145923.727 | 149689.538 | 141765.236
9 | 15 | 14 | 70898.841 | 77195.574 | 84064.458 | 87729.351 | 86056.856
9 | 15 | 15 | 52653.934 | 59245.538 | 68409.099 | 74518.798 | 74472.677
9 | 15 | 16 | 5374.673 | 5374.673 | 5374.673 | 5374.673 | 5374.673
9 | 15 | 17 | 4139.148 | 4139.148 | 4139.148 | 4139.148 | 4139.148
9 | 15 | 18 | 0 | 0 | 0 | 0 | 0
9 | 15 | 19 | 0 | 0 | 0 | 0 | 0
9 | 15 | 20 | 0 | 0 | 0 | 0 | 0
9 | 15 | 21 | 0 | 0 | 0 | 0 | 0
9 | 15 | 22 | 0 | 0 | 0 | 0 | 0
9 | 15 | 23 | 0 | 0 | 0 | 0 | 0
9 | 16 | 0 | 0 | 0 | 0 | 0 | 0
9 | 16 | 1 | 0 | 0 | 0 | 0 | 0
9 | 16 | 2 | 0 | 0 | 0 | 0 | 0
9 | 16 | 3 | 0 | 0 | 0 | 0 | 0
9 | 16 | 4 | 0 | 0 | 0 | 0 | 0
9 | 16 | 5 | 0 | 0 | 0 | 0 | 0
9 | 16 | 6 | 55318.524 | 51717.27 | 24693.562 | 10782.007 | 10782.007
9 | 16 | 7 | 36635.861 | 36351.239 | 34751.288 | 32762.464 | 31633.983
9 | 16 | 8 | 74101.416 | 74514.927 | 69611.519 | 62029.129 | 56216.13
9 | 16 | 9 | 63001.067 | 63591.881 | 62671.94 | 60780.066 | 58980.164
9 | 16 | 10 | 59153.192 | 59868.273 | 59664.034 | 58660.12 | 57444.635
9 | 16 | 11 | 53262.957 | 53977.919 | 54167.829 | 53721.424 | 52900.239
9 | 16 | 12 | 109438.154 | 117214.941 | 121965.732 | 120925.84 | 114699.329
9 | 16 | 13 | 61309.561 | 62886.968 | 64280.109 | 64673.004 | 63835.57
9 | 16 | 14 | 49013.447 | 50009.958 | 51121.102 | 51711.954 | 51436.325
9 | 16 | 15 | 58058.34 | 68697.798 | 83419.864 | 93001.628 | 92871.89
9 | 16 | 16 | 25333.175 | 32102.682 | 59191.034 | 82322.991 | 87011.302
9 | 16 | 17 | 5253.398 | 5253.398 | 5285.558 | 5354.857 | 5381.486
9 | 16 | 18 | 0 | 0 | 0 | 0 | 0
9 | 16 | 19 | 0 | 0 | 0 | 0 | 0
9 | 16 | 20 | 0 | 0 | 0 | 0 | 0
9 | 16 | 21 | 0 | 0 | 0 | 0 | 0
9 | 16 | 22 | 0 | 0 | 0 | 0 | 0
9 | 16 | 23 | 0 | 0 | 0 | 0 | 0
9 | 17 | 0 | 0 | 0 | 0 | 0 | 0
9 | 17 | 1 | 0 | 0 | 0 | 0 | 0
9 | 17 | 2 | 0 | 0 | 0 | 0 | 0
9 | 17 | 3 | 0 | 0 | 0 | 0 | 0
9 | 17 | 4 | 0 | 0 | 0 | 0 | 0
9 | 17 | 5 | 0 | 0 | 0 | 0 | 0
9 | 17 | 6 | 68988.681 | 65067.966 | 27953.956 | 9345.689 | 9345.689
9 | 17 | 7 | 171068.246 | 162956.68 | 111178.272 | 41808.497 | 14995.664
9 | 17 | 8 | 223248.611 | 226912.912 | 187701.342 | 120427.47 | 64382.277
9 | 17 | 9 | 251099.378 | 266877.247 | 243022.716 | 190999.733 | 135049.564
9 | 17 | 10 | 255865.011 | 281881.228 | 274888.573 | 238176.326 | 190874.972
9 | 17 | 11 | 247036.087 | 282832.505 | 292163.811 | 270524.821 | 228672.592
9 | 17 | 12 | 222015.876 | 266253.987 | 292196.181 | 286604.831 | 252216.455
9 | 17 | 13 | 180183.438 | 229845.098 | 271653.752 | 283006.079 | 258280.186
9 | 17 | 14 | 116995.038 | 175362.205 | 231328.175 | 259805.21 | 246335.297
9 | 17 | 15 | 46254.775 | 99385.442 | 170683.239 | 213356.459 | 212534.566
9 | 17 | 16 | 10972.957 | 23789.461 | 88653.511 | 143344.73 | 153756.428
9 | 17 | 17 | 4792.093 | 4792.093 | 12779.323 | 36096.676 | 39693.439
9 | 17 | 18 | 0 | 0 | 0 | 0 | 0
9 | 17 | 19 | 0 | 0 | 0 | 0 | 0
9 | 17 | 20 | 0 | 0 | 0 | 0 | 0
9 | 17 | 21 | 0 | 0 | 0 | 0 | 0
9 | 17 | 22 | 0 | 0 | 0 | 0 | 0
9 | 17 | 23 | 0 | 0 | 0 | 0 | 0
9 | 18 | 0 | 0 | 0 | 0 | 0 | 0
9 | 18 | 1 | 0 | 0 | 0 | 0 | 0
9 | 18 | 2 | 0 | 0 | 0 | 0 | 0
9 | 18 | 3 | 0 | 0 | 0 | 0 | 0
9 | 18 | 4 | 0 | 0 | 0 | 0 | 0
9 | 18 | 5 | 0 | 0 | 0 | 0 | 0
9 | 18 | 6 | 14512.129 | 14136.988 | 12509.737 | 11505.758 | 11505.758
9 | 18 | 7 | 102196.276 | 98418.848 | 73951.932 | 42018.353 | 28721.042
9 | 18 | 8 | 96800.621 | 97727.043 | 88978.343 | 74923.339 | 63823.814
9 | 18 | 9 | 48656.98 | 48930.599 | 48533.044 | 47697.177 | 46906.887
9 | 18 | 10 | 210661.771 | 230718.299 | 225535.064 | 197879.418 | 163135.31
9 | 18 | 11 | 191353.102 | 213858.109 | 219922.583 | 206244.539 | 180346.406
9 | 18 | 12 | 164727.373 | 188626.735 | 203013.854 | 199895.872 | 180979.629
9 | 18 | 13 | 144159.563 | 172268.349 | 196409.349 | 203003.84 | 188492.507
9 | 18 | 14 | 103093.055 | 132128.921 | 161266.522 | 176304.071 | 169013.006
9 | 18 | 15 | 52096.464 | 85140.9 | 129911.805 | 157342.113 | 156646.657
9 | 18 | 16 | 7152.727 | 7152.727 | 7152.727 | 7152.727 | 7152.727
9 | 18 | 17 | 5667.889 | 5667.889 | 7655.81 | 12956.995 | 14217.036
9 | 18 | 18 | 0 | 0 | 0 | 0 | 0
9 | 18 | 19 | 0 | 0 | 0 | 0 | 0
9 | 18 | 20 | 0 | 0 | 0 | 0 | 0
9 | 18 | 21 | 0 | 0 | 0 | 0 | 0
9 | 18 | 22 | 0 | 0 | 0 | 0 | 0
9 | 18 | 23 | 0 | 0 | 0 | 0 | 0
9 | 19 | 0 | 0 | 0 | 0 | 0 | 0
9 | 19 | 1 | 0 | 0 | 0 | 0 | 0
9 | 19 | 2 | 0 | 0 | 0 | 0 | 0
9 | 19 | 3 | 0 | 0 | 0 | 0 | 0
9 | 19 | 4 | 0 | 0 | 0 | 0 | 0
9 | 19 | 5 | 0 | 0 | 0 | 0 | 0
9 | 19 | 6 | 737.19 | 737.19 | 737.19 | 737.19 | 737.19
9 | 19 | 7 | 9383.743 | 9383.743 | 9383.743 | 9383.743 | 9383.743
9 | 19 | 8 | 48078.159 | 48190.815 | 47229.084 | 45749.083 | 44618.262
9 | 19 | 9 | 148176.687 | 154808.637 | 145486.409 | 125502.718 | 105377.216
9 | 19 | 10 | 152284.631 | 162658.895 | 160092.814 | 146039.795 | 128574.764
9 | 19 | 11 | 160312.941 | 175641.506 | 179854.904 | 170572.224 | 153063.771
9 | 19 | 12 | 185145.738 | 217238.047 | 236503.341 | 232342.636 | 207004.576
9 | 19 | 13 | 164348.088 | 203228.762 | 236350.458 | 245286.806 | 225324.544
9 | 19 | 14 | 112271.977 | 154896.496 | 196547.574 | 217765.89 | 207277.789
9 | 19 | 15 | 49444.468 | 87637.442 | 139472.037 | 170851.019 | 169866.729
9 | 19 | 16 | 26403.593 | 33333.632 | 67724.594 | 97109.41 | 102607.386
9 | 19 | 17 | 5088.778 | 5088.778 | 7134.103 | 12789.611 | 14033.997
9 | 19 | 18 | 0 | 0 | 0 | 0 | 0
9 | 19 | 19 | 0 | 0 | 0 | 0 | 0
9 | 19 | 20 | 0 | 0 | 0 | 0 | 0
9 | 19 | 21 | 0 | 0 | 0 | 0 | 0
9 | 19 | 22 | 0 | 0 | 0 | 0 | 0
9 | 19 | 23 | 0 | 0 | 0 | 0 | 0
9 | 20 | 0 | 0 | 0 | 0 | 0 | 0
9 | 20 | 1 | 0 | 0 | 0 | 0 | 0
9 | 20 | 2 | 0 | 0 | 0 | 0 | 0
9 | 20 | 3 | 0 | 0 | 0 | 0 | 0
9 | 20 | 4 | 0 | 0 | 0 | 0 | 0
9 | 20 | 5 | 0 | 0 | 0 | 0 | 0
9 | 20 | 6 | 3310.226 | 3310.226 | 3310.226 | 3310.226 | 3310.226
9 | 20 | 7 | 17298.125 | 17298.125 | 17298.125 | 17298.125 | 17298.125
9 | 20 | 8 | 186207.334 | 189965.106 | 160365.314 | 109704.583 | 67746.461
9 | 20 | 9 | 219786.178 | 234156.934 | 214587.187 | 171291.21 | 125198.921
9 | 20 | 10 | 233065.081 | 258149.349 | 252282.962 | 218484.304 | 175166.196
9 | 20 | 11 | 225762.188 | 259993.44 | 269383.171 | 249050.965 | 209737.92
9 | 20 | 12 | 204656.354 | 247925.794 | 273626.402 | 268108.09 | 234218.083
9 | 20 | 13 | 163544.699 | 210379.111 | 249974.388 | 260527.974 | 236597.766
9 | 20 | 14 | 106623.178 | 158778.725 | 208829.092 | 234132.104 | 221372.765
9 | 20 | 15 | 47392.989 | 89369.143 | 146473.651 | 180702.526 | 179422.088
9 | 20 | 16 | 18501.556 | 26506.167 | 72205.822 | 111459.613 | 118546.425
9 | 20 | 17 | 3774.631 | 3774.631 | 7548.577 | 18230.354 | 20620.756
9 | 20 | 18 | 0 | 0 | 0 | 0 | 0
9 | 20 | 19 | 0 | 0 | 0 | 0 | 0
9 | 20 | 20 | 0 | 0 | 0 | 0 | 0
9 | 20 | 21 | 0 | 0 | 0 | 0 | 0
9 | 20 | 22 | 0 | 0 | 0 | 0 | 0
9 | 20 | 23 | 0 | 0 | 0 | 0 | 0
9 | 21 | 0 | 0 | 0 | 0 | 0 | 0
9 | 21 | 1 | 0 | 0 | 0 | 0 | 0
9 | 21 | 2 | 0 | 0 | 0 | 0 | 0
9 | 21 | 3 | 0 | 0 | 0 | 0 | 0
9 | 21 | 4 | 0 | 0 | 0 | 0 | 0
9 | 21 | 5 | 0 | 0 | 0 | 0 | 0
9 | 21 | 6 | 52721.387 | 49517.792 | 22793.502 | 8231.554 | 8231.554
9 | 21 | 7 | 150465.839 | 144568.811 | 99646.115 | 39355.35 | 16937.915
9 | 21 | 8 | 205165.626 | 210145.048 | 174126.304 | 111787.356 | 59940.193
9 | 21 | 9 | 232069.771 | 248837.183 | 226757.098 | 177570.572 | 125047.989
9 | 21 | 10 | 215973.127 | 238819.243 | 233719.437 | 203432.428 | 164915.624
9 | 21 | 11 | 194348.554 | 219263.688 | 226256.543 | 211463.301 | 183119.476
9 | 21 | 12 | 172176.348 | 200278.817 | 217251.837 | 213597.053 | 191333.448
9 | 21 | 13 | 147150.493 | 181472.94 | 210846.14 | 218680.534 | 200713.319
9 | 21 | 14 | 70918.694 | 78708.588 | 86907.011 | 91141.484 | 88952.672
9 | 21 | 15 | 54322.79 | 84424.28 | 125557.399 | 150457.509 | 149371.507
9 | 21 | 16 | 25308.195 | 27280.507 | 36927.852 | 45230.635 | 46754.571
9 | 21 | 17 | 1867.35 | 1867.35 | 1867.35 | 1867.35 | 1867.35
9 | 21 | 18 | 0 | 0 | 0 | 0 | 0
9 | 21 | 19 | 0 | 0 | 0 | 0 | 0
9 | 21 | 20 | 0 | 0 | 0 | 0 | 0
9 | 21 | 21 | 0 | 0 | 0 | 0 | 0
9 | 21 | 22 | 0 | 0 | 0 | 0 | 0
9 | 21 | 23 | 0 | 0 | 0 | 0 | 0
9 | 22 | 0 | 0 | 0 | 0 | 0 | 0
9 | 22 | 1 | 0 | 0 | 0 | 0 | 0
9 | 22 | 2 | 0 | 0 | 0 | 0 | 0
9 | 22 | 3 | 0 | 0 | 0 | 0 | 0
9 | 22 | 4 | 0 | 0 | 0 | 0 | 0
9 | 22 | 5 | 0 | 0 | 0 | 0 | 0
9 | 22 | 6 | 386.259 | 386.259 | 386.259 | 386.259 | 386.259
9 | 22 | 7 | 44057.697 | 43446.672 | 38807.785 | 32782.573 | 29810.799
9 | 22 | 8 | 92514.48 | 93756.444 | 85518.622 | 71841.971 | 60796.334
9 | 22 | 9 | 177092.755 | 187509.822 | 174237.087 | 144425.163 | 112841.418
9 | 22 | 10 | 181372.876 | 197390.538 | 193996.063 | 173008.352 | 146103.175
9 | 22 | 11 | 189117.611 | 212583.715 | 219197.477 | 205458.258 | 178732.371
9 | 22 | 12 | 157344.181 | 180857.87 | 194968.032 | 191942.384 | 173408.036
9 | 22 | 13 | 155850.032 | 197813.153 | 232603.187 | 241640.821 | 220518.737
9 | 22 | 14 | 100038.649 | 140216.024 | 178660.624 | 197881.796 | 187794.385
9 | 22 | 15 | 50349.326 | 74973.136 | 108777.259 | 129343.495 | 128318.611
9 | 22 | 16 | 15388.34 | 22472.282 | 71141.968 | 113318.016 | 120514.44
9 | 22 | 17 | 2209.79 | 2209.79 | 4836.13 | 12525.47 | 14237.382
9 | 22 | 18 | 0 | 0 | 0 | 0 | 0
9 | 22 | 19 | 0 | 0 | 0 | 0 | 0
9 | 22 | 20 | 0 | 0 | 0 | 0 | 0
9 | 22 | 21 | 0 | 0 | 0 | 0 | 0
9 | 22 | 22 | 0 | 0 | 0 | 0 | 0
9 | 22 | 23 | 0 | 0 | 0 | 0 | 0
9 | 23 | 0 | 0 | 0 | 0 | 0 | 0
9 | 23 | 1 | 0 | 0 | 0 | 0 | 0
9 | 23 | 2 | 0 | 0 | 0 | 0 | 0
9 | 23 | 3 | 0 | 0 | 0 | 0 | 0
9 | 23 | 4 | 0 | 0 | 0 | 0 | 0
9 | 23 | 5 | 0 | 0 | 0 | 0 | 0
9 | 23 | 6 | 48515.513 | 45517.207 | 21763.82 | 8246.764 | 8246.764
9 | 23 | 7 | 104335.009 | 101156.19 | 74500.199 | 38970.499 | 25518.371
9 | 23 | 8 | 162735.794 | 166822.384 | 141566.929 | 98199.857 | 62434.353
9 | 23 | 9 | 182475.869 | 194052.144 | 179778.553 | 147633.167 | 113738.064
9 | 23 | 10 | 193778 | 212660.36 | 208852.035 | 184473.002 | 153389.335
9 | 23 | 11 | 211018.205 | 243106.239 | 252309.614 | 233587.428 | 197280.753
9 | 23 | 12 | 172030.096 | 201179.962 | 218842.164 | 215051.562 | 191923.994
9 | 23 | 13 | 150487.094 | 190261.704 | 224085.548 | 232964.825 | 212037.655
9 | 23 | 14 | 78389.284 | 89884.68 | 101661.285 | 107678.346 | 104443.853
9 | 23 | 15 | 44198.842 | 47164.655 | 51259.219 | 53884.217 | 53736.199
9 | 23 | 16 | 16071.228 | 21999.961 | 64718.518 | 102292.503 | 108620.098
9 | 23 | 17 | 1453.641 | 1453.641 | 3513.334 | 9632.058 | 11034.222
9 | 23 | 18 | 0 | 0 | 0 | 0 | 0
9 | 23 | 19 | 0 | 0 | 0 | 0 | 0
9 | 23 | 20 | 0 | 0 | 0 | 0 | 0
9 | 23 | 21 | 0 | 0 | 0 | 0 | 0
9 | 23 | 22 | 0 | 0 | 0 | 0 | 0
9 | 23 | 23 | 0 | 0 | 0 | 0 | 0
9 | 24 | 0 | 0 | 0 | 0 | 0 | 0
9 | 24 | 1 | 0 | 0 | 0 | 0 | 0
9 | 24 | 2 | 0 | 0 | 0 | 0 | 0
9 | 24 | 3 | 0 | 0 | 0 | 0 | 0
9 | 24 | 4 | 0 | 0 | 0 | 0 | 0
9 | 24 | 5 | 0 | 0 | 0 | 0 | 0
9 | 24 | 6 | 2090.331 | 2090.331 | 2090.331 | 2090.331 | 2090.331
9 | 24 | 7 | 109545.331 | 106334.026 | 77675.916 | 39331.446 | 25219.088
9 | 24 | 8 | 141209.161 | 144547.191 | 125343.155 | 92519.906 | 65559.899
9 | 24 | 9 | 202222.314 | 216469.272 | 199450.836 | 160599.526 | 119208.527
9 | 24 | 10 | 273532.544 | 308441.392 | 301801.147 | 257090.759 | 198875.125
9 | 24 | 11 | 261220.218 | 307317.351 | 320598.009 | 294049.789 | 241872.728
9 | 24 | 12 | 228932.309 | 283124.713 | 315492.335 | 308590.054 | 266047.101
9 | 24 | 13 | 179719.206 | 238867.93 | 288236.1 | 300988.426 | 270448.278
9 | 24 | 14 | 110149.45 | 177733.636 | 240582.745 | 271689.056 | 254709.973
9 | 24 | 15 | 34830.659 | 93271.112 | 174044.895 | 220700.776 | 217814.261
9 | 24 | 16 | 10081.254 | 17340.159 | 83151.958 | 141388.125 | 150729.639
9 | 24 | 17 | 1327.378 | 1327.378 | 4387.344 | 13703.301 | 15355.977
9 | 24 | 18 | 0 | 0 | 0 | 0 | 0
9 | 24 | 19 | 0 | 0 | 0 | 0 | 0
9 | 24 | 20 | 0 | 0 | 0 | 0 | 0
9 | 24 | 21 | 0 | 0 | 0 | 0 | 0
9 | 24 | 22 | 0 | 0 | 0 | 0 | 0
9 | 24 | 23 | 0 | 0 | 0 | 0 | 0
9 | 25 | 0 | 0 | 0 | 0 | 0 | 0
9 | 25 | 1 | 0 | 0 | 0 | 0 | 0
9 | 25 | 2 | 0 | 0 | 0 | 0 | 0
9 | 25 | 3 | 0 | 0 | 0 | 0 | 0
9 | 25 | 4 | 0 | 0 | 0 | 0 | 0
9 | 25 | 5 | 0 | 0 | 0 | 0 | 0
9 | 25 | 6 | 59932.24 | 56661.48 | 24678.719 | 6119.035 | 6119.035
9 | 25 | 7 | 171209.75 | 165717.417 | 111910.629 | 37377.401 | 12289.592
9 | 25 | 8 | 224969.808 | 232339.888 | 192236.738 | 119286.31 | 56688.993
9 | 25 | 9 | 252125.716 | 272587.376 | 248881.914 | 193068.926 | 130352.497
9 | 25 | 10 | 259864.888 | 292612.561 | 286732.972 | 245206.252 | 190411.339
9 | 25 | 11 | 220640.496 | 256417.046 | 266844.863 | 246386.557 | 206034.901
9 | 25 | 12 | 175192.634 | 205532.809 | 223851.333 | 219938.366 | 195944.145
9 | 25 | 13 | 115300.553 | 132944.288 | 148020.342 | 151938.017 | 142466.612
9 | 25 | 14 | 54023.601 | 55870.239 | 57836.252 | 58831.554 | 58275.463
9 | 25 | 15 | 26509.354 | 26700.034 | 26957.763 | 27131.562 | 27119.587
9 | 25 | 16 | 23718.879 | 24270 | 27163.976 | 29621.771 | 30042.435
9 | 25 | 17 | 470.54 | 470.54 | 470.54 | 470.54 | 470.54
9 | 25 | 18 | 0 | 0 | 0 | 0 | 0
9 | 25 | 19 | 0 | 0 | 0 | 0 | 0
9 | 25 | 20 | 0 | 0 | 0 | 0 | 0
9 | 25 | 21 | 0 | 0 | 0 | 0 | 0
9 | 25 | 22 | 0 | 0 | 0 | 0 | 0
9 | 25 | 23 | 0 | 0 | 0 | 0 | 0
9 | 26 | 0 | 0 | 0 | 0 | 0 | 0
9 | 26 | 1 | 0 | 0 | 0 | 0 | 0
9 | 26 | 2 | 0 | 0 | 0 | 0 | 0
9 | 26 | 3 | 0 | 0 | 0 | 0 | 0
9 | 26 | 4 | 0 | 0 | 0 | 0 | 0
9 | 26 | 5 | 0 | 0 | 0 | 0 | 0
9 | 26 | 6 | 0 | 0 | 0 | 0 | 0
9 | 26 | 7 | 20567.224 | 20548.786 | 20374.952 | 20147.598 | 20017.938
9 | 26 | 8 | 52919.617 | 53215.896 | 51720.151 | 49250.918 | 47263.93
9 | 26 | 9 | 94460.285 | 97557.338 | 94083.241 | 86061.026 | 77874.198
9 | 26 | 10 | 114770.81 | 120897.241 | 119846.34 | 112227.362 | 102475.9
9 | 26 | 11 | 32731.851 | 32823.804 | 32851.39 | 32798.448 | 32695.993
9 | 26 | 12 | 79777.96 | 82626.399 | 84374.467 | 83999.755 | 81721.332
9 | 26 | 13 | 109509.643 | 123147.344 | 134792.805 | 137799.018 | 130435.145
9 | 26 | 14 | 50566.236 | 51986.01 | 53511.917 | 54280.397 | 53842.9
9 | 26 | 15 | 44017.217 | 47007.733 | 51133.682 | 53737.798 | 53541.964
9 | 26 | 16 | 13249.749 | 18811.983 | 75224.227 | 125457.318 | 133127.376
9 | 26 | 17 | 1009.121 | 1009.121 | 2846.785 | 8445.944 | 9644.36
9 | 26 | 18 | 0 | 0 | 0 | 0 | 0
9 | 26 | 19 | 0 | 0 | 0 | 0 | 0
9 | 26 | 20 | 0 | 0 | 0 | 0 | 0
9 | 26 | 21 | 0 | 0 | 0 | 0 | 0
9 | 26 | 22 | 0 | 0 | 0 | 0 | 0
9 | 26 | 23 | 0 | 0 | 0 | 0 | 0
9 | 27 | 0 | 0 | 0 | 0 | 0 | 0
9 | 27 | 1 | 0 | 0 | 0 | 0 | 0
9 | 27 | 2 | 0 | 0 | 0 | 0 | 0
9 | 27 | 3 | 0 | 0 | 0 | 0 | 0
9 | 27 | 4 | 0 | 0 | 0 | 0 | 0
9 | 27 | 5 | 0 | 0 | 0 | 0 | 0
9 | 27 | 6 | 52693.891 | 49767.385 | 23154.113 | 6917.986 | 6917.986
9 | 27 | 7 | 166676.175 | 162040.877 | 109783.363 | 37328.758 | 13328.606
9 | 27 | 8 | 222881.13 | 231054.719 | 191695.107 | 119043.521 | 56303.419
9 | 27 | 9 | 252472.747 | 274143.84 | 250546.449 | 193570.064 | 128647.833
9 | 27 | 10 | 259073.494 | 292412.052 | 287082.136 | 245755.814 | 190539.239
9 | 27 | 11 | 247993.635 | 291823.709 | 304761.914 | 280225.439 | 230906.712
9 | 27 | 12 | 218560.138 | 270753.36 | 301685.699 | 295135.836 | 254425.577
9 | 27 | 13 | 171164.814 | 229273.345 | 276571.96 | 288416.686 | 258804.142
9 | 27 | 14 | 91928.103 | 122577.947 | 152482.975 | 167175.199 | 158671.246
9 | 27 | 15 | 31746.936 | 87415.202 | 164733.368 | 208152.015 | 204664.791
9 | 27 | 16 | 9647.279 | 14563.094 | 71376.096 | 122148.83 | 129754.993
9 | 27 | 17 | 2170.119 | 2170.119 | 2417.552 | 3232.524 | 3513.534
9 | 27 | 18 | 0 | 0 | 0 | 0 | 0
9 | 27 | 19 | 0 | 0 | 0 | 0 | 0
9 | 27 | 20 | 0 | 0 | 0 | 0 | 0
9 | 27 | 21 | 0 | 0 | 0 | 0 | 0
9 | 27 | 22 | 0 | 0 | 0 | 0 | 0
9 | 27 | 23 | 0 | 0 | 0 | 0 | 0
9 | 28 | 0 | 0 | 0 | 0 | 0 | 0
9 | 28 | 1 | 0 | 0 | 0 | 0 | 0
9 | 28 | 2 | 0 | 0 | 0 | 0 | 0
9 | 28 | 3 | 0 | 0 | 0 | 0 | 0
9 | 28 | 4 | 0 | 0 | 0 | 0 | 0
9 | 28 | 5 | 0 | 0 | 0 | 0 | 0
9 | 28 | 6 | 52779.379 | 49889.53 | 22633.513 | 5642.877 | 5642.877
9 | 28 | 7 | 166126.251 | 161858.06 | 109229.628 | 35474.906 | 11898.023
9 | 28 | 8 | 218044.555 | 226414.41 | 188187.355 | 116062.376 | 52803.278
9 | 28 | 9 | 240297.068 | 260532.225 | 239155.65 | 186312.784 | 124479.054
9 | 28 | 10 | 246577.517 | 277793.516 | 273120.242 | 234736.276 | 182350.467
9 | 28 | 11 | 236123.326 | 277271.425 | 289413.338 | 266730.194 | 220355.143
9 | 28 | 12 | 207056.428 | 255610.444 | 284071.494 | 278072.652 | 240504.657
9 | 28 | 13 | 161562.771 | 217430.517 | 262097.03 | 273096.683 | 245142.582
9 | 28 | 14 | 97161.195 | 160696.728 | 218644.303 | 246025.902 | 229948.511
9 | 28 | 15 | 30430.09 | 82213.775 | 154127.859 | 194221.157 | 190754.297
9 | 28 | 16 | 19972.549 | 22381.512 | 45452.437 | 65907.642 | 69037.464
9 | 28 | 17 | 1863.486 | 1863.486 | 1863.486 | 1863.486 | 1863.486
9 | 28 | 18 | 0 | 0 | 0 | 0 | 0
9 | 28 | 19 | 0 | 0 | 0 | 0 | 0
9 | 28 | 20 | 0 | 0 | 0 | 0 | 0
9 | 28 | 21 | 0 | 0 | 0 | 0 | 0
9 | 28 | 22 | 0 | 0 | 0 | 0 | 0
9 | 28 | 23 | 0 | 0 | 0 | 0 | 0
9 | 29 | 0 | 0 | 0 | 0 | 0 | 0
9 | 29 | 1 | 0 | 0 | 0 | 0 | 0
9 | 29 | 2 | 0 | 0 | 0 | 0 | 0
9 | 29 | 3 | 0 | 0 | 0 | 0 | 0
9 | 29 | 4 | 0 | 0 | 0 | 0 | 0
9 | 29 | 5 | 0 | 0 | 0 | 0 | 0
9 | 29 | 6 | 44516.454 | 42002.502 | 20578.287 | 6816.028 | 6816.028
9 | 29 | 7 | 154526.908 | 150959.792 | 103110.434 | 36160.504 | 14523.198
9 | 29 | 8 | 209988.191 | 218466.568 | 181887.61 | 113241.692 | 53473.575
9 | 29 | 9 | 236804.852 | 257688.99 | 236285.216 | 183334.89 | 122190.626
9 | 29 | 10 | 245317.163 | 277908.504 | 273301.877 | 233782.645 | 180342.251
9 | 29 | 11 | 233953.389 | 276534.382 | 289314.449 | 265869.345 | 218190.364
9 | 29 | 12 | 207323.585 | 257814.156 | 287654.341 | 281354.03 | 242064.97
9 | 29 | 13 | 160644.726 | 218649.911 | 265180.455 | 276600.317 | 247221.773
9 | 29 | 14 | 94552.397 | 159747.741 | 219518.942 | 247683.49 | 230828.675
9 | 29 | 15 | 30121.765 | 80326.023 | 150768.197 | 190088.799 | 186432.163
9 | 29 | 16 | 12691.322 | 16310.9 | 66998.271 | 112696.496 | 119381.943
9 | 29 | 17 | 664.588 | 664.588 | 1139.015 | 2305.409 | 2422.441
9 | 29 | 18 | 0 | 0 | 0 | 0 | 0
9 | 29 | 19 | 0 | 0 | 0 | 0 | 0
9 | 29 | 20 | 0 | 0 | 0 | 0 | 0
9 | 29 | 21 | 0 | 0 | 0 | 0 | 0
9 | 29 | 22 | 0 | 0 | 0 | 0 | 0
9 | 29 | 23 | 0 | 0 | 0 | 0 | 0
9 | 30 | 0 | 0 | 0 | 0 | 0 | 0
9 | 30 | 1 | 0 | 0 | 0 | 0 | 0
9 | 30 | 2 | 0 | 0 | 0 | 0 | 0
9 | 30 | 3 | 0 | 0 | 0 | 0 | 0
9 | 30 | 4 | 0 | 0 | 0 | 0 | 0
9 | 30 | 5 | 0 | 0 | 0 | 0 | 0
9 | 30 | 6 | 47360.912 | 44745.249 | 20856.272 | 5253.973 | 5253.973
9 | 30 | 7 | 169067.432 | 165376.821 | 110626.447 | 34250.975 | 11005.117
9 | 30 | 8 | 227734.702 | 237877.395 | 196435.545 | 118502.432 | 51046.287
9 | 30 | 9 | 255981.932 | 280243.82 | 256106.903 | 196187.817 | 127029.631
9 | 30 | 10 | 263189.517 | 300483.496 | 295522.098 | 250879.194 | 190881.232
9 | 30 | 11 | 249284.541 | 297439.17 | 312124.7 | 285650.505 | 232051.199
9 | 30 | 12 | 215761.049 | 271245.013 | 304367.285 | 297356.458 | 253875.78
9 | 30 | 13 | 166800.854 | 228784.762 | 278820.531 | 291084.013 | 259169.407
9 | 30 | 14 | 95814.317 | 166373.234 | 231779.912 | 262656.53 | 243816.558
9 | 30 | 15 | 26391.239 | 82809.605 | 163567.481 | 208555.383 | 204070.571
9 | 30 | 16 | 8685.516 | 12201.617 | 73232.578 | 129381.893 | 137490.233
9 | 30 | 17 | 293.657 | 293.657 | 1017.387 | 2648.489 | 2819.85
9 | 30 | 18 | 0 | 0 | 0 | 0 | 0
9 | 30 | 19 | 0 | 0 | 0 | 0 | 0
9 | 30 | 20 | 0 | 0 | 0 | 0 | 0
9 | 30 | 21 | 0 | 0 | 0 | 0 | 0
9 | 30 | 22 | 0 | 0 | 0 | 0 | 0
9 | 30 | 23 | 0 | 0 | 0 | 0 | 0
10 | 1 | 0 | 0 | 0 | 0 | 0 | 0
10 | 1 | 1 | 0 | 0 | 0 | 0 | 0
10 | 1 | 2 | 0 | 0 | 0 | 0 | 0
10 | 1 | 3 | 0 | 0 | 0 | 0 | 0
10 | 1 | 4 | 0 | 0 | 0 | 0 | 0
10 | 1 | 5 | 0 | 0 | 0 | 0 | 0
10 | 1 | 6 | 43496.972 | 41080.893 | 20116.399 | 5994.35 | 5994.35
10 | 1 | 7 | 158387.635 | 155379.293 | 105575.567 | 35647.986 | 14006.844
10 | 1 | 8 | 213651.321 | 223306.812 | 185722.592 | 114403.328 | 52254.545
10 | 1 | 9 | 243369.411 | 266363.552 | 244149.377 | 188227.431 | 123378.068
10 | 1 | 10 | 250088.148 | 285391.499 | 281000.001 | 239174.665 | 182593.643
10 | 1 | 11 | 237067.62 | 282586.087 | 296569.563 | 271744.95 | 221188.913
10 | 1 | 12 | 206346.865 | 259905.466 | 291804.153 | 285059.777 | 243160.491
10 | 1 | 13 | 157723.283 | 216599.412 | 263843.003 | 275305.428 | 245044.031
10 | 1 | 14 | 90920.114 | 154961.969 | 214526.608 | 242431.939 | 225098.077
10 | 1 | 15 | 30252.59 | 77351.273 | 144685.038 | 182456.957 | 178456.43
10 | 1 | 16 | 13937.778 | 16456.138 | 60428.509 | 100741.189 | 106517.734
10 | 1 | 17 | 0 | 0 | 46.823 | 379.273 | 416.061
10 | 1 | 18 | 0 | 0 | 0 | 0 | 0
10 | 1 | 19 | 0 | 0 | 0 | 0 | 0
10 | 1 | 20 | 0 | 0 | 0 | 0 | 0
10 | 1 | 21 | 0 | 0 | 0 | 0 | 0
10 | 1 | 22 | 0 | 0 | 0 | 0 | 0
10 | 1 | 23 | 0 | 0 | 0 | 0 | 0
10 | 2 | 0 | 0 | 0 | 0 | 0 | 0
10 | 2 | 1 | 0 | 0 | 0 | 0 | 0
10 | 2 | 2 | 0 | 0 | 0 | 0 | 0
10 | 2 | 3 | 0 | 0 | 0 | 0 | 0
10 | 2 | 4 | 0 | 0 | 0 | 0 | 0
10 | 2 | 5 | 0 | 0 | 0 | 0 | 0
10 | 2 | 6 | 37208.34 | 35010.719 | 17623.551 | 5630.534 | 5630.534
10 | 2 | 7 | 149256.792 | 146765.925 | 100150.309 | 34782.088 | 14808.388
10 | 2 | 8 | 205877.134 | 215628.228 | 179464.34 | 110499.979 | 50411.006
10 | 2 | 9 | 234652.702 | 257253.478 | 236043.011 | 182027.203 | 119046.23
10 | 2 | 10 | 242118.108 | 276808.089 | 272779.835 | 232113.871 | 176891.929
10 | 2 | 11 | 229775.441 | 274601.176 | 288498.77 | 264200.772 | 214564.587
10 | 2 | 12 | 200143.815 | 252270.203 | 283385.445 | 276802.748 | 235959.119
10 | 2 | 13 | 153245.206 | 211315.028 | 257770.586 | 268953.685 | 239023.769
10 | 2 | 14 | 88266.484 | 152690.143 | 212642.283 | 240541.639 | 222898.286
10 | 2 | 15 | 25980.346 | 75526.175 | 147013.004 | 186940.345 | 182466.906
10 | 2 | 16 | 11124.466 | 13388.219 | 62458.482 | 108004.165 | 114420.713
10 | 2 | 17 | 0 | 0 | 0 | 0 | 0
10 | 2 | 18 | 0 | 0 | 0 | 0 | 0
10 | 2 | 19 | 0 | 0 | 0 | 0 | 0
10 | 2 | 20 | 0 | 0 | 0 | 0 | 0
10 | 2 | 21 | 0 | 0 | 0 | 0 | 0
10 | 2 | 22 | 0 | 0 | 0 | 0 | 0
10 | 2 | 23 | 0 | 0 | 0 | 0 | 0
10 | 3 | 0 | 0 | 0 | 0 | 0 | 0
10 | 3 | 1 | 0 | 0 | 0 | 0 | 0
10 | 3 | 2 | 0 | 0 | 0 | 0 | 0
10 | 3 | 3 | 0 | 0 | 0 | 0 | 0
10 | 3 | 4 | 0 | 0 | 0 | 0 | 0
10 | 3 | 5 | 0 | 0 | 0 | 0 | 0
10 | 3 | 6 | 39487.591 | 37298.074 | 18539.049 | 5239.917 | 5239.917
10 | 3 | 7 | 158898.124 | 156550.014 | 105703.183 | 34243.15 | 13143.142
10 | 3 | 8 | 215044.903 | 225827.192 | 187671.688 | 114428.434 | 50675.289
10 | 3 | 9 | 245142.454 | 269978.7 | 247325.552 | 189187.625 | 121343.563
10 | 3 | 10 | 251913.145 | 289584.469 | 285506.053 | 241828.326 | 182558.796
10 | 3 | 11 | 238183.063 | 286400.071 | 301511.745 | 275488.206 | 222295.442
10 | 3 | 12 | 206119.308 | 262075.628 | 295575.378 | 288480.39 | 244541.376
10 | 3 | 13 | 154877.784 | 215876.711 | 264576.161 | 276215.13 | 244642.343
10 | 3 | 14 | 87798.705 | 153048.477 | 214024.022 | 242279.505 | 224085.877
10 | 3 | 15 | 27832.395 | 74660.242 | 142821.76 | 181154.617 | 176613.207
10 | 3 | 16 | 14181.707 | 15938.698 | 56314.308 | 93957.273 | 99119.572
10 | 3 | 17 | 0 | 0 | 0 | 0 | 0
10 | 3 | 18 | 0 | 0 | 0 | 0 | 0
10 | 3 | 19 | 0 | 0 | 0 | 0 | 0
10 | 3 | 20 | 0 | 0 | 0 | 0 | 0
10 | 3 | 21 | 0 | 0 | 0 | 0 | 0
10 | 3 | 22 | 0 | 0 | 0 | 0 | 0
10 | 3 | 23 | 0 | 0 | 0 | 0 | 0
10 | 4 | 0 | 0 | 0 | 0 | 0 | 0
10 | 4 | 1 | 0 | 0 | 0 | 0 | 0
10 | 4 | 2 | 0 | 0 | 0 | 0 | 0
10 | 4 | 3 | 0 | 0 | 0 | 0 | 0
10 | 4 | 4 | 0 | 0 | 0 | 0 | 0
10 | 4 | 5 | 0 | 0 | 0 | 0 | 0
10 | 4 | 6 | 6908.581 | 6772.484 | 6226.166 | 5854.307 | 5854.307
10 | 4 | 7 | 78466.495 | 77723.661 | 59240.435 | 33573.126 | 24856.838
10 | 4 | 8 | 34861.817 | 34983.909 | 34573.517 | 33871.13 | 33288.233
10 | 4 | 9 | 182501.858 | 198213.81 | 184283.243 | 148010.852 | 105961.888
10 | 4 | 10 | 174529.085 | 193828.715 | 191887.22 | 169745.562 | 139678.086
10 | 4 | 11 | 212892.498 | 251572.078 | 263694.167 | 243085.219 | 200388.457
10 | 4 | 12 | 132926 | 152484.139 | 164370.564 | 161839.737 | 146315.095
10 | 4 | 13 | 126309.785 | 158916.722 | 185327.314 | 191621.706 | 174341.213
10 | 4 | 14 | 50937.399 | 53143.073 | 55427.911 | 56522.534 | 55803.351
10 | 4 | 15 | 38610.366 | 44139.388 | 51796.644 | 56483.516 | 55891.013
10 | 4 | 16 | 17425.989 | 18076.974 | 29967.565 | 40705.663 | 41910.529
10 | 4 | 17 | 0 | 0 | 0 | 0 | 0
10 | 4 | 18 | 0 | 0 | 0 | 0 | 0
10 | 4 | 19 | 0 | 0 | 0 | 0 | 0
10 | 4 | 20 | 0 | 0 | 0 | 0 | 0
10 | 4 | 21 | 0 | 0 | 0 | 0 | 0
10 | 4 | 22 | 0 | 0 | 0 | 0 | 0
10 | 4 | 23 | 0 | 0 | 0 | 0 | 0
10 | 5 | 0 | 0 | 0 | 0 | 0 | 0
10 | 5 | 1 | 0 | 0 | 0 | 0 | 0
10 | 5 | 2 | 0 | 0 | 0 | 0 | 0
10 | 5 | 3 | 0 | 0 | 0 | 0 | 0
10 | 5 | 4 | 0 | 0 | 0 | 0 | 0
10 | 5 | 5 | 0 | 0 | 0 | 0 | 0
10 | 5 | 6 | 2216.673 | 2216.673 | 2216.673 | 2216.673 | 2216.673
10 | 5 | 7 | 9891.256 | 9891.256 | 9891.256 | 9891.256 | 9891.256
10 | 5 | 8 | 35850.291 | 35973.549 | 35576.423 | 34891.719 | 34320.6
10 | 5 | 9 | 44682.67 | 44971.238 | 44722.157 | 44081.405 | 43424.409
10 | 5 | 10 | 64126.618 | 65292.364 | 65182.996 | 63862.574 | 62104.38
10 | 5 | 11 | 116576.042 | 125903.578 | 128922.74 | 123880.859 | 113707.287
10 | 5 | 12 | 51212.494 | 52048.941 | 52562.769 | 52452.912 | 51783.743
10 | 5 | 13 | 70401.796 | 73757.11 | 76561.564 | 77231.025 | 75373.741
10 | 5 | 14 | 41418.931 | 42208.44 | 43053.874 | 43459.878 | 43188.479
10 | 5 | 15 | 6142.393 | 6142.393 | 6142.393 | 6142.393 | 6142.393
10 | 5 | 16 | 12602.196 | 12620.704 | 12822.816 | 12980.735 | 13001.884
10 | 5 | 17 | 0 | 0 | 0 | 0 | 0
10 | 5 | 18 | 0 | 0 | 0 | 0 | 0
10 | 5 | 19 | 0 | 0 | 0 | 0 | 0
10 | 5 | 20 | 0 | 0 | 0 | 0 | 0
10 | 5 | 21 | 0 | 0 | 0 | 0 | 0
10 | 5 | 22 | 0 | 0 | 0 | 0 | 0
10 | 5 | 23 | 0 | 0 | 0 | 0 | 0
10 | 6 | 0 | 0 | 0 | 0 | 0 | 0
10 | 6 | 1 | 0 | 0 | 0 | 0 | 0
10 | 6 | 2 | 0 | 0 | 0 | 0 | 0
10 | 6 | 3 | 0 | 0 | 0 | 0 | 0
10 | 6 | 4 | 0 | 0 | 0 | 0 | 0
10 | 6 | 5 | 0 | 0 | 0 | 0 | 0
10 | 6 | 6 | 38760.093 | 36701.458 | 18197.124 | 3687.077 | 3687.077
10 | 6 | 7 | 170381.516 | 169017.206 | 112959.106 | 32831.172 | 11108.142
10 | 6 | 8 | 229408.743 | 242662.508 | 201330.825 | 119332.761 | 47017.922
10 | 6 | 9 | 259924.457 | 288230.199 | 264489.345 | 201132.883 | 125076.499
10 | 6 | 10 | 267748.23 | 309994.026 | 306385.461 | 258805.231 | 193015.02
10 | 6 | 11 | 252868.606 | 306638.586 | 323833.165 | 295405.088 | 236465.478
10 | 6 | 12 | 218340.309 | 280259.141 | 317228.787 | 309386.044 | 260835.611
10 | 6 | 13 | 162736.801 | 232356.485 | 286746.196 | 299358.941 | 263616.473
10 | 6 | 14 | 89099.581 | 165107.962 | 235155.152 | 266681.991 | 245304.007
10 | 6 | 15 | 18635.924 | 76428.487 | 163044.769 | 210793.79 | 204272.362
10 | 6 | 16 | 8498.719 | 9443.831 | 65527.162 | 120031.148 | 121497.594
10 | 6 | 17 | 0 | 0 | 0 | 0 | 0
10 | 6 | 18 | 0 | 0 | 0 | 0 | 0
10 | 6 | 19 | 0 | 0 | 0 | 0 | 0
10 | 6 | 20 | 0 | 0 | 0 | 0 | 0
10 | 6 | 21 | 0 | 0 | 0 | 0 | 0
10 | 6 | 22 | 0 | 0 | 0 | 0 | 0
10 | 6 | 23 | 0 | 0 | 0 | 0 | 0
10 | 7 | 0 | 0 | 0 | 0 | 0 | 0
10 | 7 | 1 | 0 | 0 | 0 | 0 | 0
10 | 7 | 2 | 0 | 0 | 0 | 0 | 0
10 | 7 | 3 | 0 | 0 | 0 | 0 | 0
10 | 7 | 4 | 0 | 0 | 0 | 0 | 0
10 | 7 | 5 | 0 | 0 | 0 | 0 | 0
10 | 7 | 6 | 29622.515 | 27972.64 | 14868.126 | 4428.784 | 4428.784
10 | 7 | 7 | 157414.999 | 156535.929 | 105569.6 | 32639.017 | 12715.512
10 | 7 | 8 | 216437.013 | 229072.965 | 191172.29 | 115159.953 | 47721.863
10 | 7 | 9 | 243090.891 | 269302.113 | 247916.656 | 189807.378 | 119315.608
10 | 7 | 10 | 249373.999 | 288216.819 | 285185.155 | 241806.067 | 180910.959
10 | 7 | 11 | 236004.692 | 285632.218 | 301522.818 | 275561.464 | 221177.781
10 | 7 | 12 | 204530.069 | 261384.521 | 295104.806 | 287955.709 | 243575.249
10 | 7 | 13 | 151716.249 | 217079.573 | 267545.033 | 279080.603 | 245853.848
10 | 7 | 14 | 82588.378 | 152870.708 | 217324.081 | 245943.617 | 226214.24
10 | 7 | 15 | 19588.736 | 71207.543 | 148528.823 | 190795.965 | 184778.261
10 | 7 | 16 | 8861.082 | 9606.331 | 59196.017 | 105668.254 | 107036.541
10 | 7 | 17 | 0 | 0 | 0 | 0 | 0
10 | 7 | 18 | 0 | 0 | 0 | 0 | 0
10 | 7 | 19 | 0 | 0 | 0 | 0 | 0
10 | 7 | 20 | 0 | 0 | 0 | 0 | 0
10 | 7 | 21 | 0 | 0 | 0 | 0 | 0
10 | 7 | 22 | 0 | 0 | 0 | 0 | 0
10 | 7 | 23 | 0 | 0 | 0 | 0 | 0
10 | 8 | 0 | 0 | 0 | 0 | 0 | 0
10 | 8 | 1 | 0 | 0 | 0 | 0 | 0
10 | 8 | 2 | 0 | 0 | 0 | 0 | 0
10 | 8 | 3 | 0 | 0 | 0 | 0 | 0
10 | 8 | 4 | 0 | 0 | 0 | 0 | 0
10 | 8 | 5 | 0 | 0 | 0 | 0 | 0
10 | 8 | 6 | 4614.785 | 4545.477 | 4237.362 | 4030.762 | 4030.762
10 | 8 | 7 | 14324.054 | 14324.054 | 14324.054 | 14324.054 | 14324.054
10 | 8 | 8 | 115566.354 | 120462.509 | 106427.617 | 79497.621 | 56247.633
10 | 8 | 9 | 186547.516 | 204659.116 | 190257.562 | 151302.265 | 105835.859
10 | 8 | 10 | 180472.858 | 202374.141 | 200799.055 | 176630.722 | 143460.803
10 | 8 | 11 | 204994.285 | 245062.35 | 258151.423 | 237073.275 | 193470.69
10 | 8 | 12 | 185766.396 | 235832.642 | 265981.182 | 259547.177 | 220025.31
10 | 8 | 13 | 126939.808 | 164626.208 | 194708.048 | 201628.797 | 181517.128
10 | 8 | 14 | 82300.926 | 148480.486 | 210306.841 | 237896.869 | 218529.297
10 | 8 | 15 | 34726.528 | 57344.797 | 90924.838 | 110290.126 | 107367.384
10 | 8 | 16 | 12078.692 | 12603.493 | 50728.569 | 85691.465 | 86899.392
10 | 8 | 17 | 0 | 0 | 0 | 0 | 0
10 | 8 | 18 | 0 | 0 | 0 | 0 | 0
10 | 8 | 19 | 0 | 0 | 0 | 0 | 0
10 | 8 | 20 | 0 | 0 | 0 | 0 | 0
10 | 8 | 21 | 0 | 0 | 0 | 0 | 0
10 | 8 | 22 | 0 | 0 | 0 | 0 | 0
10 | 8 | 23 | 0 | 0 | 0 | 0 | 0
10 | 9 | 0 | 0 | 0 | 0 | 0 | 0
10 | 9 | 1 | 0 | 0 | 0 | 0 | 0
10 | 9 | 2 | 0 | 0 | 0 | 0 | 0
10 | 9 | 3 | 0 | 0 | 0 | 0 | 0
10 | 9 | 4 | 0 | 0 | 0 | 0 | 0
10 | 9 | 5 | 0 | 0 | 0 | 0 | 0
10 | 9 | 6 | 21431.796 | 20182.392 | 10888.802 | 3133.74 | 3133.74
10 | 9 | 7 | 84551.977 | 84487.381 | 62469.006 | 31458.259 | 22427.298
10 | 9 | 8 | 160357.677 | 169663.237 | 143916.64 | 93223.565 | 49127.263
10 | 9 | 9 | 203623.891 | 225744.397 | 208617.801 | 161609.552 | 105755.121
10 | 9 | 10 | 184190.765 | 208153.575 | 206592.181 | 180376.586 | 144101.639
10 | 9 | 11 | 196945.221 | 235520.194 | 248197.98 | 228021.593 | 186126.583
10 | 9 | 12 | 171895.069 | 215911.103 | 242458.26 | 236777.652 | 201978.07
10 | 9 | 13 | 125415.593 | 167154.615 | 200262.096 | 207792.612 | 185570.064
10 | 9 | 14 | 75742.158 | 110246.091 | 143474.269 | 158473.447 | 147751.321
10 | 9 | 15 | 24755.4 | 67345.603 | 132615.469 | 169202.654 | 163491.808
10 | 9 | 16 | 14744.985 | 14995.57 | 32527.491 | 47765.847 | 48539.079
10 | 9 | 17 | 0 | 0 | 0 | 0 | 0
10 | 9 | 18 | 0 | 0 | 0 | 0 | 0
10 | 9 | 19 | 0 | 0 | 0 | 0 | 0
10 | 9 | 20 | 0 | 0 | 0 | 0 | 0
10 | 9 | 21 | 0 | 0 | 0 | 0 | 0
10 | 9 | 22 | 0 | 0 | 0 | 0 | 0
10 | 9 | 23 | 0 | 0 | 0 | 0 | 0
10 | 10 | 0 | 0 | 0 | 0 | 0 | 0
10 | 10 | 1 | 0 | 0 | 0 | 0 | 0
10 | 10 | 2 | 0 | 0 | 0 | 0 | 0
10 | 10 | 3 | 0 | 0 | 0 | 0 | 0
10 | 10 | 4 | 0 | 0 | 0 | 0 | 0
10 | 10 | 5 | 0 | 0 | 0 | 0 | 0
10 | 10 | 6 | 0 | 0 | 0 | 0 | 0
10 | 10 | 7 | 19180.674 | 19182.191 | 18871.441 | 18430.69 | 18224.475
10 | 10 | 8 | 27098.194 | 27152.837 | 27007.443 | 26747.228 | 26524.644
10 | 10 | 9 | 78791.803 | 82008.819 | 79579.2 | 72924.282 | 65631.636
10 | 10 | 10 | 89487.21 | 94572.76 | 94272.925 | 88762.782 | 81234.344
10 | 10 | 11 | 72973.847 | 75469.176 | 76305.169 | 74992.306 | 72299.372
10 | 10 | 12 | 115762.103 | 130416.92 | 139377.293 | 137446.787 | 125741.591
10 | 10 | 13 | 77491.231 | 86146.35 | 93257.987 | 94873.419 | 90050.09
10 | 10 | 14 | 61310.292 | 71412.741 | 81508.082 | 86120.792 | 82765.226
10 | 10 | 15 | 35350.159 | 42051.452 | 51681.55 | 57399.493 | 56454.421
10 | 10 | 16 | 13490.508 | 13508.086 | 14595.64 | 15430.476 | 15521.645
10 | 10 | 17 | 0 | 0 | 0 | 0 | 0
10 | 10 | 18 | 0 | 0 | 0 | 0 | 0
10 | 10 | 19 | 0 | 0 | 0 | 0 | 0
10 | 10 | 20 | 0 | 0 | 0 | 0 | 0
10 | 10 | 21 | 0 | 0 | 0 | 0 | 0
10 | 10 | 22 | 0 | 0 | 0 | 0 | 0
10 | 10 | 23 | 0 | 0 | 0 | 0 | 0
10 | 11 | 0 | 0 | 0 | 0 | 0 | 0
10 | 11 | 1 | 0 | 0 | 0 | 0 | 0
10 | 11 | 2 | 0 | 0 | 0 | 0 | 0
10 | 11 | 3 | 0 | 0 | 0 | 0 | 0
10 | 11 | 4 | 0 | 0 | 0 | 0 | 0
10 | 11 | 5 | 0 | 0 | 0 | 0 | 0
10 | 11 | 6 | 1966.286 | 1956.197 | 1907.38 | 1875.076 | 1875.076
10 | 11 | 7 | 21039.528 | 21045.626 | 20575.919 | 19905.94 | 19597.642
10 | 11 | 8 | 146061.375 | 154647.676 | 132498.684 | 88200.135 | 49365.915
10 | 11 | 9 | 130566.534 | 140387.04 | 133162.913 | 112995.456 | 89649.576
10 | 11 | 10 | 183996.751 | 208268.994 | 207000.568 | 180883.105 | 144090.963
10 | 11 | 11 | 136691.642 | 153720.984 | 159423.164 | 150557.37 | 132174.682
10 | 11 | 12 | 98188.848 | 107996.295 | 113991.845 | 112696.405 | 104859.681
10 | 11 | 13 | 70539.87 | 74815.615 | 78305.434 | 79090.153 | 76711.564
10 | 11 | 14 | 48681.108 | 50932.958 | 53237.671 | 54295.342 | 53512.932
10 | 11 | 15 | 27031.741 | 27687.045 | 28522.216 | 29047.946 | 28955.993
10 | 11 | 16 | 11758.605 | 11759.708 | 12332.039 | 12769.333 | 12814.859
10 | 11 | 17 | 0 | 0 | 0 | 0 | 0
10 | 11 | 18 | 0 | 0 | 0 | 0 | 0
10 | 11 | 19 | 0 | 0 | 0 | 0 | 0
10 | 11 | 20 | 0 | 0 | 0 | 0 | 0
10 | 11 | 21 | 0 | 0 | 0 | 0 | 0
10 | 11 | 22 | 0 | 0 | 0 | 0 | 0
10 | 11 | 23 | 0 | 0 | 0 | 0 | 0
10 | 12 | 0 | 0 | 0 | 0 | 0 | 0
10 | 12 | 1 | 0 | 0 | 0 | 0 | 0
10 | 12 | 2 | 0 | 0 | 0 | 0 | 0
10 | 12 | 3 | 0 | 0 | 0 | 0 | 0
10 | 12 | 4 | 0 | 0 | 0 | 0 | 0
10 | 12 | 5 | 0 | 0 | 0 | 0 | 0
10 | 12 | 6 | 12303.404 | 11531.952 | 6446.69 | 2054.398 | 2054.398
10 | 12 | 7 | 125104.394 | 125835.728 | 86899.829 | 30687.892 | 16516.288
10 | 12 | 8 | 41683.449 | 42011.186 | 41196.749 | 39717.273 | 38439.485
10 | 12 | 9 | 59624.613 | 60764.445 | 59946.438 | 57648.908 | 55120.286
10 | 12 | 10 | 71959.302 | 74096.636 | 73997.177 | 71718.993 | 68574.256
10 | 12 | 11 | 52683.445 | 53639.86 | 53963.875 | 53465.767 | 52437.207
10 | 12 | 12 | 57768.034 | 59383.327 | 60373.342 | 60158.564 | 58864.689
10 | 12 | 13 | 50224.239 | 51525.974 | 52609.163 | 52850.316 | 52108.213
10 | 12 | 14 | 65964.45 | 84376.572 | 102420.618 | 110470.396 | 104418.649
10 | 12 | 15 | 19612.883 | 63233.44 | 132084.355 | 169935.057 | 163345.93
10 | 12 | 16 | 11095.671 | 11095.671 | 44149.91 | 71372.381 | 72307.381
10 | 12 | 17 | 0 | 0 | 0 | 0 | 0
10 | 12 | 18 | 0 | 0 | 0 | 0 | 0
10 | 12 | 19 | 0 | 0 | 0 | 0 | 0
10 | 12 | 20 | 0 | 0 | 0 | 0 | 0
10 | 12 | 21 | 0 | 0 | 0 | 0 | 0
10 | 12 | 22 | 0 | 0 | 0 | 0 | 0
10 | 12 | 23 | 0 | 0 | 0 | 0 | 0
10 | 13 | 0 | 0 | 0 | 0 | 0 | 0
10 | 13 | 1 | 0 | 0 | 0 | 0 | 0
10 | 13 | 2 | 0 | 0 | 0 | 0 | 0
10 | 13 | 3 | 0 | 0 | 0 | 0 | 0
10 | 13 | 4 | 0 | 0 | 0 | 0 | 0
10 | 13 | 5 | 0 | 0 | 0 | 0 | 0
10 | 13 | 6 | 459.604 | 459.604 | 459.604 | 459.604 | 459.604
10 | 13 | 7 | 18875.906 | 18886.126 | 18536.049 | 18031.02 | 17806.583
10 | 13 | 8 | 28684.348 | 28777.891 | 28552.911 | 28141.284 | 27784.178
10 | 13 | 9 | 39113.305 | 39385.965 | 39195.11 | 38652.594 | 38076.292
10 | 13 | 10 | 53264.63 | 54135.942 | 54100.528 | 53179.136 | 51907.038
10 | 13 | 11 | 61021.439 | 62595.795 | 63131.912 | 62315.937 | 60625.581
10 | 13 | 12 | 53381.76 | 54653.487 | 55432.778 | 55263.114 | 54243.884
10 | 13 | 13 | 21602.82 | 21602.82 | 21602.82 | 21602.82 | 21602.82
10 | 13 | 14 | 25267.511 | 25338.718 | 25413.264 | 25447.478 | 25421.315
10 | 13 | 15 | 12086.743 | 12086.743 | 12086.743 | 12086.743 | 12086.743
10 | 13 | 16 | 10335.632 | 10335.632 | 10775.96 | 11118.789 | 11150.976
10 | 13 | 17 | 0 | 0 | 0 | 0 | 0
10 | 13 | 18 | 0 | 0 | 0 | 0 | 0
10 | 13 | 19 | 0 | 0 | 0 | 0 | 0
10 | 13 | 20 | 0 | 0 | 0 | 0 | 0
10 | 13 | 21 | 0 | 0 | 0 | 0 | 0
10 | 13 | 22 | 0 | 0 | 0 | 0 | 0
10 | 13 | 23 | 0 | 0 | 0 | 0 | 0
10 | 14 | 0 | 0 | 0 | 0 | 0 | 0
10 | 14 | 1 | 0 | 0 | 0 | 0 | 0
10 | 14 | 2 | 0 | 0 | 0 | 0 | 0
10 | 14 | 3 | 0 | 0 | 0 | 0 | 0
10 | 14 | 4 | 0 | 0 | 0 | 0 | 0
10 | 14 | 5 | 0 | 0 | 0 | 0 | 0
10 | 14 | 6 | 14647.768 | 13888.985 | 7944.969 | 1510.303 | 1510.303
10 | 14 | 7 | 144909.009 | 146515.789 | 97760.782 | 27214.89 | 11005.112
10 | 14 | 8 | 204713.688 | 220142.413 | 183974.493 | 107426.385 | 39413.166
10 | 14 | 9 | 232026.443 | 261146.24 | 241316.173 | 182911.105 | 109668.887
10 | 14 | 10 | 241349.707 | 284065.265 | 282591.89 | 237696.987 | 172360.089
10 | 14 | 11 | 229782.859 | 284490.766 | 302815.057 | 275111.992 | 216087.088
10 | 14 | 12 | 162728.687 | 204930.156 | 230368.698 | 224836.822 | 191380.27
10 | 14 | 13 | 119254.685 | 158955.803 | 189765.922 | 196425.518 | 175214.35
10 | 14 | 14 | 71188.49 | 147554.255 | 218395.639 | 248400.853 | 225113.986
10 | 14 | 15 | 14759.719 | 62596.077 | 142198.469 | 186080.061 | 177877.651
10 | 14 | 16 | 11359.652 | 11359.652 | 30998.305 | 46520.572 | 47099.366
10 | 14 | 17 | 0 | 0 | 0 | 0 | 0
10 | 14 | 18 | 0 | 0 | 0 | 0 | 0
10 | 14 | 19 | 0 | 0 | 0 | 0 | 0
10 | 14 | 20 | 0 | 0 | 0 | 0 | 0
10 | 14 | 21 | 0 | 0 | 0 | 0 | 0
10 | 14 | 22 | 0 | 0 | 0 | 0 | 0
10 | 14 | 23 | 0 | 0 | 0 | 0 | 0
10 | 15 | 0 | 0 | 0 | 0 | 0 | 0
10 | 15 | 1 | 0 | 0 | 0 | 0 | 0
10 | 15 | 2 | 0 | 0 | 0 | 0 | 0
10 | 15 | 3 | 0 | 0 | 0 | 0 | 0
10 | 15 | 4 | 0 | 0 | 0 | 0 | 0
10 | 15 | 5 | 0 | 0 | 0 | 0 | 0
10 | 15 | 6 | 0 | 0 | 0 | 0 | 0
10 | 15 | 7 | 14426.931 | 14427.276 | 14419.667 | 14408.56 | 14403.798
10 | 15 | 8 | 48896.311 | 49587.176 | 48026.154 | 45018.771 | 42392.432
10 | 15 | 9 | 42113.41 | 42453.897 | 42226.953 | 41565.55 | 40857.173
10 | 15 | 10 | 26823.423 | 26823.423 | 26823.423 | 26823.423 | 26823.423
10 | 15 | 11 | 58383.244 | 59659.501 | 60098.347 | 59442.802 | 58076.753
10 | 15 | 12 | 17137.103 | 17137.103 | 17137.103 | 17137.103 | 17137.103
10 | 15 | 13 | 64079.24 | 67359.173 | 70016.796 | 70589.377 | 68742.129
10 | 15 | 14 | 64668.562 | 82719.242 | 100395.631 | 108123.215 | 102018.646
10 | 15 | 15 | 23088.628 | 23439.952 | 23881.416 | 24154.383 | 24098.837
10 | 15 | 16 | 1797.643 | 1797.643 | 1797.643 | 1797.643 | 1797.643
10 | 15 | 17 | 0 | 0 | 0 | 0 | 0
10 | 15 | 18 | 0 | 0 | 0 | 0 | 0
10 | 15 | 19 | 0 | 0 | 0 | 0 | 0
10 | 15 | 20 | 0 | 0 | 0 | 0 | 0
10 | 15 | 21 | 0 | 0 | 0 | 0 | 0
10 | 15 | 22 | 0 | 0 | 0 | 0 | 0
10 | 15 | 23 | 0 | 0 | 0 | 0 | 0
10 | 16 | 0 | 0 | 0 | 0 | 0 | 0
10 | 16 | 1 | 0 | 0 | 0 | 0 | 0
10 | 16 | 2 | 0 | 0 | 0 | 0 | 0
10 | 16 | 3 | 0 | 0 | 0 | 0 | 0
10 | 16 | 4 | 0 | 0 | 0 | 0 | 0
10 | 16 | 5 | 0 | 0 | 0 | 0 | 0
10 | 16 | 6 | 12999.471 | 12346.928 | 7310.016 | 1234.973 | 1234.973
10 | 16 | 7 | 151656.224 | 154115.413 | 101870.636 | 26501.896 | 10581.001
10 | 16 | 8 | 216220.327 | 234104.452 | 194705.334 | 110290.229 | 35798.083
10 | 16 | 9 | 247957.913 | 281354.356 | 259682.167 | 194451.718 | 111594.745
10 | 16 | 10 | 164486.54 | 186389.87 | 185864.255 | 163207.161 | 130796.267
10 | 16 | 11 | 102766.4 | 111712.446 | 114798.348 | 110227.885 | 100662.708
10 | 16 | 12 | 122035.458 | 142109.423 | 154327.759 | 151638.44 | 135586.794
10 | 16 | 13 | 76374.438 | 85380.212 | 92638.523 | 94184.243 | 89115.544
10 | 16 | 14 | 69480.626 | 105149.994 | 139410.151 | 154082.085 | 142302.047
10 | 16 | 15 | 33597.297 | 41139.831 | 52625.985 | 59295.903 | 57930.165
10 | 16 | 16 | 6974.334 | 6974.334 | 48019.704 | 78425.608 | 79240.957
10 | 16 | 17 | 0 | 0 | 0 | 0 | 0
10 | 16 | 18 | 0 | 0 | 0 | 0 | 0
10 | 16 | 19 | 0 | 0 | 0 | 0 | 0
10 | 16 | 20 | 0 | 0 | 0 | 0 | 0
10 | 16 | 21 | 0 | 0 | 0 | 0 | 0
10 | 16 | 22 | 0 | 0 | 0 | 0 | 0
10 | 16 | 23 | 0 | 0 | 0 | 0 | 0
10 | 17 | 0 | 0 | 0 | 0 | 0 | 0
10 | 17 | 1 | 0 | 0 | 0 | 0 | 0
10 | 17 | 2 | 0 | 0 | 0 | 0 | 0
10 | 17 | 3 | 0 | 0 | 0 | 0 | 0
10 | 17 | 4 | 0 | 0 | 0 | 0 | 0
10 | 17 | 5 | 0 | 0 | 0 | 0 | 0
10 | 17 | 6 | 12750.908 | 12136.17 | 7153.142 | 1082.038 | 1082.038
10 | 17 | 7 | 103929.338 | 105704.434 | 73299.701 | 26312.663 | 15614.752
10 | 17 | 8 | 208758.205 | 225796.977 | 189199.966 | 108295.94 | 35251.484
10 | 17 | 9 | 235231.231 | 265858.998 | 246493.135 | 186585.114 | 108158.179
10 | 17 | 10 | 240839.499 | 284278.242 | 283470.838 | 238811.176 | 171494.417
10 | 17 | 11 | 226330.773 | 280489.713 | 298669.088 | 271862.044 | 213522.847
10 | 17 | 12 | 192614.812 | 254462.013 | 290685.246 | 282767.391 | 234588.245
10 | 17 | 13 | 136387.668 | 208389.035 | 260611.008 | 271306.03 | 235247.99
10 | 17 | 14 | 64939.1 | 141866.599 | 211945 | 240454.861 | 217227.22
10 | 17 | 15 | 12361.424 | 57556.059 | 135576.411 | 177809.018 | 169155.664
10 | 17 | 16 | 7254.642 | 7254.642 | 43623.478 | 69595.654 | 70301.102
10 | 17 | 17 | 0 | 0 | 0 | 0 | 0
10 | 17 | 18 | 0 | 0 | 0 | 0 | 0
10 | 17 | 19 | 0 | 0 | 0 | 0 | 0
10 | 17 | 20 | 0 | 0 | 0 | 0 | 0
10 | 17 | 21 | 0 | 0 | 0 | 0 | 0
10 | 17 | 22 | 0 | 0 | 0 | 0 | 0
10 | 17 | 23 | 0 | 0 | 0 | 0 | 0
10 | 18 | 0 | 0 | 0 | 0 | 0 | 0
10 | 18 | 1 | 0 | 0 | 0 | 0 | 0
10 | 18 | 2 | 0 | 0 | 0 | 0 | 0
10 | 18 | 3 | 0 | 0 | 0 | 0 | 0
10 | 18 | 4 | 0 | 0 | 0 | 0 | 0
10 | 18 | 5 | 0 | 0 | 0 | 0 | 0
10 | 18 | 6 | 9722.088 | 9217.396 | 5247.083 | 851.868 | 851.868
10 | 18 | 7 | 80891.354 | 82319.198 | 59482.096 | 26653.174 | 19165.424
10 | 18 | 8 | 204568.4 | 222262.707 | 185464.527 | 105381.257 | 34785.748
10 | 18 | 9 | 186153.335 | 209396.513 | 194989.607 | 150902.893 | 96080.014
10 | 18 | 10 | 210465.098 | 248743.954 | 248212.816 | 209159.711 | 151712.824
10 | 18 | 11 | 207257.22 | 258343.858 | 275840.47 | 250294.667 | 195590.809
10 | 18 | 12 | 167766.899 | 219379.295 | 250320.941 | 243471.434 | 202555.494
10 | 18 | 13 | 121445.78 | 182717.189 | 228590.269 | 238015.873 | 205901.718
10 | 18 | 14 | 62549.146 | 119844.56 | 173857.092 | 196265.85 | 177685.893
10 | 18 | 15 | 20818.703 | 49256.79 | 98110.805 | 125475.564 | 119608.771
10 | 18 | 16 | 8378.628 | 8378.628 | 37052.638 | 57145.883 | 57726.704
10 | 18 | 17 | 0 | 0 | 0 | 0 | 0
10 | 18 | 18 | 0 | 0 | 0 | 0 | 0
10 | 18 | 19 | 0 | 0 | 0 | 0 | 0
10 | 18 | 20 | 0 | 0 | 0 | 0 | 0
10 | 18 | 21 | 0 | 0 | 0 | 0 | 0
10 | 18 | 22 | 0 | 0 | 0 | 0 | 0
10 | 18 | 23 | 0 | 0 | 0 | 0 | 0
10 | 19 | 0 | 0 | 0 | 0 | 0 | 0
10 | 19 | 1 | 0 | 0 | 0 | 0 | 0
10 | 19 | 2 | 0 | 0 | 0 | 0 | 0
10 | 19 | 3 | 0 | 0 | 0 | 0 | 0
10 | 19 | 4 | 0 | 0 | 0 | 0 | 0
10 | 19 | 5 | 0 | 0 | 0 | 0 | 0
10 | 19 | 6 | 3705.825 | 3649.551 | 2854.478 | 1439.955 | 1439.955
10 | 19 | 7 | 125539.944 | 128422.495 | 86701.15 | 25921.29 | 13466.34
10 | 19 | 8 | 167156.141 | 181149.522 | 152819.371 | 90794.644 | 35710.786
10 | 19 | 9 | 168816.711 | 188773.359 | 176695.037 | 139071.506 | 91866.616
10 | 19 | 10 | 188180.454 | 219550.71 | 219264.796 | 187473.578 | 140172.861
10 | 19 | 11 | 169079.85 | 201696.916 | 212925.711 | 196656.611 | 161787.837
10 | 19 | 12 | 156146.392 | 200093.732 | 226282.48 | 220461.983 | 185731.038
10 | 19 | 13 | 100385.552 | 127475.799 | 148188.813 | 152418.496 | 137797.499
10 | 19 | 14 | 62298.85 | 109507.233 | 153729.053 | 171850.98 | 156583.519
10 | 19 | 15 | 27142.007 | 43528.474 | 70397.177 | 85586.648 | 82203.772
10 | 19 | 16 | 5755.946 | 5755.946 | 5755.946 | 5755.946 | 5755.946
10 | 19 | 17 | 0 | 0 | 0 | 0 | 0
10 | 19 | 18 | 0 | 0 | 0 | 0 | 0
10 | 19 | 19 | 0 | 0 | 0 | 0 | 0
10 | 19 | 20 | 0 | 0 | 0 | 0 | 0
10 | 19 | 21 | 0 | 0 | 0 | 0 | 0
10 | 19 | 22 | 0 | 0 | 0 | 0 | 0
10 | 19 | 23 | 0 | 0 | 0 | 0 | 0
10 | 20 | 0 | 0 | 0 | 0 | 0 | 0
10 | 20 | 1 | 0 | 0 | 0 | 0 | 0
10 | 20 | 2 | 0 | 0 | 0 | 0 | 0
10 | 20 | 3 | 0 | 0 | 0 | 0 | 0
10 | 20 | 4 | 0 | 0 | 0 | 0 | 0
10 | 20 | 5 | 0 | 0 | 0 | 0 | 0
10 | 20 | 6 | 4953.285 | 4857.649 | 3465.549 | 1034.405 | 1034.405
10 | 20 | 7 | 136418.622 | 140138.876 | 92489.001 | 22802.93 | 9389.48
10 | 20 | 8 | 195372.085 | 212925.259 | 178285.755 | 100621.544 | 31450.419
10 | 20 | 9 | 222446.501 | 253772.452 | 235277.382 | 176163.592 | 98529.928
10 | 20 | 10 | 227077.166 | 270292.259 | 270095.928 | 226586.477 | 160279.081
10 | 20 | 11 | 213900.403 | 267836.42 | 286230.19 | 259727.893 | 201946.141
10 | 20 | 12 | 181592.8 | 243269.972 | 279574.643 | 271487.654 | 223102.668
10 | 20 | 13 | 125813.191 | 198887.69 | 251759.96 | 262265.88 | 225079.376
10 | 20 | 14 | 58748.934 | 132015.386 | 199549.086 | 226558.709 | 203438.117
10 | 20 | 15 | 13000.66 | 52050.388 | 123756.363 | 162769.942 | 154004.517
10 | 20 | 16 | 7208.099 | 7208.099 | 34627.395 | 52456.746 | 52928.665
10 | 20 | 17 | 0 | 0 | 0 | 0 | 0
10 | 20 | 18 | 0 | 0 | 0 | 0 | 0
10 | 20 | 19 | 0 | 0 | 0 | 0 | 0
10 | 20 | 20 | 0 | 0 | 0 | 0 | 0
10 | 20 | 21 | 0 | 0 | 0 | 0 | 0
10 | 20 | 22 | 0 | 0 | 0 | 0 | 0
10 | 20 | 23 | 0 | 0 | 0 | 0 | 0
10 | 21 | 0 | 0 | 0 | 0 | 0 | 0
10 | 21 | 1 | 0 | 0 | 0 | 0 | 0
10 | 21 | 2 | 0 | 0 | 0 | 0 | 0
10 | 21 | 3 | 0 | 0 | 0 | 0 | 0
10 | 21 | 4 | 0 | 0 | 0 | 0 | 0
10 | 21 | 5 | 0 | 0 | 0 | 0 | 0
10 | 21 | 6 | 0 | 0 | 0 | 0 | 0
10 | 21 | 7 | 32253.604 | 32647.451 | 28312.22 | 21956.515 | 20207.039
10 | 21 | 8 | 93850.45 | 99633.842 | 88566.167 | 64967.605 | 44266.757
10 | 21 | 9 | 61913.17 | 63676.457 | 62653.016 | 59437.484 | 55702.572
10 | 21 | 10 | 100044.241 | 108213.915 | 108212.316 | 100040.363 | 88197.979
10 | 21 | 11 | 125360.231 | 143207.435 | 149435.018 | 140542.114 | 121541.526
10 | 21 | 12 | 163046.843 | 214054.893 | 243885.714 | 237206.094 | 197347.233
10 | 21 | 13 | 116281.191 | 174267.198 | 216261.243 | 224495.879 | 194824.082
10 | 21 | 14 | 57487.932 | 72065.143 | 86227.717 | 92134.3 | 86990.066
10 | 21 | 15 | 21536.877 | 49115.545 | 99030.858 | 126508.243 | 120108.116
10 | 21 | 16 | 8522.995 | 8522.995 | 11371.365 | 13462.503 | 13547.189
10 | 21 | 17 | 0 | 0 | 0 | 0 | 0
10 | 21 | 18 | 0 | 0 | 0 | 0 | 0
10 | 21 | 19 | 0 | 0 | 0 | 0 | 0
10 | 21 | 20 | 0 | 0 | 0 | 0 | 0
10 | 21 | 21 | 0 | 0 | 0 | 0 | 0
10 | 21 | 22 | 0 | 0 | 0 | 0 | 0
10 | 21 | 23 | 0 | 0 | 0 | 0 | 0
10 | 22 | 0 | 0 | 0 | 0 | 0 | 0
10 | 22 | 1 | 0 | 0 | 0 | 0 | 0
10 | 22 | 2 | 0 | 0 | 0 | 0 | 0
10 | 22 | 3 | 0 | 0 | 0 | 0 | 0
10 | 22 | 4 | 0 | 0 | 0 | 0 | 0
10 | 22 | 5 | 0 | 0 | 0 | 0 | 0
10 | 22 | 6 | 627.148 | 615.581 | 435.105 | 126.189 | 126.189
10 | 22 | 7 | 82659.725 | 85160.417 | 59642.533 | 22575.633 | 14977.978
10 | 22 | 8 | 132268.291 | 143221.49 | 122752.582 | 77841.28 | 38358.407
10 | 22 | 9 | 152278.895 | 170153.803 | 160024.941 | 127336.241 | 86235.971
10 | 22 | 10 | 121034.968 | 134752.836 | 134808.346 | 121169.912 | 101194.075
10 | 22 | 11 | 116727.106 | 132676.193 | 138279.794 | 130331.141 | 113386.109
10 | 22 | 12 | 119390.556 | 142613.158 | 156581.695 | 153403.801 | 134879.999
10 | 22 | 13 | 79863.876 | 93674.758 | 104381.421 | 106499.548 | 98803.936
10 | 22 | 14 | 57708.491 | 106295.773 | 152310.446 | 170856.454 | 154448.06
10 | 22 | 15 | 25155.033 | 40486.27 | 67623.649 | 82975.893 | 79242.123
10 | 22 | 16 | 7745.757 | 7745.757 | 8559.14 | 9214.446 | 9242.791
10 | 22 | 17 | 0 | 0 | 0 | 0 | 0
10 | 22 | 18 | 0 | 0 | 0 | 0 | 0
10 | 22 | 19 | 0 | 0 | 0 | 0 | 0
10 | 22 | 20 | 0 | 0 | 0 | 0 | 0
10 | 22 | 21 | 0 | 0 | 0 | 0 | 0
10 | 22 | 22 | 0 | 0 | 0 | 0 | 0
10 | 22 | 23 | 0 | 0 | 0 | 0 | 0
10 | 23 | 0 | 0 | 0 | 0 | 0 | 0
10 | 23 | 1 | 0 | 0 | 0 | 0 | 0
10 | 23 | 2 | 0 | 0 | 0 | 0 | 0
10 | 23 | 3 | 0 | 0 | 0 | 0 | 0
10 | 23 | 4 | 0 | 0 | 0 | 0 | 0
10 | 23 | 5 | 0 | 0 | 0 | 0 | 0
10 | 23 | 6 | 0 | 0 | 0 | 0 | 0
10 | 23 | 7 | 10427.631 | 10427.631 | 10427.631 | 10427.631 | 10427.631
10 | 23 | 8 | 75703.674 | 79951.072 | 72221.51 | 55835.699 | 41421.189
10 | 23 | 9 | 87547.153 | 93399.281 | 90146.89 | 79638.84 | 67094.088
10 | 23 | 10 | 118230.707 | 131705.859 | 131815.347 | 118496.66 | 98932.501
10 | 23 | 11 | 155919.287 | 186675.465 | 197435.109 | 182249.675 | 149546.922
10 | 23 | 12 | 130024.058 | 161071.501 | 179594.91 | 175358.073 | 150716.441
10 | 23 | 13 | 97474.013 | 130874.744 | 155961.443 | 160832.219 | 142768.503
10 | 23 | 14 | 56170.01 | 76821.483 | 96821.256 | 105009.466 | 97645.092
10 | 23 | 15 | 15521.146 | 47134.538 | 109231.93 | 143269.273 | 134923.804
10 | 23 | 16 | 6492.499 | 6492.499 | 26101.444 | 37986.285 | 38281.771
10 | 23 | 17 | 0 | 0 | 0 | 0 | 0
10 | 23 | 18 | 0 | 0 | 0 | 0 | 0
10 | 23 | 19 | 0 | 0 | 0 | 0 | 0
10 | 23 | 20 | 0 | 0 | 0 | 0 | 0
10 | 23 | 21 | 0 | 0 | 0 | 0 | 0
10 | 23 | 22 | 0 | 0 | 0 | 0 | 0
10 | 23 | 23 | 0 | 0 | 0 | 0 | 0
10 | 24 | 0 | 0 | 0 | 0 | 0 | 0
10 | 24 | 1 | 0 | 0 | 0 | 0 | 0
10 | 24 | 2 | 0 | 0 | 0 | 0 | 0
10 | 24 | 3 | 0 | 0 | 0 | 0 | 0
10 | 24 | 4 | 0 | 0 | 0 | 0 | 0
10 | 24 | 5 | 0 | 0 | 0 | 0 | 0
10 | 24 | 6 | 84.626 | 84.626 | 84.626 | 84.626 | 84.626
10 | 24 | 7 | 97677.526 | 101407.251 | 69004.296 | 21968.098 | 13497.853
10 | 24 | 8 | 24937.949 | 25035.717 | 24862.061 | 24518.786 | 24207.029
10 | 24 | 9 | 28166.127 | 28254.842 | 28206.538 | 28049.521 | 27875.787
10 | 24 | 10 | 14127.958 | 14127.958 | 14127.958 | 14127.958 | 14127.958
10 | 24 | 11 | 45185.794 | 45848.933 | 46084.446 | 45754.312 | 45052
10 | 24 | 12 | 44298.558 | 45028.843 | 45472.71 | 45370.026 | 44780.976
10 | 24 | 13 | 63952.759 | 68614.688 | 72258.75 | 72962.588 | 70313.89
10 | 24 | 14 | 2401.959 | 2401.959 | 2401.959 | 2401.959 | 2401.959
10 | 24 | 15 | 27588.19 | 32112.258 | 39535.376 | 43807.132 | 42686.78
10 | 24 | 16 | 6743.684 | 6743.684 | 16359.025 | 22531.258 | 22692.498
10 | 24 | 17 | 0 | 0 | 0 | 0 | 0
10 | 24 | 18 | 0 | 0 | 0 | 0 | 0
10 | 24 | 19 | 0 | 0 | 0 | 0 | 0
10 | 24 | 20 | 0 | 0 | 0 | 0 | 0
10 | 24 | 21 | 0 | 0 | 0 | 0 | 0
10 | 24 | 22 | 0 | 0 | 0 | 0 | 0
10 | 24 | 23 | 0 | 0 | 0 | 0 | 0
10 | 25 | 0 | 0 | 0 | 0 | 0 | 0
10 | 25 | 1 | 0 | 0 | 0 | 0 | 0
10 | 25 | 2 | 0 | 0 | 0 | 0 | 0
10 | 25 | 3 | 0 | 0 | 0 | 0 | 0
10 | 25 | 4 | 0 | 0 | 0 | 0 | 0
10 | 25 | 5 | 0 | 0 | 0 | 0 | 0
10 | 25 | 6 | 2053.865 | 2010.395 | 1254.188 | 22.853 | 22.853
10 | 25 | 7 | 139874.508 | 145609.161 | 94747.349 | 20221.344 | 8615.845
10 | 25 | 8 | 207668.913 | 229728.859 | 191323.197 | 102810.22 | 26050.666
10 | 25 | 9 | 238460.165 | 276302.4 | 256191.148 | 188167.536 | 99387.048
10 | 25 | 10 | 246172.966 | 298995.645 | 299822.628 | 248214.729 | 168566.859
10 | 25 | 11 | 229807.56 | 294733.823 | 317413.397 | 285717.458 | 216700.875
10 | 25 | 12 | 190625.699 | 264215.152 | 307221.635 | 297271.567 | 239666.068
10 | 25 | 13 | 128493.32 | 213062.997 | 273483.255 | 284826.013 | 241042.066
10 | 25 | 14 | 53309.74 | 138343.788 | 218124.693 | 249034.121 | 220338.641
10 | 25 | 15 | 11282.895 | 50045.184 | 133383.597 | 179085.203 | 167311.875
10 | 25 | 16 | 4588.348 | 4588.348 | 34036.469 | 48906.299 | 49158.824
10 | 25 | 17 | 0 | 0 | 0 | 0 | 0
10 | 25 | 18 | 0 | 0 | 0 | 0 | 0
10 | 25 | 19 | 0 | 0 | 0 | 0 | 0
10 | 25 | 20 | 0 | 0 | 0 | 0 | 0
10 | 25 | 21 | 0 | 0 | 0 | 0 | 0
10 | 25 | 22 | 0 | 0 | 0 | 0 | 0
10 | 25 | 23 | 0 | 0 | 0 | 0 | 0
10 | 26 | 0 | 0 | 0 | 0 | 0 | 0
10 | 26 | 1 | 0 | 0 | 0 | 0 | 0
10 | 26 | 2 | 0 | 0 | 0 | 0 | 0
10 | 26 | 3 | 0 | 0 | 0 | 0 | 0
10 | 26 | 4 | 0 | 0 | 0 | 0 | 0
10 | 26 | 5 | 0 | 0 | 0 | 0 | 0
10 | 26 | 6 | 0 | 0 | 0 | 0 | 0
10 | 26 | 7 | 140872.616 | 145398.015 | 95776.356 | 20444.856 | 9134.689
10 | 26 | 8 | 209951.002 | 232723.309 | 193955.095 | 103751.738 | 25634.769
10 | 26 | 9 | 238924.069 | 277210.124 | 257274.267 | 188869.586 | 99329.738
10 | 26 | 10 | 246430.18 | 299572.086 | 300592.434 | 248953.437 | 168692.184
10 | 26 | 11 | 230019.173 | 295193.861 | 317971.716 | 286281.243 | 217029.071
10 | 26 | 12 | 191366.875 | 266200.217 | 309639.765 | 299518.858 | 241169.919
10 | 26 | 13 | 127911.569 | 213810.105 | 274657.175 | 285903.979 | 241625.468
10 | 26 | 14 | 52484.864 | 138367.023 | 218749.107 | 249543.412 | 220493.75
10 | 26 | 15 | 26741.095 | 37639.829 | 58735.327 | 70624.484 | 67403.585
10 | 26 | 16 | 6261.354 | 6261.354 | 8025.276 | 9314.105 | 9342.442
10 | 26 | 17 | 0 | 0 | 0 | 0 | 0
10 | 26 | 18 | 0 | 0 | 0 | 0 | 0
10 | 26 | 19 | 0 | 0 | 0 | 0 | 0
10 | 26 | 20 | 0 | 0 | 0 | 0 | 0
10 | 26 | 21 | 0 | 0 | 0 | 0 | 0
10 | 26 | 22 | 0 | 0 | 0 | 0 | 0
10 | 26 | 23 | 0 | 0 | 0 | 0 | 0
10 | 27 | 0 | 0 | 0 | 0 | 0 | 0
10 | 27 | 1 | 0 | 0 | 0 | 0 | 0
10 | 27 | 2 | 0 | 0 | 0 | 0 | 0
10 | 27 | 3 | 0 | 0 | 0 | 0 | 0
10 | 27 | 4 | 0 | 0 | 0 | 0 | 0
10 | 27 | 5 | 0 | 0 | 0 | 0 | 0
10 | 27 | 6 | 0 | 0 | 0 | 0 | 0
10 | 27 | 7 | 137495.302 | 140677.319 | 93788.683 | 19648.163 | 8909.853
10 | 27 | 8 | 203929.284 | 226195.838 | 189072.075 | 101258.473 | 24795.197
10 | 27 | 9 | 233896.746 | 271423.005 | 252296.035 | 185295.817 | 96349.341
10 | 27 | 10 | 239538.928 | 290747.222 | 291898.506 | 242414.848 | 164128.661
10 | 27 | 11 | 222744.758 | 285129.363 | 306778.324 | 276758.95 | 210380.252
10 | 27 | 12 | 183468.781 | 253314.559 | 293258.517 | 283906.648 | 229960.252
10 | 27 | 13 | 122914.787 | 205416.542 | 262924.024 | 273327.976 | 231426.069
10 | 27 | 14 | 51928.751 | 132836.768 | 207623.156 | 235729.286 | 208790.591
10 | 27 | 15 | 11632.152 | 47176.413 | 125319.328 | 167450.803 | 156089.623
10 | 27 | 16 | 4824.403 | 4824.403 | 27613.102 | 38199.607 | 38334.757
10 | 27 | 17 | 0 | 0 | 0 | 0 | 0
10 | 27 | 18 | 0 | 0 | 0 | 0 | 0
10 | 27 | 19 | 0 | 0 | 0 | 0 | 0
10 | 27 | 20 | 0 | 0 | 0 | 0 | 0
10 | 27 | 21 | 0 | 0 | 0 | 0 | 0
10 | 27 | 22 | 0 | 0 | 0 | 0 | 0
10 | 27 | 23 | 0 | 0 | 0 | 0 | 0
10 | 28 | 0 | 0 | 0 | 0 | 0 | 0
10 | 28 | 1 | 0 | 0 | 0 | 0 | 0
10 | 28 | 2 | 0 | 0 | 0 | 0 | 0
10 | 28 | 3 | 0 | 0 | 0 | 0 | 0
10 | 28 | 4 | 0 | 0 | 0 | 0 | 0
10 | 28 | 5 | 0 | 0 | 0 | 0 | 0
10 | 28 | 6 | 0 | 0 | 0 | 0 | 0
10 | 28 | 7 | 124475.209 | 126374.118 | 85474.55 | 18766.26 | 9123.398
10 | 28 | 8 | 190678.513 | 211800.827 | 177348.236 | 95769.933 | 25294.357
10 | 28 | 9 | 218825.88 | 254465.627 | 236627.89 | 173696.899 | 91205.143
10 | 28 | 10 | 226593.983 | 276239.207 | 277521.094 | 229770.866 | 154763.21
10 | 28 | 11 | 211535.953 | 272541.969 | 293903.133 | 264419.579 | 199661.844
10 | 28 | 12 | 175705.106 | 245011.131 | 284838.691 | 275411.056 | 221648.49
10 | 28 | 13 | 116483.506 | 197548.019 | 254497.719 | 264716.159 | 222868.217
10 | 28 | 14 | 47954.157 | 126399.988 | 199971.616 | 227674.527 | 200690.745
10 | 28 | 15 | 11955.727 | 44267.852 | 117560.514 | 157613.221 | 146489.204
10 | 28 | 16 | 4287 | 4287 | 23954.534 | 32752.912 | 32838.493
10 | 28 | 17 | 0 | 0 | 0 | 0 | 0
10 | 28 | 18 | 0 | 0 | 0 | 0 | 0
10 | 28 | 19 | 0 | 0 | 0 | 0 | 0
10 | 28 | 20 | 0 | 0 | 0 | 0 | 0
10 | 28 | 21 | 0 | 0 | 0 | 0 | 0
10 | 28 | 22 | 0 | 0 | 0 | 0 | 0
10 | 28 | 23 | 0 | 0 | 0 | 0 | 0
10 | 29 | 0 | 0 | 0 | 0 | 0 | 0
10 | 29 | 1 | 0 | 0 | 0 | 0 | 0
10 | 29 | 2 | 0 | 0 | 0 | 0 | 0
10 | 29 | 3 | 0 | 0 | 0 | 0 | 0
10 | 29 | 4 | 0 | 0 | 0 | 0 | 0
10 | 29 | 5 | 0 | 0 | 0 | 0 | 0
10 | 29 | 6 | 0 | 0 | 0 | 0 | 0
10 | 29 | 7 | 69243.966 | 70412 | 51066.338 | 19023.912 | 13686.585
10 | 29 | 8 | 170763.859 | 189494.224 | 159574.175 | 88737.053 | 27598.214
10 | 29 | 9 | 202185.341 | 234749.394 | 218760.557 | 161593.074 | 86774.831
10 | 29 | 10 | 209005.284 | 253950.043 | 255247.748 | 212229.822 | 144271.154
10 | 29 | 11 | 193723.598 | 247853.658 | 266764.415 | 240743.982 | 183269.488
10 | 29 | 12 | 160924.928 | 222705.939 | 257818.98 | 249454.245 | 201829.69
10 | 29 | 13 | 107160.823 | 177743.209 | 226799.15 | 235425.363 | 199290.602
10 | 29 | 14 | 46840.409 | 113254.585 | 175062.732 | 198032.022 | 175298.953
10 | 29 | 15 | 14959.384 | 41489.179 | 101593.799 | 134205.606 | 124932.332
10 | 29 | 16 | 4015.403 | 4015.403 | 17342.093 | 23878.964 | 23919.493
10 | 29 | 17 | 0 | 0 | 0 | 0 | 0
10 | 29 | 18 | 0 | 0 | 0 | 0 | 0
10 | 29 | 19 | 0 | 0 | 0 | 0 | 0
10 | 29 | 20 | 0 | 0 | 0 | 0 | 0
10 | 29 | 21 | 0 | 0 | 0 | 0 | 0
10 | 29 | 22 | 0 | 0 | 0 | 0 | 0
10 | 29 | 23 | 0 | 0 | 0 | 0 | 0
10 | 30 | 0 | 0 | 0 | 0 | 0 | 0
10 | 30 | 1 | 0 | 0 | 0 | 0 | 0
10 | 30 | 2 | 0 | 0 | 0 | 0 | 0
10 | 30 | 3 | 0 | 0 | 0 | 0 | 0
10 | 30 | 4 | 0 | 0 | 0 | 0 | 0
10 | 30 | 5 | 0 | 0 | 0 | 0 | 0
10 | 30 | 6 | 0 | 0 | 0 | 0 | 0
10 | 30 | 7 | 78023.609 | 79371.509 | 58390.296 | 22351.416 | 16607.335
10 | 30 | 8 | 52497.308 | 54757.505 | 51228.184 | 43513.862 | 36677.707
10 | 30 | 9 | 98629.156 | 107992.973 | 103460.355 | 87448.395 | 67874.942
10 | 30 | 10 | 152630.716 | 178503.194 | 179332.013 | 154663.631 | 116439.522
10 | 30 | 11 | 151759.892 | 183653.608 | 194957.857 | 179472.261 | 145724.901
10 | 30 | 12 | 114132.447 | 139746.753 | 154738.291 | 151106.629 | 130892.073
10 | 30 | 13 | 98645.419 | 153621.716 | 192493.151 | 199276.648 | 170382.884
10 | 30 | 14 | 50389.824 | 84491.496 | 117072.701 | 129458.353 | 117002.67
10 | 30 | 15 | 15925.819 | 36372.051 | 82850.687 | 108297.855 | 100829.545
10 | 30 | 16 | 3808.313 | 3808.313 | 10454.475 | 14193.762 | 14199.432
10 | 30 | 17 | 0 | 0 | 0 | 0 | 0
10 | 30 | 18 | 0 | 0 | 0 | 0 | 0
10 | 30 | 19 | 0 | 0 | 0 | 0 | 0
10 | 30 | 20 | 0 | 0 | 0 | 0 | 0
10 | 30 | 21 | 0 | 0 | 0 | 0 | 0
10 | 30 | 22 | 0 | 0 | 0 | 0 | 0
10 | 30 | 23 | 0 | 0 | 0 | 0 | 0
10 | 31 | 0 | 0 | 0 | 0 | 0 | 0
10 | 31 | 1 | 0 | 0 | 0 | 0 | 0
10 | 31 | 2 | 0 | 0 | 0 | 0 | 0
10 | 31 | 3 | 0 | 0 | 0 | 0 | 0
10 | 31 | 4 | 0 | 0 | 0 | 0 | 0
10 | 31 | 5 | 0 | 0 | 0 | 0 | 0
10 | 31 | 6 | 0 | 0 | 0 | 0 | 0
10 | 31 | 7 | 65183.864 | 66431.948 | 48859.288 | 17874.372 | 13091.144
10 | 31 | 8 | 114789.36 | 126008.942 | 108806.931 | 68515.107 | 34148.134
10 | 31 | 9 | 138711.869 | 157284.584 | 148462.001 | 116654.193 | 76467.182
10 | 31 | 10 | 145185.705 | 169481.799 | 170331.399 | 147255.998 | 111750.384
10 | 31 | 11 | 152748.874 | 187307.526 | 199622.651 | 182804.654 | 146289.559
10 | 31 | 12 | 141655.871 | 192572.794 | 221947.657 | 214779.241 | 174992.825
10 | 31 | 13 | 93424.086 | 135360.566 | 165626.809 | 170874.875 | 148155.852
10 | 31 | 14 | 49364.083 | 89720.25 | 128520.933 | 143155.415 | 128202.658
10 | 31 | 15 | 21338.885 | 33234.297 | 59221.596 | 73741.697 | 69264.766
10 | 31 | 16 | 3095.781 | 3095.781 | 6283.936 | 8158.933 | 8152.271
10 | 31 | 17 | 0 | 0 | 0 | 0 | 0
10 | 31 | 18 | 0 | 0 | 0 | 0 | 0
10 | 31 | 19 | 0 | 0 | 0 | 0 | 0
10 | 31 | 20 | 0 | 0 | 0 | 0 | 0
10 | 31 | 21 | 0 | 0 | 0 | 0 | 0
10 | 31 | 22 | 0 | 0 | 0 | 0 | 0
10 | 31 | 23 | 0 | 0 | 0 | 0 | 0
11 | 1 | 0 | 0 | 0 | 0 | 0 | 0
11 | 1 | 1 | 0 | 0 | 0 | 0 | 0
11 | 1 | 2 | 0 | 0 | 0 | 0 | 0
11 | 1 | 3 | 0 | 0 | 0 | 0 | 0
11 | 1 | 4 | 0 | 0 | 0 | 0 | 0
11 | 1 | 5 | 0 | 0 | 0 | 0 | 0
11 | 1 | 6 | 0 | 0 | 0 | 0 | 0
11 | 1 | 7 | 117832.098 | 119633.839 | 84234.907 | 17006.873 | 8909.808
11 | 1 | 8 | 192913.759 | 216177.583 | 181111.573 | 95596.703 | 23160.786
11 | 1 | 9 | 229071.623 | 269216.324 | 250541.997 | 181111.018 | 89388.427
11 | 1 | 10 | 235373.195 | 289284.564 | 291293.031 | 240362.063 | 158455.693
11 | 1 | 11 | 220098.095 | 286114.645 | 309317.476 | 277657.849 | 207701.198
11 | 1 | 12 | 180593.471 | 257188.022 | 300382.335 | 289783.688 | 230866.512
11 | 1 | 13 | 118130.953 | 205973.855 | 266232.024 | 276390.952 | 231196.748
11 | 1 | 14 | 44817.272 | 130196.654 | 210479.203 | 239608.929 | 209363.765
11 | 1 | 15 | 10732.173 | 43136.041 | 125588.174 | 170269.39 | 156403.998
11 | 1 | 16 | 2325.388 | 2325.388 | 16432.568 | 21860.979 | 21822.679
11 | 1 | 17 | 0 | 0 | 0 | 0 | 0
11 | 1 | 18 | 0 | 0 | 0 | 0 | 0
11 | 1 | 19 | 0 | 0 | 0 | 0 | 0
11 | 1 | 20 | 0 | 0 | 0 | 0 | 0
11 | 1 | 21 | 0 | 0 | 0 | 0 | 0
11 | 1 | 22 | 0 | 0 | 0 | 0 | 0
11 | 1 | 23 | 0 | 0 | 0 | 0 | 0
11 | 2 | 0 | 0 | 0 | 0 | 0 | 0
11 | 2 | 1 | 0 | 0 | 0 | 0 | 0
11 | 2 | 2 | 0 | 0 | 0 | 0 | 0
11 | 2 | 3 | 0 | 0 | 0 | 0 | 0
11 | 2 | 4 | 0 | 0 | 0 | 0 | 0
11 | 2 | 5 | 0 | 0 | 0 | 0 | 0
11 | 2 | 6 | 0 | 0 | 0 | 0 | 0
11 | 2 | 7 | 117117.822 | 118846.217 | 84721.848 | 16544.685 | 9015.545
11 | 2 | 8 | 192525.609 | 216326.56 | 181084.218 | 94119.786 | 20706.674
11 | 2 | 9 | 224996.755 | 265066.351 | 246746.445 | 177711.418 | 86269.67
11 | 2 | 10 | 228913.368 | 281934.523 | 284042.951 | 234148.109 | 153609.626
11 | 2 | 11 | 212002.769 | 276115.654 | 298708.62 | 267946.046 | 200056.638
11 | 2 | 12 | 172905.353 | 247265.393 | 289131.097 | 278749.698 | 221534.715
11 | 2 | 13 | 111334.249 | 197029.893 | 255826.96 | 265587.102 | 221236.632
11 | 2 | 14 | 42875.542 | 122180.738 | 196955.58 | 223896.923 | 195474.733
11 | 2 | 15 | 23981.556 | 28328.246 | 37426.723 | 42513.616 | 40829.409
11 | 2 | 16 | 1980.757 | 1980.757 | 2064.785 | 2142.976 | 2141.769
11 | 2 | 17 | 0 | 0 | 0 | 0 | 0
11 | 2 | 18 | 0 | 0 | 0 | 0 | 0
11 | 2 | 19 | 0 | 0 | 0 | 0 | 0
11 | 2 | 20 | 0 | 0 | 0 | 0 | 0
11 | 2 | 21 | 0 | 0 | 0 | 0 | 0
11 | 2 | 22 | 0 | 0 | 0 | 0 | 0
11 | 2 | 23 | 0 | 0 | 0 | 0 | 0
11 | 3 | 0 | 0 | 0 | 0 | 0 | 0
11 | 3 | 1 | 0 | 0 | 0 | 0 | 0
11 | 3 | 2 | 0 | 0 | 0 | 0 | 0
11 | 3 | 3 | 0 | 0 | 0 | 0 | 0
11 | 3 | 4 | 0 | 0 | 0 | 0 | 0
11 | 3 | 5 | 0 | 0 | 0 | 0 | 0
11 | 3 | 6 | 0 | 0 | 0 | 0 | 0
11 | 3 | 7 | 1285.461 | 1285.461 | 1285.461 | 1285.461 | 1285.461
11 | 3 | 8 | 1948.109 | 1948.109 | 1948.109 | 1948.109 | 1948.109
11 | 3 | 9 | 3140.865 | 3140.865 | 3140.865 | 3140.865 | 3140.865
11 | 3 | 10 | 44934.999 | 45609.106 | 45637.941 | 45004.608 | 44080.19
11 | 3 | 11 | 39150.67 | 39573.8 | 39726.529 | 39519.366 | 39073.697
11 | 3 | 12 | 45146.766 | 46024.559 | 46551.207 | 46418.145 | 45703.339
11 | 3 | 13 | 37391.774 | 38072.428 | 38617.908 | 38708.588 | 38291.325
11 | 3 | 14 | 23512.585 | 23645.415 | 23776.696 | 23829.517 | 23772.926
11 | 3 | 15 | 25784.598 | 41294.509 | 77697.192 | 97722.91 | 90995.548
11 | 3 | 16 | 1923.262 | 1923.262 | 3811.714 | 5006.358 | 4983.356
11 | 3 | 17 | 0 | 0 | 0 | 0 | 0
11 | 3 | 18 | 0 | 0 | 0 | 0 | 0
11 | 3 | 19 | 0 | 0 | 0 | 0 | 0
11 | 3 | 20 | 0 | 0 | 0 | 0 | 0
11 | 3 | 21 | 0 | 0 | 0 | 0 | 0
11 | 3 | 22 | 0 | 0 | 0 | 0 | 0
11 | 3 | 23 | 0 | 0 | 0 | 0 | 0
11 | 4 | 0 | 0 | 0 | 0 | 0 | 0
11 | 4 | 1 | 0 | 0 | 0 | 0 | 0
11 | 4 | 2 | 0 | 0 | 0 | 0 | 0
11 | 4 | 3 | 0 | 0 | 0 | 0 | 0
11 | 4 | 4 | 0 | 0 | 0 | 0 | 0
11 | 4 | 5 | 0 | 0 | 0 | 0 | 0
11 | 4 | 6 | 0 | 0 | 0 | 0 | 0
11 | 4 | 7 | 96499.386 | 98299.817 | 72542.225 | 17238.696 | 11279.81
11 | 4 | 8 | 178367.376 | 200707.317 | 168740.082 | 88712.939 | 21379.216
11 | 4 | 9 | 213123.238 | 250695.366 | 234096.357 | 169604.699 | 83207.193
11 | 4 | 10 | 219512.038 | 270376.475 | 272614.452 | 225147.532 | 146640.207
11 | 4 | 11 | 203930.695 | 264619.66 | 285739.669 | 257022.288 | 192596.495
11 | 4 | 12 | 164493.792 | 234764.351 | 273233.904 | 263553.221 | 210330.775
11 | 4 | 13 | 107587.347 | 188202.074 | 241692.12 | 250168.203 | 209629.488
11 | 4 | 14 | 40964.252 | 117677.671 | 188551.894 | 213199.606 | 186343.043
11 | 4 | 15 | 13058.195 | 39062.87 | 107252.74 | 143691.123 | 131294.343
11 | 4 | 16 | 2193.911 | 2193.911 | 10089.511 | 14015.418 | 13928.124
11 | 4 | 17 | 0 | 0 | 0 | 0 | 0
11 | 4 | 18 | 0 | 0 | 0 | 0 | 0
11 | 4 | 19 | 0 | 0 | 0 | 0 | 0
11 | 4 | 20 | 0 | 0 | 0 | 0 | 0
11 | 4 | 21 | 0 | 0 | 0 | 0 | 0
11 | 4 | 22 | 0 | 0 | 0 | 0 | 0
11 | 4 | 23 | 0 | 0 | 0 | 0 | 0
11 | 5 | 0 | 0 | 0 | 0 | 0 | 0
11 | 5 | 1 | 0 | 0 | 0 | 0 | 0
11 | 5 | 2 | 0 | 0 | 0 | 0 | 0
11 | 5 | 3 | 0 | 0 | 0 | 0 | 0
11 | 5 | 4 | 0 | 0 | 0 | 0 | 0
11 | 5 | 5 | 0 | 0 | 0 | 0 | 0
11 | 5 | 6 | 0 | 0 | 0 | 0 | 0
11 | 5 | 7 | 0 | 0 | 0 | 0 | 0
11 | 5 | 8 | 2581.241 | 2581.241 | 2581.241 | 2581.241 | 2581.241
11 | 5 | 9 | 6709.247 | 6709.247 | 6709.247 | 6709.247 | 6709.247
11 | 5 | 10 | 19184.263 | 19184.263 | 19184.263 | 19184.263 | 19184.263
11 | 5 | 11 | 41237.658 | 41788.795 | 41987.899 | 41718.354 | 41138.035
11 | 5 | 12 | 42427.474 | 43173.033 | 43618.879 | 43503.838 | 42895.3
11 | 5 | 13 | 30542.944 | 30810.667 | 31024.239 | 31058.528 | 30893.44
11 | 5 | 14 | 19690.537 | 19690.537 | 19690.537 | 19690.537 | 19690.537
11 | 5 | 15 | 26009.898 | 40015.294 | 73538.004 | 91984.148 | 85407.263
11 | 5 | 16 | 1380.976 | 1380.976 | 1409.748 | 1437.007 | 1436.112
11 | 5 | 17 | 0 | 0 | 0 | 0 | 0
11 | 5 | 18 | 0 | 0 | 0 | 0 | 0
11 | 5 | 19 | 0 | 0 | 0 | 0 | 0
11 | 5 | 20 | 0 | 0 | 0 | 0 | 0
11 | 5 | 21 | 0 | 0 | 0 | 0 | 0
11 | 5 | 22 | 0 | 0 | 0 | 0 | 0
11 | 5 | 23 | 0 | 0 | 0 | 0 | 0
11 | 6 | 0 | 0 | 0 | 0 | 0 | 0
11 | 6 | 1 | 0 | 0 | 0 | 0 | 0
11 | 6 | 2 | 0 | 0 | 0 | 0 | 0
11 | 6 | 3 | 0 | 0 | 0 | 0 | 0
11 | 6 | 4 | 0 | 0 | 0 | 0 | 0
11 | 6 | 5 | 0 | 0 | 0 | 0 | 0
11 | 6 | 6 | 0 | 0 | 0 | 0 | 0
11 | 6 | 7 | 6995.457 | 6995.457 | 6995.457 | 6995.457 | 6995.457
11 | 6 | 8 | 20298.223 | 20335.383 | 20284.035 | 20174.266 | 20070.386
11 | 6 | 9 | 45989.501 | 46854.988 | 46480.974 | 45086.694 | 43489.23
11 | 6 | 10 | 46991.923 | 47820.978 | 47861.698 | 47090.218 | 45958.622
11 | 6 | 11 | 48600.493 | 49573.403 | 49924.986 | 49449.212 | 48424.884
11 | 6 | 12 | 81029.071 | 91821.541 | 98125.569 | 96481.941 | 87847.17
11 | 6 | 13 | 94432.209 | 156343.41 | 199163.117 | 205838.619 | 172735.528
11 | 6 | 14 | 39080.074 | 101437.27 | 161186.437 | 182289.352 | 158568.702
11 | 6 | 15 | 8766.135 | 33439.99 | 103649.547 | 141692.544 | 127940.557
11 | 6 | 16 | 1423.514 | 1423.514 | 8613.548 | 12286.245 | 12168.768
11 | 6 | 17 | 0 | 0 | 0 | 0 | 0
11 | 6 | 18 | 0 | 0 | 0 | 0 | 0
11 | 6 | 19 | 0 | 0 | 0 | 0 | 0
11 | 6 | 20 | 0 | 0 | 0 | 0 | 0
11 | 6 | 21 | 0 | 0 | 0 | 0 | 0
11 | 6 | 22 | 0 | 0 | 0 | 0 | 0
11 | 6 | 23 | 0 | 0 | 0 | 0 | 0
11 | 7 | 0 | 0 | 0 | 0 | 0 | 0
11 | 7 | 1 | 0 | 0 | 0 | 0 | 0
11 | 7 | 2 | 0 | 0 | 0 | 0 | 0
11 | 7 | 3 | 0 | 0 | 0 | 0 | 0
11 | 7 | 4 | 0 | 0 | 0 | 0 | 0
11 | 7 | 5 | 0 | 0 | 0 | 0 | 0
11 | 7 | 6 | 0 | 0 | 0 | 0 | 0
11 | 7 | 7 | 92610.928 | 94589.665 | 71140.84 | 12424.044 | 7296.829
11 | 7 | 8 | 172730.811 | 196079.392 | 163937.645 | 82595.609 | 15956.267
11 | 7 | 9 | 204277.525 | 242957.214 | 226596.835 | 161134.478 | 74047.939
11 | 7 | 10 | 212057.125 | 264317.587 | 266935.833 | 218572.096 | 138650.134
11 | 7 | 11 | 197194.677 | 261059.649 | 283575.417 | 253033.673 | 184893.106
11 | 7 | 12 | 159186.421 | 234898.915 | 276612.115 | 265703.062 | 207840.338
11 | 7 | 13 | 100523.304 | 186819.903 | 244683.76 | 253487.589 | 208628.702
11 | 7 | 14 | 34614.049 | 114006.206 | 189769.128 | 215886.334 | 186052.777
11 | 7 | 15 | 8755.095 | 34076.141 | 108313.992 | 148582.348 | 133612.629
11 | 7 | 16 | 966.865 | 966.865 | 8520.849 | 11883.731 | 11768.783
11 | 7 | 17 | 0 | 0 | 0 | 0 | 0
11 | 7 | 18 | 0 | 0 | 0 | 0 | 0
11 | 7 | 19 | 0 | 0 | 0 | 0 | 0
11 | 7 | 20 | 0 | 0 | 0 | 0 | 0
11 | 7 | 21 | 0 | 0 | 0 | 0 | 0
11 | 7 | 22 | 0 | 0 | 0 | 0 | 0
11 | 7 | 23 | 0 | 0 | 0 | 0 | 0
11 | 8 | 0 | 0 | 0 | 0 | 0 | 0
11 | 8 | 1 | 0 | 0 | 0 | 0 | 0
11 | 8 | 2 | 0 | 0 | 0 | 0 | 0
11 | 8 | 3 | 0 | 0 | 0 | 0 | 0
11 | 8 | 4 | 0 | 0 | 0 | 0 | 0
11 | 8 | 5 | 0 | 0 | 0 | 0 | 0
11 | 8 | 6 | 0 | 0 | 0 | 0 | 0
11 | 8 | 7 | 60793.362 | 62404.093 | 48110.08 | 12973.75 | 9637.02
11 | 8 | 8 | 117013.054 | 131440.834 | 111873.405 | 64186.517 | 25201.81
11 | 8 | 9 | 147763.376 | 172441.321 | 162097.941 | 121204.436 | 69020.894
11 | 8 | 10 | 210692.377 | 263435.97 | 266174.201 | 217470.361 | 137260.341
11 | 8 | 11 | 179648.936 | 237776.654 | 258384.705 | 230436.176 | 168366.687
11 | 8 | 12 | 158085.074 | 233649.266 | 275217.582 | 264214.562 | 206409.539
11 | 8 | 13 | 99611.898 | 185255.83 | 242633.156 | 251207.755 | 206459.438
11 | 8 | 14 | 33989.897 | 111556.149 | 185939.341 | 211496.495 | 181837.891
11 | 8 | 15 | 20595.181 | 24446.102 | 33727.488 | 38850.147 | 36862.17
11 | 8 | 16 | 645.518 | 645.518 | 645.518 | 645.518 | 645.518
11 | 8 | 17 | 0 | 0 | 0 | 0 | 0
11 | 8 | 18 | 0 | 0 | 0 | 0 | 0
11 | 8 | 19 | 0 | 0 | 0 | 0 | 0
11 | 8 | 20 | 0 | 0 | 0 | 0 | 0
11 | 8 | 21 | 0 | 0 | 0 | 0 | 0
11 | 8 | 22 | 0 | 0 | 0 | 0 | 0
11 | 8 | 23 | 0 | 0 | 0 | 0 | 0
11 | 9 | 0 | 0 | 0 | 0 | 0 | 0
11 | 9 | 1 | 0 | 0 | 0 | 0 | 0
11 | 9 | 2 | 0 | 0 | 0 | 0 | 0
11 | 9 | 3 | 0 | 0 | 0 | 0 | 0
11 | 9 | 4 | 0 | 0 | 0 | 0 | 0
11 | 9 | 5 | 0 | 0 | 0 | 0 | 0
11 | 9 | 6 | 0 | 0 | 0 | 0 | 0
11 | 9 | 7 | 66973.178 | 68688.738 | 53559.659 | 13466.209 | 10096.887
11 | 9 | 8 | 116701.017 | 131549.404 | 111629.332 | 62880.254 | 23400.805
11 | 9 | 9 | 128208.651 | 147204.087 | 139339.508 | 108098.555 | 68624.648
11 | 9 | 10 | 140379.355 | 166583.629 | 167996.722 | 143822.393 | 105402.751
11 | 9 | 11 | 136766.124 | 168705.865 | 180145.627 | 164635.745 | 130615.101
11 | 9 | 12 | 116846.976 | 153345.38 | 173968.606 | 168417.98 | 139819.089
11 | 9 | 13 | 83464.789 | 122600.391 | 150093.881 | 154164.237 | 132508.164
11 | 9 | 14 | 43205.999 | 77843.874 | 111545.572 | 123427.15 | 109428.278
11 | 9 | 15 | 17948.348 | 28867.042 | 58572.836 | 74915.801 | 68447.516
11 | 9 | 16 | 1135.956 | 1135.956 | 1300.253 | 1459.34 | 1450.375
11 | 9 | 17 | 0 | 0 | 0 | 0 | 0
11 | 9 | 18 | 0 | 0 | 0 | 0 | 0
11 | 9 | 19 | 0 | 0 | 0 | 0 | 0
11 | 9 | 20 | 0 | 0 | 0 | 0 | 0
11 | 9 | 21 | 0 | 0 | 0 | 0 | 0
11 | 9 | 22 | 0 | 0 | 0 | 0 | 0
11 | 9 | 23 | 0 | 0 | 0 | 0 | 0
11 | 10 | 0 | 0 | 0 | 0 | 0 | 0
11 | 10 | 1 | 0 | 0 | 0 | 0 | 0
11 | 10 | 2 | 0 | 0 | 0 | 0 | 0
11 | 10 | 3 | 0 | 0 | 0 | 0 | 0
11 | 10 | 4 | 0 | 0 | 0 | 0 | 0
11 | 10 | 5 | 0 | 0 | 0 | 0 | 0
11 | 10 | 6 | 0 | 0 | 0 | 0 | 0
11 | 10 | 7 | 17471.394 | 17834.162 | 15953.941 | 12012.792 | 11485.616
11 | 10 | 8 | 7914.978 | 7914.978 | 7914.978 | 7914.978 | 7914.978
11 | 10 | 9 | 34205.125 | 34630.414 | 34456.196 | 33784.619 | 33009.297
11 | 10 | 10 | 132867.143 | 157434.498 | 158792.963 | 136182.521 | 100095.013
11 | 10 | 11 | 141335.323 | 176581.414 | 189153.365 | 172083.839 | 134393.983
11 | 10 | 12 | 98109.9 | 121310.594 | 134502.417 | 130905.58 | 112575.558
11 | 10 | 13 | 45213.499 | 47109.434 | 48583.59 | 48798.63 | 47628.489
11 | 10 | 14 | 42337.166 | 55317.834 | 67974.266 | 72493.218 | 67085.552
11 | 10 | 15 | 19555.474 | 22186.202 | 28123.218 | 31363.707 | 30047.496
11 | 10 | 16 | 137.455 | 137.455 | 137.455 | 137.455 | 137.455
11 | 10 | 17 | 0 | 0 | 0 | 0 | 0
11 | 10 | 18 | 0 | 0 | 0 | 0 | 0
11 | 10 | 19 | 0 | 0 | 0 | 0 | 0
11 | 10 | 20 | 0 | 0 | 0 | 0 | 0
11 | 10 | 21 | 0 | 0 | 0 | 0 | 0
11 | 10 | 22 | 0 | 0 | 0 | 0 | 0
11 | 10 | 23 | 0 | 0 | 0 | 0 | 0
11 | 11 | 0 | 0 | 0 | 0 | 0 | 0
11 | 11 | 1 | 0 | 0 | 0 | 0 | 0
11 | 11 | 2 | 0 | 0 | 0 | 0 | 0
11 | 11 | 3 | 0 | 0 | 0 | 0 | 0
11 | 11 | 4 | 0 | 0 | 0 | 0 | 0
11 | 11 | 5 | 0 | 0 | 0 | 0 | 0
11 | 11 | 6 | 0 | 0 | 0 | 0 | 0
11 | 11 | 7 | 2780.92 | 2780.92 | 2780.92 | 2780.92 | 2780.92
11 | 11 | 8 | 40378.258 | 41800.175 | 39948.512 | 35643.455 | 31919.815
11 | 11 | 9 | 38747.954 | 39348.396 | 39105.339 | 38161.294 | 37069.569
11 | 11 | 10 | 51151.9 | 52402.817 | 52474.031 | 51323.813 | 49617.723
11 | 11 | 11 | 60648.41 | 63185.551 | 64100.618 | 62857.813 | 60171.749
11 | 11 | 12 | 57320.156 | 60114.142 | 61740.101 | 61290.564 | 59028.775
11 | 11 | 13 | 36649.544 | 37433.035 | 38049.425 | 38137.481 | 37645.584
11 | 11 | 14 | 40496.149 | 49234.518 | 57741.808 | 60806.085 | 57081.052
11 | 11 | 15 | 19704.444 | 25968.91 | 42411.382 | 51133.903 | 47659.896
11 | 11 | 16 | 221.037 | 221.037 | 221.037 | 221.037 | 221.037
11 | 11 | 17 | 0 | 0 | 0 | 0 | 0
11 | 11 | 18 | 0 | 0 | 0 | 0 | 0
11 | 11 | 19 | 0 | 0 | 0 | 0 | 0
11 | 11 | 20 | 0 | 0 | 0 | 0 | 0
11 | 11 | 21 | 0 | 0 | 0 | 0 | 0
11 | 11 | 22 | 0 | 0 | 0 | 0 | 0
11 | 11 | 23 | 0 | 0 | 0 | 0 | 0
11 | 12 | 0 | 0 | 0 | 0 | 0 | 0
11 | 12 | 1 | 0 | 0 | 0 | 0 | 0
11 | 12 | 2 | 0 | 0 | 0 | 0 | 0
11 | 12 | 3 | 0 | 0 | 0 | 0 | 0
11 | 12 | 4 | 0 | 0 | 0 | 0 | 0
11 | 12 | 5 | 0 | 0 | 0 | 0 | 0
11 | 12 | 6 | 0 | 0 | 0 | 0 | 0
11 | 12 | 7 | 69252.393 | 71197.877 | 57251.582 | 12526.543 | 9586.615
11 | 12 | 8 | 43675.756 | 45903.922 | 43038.424 | 36418.038 | 30614.317
11 | 12 | 9 | 74615.883 | 80932.825 | 78405.784 | 68252.155 | 55805.089
11 | 12 | 10 | 137885.162 | 164267.501 | 165788.934 | 141606.59 | 102597.611
11 | 12 | 11 | 193813.825 | 257933.621 | 280365.785 | 249754.655 | 180299.446
11 | 12 | 12 | 154468.812 | 231673.44 | 273127.138 | 261642.007 | 203016.39
11 | 12 | 13 | 96490.243 | 185235.504 | 243414.723 | 251377.818 | 205131
11 | 12 | 14 | 31545.878 | 111838.608 | 188587.632 | 213856.566 | 182598.105
11 | 12 | 15 | 9445.163 | 31968.051 | 104026.083 | 139882.293 | 126341.27
11 | 12 | 16 | 864.426 | 864.426 | 4197.855 | 5249.825 | 5204.831
11 | 12 | 17 | 0 | 0 | 0 | 0 | 0
11 | 12 | 18 | 0 | 0 | 0 | 0 | 0
11 | 12 | 19 | 0 | 0 | 0 | 0 | 0
11 | 12 | 20 | 0 | 0 | 0 | 0 | 0
11 | 12 | 21 | 0 | 0 | 0 | 0 | 0
11 | 12 | 22 | 0 | 0 | 0 | 0 | 0
11 | 12 | 23 | 0 | 0 | 0 | 0 | 0
11 | 13 | 0 | 0 | 0 | 0 | 0 | 0
11 | 13 | 1 | 0 | 0 | 0 | 0 | 0
11 | 13 | 2 | 0 | 0 | 0 | 0 | 0
11 | 13 | 3 | 0 | 0 | 0 | 0 | 0
11 | 13 | 4 | 0 | 0 | 0 | 0 | 0
11 | 13 | 5 | 0 | 0 | 0 | 0 | 0
11 | 13 | 6 | 0 | 0 | 0 | 0 | 0
11 | 13 | 7 | 73288.581 | 75395.518 | 60898.086 | 9618.804 | 6690.011
11 | 13 | 8 | 161172.169 | 185219.599 | 154110.17 | 74949.69 | 13497.667
11 | 13 | 9 | 195764.357 | 235644.483 | 219978.99 | 153436.505 | 65204.911
11 | 13 | 10 | 157918.569 | 193589.501 | 195675.525 | 163054.799 | 109517.07
11 | 13 | 11 | 186755.136 | 250005.559 | 272156.112 | 241869.063 | 173187.037
11 | 13 | 12 | 148711.682 | 224444.92 | 265045.004 | 253642.452 | 196093.181
11 | 13 | 13 | 80705.081 | 129572.542 | 163129.599 | 167670.069 | 140750.836
11 | 13 | 14 | 39918.592 | 51472.112 | 62734.939 | 66672.486 | 61732.643
11 | 13 | 15 | 16745.852 | 25201.441 | 48926.48 | 60803.384 | 56214.819
11 | 13 | 16 | 350.99 | 350.99 | 350.99 | 350.99 | 350.99
11 | 13 | 17 | 0 | 0 | 0 | 0 | 0
11 | 13 | 18 | 0 | 0 | 0 | 0 | 0
11 | 13 | 19 | 0 | 0 | 0 | 0 | 0
11 | 13 | 20 | 0 | 0 | 0 | 0 | 0
11 | 13 | 21 | 0 | 0 | 0 | 0 | 0
11 | 13 | 22 | 0 | 0 | 0 | 0 | 0
11 | 13 | 23 | 0 | 0 | 0 | 0 | 0
11 | 14 | 0 | 0 | 0 | 0 | 0 | 0
11 | 14 | 1 | 0 | 0 | 0 | 0 | 0
11 | 14 | 2 | 0 | 0 | 0 | 0 | 0
11 | 14 | 3 | 0 | 0 | 0 | 0 | 0
11 | 14 | 4 | 0 | 0 | 0 | 0 | 0
11 | 14 | 5 | 0 | 0 | 0 | 0 | 0
11 | 14 | 6 | 0 | 0 | 0 | 0 | 0
11 | 14 | 7 | 6267.904 | 6267.904 | 6267.904 | 6267.904 | 6267.904
11 | 14 | 8 | 49835.584 | 53239.779 | 48944.607 | 38755.722 | 30270.055
11 | 14 | 9 | 73511.998 | 80154.383 | 77551.646 | 66909.405 | 53819.156
11 | 14 | 10 | 139005.397 | 167148.246 | 168826.406 | 143106.413 | 101334.626
11 | 14 | 11 | 86328.127 | 97433.145 | 101414.957 | 95970.668 | 84112.705
11 | 14 | 12 | 49325.998 | 51045.313 | 52049.632 | 51761.379 | 50349.436
11 | 14 | 13 | 73939.048 | 102768.964 | 122831.601 | 125490.251 | 109305.484
11 | 14 | 14 | 34466.253 | 84978.803 | 133848.193 | 150026.272 | 129385.465
11 | 14 | 15 | 18093.869 | 24046.404 | 40659.442 | 48780.768 | 45658.513
11 | 14 | 16 | 0 | 0 | 0 | 0 | 0
11 | 14 | 17 | 0 | 0 | 0 | 0 | 0
11 | 14 | 18 | 0 | 0 | 0 | 0 | 0
11 | 14 | 19 | 0 | 0 | 0 | 0 | 0
11 | 14 | 20 | 0 | 0 | 0 | 0 | 0
11 | 14 | 21 | 0 | 0 | 0 | 0 | 0
11 | 14 | 22 | 0 | 0 | 0 | 0 | 0
11 | 14 | 23 | 0 | 0 | 0 | 0 | 0
11 | 15 | 0 | 0 | 0 | 0 | 0 | 0
11 | 15 | 1 | 0 | 0 | 0 | 0 | 0
11 | 15 | 2 | 0 | 0 | 0 | 0 | 0
11 | 15 | 3 | 0 | 0 | 0 | 0 | 0
11 | 15 | 4 | 0 | 0 | 0 | 0 | 0
11 | 15 | 5 | 0 | 0 | 0 | 0 | 0
11 | 15 | 6 | 0 | 0 | 0 | 0 | 0
11 | 15 | 7 | 44239.025 | 45814.191 | 38185.087 | 13154.901 | 11554.539
11 | 15 | 8 | 13876.286 | 13876.286 | 13876.286 | 13876.286 | 13876.286
11 | 15 | 9 | 21013.612 | 21013.612 | 21013.612 | 21013.612 | 21013.612
11 | 15 | 10 | 35203.231 | 35581.733 | 35604.758 | 35258.808 | 34746.631
11 | 15 | 11 | 36417.328 | 36848.326 | 37003.091 | 36790.921 | 36336.159
11 | 15 | 12 | 48202.379 | 49637.146 | 50478.798 | 50234.116 | 49046.496
11 | 15 | 13 | 37618.402 | 38603.558 | 39371.226 | 39471.457 | 38845.484
11 | 15 | 14 | 17024.544 | 17024.544 | 17024.544 | 17024.544 | 17024.544
11 | 15 | 15 | 10411.621 | 10411.621 | 10411.621 | 10411.621 | 10411.621
11 | 15 | 16 | 0 | 0 | 0 | 0 | 0
11 | 15 | 17 | 0 | 0 | 0 | 0 | 0
11 | 15 | 18 | 0 | 0 | 0 | 0 | 0
11 | 15 | 19 | 0 | 0 | 0 | 0 | 0
11 | 15 | 20 | 0 | 0 | 0 | 0 | 0
11 | 15 | 21 | 0 | 0 | 0 | 0 | 0
11 | 15 | 22 | 0 | 0 | 0 | 0 | 0
11 | 15 | 23 | 0 | 0 | 0 | 0 | 0
11 | 16 | 0 | 0 | 0 | 0 | 0 | 0
11 | 16 | 1 | 0 | 0 | 0 | 0 | 0
11 | 16 | 2 | 0 | 0 | 0 | 0 | 0
11 | 16 | 3 | 0 | 0 | 0 | 0 | 0
11 | 16 | 4 | 0 | 0 | 0 | 0 | 0
11 | 16 | 5 | 0 | 0 | 0 | 0 | 0
11 | 16 | 6 | 0 | 0 | 0 | 0 | 0
11 | 16 | 7 | 9249.594 | 9327.888 | 9038.324 | 8551.045 | 8485.965
11 | 16 | 8 | 73321.423 | 81306.455 | 71417.977 | 47331.161 | 28484.906
11 | 16 | 9 | 193638.344 | 233775.519 | 218438.724 | 151929.646 | 64624.702
11 | 16 | 10 | 136684.638 | 164257.814 | 165941.621 | 140799.501 | 99829.648
11 | 16 | 11 | 137735.149 | 173510.191 | 186126.483 | 168754.151 | 130136.381
11 | 16 | 12 | 112004.552 | 150011.502 | 170870.717 | 164749.166 | 135060.101
11 | 16 | 13 | 56714.525 | 65788.441 | 72438.428 | 73282.803 | 67848.366
11 | 16 | 14 | 31731.454 | 33086.497 | 34380.421 | 34854.692 | 34231.077
11 | 16 | 15 | 11830.56 | 11850.534 | 11888.475 | 11908.63 | 11899.19
11 | 16 | 16 | 0 | 0 | 0 | 0 | 0
11 | 16 | 17 | 0 | 0 | 0 | 0 | 0
11 | 16 | 18 | 0 | 0 | 0 | 0 | 0
11 | 16 | 19 | 0 | 0 | 0 | 0 | 0
11 | 16 | 20 | 0 | 0 | 0 | 0 | 0
11 | 16 | 21 | 0 | 0 | 0 | 0 | 0
11 | 16 | 22 | 0 | 0 | 0 | 0 | 0
11 | 16 | 23 | 0 | 0 | 0 | 0 | 0
11 | 17 | 0 | 0 | 0 | 0 | 0 | 0
11 | 17 | 1 | 0 | 0 | 0 | 0 | 0
11 | 17 | 2 | 0 | 0 | 0 | 0 | 0
11 | 17 | 3 | 0 | 0 | 0 | 0 | 0
11 | 17 | 4 | 0 | 0 | 0 | 0 | 0
11 | 17 | 5 | 0 | 0 | 0 | 0 | 0
11 | 17 | 6 | 0 | 0 | 0 | 0 | 0
11 | 17 | 7 | 65506.948 | 67478.955 | 58117.945 | 8608.725 | 6860.413
11 | 17 | 8 | 163416.491 | 190129.268 | 157229.334 | 73556.961 | 11890.015
11 | 17 | 9 | 201489.797 | 244634.111 | 228288.353 | 156760.81 | 62827.279
11 | 17 | 10 | 209018.433 | 265540.883 | 268981.337 | 217606.706 | 129585.305
11 | 17 | 11 | 193614.335 | 261863.103 | 285352.707 | 252828.733 | 178360.04
11 | 17 | 12 | 153188.032 | 233889.123 | 276055.62 | 263613.059 | 202710.144
11 | 17 | 13 | 93419.837 | 184191.15 | 242606.274 | 249624.156 | 202354.145
11 | 17 | 14 | 28450.565 | 109566.027 | 186829.862 | 210969.617 | 178629.502
11 | 17 | 15 | 10167.887 | 30258.073 | 99217.757 | 127889.879 | 118442.422
11 | 17 | 16 | 889.743 | 889.743 | 889.743 | 889.743 | 889.743
11 | 17 | 17 | 0 | 0 | 0 | 0 | 0
11 | 17 | 18 | 0 | 0 | 0 | 0 | 0
11 | 17 | 19 | 0 | 0 | 0 | 0 | 0
11 | 17 | 20 | 0 | 0 | 0 | 0 | 0
11 | 17 | 21 | 0 | 0 | 0 | 0 | 0
11 | 17 | 22 | 0 | 0 | 0 | 0 | 0
11 | 17 | 23 | 0 | 0 | 0 | 0 | 0
11 | 18 | 0 | 0 | 0 | 0 | 0 | 0
11 | 18 | 1 | 0 | 0 | 0 | 0 | 0
11 | 18 | 2 | 0 | 0 | 0 | 0 | 0
11 | 18 | 3 | 0 | 0 | 0 | 0 | 0
11 | 18 | 4 | 0 | 0 | 0 | 0 | 0
11 | 18 | 5 | 0 | 0 | 0 | 0 | 0
11 | 18 | 6 | 0 | 0 | 0 | 0 | 0
11 | 18 | 7 | 7202.54 | 7231.363 | 7128.364 | 6953.969 | 6934.191
11 | 18 | 8 | 90751.908 | 103038.808 | 88120.562 | 51490.402 | 24000.409
11 | 18 | 9 | 184223.309 | 223413.278 | 208648.159 | 144103.753 | 60522.581
11 | 18 | 10 | 160073.954 | 199456.846 | 201894.361 | 166052.439 | 106658.264
11 | 18 | 11 | 178556.898 | 242845.866 | 265102.473 | 234195.077 | 164225.155
11 | 18 | 12 | 140735.735 | 215546.029 | 255192.588 | 243291.991 | 186106.863
11 | 18 | 13 | 86349.007 | 168557.82 | 222837.551 | 229251.144 | 184955.342
11 | 18 | 14 | 28044.354 | 98596.593 | 167202.148 | 188919.168 | 159405.637
11 | 18 | 15 | 9906.736 | 25661.912 | 78720.831 | 100693.995 | 93400.768
11 | 18 | 16 | 0 | 0 | 0 | 0 | 0
11 | 18 | 17 | 0 | 0 | 0 | 0 | 0
11 | 18 | 18 | 0 | 0 | 0 | 0 | 0
11 | 18 | 19 | 0 | 0 | 0 | 0 | 0
11 | 18 | 20 | 0 | 0 | 0 | 0 | 0
11 | 18 | 21 | 0 | 0 | 0 | 0 | 0
11 | 18 | 22 | 0 | 0 | 0 | 0 | 0
11 | 18 | 23 | 0 | 0 | 0 | 0 | 0
11 | 19 | 0 | 0 | 0 | 0 | 0 | 0
11 | 19 | 1 | 0 | 0 | 0 | 0 | 0
11 | 19 | 2 | 0 | 0 | 0 | 0 | 0
11 | 19 | 3 | 0 | 0 | 0 | 0 | 0
11 | 19 | 4 | 0 | 0 | 0 | 0 | 0
11 | 19 | 5 | 0 | 0 | 0 | 0 | 0
11 | 19 | 6 | 0 | 0 | 0 | 0 | 0
11 | 19 | 7 | 60297.303 | 62291.648 | 53670.507 | 6723.077 | 5413.92
11 | 19 | 8 | 157547.669 | 184792.109 | 151917.598 | 68627.838 | 9371.341
11 | 19 | 9 | 190547.63 | 232199.721 | 216635.156 | 147693.848 | 57802.856
11 | 19 | 10 | 197573.891 | 252872.627 | 256286.833 | 206056.556 | 120083.943
11 | 19 | 11 | 147846.959 | 194891.245 | 211245.403 | 188455.324 | 137419.186
11 | 19 | 12 | 103407.33 | 138215.711 | 157209.51 | 151405.341 | 124075.555
11 | 19 | 13 | 71950.171 | 106984.108 | 131212.383 | 134030.72 | 114052.117
11 | 19 | 14 | 38402.788 | 62900.767 | 86847.334 | 94628.354 | 83902.589
11 | 19 | 15 | 16583.9 | 21082.449 | 33739.149 | 39269.179 | 37157.763
11 | 19 | 16 | 0 | 0 | 0 | 0 | 0
11 | 19 | 17 | 0 | 0 | 0 | 0 | 0
11 | 19 | 18 | 0 | 0 | 0 | 0 | 0
11 | 19 | 19 | 0 | 0 | 0 | 0 | 0
11 | 19 | 20 | 0 | 0 | 0 | 0 | 0
11 | 19 | 21 | 0 | 0 | 0 | 0 | 0
11 | 19 | 22 | 0 | 0 | 0 | 0 | 0
11 | 19 | 23 | 0 | 0 | 0 | 0 | 0
11 | 20 | 0 | 0 | 0 | 0 | 0 | 0
11 | 20 | 1 | 0 | 0 | 0 | 0 | 0
11 | 20 | 2 | 0 | 0 | 0 | 0 | 0
11 | 20 | 3 | 0 | 0 | 0 | 0 | 0
11 | 20 | 4 | 0 | 0 | 0 | 0 | 0
11 | 20 | 5 | 0 | 0 | 0 | 0 | 0
11 | 20 | 6 | 0 | 0 | 0 | 0 | 0
11 | 20 | 7 | 32489.288 | 34076.825 | 28050.432 | 7374.41 | 6510.173
11 | 20 | 8 | 96273.793 | 110718.443 | 93498.717 | 51082.284 | 19812.993
11 | 20 | 9 | 139461.645 | 166648.162 | 156527.597 | 112177.628 | 55682.071
11 | 20 | 10 | 83734.758 | 93651.487 | 94274.624 | 85243.459 | 70922.211
11 | 20 | 11 | 59095.197 | 62218.659 | 63323.941 | 61779.135 | 58442.952
11 | 20 | 12 | 97724.693 | 126351.415 | 141915.385 | 137094.587 | 114608.798
11 | 20 | 13 | 67463.888 | 93083.907 | 110899.047 | 112916.656 | 98146.645
11 | 20 | 14 | 25112.138 | 98690.546 | 169722.695 | 191539.549 | 160924.647
11 | 20 | 15 | 8281.457 | 26138.388 | 90026.224 | 113969.487 | 106804.789
11 | 20 | 16 | 0 | 0 | 0 | 0 | 0
11 | 20 | 17 | 0 | 0 | 0 | 0 | 0
11 | 20 | 18 | 0 | 0 | 0 | 0 | 0
11 | 20 | 19 | 0 | 0 | 0 | 0 | 0
11 | 20 | 20 | 0 | 0 | 0 | 0 | 0
11 | 20 | 21 | 0 | 0 | 0 | 0 | 0
11 | 20 | 22 | 0 | 0 | 0 | 0 | 0
11 | 20 | 23 | 0 | 0 | 0 | 0 | 0
11 | 21 | 0 | 0 | 0 | 0 | 0 | 0
11 | 21 | 1 | 0 | 0 | 0 | 0 | 0
11 | 21 | 2 | 0 | 0 | 0 | 0 | 0
11 | 21 | 3 | 0 | 0 | 0 | 0 | 0
11 | 21 | 4 | 0 | 0 | 0 | 0 | 0
11 | 21 | 5 | 0 | 0 | 0 | 0 | 0
11 | 21 | 6 | 0 | 0 | 0 | 0 | 0
11 | 21 | 7 | 4358.338 | 4358.338 | 4358.338 | 4358.338 | 4358.338
11 | 21 | 8 | 84.155 | 84.155 | 84.155 | 84.155 | 84.155
11 | 21 | 9 | 2892.253 | 2892.253 | 2892.253 | 2892.253 | 2892.253
11 | 21 | 10 | 14816.026 | 14816.026 | 14816.026 | 14816.026 | 14816.026
11 | 21 | 11 | 27926.804 | 28011.094 | 28041 | 27999.001 | 27909.704
11 | 21 | 12 | 34496.485 | 34957.635 | 35224.397 | 35140.423 | 34754.936
11 | 21 | 13 | 26319.208 | 26487.017 | 26615.849 | 26630.217 | 26521.701
11 | 21 | 14 | 9014.455 | 9014.455 | 9014.455 | 9014.455 | 9014.455
11 | 21 | 15 | 5044.54 | 5044.54 | 5044.54 | 5044.54 | 5044.54
11 | 21 | 16 | 0 | 0 | 0 | 0 | 0
11 | 21 | 17 | 0 | 0 | 0 | 0 | 0
11 | 21 | 18 | 0 | 0 | 0 | 0 | 0
11 | 21 | 19 | 0 | 0 | 0 | 0 | 0
11 | 21 | 20 | 0 | 0 | 0 | 0 | 0
11 | 21 | 21 | 0 | 0 | 0 | 0 | 0
11 | 21 | 22 | 0 | 0 | 0 | 0 | 0
11 | 21 | 23 | 0 | 0 | 0 | 0 | 0
11 | 22 | 0 | 0 | 0 | 0 | 0 | 0
11 | 22 | 1 | 0 | 0 | 0 | 0 | 0
11 | 22 | 2 | 0 | 0 | 0 | 0 | 0
11 | 22 | 3 | 0 | 0 | 0 | 0 | 0
11 | 22 | 4 | 0 | 0 | 0 | 0 | 0
11 | 22 | 5 | 0 | 0 | 0 | 0 | 0
11 | 22 | 6 | 0 | 0 | 0 | 0 | 0
11 | 22 | 7 | 0 | 0 | 0 | 0 | 0
11 | 22 | 8 | 9459.08 | 9459.08 | 9459.08 | 9459.08 | 9459.08
11 | 22 | 9 | 81993.073 | 92291.057 | 88484.043 | 72106.552 | 52010.567
11 | 22 | 10 | 85897.486 | 96400.527 | 97061.031 | 87495.717 | 72280.014
11 | 22 | 11 | 112736.086 | 137668.796 | 146326.143 | 134096.945 | 107110.99
11 | 22 | 12 | 112429.624 | 155788.801 | 178937.799 | 171579.138 | 137787.091
11 | 22 | 13 | 87903.601 | 180290.246 | 240217.98 | 246486.422 | 196836.009
11 | 22 | 14 | 26152.914 | 105541.04 | 182394.782 | 205632.394 | 171898.51
11 | 22 | 15 | 9381.029 | 27931.18 | 95632.761 | 119212.421 | 112632.573
11 | 22 | 16 | 0 | 0 | 0 | 0 | 0
11 | 22 | 17 | 0 | 0 | 0 | 0 | 0
11 | 22 | 18 | 0 | 0 | 0 | 0 | 0
11 | 22 | 19 | 0 | 0 | 0 | 0 | 0
11 | 22 | 20 | 0 | 0 | 0 | 0 | 0
11 | 22 | 21 | 0 | 0 | 0 | 0 | 0
11 | 22 | 22 | 0 | 0 | 0 | 0 | 0
11 | 22 | 23 | 0 | 0 | 0 | 0 | 0
11 | 23 | 0 | 0 | 0 | 0 | 0 | 0
11 | 23 | 1 | 0 | 0 | 0 | 0 | 0
11 | 23 | 2 | 0 | 0 | 0 | 0 | 0
11 | 23 | 3 | 0 | 0 | 0 | 0 | 0
11 | 23 | 4 | 0 | 0 | 0 | 0 | 0
11 | 23 | 5 | 0 | 0 | 0 | 0 | 0
11 | 23 | 6 | 0 | 0 | 0 | 0 | 0
11 | 23 | 7 | 42879.199 | 44817.095 | 37360.72 | 5715.742 | 5079.962
11 | 23 | 8 | 138521.123 | 163775.669 | 134304.547 | 60673.225 | 11036.128
11 | 23 | 9 | 174751.731 | 213811.259 | 199501.244 | 135229.456 | 53142.424
11 | 23 | 10 | 188715.991 | 243124.021 | 246495.169 | 197053.597 | 112569.03
11 | 23 | 11 | 147452.427 | 196906.325 | 213817.957 | 189776.31 | 135848.977
11 | 23 | 12 | 140129.55 | 220282.1 | 261761.519 | 248446.851 | 187252.443
11 | 23 | 13 | 84244.314 | 173882.252 | 232246.629 | 238176.187 | 189567.196
11 | 23 | 14 | 24682.559 | 102503.609 | 178154.288 | 200889.351 | 167277.049
11 | 23 | 15 | 9390.039 | 27018.7 | 90399.122 | 112076.219 | 105968.271
11 | 23 | 16 | 0 | 0 | 0 | 0 | 0
11 | 23 | 17 | 0 | 0 | 0 | 0 | 0
11 | 23 | 18 | 0 | 0 | 0 | 0 | 0
11 | 23 | 19 | 0 | 0 | 0 | 0 | 0
11 | 23 | 20 | 0 | 0 | 0 | 0 | 0
11 | 23 | 21 | 0 | 0 | 0 | 0 | 0
11 | 23 | 22 | 0 | 0 | 0 | 0 | 0
11 | 23 | 23 | 0 | 0 | 0 | 0 | 0
11 | 24 | 0 | 0 | 0 | 0 | 0 | 0
11 | 24 | 1 | 0 | 0 | 0 | 0 | 0
11 | 24 | 2 | 0 | 0 | 0 | 0 | 0
11 | 24 | 3 | 0 | 0 | 0 | 0 | 0
11 | 24 | 4 | 0 | 0 | 0 | 0 | 0
11 | 24 | 5 | 0 | 0 | 0 | 0 | 0
11 | 24 | 6 | 0 | 0 | 0 | 0 | 0
11 | 24 | 7 | 28906.732 | 30513.456 | 24746.22 | 6080.257 | 5624.25
11 | 24 | 8 | 69202.18 | 78447.107 | 67756.134 | 41771.89 | 23076.001
11 | 24 | 9 | 94529.174 | 108472.19 | 103366.511 | 80899.94 | 52977.492
11 | 24 | 10 | 142482.758 | 176772.673 | 178892.287 | 147708.109 | 95346.46
11 | 24 | 11 | 97361.979 | 116306.906 | 122853.401 | 113503.144 | 93012.821
11 | 24 | 12 | 106126.654 | 146096.655 | 167325.506 | 160388.491 | 129080.733
11 | 24 | 13 | 50914.484 | 56212.244 | 60000.171 | 60382.554 | 57167.247
11 | 24 | 14 | 20363.761 | 20523.755 | 20673.357 | 20724.912 | 20648.205
11 | 24 | 15 | 2819.204 | 2819.204 | 2819.204 | 2819.204 | 2819.204
11 | 24 | 16 | 0 | 0 | 0 | 0 | 0
11 | 24 | 17 | 0 | 0 | 0 | 0 | 0
11 | 24 | 18 | 0 | 0 | 0 | 0 | 0
11 | 24 | 19 | 0 | 0 | 0 | 0 | 0
11 | 24 | 20 | 0 | 0 | 0 | 0 | 0
11 | 24 | 21 | 0 | 0 | 0 | 0 | 0
11 | 24 | 22 | 0 | 0 | 0 | 0 | 0
11 | 24 | 23 | 0 | 0 | 0 | 0 | 0
11 | 25 | 0 | 0 | 0 | 0 | 0 | 0
11 | 25 | 1 | 0 | 0 | 0 | 0 | 0
11 | 25 | 2 | 0 | 0 | 0 | 0 | 0
11 | 25 | 3 | 0 | 0 | 0 | 0 | 0
11 | 25 | 4 | 0 | 0 | 0 | 0 | 0
11 | 25 | 5 | 0 | 0 | 0 | 0 | 0
11 | 25 | 6 | 0 | 0 | 0 | 0 | 0
11 | 25 | 7 | 41531.338 | 43476.976 | 36145.204 | 5541.866 | 5104.502
11 | 25 | 8 | 78757.492 | 90394.362 | 77004.32 | 44298.116 | 21884.096
11 | 25 | 9 | 183703.4 | 224720.381 | 209827.432 | 141868.808 | 54546.593
11 | 25 | 10 | 150666.477 | 188633.746 | 190969.278 | 156412.373 | 98291.059
11 | 25 | 11 | 119767.979 | 150576.114 | 161106.941 | 145968.028 | 112452.686
11 | 25 | 12 | 141407.46 | 218773.983 | 258421.097 | 245352.009 | 185984.444
11 | 25 | 13 | 86982.227 | 172232.451 | 227589.79 | 232849.753 | 186323.133
11 | 25 | 14 | 36114.983 | 64196.79 | 91518.252 | 99985.521 | 87073.322
11 | 25 | 15 | 11455.964 | 28038.896 | 87410.467 | 106503.321 | 101274.867
11 | 25 | 16 | 0 | 0 | 0 | 0 | 0
11 | 25 | 17 | 0 | 0 | 0 | 0 | 0
11 | 25 | 18 | 0 | 0 | 0 | 0 | 0
11 | 25 | 19 | 0 | 0 | 0 | 0 | 0
11 | 25 | 20 | 0 | 0 | 0 | 0 | 0
11 | 25 | 21 | 0 | 0 | 0 | 0 | 0
11 | 25 | 22 | 0 | 0 | 0 | 0 | 0
11 | 25 | 23 | 0 | 0 | 0 | 0 | 0
11 | 26 | 0 | 0 | 0 | 0 | 0 | 0
11 | 26 | 1 | 0 | 0 | 0 | 0 | 0
11 | 26 | 2 | 0 | 0 | 0 | 0 | 0
11 | 26 | 3 | 0 | 0 | 0 | 0 | 0
11 | 26 | 4 | 0 | 0 | 0 | 0 | 0
11 | 26 | 5 | 0 | 0 | 0 | 0 | 0
11 | 26 | 6 | 0 | 0 | 0 | 0 | 0
11 | 26 | 7 | 5101.382 | 5145.74 | 5002.34 | 4755.419 | 4747.166
11 | 26 | 8 | 35991.602 | 38291.416 | 35667.897 | 29470.553 | 24605.266
11 | 26 | 9 | 55634.632 | 59919.898 | 58356.403 | 51651.333 | 43581.955
11 | 26 | 10 | 179309.126 | 227071.962 | 229971.127 | 186512.114 | 111981.207
11 | 26 | 11 | 116645.409 | 146238.21 | 156317.046 | 141736.616 | 109514.715
11 | 26 | 12 | 55482.909 | 58785.6 | 60623.251 | 60003.706 | 57284.478
11 | 26 | 13 | 39400.18 | 40758.101 | 41787.916 | 41886.059 | 40994.995
11 | 26 | 14 | 24811.048 | 25432.601 | 26011.044 | 26207.326 | 25906.327
11 | 26 | 15 | 16495.75 | 17524.006 | 20068.41 | 21154.77 | 20642.6
11 | 26 | 16 | 0 | 0 | 0 | 0 | 0
11 | 26 | 17 | 0 | 0 | 0 | 0 | 0
11 | 26 | 18 | 0 | 0 | 0 | 0 | 0
11 | 26 | 19 | 0 | 0 | 0 | 0 | 0
11 | 26 | 20 | 0 | 0 | 0 | 0 | 0
11 | 26 | 21 | 0 | 0 | 0 | 0 | 0
11 | 26 | 22 | 0 | 0 | 0 | 0 | 0
11 | 26 | 23 | 0 | 0 | 0 | 0 | 0
11 | 27 | 0 | 0 | 0 | 0 | 0 | 0
11 | 27 | 1 | 0 | 0 | 0 | 0 | 0
11 | 27 | 2 | 0 | 0 | 0 | 0 | 0
11 | 27 | 3 | 0 | 0 | 0 | 0 | 0
11 | 27 | 4 | 0 | 0 | 0 | 0 | 0
11 | 27 | 5 | 0 | 0 | 0 | 0 | 0
11 | 27 | 6 | 0 | 0 | 0 | 0 | 0
11 | 27 | 7 | 36516.297 | 38321.887 | 31649.784 | 4532.733 | 4311.831
11 | 27 | 8 | 142899.679 | 170040.67 | 139051.587 | 61291.041 | 12524.748
11 | 27 | 9 | 185706.271 | 228116.799 | 212799.925 | 142149.007 | 51424.604
11 | 27 | 10 | 198211.919 | 255813.249 | 259261.255 | 206843.81 | 115232.722
11 | 27 | 11 | 184193.789 | 254828.529 | 278081.001 | 244130.898 | 165984.712
11 | 27 | 12 | 144196.807 | 227337.151 | 269284.699 | 255082.498 | 191289.798
11 | 27 | 13 | 86813.937 | 177817.434 | 236200.253 | 241355.703 | 191901.729
11 | 27 | 14 | 32708.648 | 73322.403 | 112757.949 | 124607.313 | 105875.484
11 | 27 | 15 | 10484.48 | 27719.879 | 90360.423 | 109058.03 | 104241.474
11 | 27 | 16 | 0 | 0 | 0 | 0 | 0
11 | 27 | 17 | 0 | 0 | 0 | 0 | 0
11 | 27 | 18 | 0 | 0 | 0 | 0 | 0
11 | 27 | 19 | 0 | 0 | 0 | 0 | 0
11 | 27 | 20 | 0 | 0 | 0 | 0 | 0
11 | 27 | 21 | 0 | 0 | 0 | 0 | 0
11 | 27 | 22 | 0 | 0 | 0 | 0 | 0
11 | 27 | 23 | 0 | 0 | 0 | 0 | 0
11 | 28 | 0 | 0 | 0 | 0 | 0 | 0
11 | 28 | 1 | 0 | 0 | 0 | 0 | 0
11 | 28 | 2 | 0 | 0 | 0 | 0 | 0
11 | 28 | 3 | 0 | 0 | 0 | 0 | 0
11 | 28 | 4 | 0 | 0 | 0 | 0 | 0
11 | 28 | 5 | 0 | 0 | 0 | 0 | 0
11 | 28 | 6 | 0 | 0 | 0 | 0 | 0
11 | 28 | 7 | 18105.612 | 19131.326 | 15600.726 | 4824.68 | 4749.56
11 | 28 | 8 | 71414.16 | 82035.528 | 69984.511 | 40782.296 | 21520.658
11 | 28 | 9 | 174330.015 | 213790.695 | 199529.75 | 134165.399 | 51370.873
11 | 28 | 10 | 189385.411 | 243848.944 | 247084.663 | 197429.382 | 111464.892
11 | 28 | 11 | 177490.773 | 246500.394 | 269261.527 | 235821.311 | 159544.656
11 | 28 | 12 | 138018.094 | 216417.514 | 256329.152 | 242595.079 | 181759.911
11 | 28 | 13 | 83539.215 | 170958.842 | 227702.408 | 232557.158 | 184166.193
11 | 28 | 14 | 25389.406 | 100706.976 | 173771.511 | 194916.136 | 160763.179
11 | 28 | 15 | 9782.41 | 26497.254 | 87625.239 | 105409.008 | 100890.783
11 | 28 | 16 | 0 | 0 | 0 | 0 | 0
11 | 28 | 17 | 0 | 0 | 0 | 0 | 0
11 | 28 | 18 | 0 | 0 | 0 | 0 | 0
11 | 28 | 19 | 0 | 0 | 0 | 0 | 0
11 | 28 | 20 | 0 | 0 | 0 | 0 | 0
11 | 28 | 21 | 0 | 0 | 0 | 0 | 0
11 | 28 | 22 | 0 | 0 | 0 | 0 | 0
11 | 28 | 23 | 0 | 0 | 0 | 0 | 0
11 | 29 | 0 | 0 | 0 | 0 | 0 | 0
11 | 29 | 1 | 0 | 0 | 0 | 0 | 0
11 | 29 | 2 | 0 | 0 | 0 | 0 | 0
11 | 29 | 3 | 0 | 0 | 0 | 0 | 0
11 | 29 | 4 | 0 | 0 | 0 | 0 | 0
11 | 29 | 5 | 0 | 0 | 0 | 0 | 0
11 | 29 | 6 | 0 | 0 | 0 | 0 | 0
11 | 29 | 7 | 28524.473 | 30062.875 | 24492.12 | 2825.63 | 2794.02
11 | 29 | 8 | 136446.297 | 163960.241 | 132796.739 | 55736.491 | 9784.869
11 | 29 | 9 | 179052.32 | 221860.235 | 206410.608 | 135300.013 | 45785.077
11 | 29 | 10 | 188425.739 | 245209.864 | 248546.404 | 196685.519 | 106884.383
11 | 29 | 11 | 146245.664 | 200132.261 | 218052.484 | 191569.621 | 132233.388
11 | 29 | 12 | 121036.513 | 190611.783 | 226289.175 | 213811.615 | 159306.357
11 | 29 | 13 | 73428.134 | 152808.715 | 204765.595 | 209062.707 | 164483.307
11 | 29 | 14 | 33917.705 | 60992.32 | 87361.373 | 95297.568 | 82362.437
11 | 29 | 15 | 8359.806 | 25051.545 | 88378.091 | 105812.01 | 101696.263
11 | 29 | 16 | 0 | 0 | 0 | 0 | 0
11 | 29 | 17 | 0 | 0 | 0 | 0 | 0
11 | 29 | 18 | 0 | 0 | 0 | 0 | 0
11 | 29 | 19 | 0 | 0 | 0 | 0 | 0
11 | 29 | 20 | 0 | 0 | 0 | 0 | 0
11 | 29 | 21 | 0 | 0 | 0 | 0 | 0
11 | 29 | 22 | 0 | 0 | 0 | 0 | 0
11 | 29 | 23 | 0 | 0 | 0 | 0 | 0
11 | 30 | 0 | 0 | 0 | 0 | 0 | 0
11 | 30 | 1 | 0 | 0 | 0 | 0 | 0
11 | 30 | 2 | 0 | 0 | 0 | 0 | 0
11 | 30 | 3 | 0 | 0 | 0 | 0 | 0
11 | 30 | 4 | 0 | 0 | 0 | 0 | 0
11 | 30 | 5 | 0 | 0 | 0 | 0 | 0
11 | 30 | 6 | 0 | 0 | 0 | 0 | 0
11 | 30 | 7 | 2173.641 | 2173.641 | 2173.641 | 2173.641 | 2173.641
11 | 30 | 8 | 49210.08 | 54849.139 | 48497.568 | 33361.44 | 23135.033
11 | 30 | 9 | 66835.305 | 73952.775 | 71370.635 | 60060.752 | 46420.147
11 | 30 | 10 | 105911.115 | 125369.598 | 126509.105 | 108672.53 | 79608.647
11 | 30 | 11 | 140107.131 | 187093.994 | 202746.808 | 179456.587 | 127788.089
11 | 30 | 12 | 117030.992 | 173968.393 | 203461.023 | 192981.659 | 147833.847
11 | 30 | 13 | 86755.45 | 185019.461 | 248688.357 | 253736.027 | 198920.265
11 | 30 | 14 | 23998.847 | 108965.471 | 191995.16 | 215656.412 | 176123.242
11 | 30 | 15 | 9475.522 | 27983.931 | 98515.276 | 117220.775 | 112708.963
11 | 30 | 16 | 0 | 0 | 0 | 0 | 0
11 | 30 | 17 | 0 | 0 | 0 | 0 | 0
11 | 30 | 18 | 0 | 0 | 0 | 0 | 0
11 | 30 | 19 | 0 | 0 | 0 | 0 | 0
11 | 30 | 20 | 0 | 0 | 0 | 0 | 0
11 | 30 | 21 | 0 | 0 | 0 | 0 | 0
11 | 30 | 22 | 0 | 0 | 0 | 0 | 0
11 | 30 | 23 | 0 | 0 | 0 | 0 | 0
12 | 1 | 0 | 0 | 0 | 0 | 0 | 0
12 | 1 | 1 | 0 | 0 | 0 | 0 | 0
12 | 1 | 2 | 0 | 0 | 0 | 0 | 0
12 | 1 | 3 | 0 | 0 | 0 | 0 | 0
12 | 1 | 4 | 0 | 0 | 0 | 0 | 0
12 | 1 | 5 | 0 | 0 | 0 | 0 | 0
12 | 1 | 6 | 0 | 0 | 0 | 0 | 0
12 | 1 | 7 | 1885.96 | 1885.96 | 1885.96 | 1885.96 | 1885.96
12 | 1 | 8 | 26881.878 | 27786.119 | 26771.919 | 24401.716 | 22561.643
12 | 1 | 9 | 51215.303 | 55132.791 | 53710.33 | 47595.232 | 40303.679
12 | 1 | 10 | 99203.564 | 116915.707 | 117933.758 | 101686.806 | 75253.434
12 | 1 | 11 | 37689.767 | 38353.077 | 38580.922 | 38239.745 | 37529.527
12 | 1 | 12 | 30550.278 | 30858.681 | 31032.381 | 30969.586 | 30707.099
12 | 1 | 13 | 32830.464 | 33631.036 | 34230.76 | 34278.088 | 33745.268
12 | 1 | 14 | 22436.16 | 22892.978 | 23313.011 | 23450.064 | 23223.761
12 | 1 | 15 | 9111.108 | 9111.108 | 9111.108 | 9111.108 | 9111.108
12 | 1 | 16 | 0 | 0 | 0 | 0 | 0
12 | 1 | 17 | 0 | 0 | 0 | 0 | 0
12 | 1 | 18 | 0 | 0 | 0 | 0 | 0
12 | 1 | 19 | 0 | 0 | 0 | 0 | 0
12 | 1 | 20 | 0 | 0 | 0 | 0 | 0
12 | 1 | 21 | 0 | 0 | 0 | 0 | 0
12 | 1 | 22 | 0 | 0 | 0 | 0 | 0
12 | 1 | 23 | 0 | 0 | 0 | 0 | 0
12 | 2 | 0 | 0 | 0 | 0 | 0 | 0
12 | 2 | 1 | 0 | 0 | 0 | 0 | 0
12 | 2 | 2 | 0 | 0 | 0 | 0 | 0
12 | 2 | 3 | 0 | 0 | 0 | 0 | 0
12 | 2 | 4 | 0 | 0 | 0 | 0 | 0
12 | 2 | 5 | 0 | 0 | 0 | 0 | 0
12 | 2 | 6 | 0 | 0 | 0 | 0 | 0
12 | 2 | 7 | 1032.224 | 1032.224 | 1032.224 | 1032.224 | 1032.224
12 | 2 | 8 | 21023.8 | 21394.082 | 20979.945 | 20024.63 | 19217.73
12 | 2 | 9 | 38544.546 | 39585.865 | 39206.331 | 37628.593 | 35777.71
12 | 2 | 10 | 65856.767 | 72485.213 | 72859.516 | 66768.594 | 57234.651
12 | 2 | 11 | 94104.539 | 113645.727 | 120171.617 | 110316.063 | 88923.316
12 | 2 | 12 | 90772.03 | 119002.411 | 133757.359 | 128358.059 | 105594.732
12 | 2 | 13 | 38444.603 | 39900.134 | 40987.831 | 41070.097 | 40098.695
12 | 2 | 14 | 26282.297 | 27289.768 | 28214.138 | 28513.436 | 28012.041
12 | 2 | 15 | 11054.144 | 26211.494 | 80846.557 | 95194.4 | 90892.782
12 | 2 | 16 | 0 | 0 | 0 | 0 | 0
12 | 2 | 17 | 0 | 0 | 0 | 0 | 0
12 | 2 | 18 | 0 | 0 | 0 | 0 | 0
12 | 2 | 19 | 0 | 0 | 0 | 0 | 0
12 | 2 | 20 | 0 | 0 | 0 | 0 | 0
12 | 2 | 21 | 0 | 0 | 0 | 0 | 0
12 | 2 | 22 | 0 | 0 | 0 | 0 | 0
12 | 2 | 23 | 0 | 0 | 0 | 0 | 0
12 | 3 | 0 | 0 | 0 | 0 | 0 | 0
12 | 3 | 1 | 0 | 0 | 0 | 0 | 0
12 | 3 | 2 | 0 | 0 | 0 | 0 | 0
12 | 3 | 3 | 0 | 0 | 0 | 0 | 0
12 | 3 | 4 | 0 | 0 | 0 | 0 | 0
12 | 3 | 5 | 0 | 0 | 0 | 0 | 0
12 | 3 | 6 | 0 | 0 | 0 | 0 | 0
12 | 3 | 7 | 12676.781 | 13579.031 | 10554.83 | 1866.477 | 1866.477
12 | 3 | 8 | 90952.468 | 107632.078 | 88906.397 | 43297.502 | 16433.112
12 | 3 | 9 | 128405.403 | 156202.865 | 146221.517 | 100356.22 | 43230.48
12 | 3 | 10 | 119916.817 | 146950.478 | 148424.386 | 123641.796 | 81809.816
12 | 3 | 11 | 92206.383 | 111110.41 | 117364.446 | 107836.294 | 87071.158
12 | 3 | 12 | 103326.223 | 148075.198 | 170826.229 | 162417.682 | 126767.954
12 | 3 | 13 | 71900.981 | 137508.306 | 179466.847 | 182374.543 | 145674.021
12 | 3 | 14 | 28141.692 | 81711.35 | 132796.397 | 147017.753 | 122076.248
12 | 3 | 15 | 11290.206 | 23788.559 | 67053.274 | 78582.457 | 74696.941
12 | 3 | 16 | 0 | 0 | 0 | 0 | 0
12 | 3 | 17 | 0 | 0 | 0 | 0 | 0
12 | 3 | 18 | 0 | 0 | 0 | 0 | 0
12 | 3 | 19 | 0 | 0 | 0 | 0 | 0
12 | 3 | 20 | 0 | 0 | 0 | 0 | 0
12 | 3 | 21 | 0 | 0 | 0 | 0 | 0
12 | 3 | 22 | 0 | 0 | 0 | 0 | 0
12 | 3 | 23 | 0 | 0 | 0 | 0 | 0
12 | 4 | 0 | 0 | 0 | 0 | 0 | 0
12 | 4 | 1 | 0 | 0 | 0 | 0 | 0
12 | 4 | 2 | 0 | 0 | 0 | 0 | 0
12 | 4 | 3 | 0 | 0 | 0 | 0 | 0
12 | 4 | 4 | 0 | 0 | 0 | 0 | 0
12 | 4 | 5 | 0 | 0 | 0 | 0 | 0
12 | 4 | 6 | 0 | 0 | 0 | 0 | 0
12 | 4 | 7 | 0 | 0 | 0 | 0 | 0
12 | 4 | 8 | 10767.898 | 10767.898 | 10767.898 | 10767.898 | 10767.898
12 | 4 | 9 | 20872.024 | 20905.091 | 20892.985 | 20842.799 | 20783.934
12 | 4 | 10 | 46916.576 | 48438.678 | 48520.862 | 47115.739 | 45019.226
12 | 4 | 11 | 33104.654 | 33486.464 | 33615.948 | 33417.23 | 33006.753
12 | 4 | 12 | 18983.532 | 18983.532 | 18983.532 | 18983.532 | 18983.532
12 | 4 | 13 | 46360.49 | 50239.595 | 52990.45 | 53178.682 | 50716.298
12 | 4 | 14 | 31238.561 | 33440.714 | 35473.612 | 36110.178 | 35008.384
12 | 4 | 15 | 12999.192 | 13364.835 | 14103.218 | 14464.03 | 14235.262
12 | 4 | 16 | 0 | 0 | 0 | 0 | 0
12 | 4 | 17 | 0 | 0 | 0 | 0 | 0
12 | 4 | 18 | 0 | 0 | 0 | 0 | 0
12 | 4 | 19 | 0 | 0 | 0 | 0 | 0
12 | 4 | 20 | 0 | 0 | 0 | 0 | 0
12 | 4 | 21 | 0 | 0 | 0 | 0 | 0
12 | 4 | 22 | 0 | 0 | 0 | 0 | 0
12 | 4 | 23 | 0 | 0 | 0 | 0 | 0
12 | 5 | 0 | 0 | 0 | 0 | 0 | 0
12 | 5 | 1 | 0 | 0 | 0 | 0 | 0
12 | 5 | 2 | 0 | 0 | 0 | 0 | 0
12 | 5 | 3 | 0 | 0 | 0 | 0 | 0
12 | 5 | 4 | 0 | 0 | 0 | 0 | 0
12 | 5 | 5 | 0 | 0 | 0 | 0 | 0
12 | 5 | 6 | 0 | 0 | 0 | 0 | 0
12 | 5 | 7 | 15648.8 | 16637.752 | 13209.782 | 1830.599 | 1830.599
12 | 5 | 8 | 123887.736 | 149978.737 | 120698.408 | 49525.848 | 10861.346
12 | 5 | 9 | 43275.949 | 45230.265 | 44516.366 | 41459.891 | 37838.624
12 | 5 | 10 | 56129.002 | 59413.023 | 59585.256 | 56554.218 | 51819.705
12 | 5 | 11 | 100615.317 | 123613.679 | 131149.468 | 119473.406 | 94089.348
12 | 5 | 12 | 75331.943 | 90960.356 | 99165.862 | 96031.628 | 83201.193
12 | 5 | 13 | 66202.108 | 102086.242 | 126102.92 | 127645.224 | 106221.453
12 | 5 | 14 | 32933.076 | 64025.743 | 94015.532 | 102527.872 | 87244.233
12 | 5 | 15 | 13520.669 | 21250.738 | 46342.152 | 53310.311 | 50509.574
12 | 5 | 16 | 0 | 0 | 0 | 0 | 0
12 | 5 | 17 | 0 | 0 | 0 | 0 | 0
12 | 5 | 18 | 0 | 0 | 0 | 0 | 0
12 | 5 | 19 | 0 | 0 | 0 | 0 | 0
12 | 5 | 20 | 0 | 0 | 0 | 0 | 0
12 | 5 | 21 | 0 | 0 | 0 | 0 | 0
12 | 5 | 22 | 0 | 0 | 0 | 0 | 0
12 | 5 | 23 | 0 | 0 | 0 | 0 | 0
12 | 6 | 0 | 0 | 0 | 0 | 0 | 0
12 | 6 | 1 | 0 | 0 | 0 | 0 | 0
12 | 6 | 2 | 0 | 0 | 0 | 0 | 0
12 | 6 | 3 | 0 | 0 | 0 | 0 | 0
12 | 6 | 4 | 0 | 0 | 0 | 0 | 0
12 | 6 | 5 | 0 | 0 | 0 | 0 | 0
12 | 6 | 6 | 0 | 0 | 0 | 0 | 0
12 | 6 | 7 | 12762.349 | 13633.034 | 10683.294 | 1866.938 | 1866.938
12 | 6 | 8 | 117721.754 | 141399.099 | 114717.714 | 48338.32 | 12798.128
12 | 6 | 9 | 27788.944 | 28154.47 | 28019.709 | 27463.701 | 26812.381
12 | 6 | 10 | 24408.856 | 24449.803 | 24451.895 | 24413.906 | 24358.091
12 | 6 | 11 | 32310.083 | 32666.643 | 32786.459 | 32599.305 | 32214.87
12 | 6 | 12 | 26439.824 | 26542.143 | 26598.932 | 26576.918 | 26488.999
12 | 6 | 13 | 61234.28 | 84027.16 | 99564.678 | 100519.119 | 86535.056
12 | 6 | 14 | 35081.984 | 55384.468 | 74905.333 | 80492.938 | 70349.613
12 | 6 | 15 | 8085.4 | 27082.614 | 98047.398 | 114037.003 | 109243.775
12 | 6 | 16 | 0 | 0 | 0 | 0 | 0
12 | 6 | 17 | 0 | 0 | 0 | 0 | 0
12 | 6 | 18 | 0 | 0 | 0 | 0 | 0
12 | 6 | 19 | 0 | 0 | 0 | 0 | 0
12 | 6 | 20 | 0 | 0 | 0 | 0 | 0
12 | 6 | 21 | 0 | 0 | 0 | 0 | 0
12 | 6 | 22 | 0 | 0 | 0 | 0 | 0
12 | 6 | 23 | 0 | 0 | 0 | 0 | 0
12 | 7 | 0 | 0 | 0 | 0 | 0 | 0
12 | 7 | 1 | 0 | 0 | 0 | 0 | 0
12 | 7 | 2 | 0 | 0 | 0 | 0 | 0
12 | 7 | 3 | 0 | 0 | 0 | 0 | 0
12 | 7 | 4 | 0 | 0 | 0 | 0 | 0
12 | 7 | 5 | 0 | 0 | 0 | 0 | 0
12 | 7 | 6 | 0 | 0 | 0 | 0 | 0
12 | 7 | 7 | 5622.287 | 5914.745 | 5016.441 | 3571.722 | 3571.722
12 | 7 | 8 | 107315.849 | 127187.501 | 104686.012 | 47227.496 | 16607.733
12 | 7 | 9 | 160235.726 | 198682.45 | 184782.521 | 121019.875 | 43073.522
12 | 7 | 10 | 135192.097 | 170755.142 | 172487.071 | 139705.296 | 84727.901
12 | 7 | 11 | 117969.722 | 152323.562 | 163396.119 | 145918.453 | 107704.366
12 | 7 | 12 | 59237.267 | 64536.359 | 67344.577 | 66240.814 | 61821.017
12 | 7 | 13 | 48141.282 | 52931.648 | 56279.439 | 56475.702 | 53432.877
12 | 7 | 14 | 26169.015 | 99152.062 | 169275.578 | 188265.77 | 152860.097
12 | 7 | 15 | 11399.632 | 27093.505 | 82268.832 | 95332.556 | 90746.142
12 | 7 | 16 | 0 | 0 | 0 | 0 | 0
12 | 7 | 17 | 0 | 0 | 0 | 0 | 0
12 | 7 | 18 | 0 | 0 | 0 | 0 | 0
12 | 7 | 19 | 0 | 0 | 0 | 0 | 0
12 | 7 | 20 | 0 | 0 | 0 | 0 | 0
12 | 7 | 21 | 0 | 0 | 0 | 0 | 0
12 | 7 | 22 | 0 | 0 | 0 | 0 | 0
12 | 7 | 23 | 0 | 0 | 0 | 0 | 0
12 | 8 | 0 | 0 | 0 | 0 | 0 | 0
12 | 8 | 1 | 0 | 0 | 0 | 0 | 0
12 | 8 | 2 | 0 | 0 | 0 | 0 | 0
12 | 8 | 3 | 0 | 0 | 0 | 0 | 0
12 | 8 | 4 | 0 | 0 | 0 | 0 | 0
12 | 8 | 5 | 0 | 0 | 0 | 0 | 0
12 | 8 | 6 | 0 | 0 | 0 | 0 | 0
12 | 8 | 7 | 473.002 | 473.002 | 473.002 | 473.002 | 473.002
12 | 8 | 8 | 20190.512 | 20576.682 | 20143.753 | 19146.13 | 18369.063
12 | 8 | 9 | 37994.098 | 39051.913 | 38658.284 | 37044.261 | 35156.485
12 | 8 | 10 | 53051.097 | 55651.699 | 55775.479 | 53358.528 | 49642.224
12 | 8 | 11 | 91373.523 | 109950.85 | 115984.922 | 106378.681 | 85849.738
12 | 8 | 12 | 83934.535 | 106765.291 | 118619.355 | 113898.494 | 95032.608
12 | 8 | 13 | 59652.907 | 76586.681 | 88091.179 | 88724.824 | 78249.971
12 | 8 | 14 | 34809.113 | 50532.644 | 65469.542 | 69740.845 | 61791.132
12 | 8 | 15 | 14980.385 | 18922.236 | 29833.376 | 33320.785 | 31509.436
12 | 8 | 16 | 0 | 0 | 0 | 0 | 0
12 | 8 | 17 | 0 | 0 | 0 | 0 | 0
12 | 8 | 18 | 0 | 0 | 0 | 0 | 0
12 | 8 | 19 | 0 | 0 | 0 | 0 | 0
12 | 8 | 20 | 0 | 0 | 0 | 0 | 0
12 | 8 | 21 | 0 | 0 | 0 | 0 | 0
12 | 8 | 22 | 0 | 0 | 0 | 0 | 0
12 | 8 | 23 | 0 | 0 | 0 | 0 | 0
12 | 9 | 0 | 0 | 0 | 0 | 0 | 0
12 | 9 | 1 | 0 | 0 | 0 | 0 | 0
12 | 9 | 2 | 0 | 0 | 0 | 0 | 0
12 | 9 | 3 | 0 | 0 | 0 | 0 | 0
12 | 9 | 4 | 0 | 0 | 0 | 0 | 0
12 | 9 | 5 | 0 | 0 | 0 | 0 | 0
12 | 9 | 6 | 0 | 0 | 0 | 0 | 0
12 | 9 | 7 | 0 | 0 | 0 | 0 | 0
12 | 9 | 8 | 16149.577 | 16307.386 | 16130.084 | 15721.693 | 15407.656
12 | 9 | 9 | 31249.129 | 31837.108 | 31617.125 | 30718.205 | 29667.32
12 | 9 | 10 | 73469.213 | 82547.955 | 82961.975 | 74526.697 | 61113.358
12 | 9 | 11 | 73900.04 | 84022.703 | 87306.821 | 82028.236 | 70861.237
12 | 9 | 12 | 81632.51 | 103263.139 | 114440.756 | 109929.556 | 92021.251
12 | 9 | 13 | 52278.395 | 62345.206 | 69318.37 | 69682.048 | 63278.172
12 | 9 | 14 | 33339.521 | 40821.46 | 47824.694 | 49850.256 | 46048.07
12 | 9 | 15 | 15147.604 | 16087.085 | 18338.696 | 19182.522 | 18678.948
12 | 9 | 16 | 0 | 0 | 0 | 0 | 0
12 | 9 | 17 | 0 | 0 | 0 | 0 | 0
12 | 9 | 18 | 0 | 0 | 0 | 0 | 0
12 | 9 | 19 | 0 | 0 | 0 | 0 | 0
12 | 9 | 20 | 0 | 0 | 0 | 0 | 0
12 | 9 | 21 | 0 | 0 | 0 | 0 | 0
12 | 9 | 22 | 0 | 0 | 0 | 0 | 0
12 | 9 | 23 | 0 | 0 | 0 | 0 | 0
12 | 10 | 0 | 0 | 0 | 0 | 0 | 0
12 | 10 | 1 | 0 | 0 | 0 | 0 | 0
12 | 10 | 2 | 0 | 0 | 0 | 0 | 0
12 | 10 | 3 | 0 | 0 | 0 | 0 | 0
12 | 10 | 4 | 0 | 0 | 0 | 0 | 0
12 | 10 | 5 | 0 | 0 | 0 | 0 | 0
12 | 10 | 6 | 0 | 0 | 0 | 0 | 0
12 | 10 | 7 | 46.277 | 46.277 | 46.277 | 46.277 | 46.277
12 | 10 | 8 | 19678.547 | 20066.701 | 19629.446 | 18623.538 | 17860.533
12 | 10 | 9 | 37517.485 | 38594.903 | 38189.396 | 36538.644 | 34610.058
12 | 10 | 10 | 66714.484 | 73998.245 | 74316.821 | 67526.364 | 56863.973
12 | 10 | 11 | 50388.273 | 52372.957 | 53023.282 | 51967.91 | 49804.451
12 | 10 | 12 | 38268.647 | 39152.262 | 39636.774 | 39438.266 | 38673.066
12 | 10 | 13 | 60552.353 | 82757.868 | 97716.968 | 98444.823 | 84675.194
12 | 10 | 14 | 35263.4 | 52513.329 | 68812.382 | 73378.259 | 64628.155
12 | 10 | 15 | 15062.195 | 19100.595 | 30032.711 | 33493.926 | 31626.816
12 | 10 | 16 | 0 | 0 | 0 | 0 | 0
12 | 10 | 17 | 0 | 0 | 0 | 0 | 0
12 | 10 | 18 | 0 | 0 | 0 | 0 | 0
12 | 10 | 19 | 0 | 0 | 0 | 0 | 0
12 | 10 | 20 | 0 | 0 | 0 | 0 | 0
12 | 10 | 21 | 0 | 0 | 0 | 0 | 0
12 | 10 | 22 | 0 | 0 | 0 | 0 | 0
12 | 10 | 23 | 0 | 0 | 0 | 0 | 0
12 | 11 | 0 | 0 | 0 | 0 | 0 | 0
12 | 11 | 1 | 0 | 0 | 0 | 0 | 0
12 | 11 | 2 | 0 | 0 | 0 | 0 | 0
12 | 11 | 3 | 0 | 0 | 0 | 0 | 0
12 | 11 | 4 | 0 | 0 | 0 | 0 | 0
12 | 11 | 5 | 0 | 0 | 0 | 0 | 0
12 | 11 | 6 | 0 | 0 | 0 | 0 | 0
12 | 11 | 7 | 0 | 0 | 0 | 0 | 0
12 | 11 | 8 | 9744.691 | 9744.691 | 9744.691 | 9744.691 | 9744.691
12 | 11 | 9 | 21321.023 | 21403.143 | 21372.034 | 21245.926 | 21098.709
12 | 11 | 10 | 19687.823 | 19687.823 | 19687.823 | 19687.823 | 19687.823
12 | 11 | 11 | 11326.112 | 11326.112 | 11326.112 | 11326.112 | 11326.112
12 | 11 | 12 | 20302.712 | 20302.712 | 20302.712 | 20302.712 | 20302.712
12 | 11 | 13 | 20712.443 | 20712.443 | 20712.443 | 20712.443 | 20712.443
12 | 11 | 14 | 13403.176 | 13403.176 | 13403.176 | 13403.176 | 13403.176
12 | 11 | 15 | 4416.524 | 4416.524 | 4416.524 | 4416.524 | 4416.524
12 | 11 | 16 | 0 | 0 | 0 | 0 | 0
12 | 11 | 17 | 0 | 0 | 0 | 0 | 0
12 | 11 | 18 | 0 | 0 | 0 | 0 | 0
12 | 11 | 19 | 0 | 0 | 0 | 0 | 0
12 | 11 | 20 | 0 | 0 | 0 | 0 | 0
12 | 11 | 21 | 0 | 0 | 0 | 0 | 0
12 | 11 | 22 | 0 | 0 | 0 | 0 | 0
12 | 11 | 23 | 0 | 0 | 0 | 0 | 0
12 | 12 | 0 | 0 | 0 | 0 | 0 | 0
12 | 12 | 1 | 0 | 0 | 0 | 0 | 0
12 | 12 | 2 | 0 | 0 | 0 | 0 | 0
12 | 12 | 3 | 0 | 0 | 0 | 0 | 0
12 | 12 | 4 | 0 | 0 | 0 | 0 | 0
12 | 12 | 5 | 0 | 0 | 0 | 0 | 0
12 | 12 | 6 | 0 | 0 | 0 | 0 | 0
12 | 12 | 7 | 5366.189 | 5688.625 | 4690.479 | 3162.003 | 3162.003
12 | 12 | 8 | 124311.577 | 145586.367 | 120503.637 | 46269.01 | 11429.835
12 | 12 | 9 | 173624.329 | 217917.214 | 201561.662 | 127033.832 | 37641.591
12 | 12 | 10 | 188504.722 | 247999.856 | 250305.912 | 194994.117 | 98837.765
12 | 12 | 11 | 175893.266 | 249742.033 | 272250.89 | 234800.107 | 150496.01
12 | 12 | 12 | 120654.778 | 193157.985 | 228365.187 | 213632.075 | 154980.142
12 | 12 | 13 | 71483.64 | 129181.827 | 166290.449 | 167843.794 | 133449.3
12 | 12 | 14 | 29269.345 | 78246.56 | 124559.849 | 136819.581 | 112392.205
12 | 12 | 15 | 12093.191 | 24294.678 | 62757.427 | 72179.701 | 68080.621
12 | 12 | 16 | 0 | 0 | 0 | 0 | 0
12 | 12 | 17 | 0 | 0 | 0 | 0 | 0
12 | 12 | 18 | 0 | 0 | 0 | 0 | 0
12 | 12 | 19 | 0 | 0 | 0 | 0 | 0
12 | 12 | 20 | 0 | 0 | 0 | 0 | 0
12 | 12 | 21 | 0 | 0 | 0 | 0 | 0
12 | 12 | 22 | 0 | 0 | 0 | 0 | 0
12 | 12 | 23 | 0 | 0 | 0 | 0 | 0
12 | 13 | 0 | 0 | 0 | 0 | 0 | 0
12 | 13 | 1 | 0 | 0 | 0 | 0 | 0
12 | 13 | 2 | 0 | 0 | 0 | 0 | 0
12 | 13 | 3 | 0 | 0 | 0 | 0 | 0
12 | 13 | 4 | 0 | 0 | 0 | 0 | 0
12 | 13 | 5 | 0 | 0 | 0 | 0 | 0
12 | 13 | 6 | 0 | 0 | 0 | 0 | 0
12 | 13 | 7 | 0 | 0 | 0 | 0 | 0
12 | 13 | 8 | 1674.833 | 1674.833 | 1674.833 | 1674.833 | 1674.833
12 | 13 | 9 | 5627.867 | 5627.867 | 5627.867 | 5627.867 | 5627.867
12 | 13 | 10 | 13323.788 | 13323.788 | 13323.788 | 13323.788 | 13323.788
12 | 13 | 11 | 80475.686 | 93320.184 | 97381.363 | 90582.179 | 76252.395
12 | 13 | 12 | 139025.2 | 226858.543 | 269293.122 | 251286.66 | 180135.185
12 | 13 | 13 | 82969.075 | 181434.209 | 243194.956 | 245575.433 | 188126.009
12 | 13 | 14 | 22799.962 | 107746.039 | 188099.75 | 208786.485 | 166769.467
12 | 13 | 15 | 7991.944 | 28648.776 | 100242.212 | 115161.419 | 110021.222
12 | 13 | 16 | 0 | 0 | 0 | 0 | 0
12 | 13 | 17 | 0 | 0 | 0 | 0 | 0
12 | 13 | 18 | 0 | 0 | 0 | 0 | 0
12 | 13 | 19 | 0 | 0 | 0 | 0 | 0
12 | 13 | 20 | 0 | 0 | 0 | 0 | 0
12 | 13 | 21 | 0 | 0 | 0 | 0 | 0
12 | 13 | 22 | 0 | 0 | 0 | 0 | 0
12 | 13 | 23 | 0 | 0 | 0 | 0 | 0
12 | 14 | 0 | 0 | 0 | 0 | 0 | 0
12 | 14 | 1 | 0 | 0 | 0 | 0 | 0
12 | 14 | 2 | 0 | 0 | 0 | 0 | 0
12 | 14 | 3 | 0 | 0 | 0 | 0 | 0
12 | 14 | 4 | 0 | 0 | 0 | 0 | 0
12 | 14 | 5 | 0 | 0 | 0 | 0 | 0
12 | 14 | 6 | 0 | 0 | 0 | 0 | 0
12 | 14 | 7 | 2178.813 | 2178.813 | 2178.813 | 2178.813 | 2178.813
12 | 14 | 8 | 89717.023 | 103367.836 | 87015.225 | 37974.309 | 14576.297
12 | 14 | 9 | 133255.048 | 165227.696 | 153205.281 | 99710.974 | 36727.083
12 | 14 | 10 | 83605.469 | 97145.324 | 97621.259 | 84845.083 | 64623.705
12 | 14 | 11 | 100667.425 | 124430.796 | 131838.807 | 119296.275 | 92562.01
12 | 14 | 12 | 100505.386 | 140870.591 | 161007.79 | 152315.073 | 118870.803
12 | 14 | 13 | 71940.775 | 129676.609 | 166954.664 | 168294.972 | 133330.601
12 | 14 | 14 | 29111.139 | 80920.547 | 130000.601 | 142871.772 | 116582.523
12 | 14 | 15 | 8246.486 | 29353.541 | 101756.386 | 116853.446 | 111629.875
12 | 14 | 16 | 0 | 0 | 0 | 0 | 0
12 | 14 | 17 | 0 | 0 | 0 | 0 | 0
12 | 14 | 18 | 0 | 0 | 0 | 0 | 0
12 | 14 | 19 | 0 | 0 | 0 | 0 | 0
12 | 14 | 20 | 0 | 0 | 0 | 0 | 0
12 | 14 | 21 | 0 | 0 | 0 | 0 | 0
12 | 14 | 22 | 0 | 0 | 0 | 0 | 0
12 | 14 | 23 | 0 | 0 | 0 | 0 | 0
12 | 15 | 0 | 0 | 0 | 0 | 0 | 0
12 | 15 | 1 | 0 | 0 | 0 | 0 | 0
12 | 15 | 2 | 0 | 0 | 0 | 0 | 0
12 | 15 | 3 | 0 | 0 | 0 | 0 | 0
12 | 15 | 4 | 0 | 0 | 0 | 0 | 0
12 | 15 | 5 | 0 | 0 | 0 | 0 | 0
12 | 15 | 6 | 0 | 0 | 0 | 0 | 0
12 | 15 | 7 | 7887.081 | 8143.162 | 7009.595 | 1302.69 | 1302.69
12 | 15 | 8 | 131564.422 | 152381.312 | 126927.377 | 45340.358 | 9155.429
12 | 15 | 9 | 179735.132 | 226635.754 | 208976.412 | 129125.215 | 34196.213
12 | 15 | 10 | 121093.72 | 149937.273 | 150875.713 | 123633.921 | 78731.211
12 | 15 | 11 | 114259.195 | 146502.222 | 156420.478 | 139428.517 | 102917.976
12 | 15 | 12 | 97719.367 | 134158.914 | 152275.873 | 144355.429 | 114072.711
12 | 15 | 13 | 63793.601 | 89185.756 | 105923.458 | 106478.891 | 90662.924
12 | 15 | 14 | 36166.032 | 56985.602 | 76377.888 | 81549.61 | 70935.461
12 | 15 | 15 | 15767.262 | 21123.063 | 35829.553 | 39971.709 | 37774.102
12 | 15 | 16 | 0 | 0 | 0 | 0 | 0
12 | 15 | 17 | 0 | 0 | 0 | 0 | 0
12 | 15 | 18 | 0 | 0 | 0 | 0 | 0
12 | 15 | 19 | 0 | 0 | 0 | 0 | 0
12 | 15 | 20 | 0 | 0 | 0 | 0 | 0
12 | 15 | 21 | 0 | 0 | 0 | 0 | 0
12 | 15 | 22 | 0 | 0 | 0 | 0 | 0
12 | 15 | 23 | 0 | 0 | 0 | 0 | 0
12 | 16 | 0 | 0 | 0 | 0 | 0 | 0
12 | 16 | 1 | 0 | 0 | 0 | 0 | 0
12 | 16 | 2 | 0 | 0 | 0 | 0 | 0
12 | 16 | 3 | 0 | 0 | 0 | 0 | 0
12 | 16 | 4 | 0 | 0 | 0 | 0 | 0
12 | 16 | 5 | 0 | 0 | 0 | 0 | 0
12 | 16 | 6 | 0 | 0 | 0 | 0 | 0
12 | 16 | 7 | 0 | 0 | 0 | 0 | 0
12 | 16 | 8 | 3686.553 | 3686.553 | 3686.553 | 3686.553 | 3686.553
12 | 16 | 9 | 9761.551 | 9761.551 | 9761.551 | 9761.551 | 9761.551
12 | 16 | 10 | 6000.316 | 6000.316 | 6000.316 | 6000.316 | 6000.316
12 | 16 | 11 | 8973.991 | 8973.991 | 8973.991 | 8973.991 | 8973.991
12 | 16 | 12 | 8642.249 | 8642.249 | 8642.249 | 8642.249 | 8642.249
12 | 16 | 13 | 10355.464 | 10355.464 | 10355.464 | 10355.464 | 10355.464
12 | 16 | 14 | 6691.471 | 6691.471 | 6691.471 | 6691.471 | 6691.471
12 | 16 | 15 | 1671.64 | 1671.64 | 1671.64 | 1671.64 | 1671.64
12 | 16 | 16 | 0 | 0 | 0 | 0 | 0
12 | 16 | 17 | 0 | 0 | 0 | 0 | 0
12 | 16 | 18 | 0 | 0 | 0 | 0 | 0
12 | 16 | 19 | 0 | 0 | 0 | 0 | 0
12 | 16 | 20 | 0 | 0 | 0 | 0 | 0
12 | 16 | 21 | 0 | 0 | 0 | 0 | 0
12 | 16 | 22 | 0 | 0 | 0 | 0 | 0
12 | 16 | 23 | 0 | 0 | 0 | 0 | 0
12 | 17 | 0 | 0 | 0 | 0 | 0 | 0
12 | 17 | 1 | 0 | 0 | 0 | 0 | 0
12 | 17 | 2 | 0 | 0 | 0 | 0 | 0
12 | 17 | 3 | 0 | 0 | 0 | 0 | 0
12 | 17 | 4 | 0 | 0 | 0 | 0 | 0
12 | 17 | 5 | 0 | 0 | 0 | 0 | 0
12 | 17 | 6 | 0 | 0 | 0 | 0 | 0
12 | 17 | 7 | 1134.861 | 1134.861 | 1134.861 | 1134.861 | 1134.861
12 | 17 | 8 | 87955.221 | 99492.004 | 85197.577 | 40677.775 | 19904.804
12 | 17 | 9 | 142818.816 | 174301.744 | 162158.689 | 109081.161 | 47249.54
12 | 17 | 10 | 18853.749 | 18853.749 | 18853.749 | 18853.749 | 18853.749
12 | 17 | 11 | 29829.446 | 30046.524 | 30115.158 | 29995.128 | 29756.771
12 | 17 | 12 | 44568.122 | 46009.036 | 46782.127 | 46434.198 | 45169.228
12 | 17 | 13 | 17580.192 | 17580.192 | 17580.192 | 17580.192 | 17580.192
12 | 17 | 14 | 11464.134 | 11464.134 | 11464.134 | 11464.134 | 11464.134
12 | 17 | 15 | 3965.046 | 3965.046 | 3965.046 | 3965.046 | 3965.046
12 | 17 | 16 | 0 | 0 | 0 | 0 | 0
12 | 17 | 17 | 0 | 0 | 0 | 0 | 0
12 | 17 | 18 | 0 | 0 | 0 | 0 | 0
12 | 17 | 19 | 0 | 0 | 0 | 0 | 0
12 | 17 | 20 | 0 | 0 | 0 | 0 | 0
12 | 17 | 21 | 0 | 0 | 0 | 0 | 0
12 | 17 | 22 | 0 | 0 | 0 | 0 | 0
12 | 17 | 23 | 0 | 0 | 0 | 0 | 0
12 | 18 | 0 | 0 | 0 | 0 | 0 | 0
12 | 18 | 1 | 0 | 0 | 0 | 0 | 0
12 | 18 | 2 | 0 | 0 | 0 | 0 | 0
12 | 18 | 3 | 0 | 0 | 0 | 0 | 0
12 | 18 | 4 | 0 | 0 | 0 | 0 | 0
12 | 18 | 5 | 0 | 0 | 0 | 0 | 0
12 | 18 | 6 | 0 | 0 | 0 | 0 | 0
12 | 18 | 7 | 6527.821 | 6741.224 | 5772.197 | 1115.721 | 1115.721
12 | 18 | 8 | 139293.996 | 158910.759 | 133753.896 | 47571.508 | 11382.418
12 | 18 | 9 | 195223.735 | 245699.856 | 226178.621 | 139483.628 | 38095.708
12 | 18 | 10 | 213352.349 | 280806.759 | 282479.462 | 218063.729 | 108055.267
12 | 18 | 11 | 200119.586 | 283512.681 | 308066.623 | 264425.302 | 167727.36
12 | 18 | 12 | 159544.096 | 256952.49 | 303012.022 | 282149.31 | 202330.05
12 | 18 | 13 | 96716.697 | 204274.985 | 270324.844 | 271902.72 | 208739.008
12 | 18 | 14 | 29629.733 | 123221.978 | 209348.68 | 230730.77 | 184568.71
12 | 18 | 15 | 10610.481 | 35116.449 | 113671.189 | 130416.465 | 123149.766
12 | 18 | 16 | 0 | 0 | 0 | 0 | 0
12 | 18 | 17 | 0 | 0 | 0 | 0 | 0
12 | 18 | 18 | 0 | 0 | 0 | 0 | 0
12 | 18 | 19 | 0 | 0 | 0 | 0 | 0
12 | 18 | 20 | 0 | 0 | 0 | 0 | 0
12 | 18 | 21 | 0 | 0 | 0 | 0 | 0
12 | 18 | 22 | 0 | 0 | 0 | 0 | 0
12 | 18 | 23 | 0 | 0 | 0 | 0 | 0
12 | 19 | 0 | 0 | 0 | 0 | 0 | 0
12 | 19 | 1 | 0 | 0 | 0 | 0 | 0
12 | 19 | 2 | 0 | 0 | 0 | 0 | 0
12 | 19 | 3 | 0 | 0 | 0 | 0 | 0
12 | 19 | 4 | 0 | 0 | 0 | 0 | 0
12 | 19 | 5 | 0 | 0 | 0 | 0 | 0
12 | 19 | 6 | 0 | 0 | 0 | 0 | 0
12 | 19 | 7 | 6070.75 | 6267.156 | 5366.105 | 1101.396 | 1101.396
12 | 19 | 8 | 132823.508 | 150722.912 | 127343.658 | 45359.831 | 11297.893
12 | 19 | 9 | 185836.614 | 233263.31 | 214768.528 | 132743.696 | 36663.479
12 | 19 | 10 | 202890.971 | 266156.549 | 267558.151 | 206855.839 | 103003.95
12 | 19 | 11 | 190477.819 | 268771.841 | 291631.399 | 250508.878 | 159383.851
12 | 19 | 12 | 152244.566 | 244482.814 | 287928.119 | 267998.654 | 192230.358
12 | 19 | 13 | 92662.355 | 194356.289 | 256664.149 | 257978.553 | 198073.478
12 | 19 | 14 | 29075.379 | 117527.938 | 198575.093 | 218584.144 | 174920
12 | 19 | 15 | 10290.455 | 33928.551 | 108150.134 | 124218.878 | 116825.498
12 | 19 | 16 | 0 | 0 | 0 | 0 | 0
12 | 19 | 17 | 0 | 0 | 0 | 0 | 0
12 | 19 | 18 | 0 | 0 | 0 | 0 | 0
12 | 19 | 19 | 0 | 0 | 0 | 0 | 0
12 | 19 | 20 | 0 | 0 | 0 | 0 | 0
12 | 19 | 21 | 0 | 0 | 0 | 0 | 0
12 | 19 | 22 | 0 | 0 | 0 | 0 | 0
12 | 19 | 23 | 0 | 0 | 0 | 0 | 0
12 | 20 | 0 | 0 | 0 | 0 | 0 | 0
12 | 20 | 1 | 0 | 0 | 0 | 0 | 0
12 | 20 | 2 | 0 | 0 | 0 | 0 | 0
12 | 20 | 3 | 0 | 0 | 0 | 0 | 0
12 | 20 | 4 | 0 | 0 | 0 | 0 | 0
12 | 20 | 5 | 0 | 0 | 0 | 0 | 0
12 | 20 | 6 | 0 | 0 | 0 | 0 | 0
12 | 20 | 7 | 801.361 | 801.361 | 801.361 | 801.361 | 801.361
12 | 20 | 8 | 77573.49 | 87407.626 | 74612.071 | 32636.921 | 14213.655
12 | 20 | 9 | 116343.643 | 142922.506 | 132352.596 | 87171.136 | 35543.92
12 | 20 | 10 | 120909.509 | 150729.307 | 151319.624 | 122508.281 | 75698.517
12 | 20 | 11 | 128649.377 | 172397.371 | 185400.714 | 161810.917 | 111507.224
12 | 20 | 12 | 113645.307 | 172399.829 | 200768.752 | 187544.201 | 138475.859
12 | 20 | 13 | 73218.692 | 134932.657 | 173833.785 | 174554.961 | 136913.697
12 | 20 | 14 | 30793.451 | 83680.122 | 132266.361 | 144474.515 | 117741.463
12 | 20 | 15 | 12056.217 | 27266.72 | 70836.295 | 81609.724 | 75803.036
12 | 20 | 16 | 0 | 0 | 0 | 0 | 0
12 | 20 | 17 | 0 | 0 | 0 | 0 | 0
12 | 20 | 18 | 0 | 0 | 0 | 0 | 0
12 | 20 | 19 | 0 | 0 | 0 | 0 | 0
12 | 20 | 20 | 0 | 0 | 0 | 0 | 0
12 | 20 | 21 | 0 | 0 | 0 | 0 | 0
12 | 20 | 22 | 0 | 0 | 0 | 0 | 0
12 | 20 | 23 | 0 | 0 | 0 | 0 | 0
12 | 21 | 0 | 0 | 0 | 0 | 0 | 0
12 | 21 | 1 | 0 | 0 | 0 | 0 | 0
12 | 21 | 2 | 0 | 0 | 0 | 0 | 0
12 | 21 | 3 | 0 | 0 | 0 | 0 | 0
12 | 21 | 4 | 0 | 0 | 0 | 0 | 0
12 | 21 | 5 | 0 | 0 | 0 | 0 | 0
12 | 21 | 6 | 0 | 0 | 0 | 0 | 0
12 | 21 | 7 | 957.88 | 957.88 | 957.88 | 957.88 | 957.88
12 | 21 | 8 | 88694.255 | 99796.622 | 84949.094 | 34018.272 | 12629.68
12 | 21 | 9 | 133947.761 | 167192.645 | 153884.749 | 96605.492 | 31004.714
12 | 21 | 10 | 136452.119 | 174539.098 | 175184.667 | 138220.227 | 77600.51
12 | 21 | 11 | 141963.956 | 196531.793 | 212512.434 | 183143.653 | 119871.146
12 | 21 | 12 | 121196.98 | 194399.49 | 229194.058 | 212791.828 | 151890.43
12 | 21 | 13 | 80561.063 | 170117.485 | 224998.887 | 225858.868 | 172537.788
12 | 21 | 14 | 25265.579 | 101929.837 | 171705.001 | 188779.106 | 150778.045
12 | 21 | 15 | 8227.629 | 29447.429 | 92337.954 | 107027.196 | 99288.224
12 | 21 | 16 | 0 | 0 | 0 | 0 | 0
12 | 21 | 17 | 0 | 0 | 0 | 0 | 0
12 | 21 | 18 | 0 | 0 | 0 | 0 | 0
12 | 21 | 19 | 0 | 0 | 0 | 0 | 0
12 | 21 | 20 | 0 | 0 | 0 | 0 | 0
12 | 21 | 21 | 0 | 0 | 0 | 0 | 0
12 | 21 | 22 | 0 | 0 | 0 | 0 | 0
12 | 21 | 23 | 0 | 0 | 0 | 0 | 0
12 | 22 | 0 | 0 | 0 | 0 | 0 | 0
12 | 22 | 1 | 0 | 0 | 0 | 0 | 0
12 | 22 | 2 | 0 | 0 | 0 | 0 | 0
12 | 22 | 3 | 0 | 0 | 0 | 0 | 0
12 | 22 | 4 | 0 | 0 | 0 | 0 | 0
12 | 22 | 5 | 0 | 0 | 0 | 0 | 0
12 | 22 | 6 | 0 | 0 | 0 | 0 | 0
12 | 22 | 7 | 3180.244 | 3286.831 | 2779.842 | 488.204 | 488.204
12 | 22 | 8 | 116582.799 | 130899.274 | 111011.951 | 38208.112 | 9471.219
12 | 22 | 9 | 167647.292 | 210839.543 | 193443.722 | 117830.905 | 30709.371
12 | 22 | 10 | 185344.306 | 243859.778 | 244675.699 | 187656.595 | 90830.154
12 | 22 | 11 | 174227.258 | 245758.238 | 266185.739 | 228082.425 | 143923.174
12 | 22 | 12 | 139631.026 | 224479.827 | 263860.003 | 245114.393 | 175043.975
12 | 22 | 13 | 85395.207 | 180074.802 | 237069.083 | 237806.284 | 182177.433
12 | 22 | 14 | 25622.821 | 109929.467 | 185453.018 | 203647.557 | 162649.73
12 | 22 | 15 | 8851.819 | 32311.348 | 100483.499 | 116495.411 | 107763.567
12 | 22 | 16 | 0 | 0 | 0 | 0 | 0
12 | 22 | 17 | 0 | 0 | 0 | 0 | 0
12 | 22 | 18 | 0 | 0 | 0 | 0 | 0
12 | 22 | 19 | 0 | 0 | 0 | 0 | 0
12 | 22 | 20 | 0 | 0 | 0 | 0 | 0
12 | 22 | 21 | 0 | 0 | 0 | 0 | 0
12 | 22 | 22 | 0 | 0 | 0 | 0 | 0
12 | 22 | 23 | 0 | 0 | 0 | 0 | 0
12 | 23 | 0 | 0 | 0 | 0 | 0 | 0
12 | 23 | 1 | 0 | 0 | 0 | 0 | 0
12 | 23 | 2 | 0 | 0 | 0 | 0 | 0
12 | 23 | 3 | 0 | 0 | 0 | 0 | 0
12 | 23 | 4 | 0 | 0 | 0 | 0 | 0
12 | 23 | 5 | 0 | 0 | 0 | 0 | 0
12 | 23 | 6 | 0 | 0 | 0 | 0 | 0
12 | 23 | 7 | 0 | 0 | 0 | 0 | 0
12 | 23 | 8 | 5776.434 | 5776.434 | 5776.434 | 5776.434 | 5776.434
12 | 23 | 9 | 14468.406 | 14468.406 | 14468.406 | 14468.406 | 14468.406
12 | 23 | 10 | 12419.126 | 12419.126 | 12419.126 | 12419.126 | 12419.126
12 | 23 | 11 | 18716.072 | 18716.072 | 18716.072 | 18716.072 | 18716.072
12 | 23 | 12 | 33804.464 | 34358.412 | 34650.088 | 34508.526 | 34016.709
12 | 23 | 13 | 47313.764 | 51689.271 | 54645.89 | 54677.421 | 51769.463
12 | 23 | 14 | 32518.443 | 35204.174 | 37597.894 | 38247.438 | 36825.358
12 | 23 | 15 | 13989.699 | 14456.314 | 15246.195 | 15607.441 | 15327.73
12 | 23 | 16 | 0 | 0 | 0 | 0 | 0
12 | 23 | 17 | 0 | 0 | 0 | 0 | 0
12 | 23 | 18 | 0 | 0 | 0 | 0 | 0
12 | 23 | 19 | 0 | 0 | 0 | 0 | 0
12 | 23 | 20 | 0 | 0 | 0 | 0 | 0
12 | 23 | 21 | 0 | 0 | 0 | 0 | 0
12 | 23 | 22 | 0 | 0 | 0 | 0 | 0
12 | 23 | 23 | 0 | 0 | 0 | 0 | 0
12 | 24 | 0 | 0 | 0 | 0 | 0 | 0
12 | 24 | 1 | 0 | 0 | 0 | 0 | 0
12 | 24 | 2 | 0 | 0 | 0 | 0 | 0
12 | 24 | 3 | 0 | 0 | 0 | 0 | 0
12 | 24 | 4 | 0 | 0 | 0 | 0 | 0
12 | 24 | 5 | 0 | 0 | 0 | 0 | 0
12 | 24 | 6 | 0 | 0 | 0 | 0 | 0
12 | 24 | 7 | 1658.919 | 1705.279 | 1478.259 | 475.483 | 475.483
12 | 24 | 8 | 103092.239 | 114855.136 | 97948.908 | 36133.173 | 11568.441
12 | 24 | 9 | 154882.718 | 193193.875 | 177411.563 | 109513.716 | 31106.318
12 | 24 | 10 | 25881.189 | 26032.337 | 26033.607 | 25884.256 | 25671.792
12 | 24 | 11 | 29503.192 | 29766.837 | 29846.401 | 29695.259 | 29401.977
12 | 24 | 12 | 33671.912 | 34258.13 | 34565.832 | 34414.689 | 33893.283
12 | 24 | 13 | 18586.359 | 18586.359 | 18586.359 | 18586.359 | 18586.359
12 | 24 | 14 | 12864.969 | 12864.969 | 12864.969 | 12864.969 | 12864.969
12 | 24 | 15 | 10264.75 | 32630.042 | 94638.629 | 110111.664 | 100927.45
12 | 24 | 16 | 0 | 0 | 0 | 0 | 0
12 | 24 | 17 | 0 | 0 | 0 | 0 | 0
12 | 24 | 18 | 0 | 0 | 0 | 0 | 0
12 | 24 | 19 | 0 | 0 | 0 | 0 | 0
12 | 24 | 20 | 0 | 0 | 0 | 0 | 0
12 | 24 | 21 | 0 | 0 | 0 | 0 | 0
12 | 24 | 22 | 0 | 0 | 0 | 0 | 0
12 | 24 | 23 | 0 | 0 | 0 | 0 | 0
12 | 25 | 0 | 0 | 0 | 0 | 0 | 0
12 | 25 | 1 | 0 | 0 | 0 | 0 | 0
12 | 25 | 2 | 0 | 0 | 0 | 0 | 0
12 | 25 | 3 | 0 | 0 | 0 | 0 | 0
12 | 25 | 4 | 0 | 0 | 0 | 0 | 0
12 | 25 | 5 | 0 | 0 | 0 | 0 | 0
12 | 25 | 6 | 0 | 0 | 0 | 0 | 0
12 | 25 | 7 | 51.271 | 51.271 | 51.271 | 51.271 | 51.271
12 | 25 | 8 | 82744.325 | 91909.437 | 78681.834 | 32459.197 | 13816.514
12 | 25 | 9 | 4824.058 | 4824.058 | 4824.058 | 4824.058 | 4824.058
12 | 25 | 10 | 28771.752 | 29060.182 | 29061.707 | 28775.432 | 28369.146
12 | 25 | 11 | 17405.917 | 17405.917 | 17405.917 | 17405.917 | 17405.917
12 | 25 | 12 | 27877.34 | 28079.852 | 28185.82 | 28133.149 | 27952.705
12 | 25 | 13 | 22984.198 | 23041.563 | 23082.287 | 23082.511 | 23042.104
12 | 25 | 14 | 15463.66 | 15463.66 | 15463.66 | 15463.66 | 15463.66
12 | 25 | 15 | 5916.479 | 5916.479 | 5916.479 | 5916.479 | 5916.479
12 | 25 | 16 | 0 | 0 | 0 | 0 | 0
12 | 25 | 17 | 0 | 0 | 0 | 0 | 0
12 | 25 | 18 | 0 | 0 | 0 | 0 | 0
12 | 25 | 19 | 0 | 0 | 0 | 0 | 0
12 | 25 | 20 | 0 | 0 | 0 | 0 | 0
12 | 25 | 21 | 0 | 0 | 0 | 0 | 0
12 | 25 | 22 | 0 | 0 | 0 | 0 | 0
12 | 25 | 23 | 0 | 0 | 0 | 0 | 0
12 | 26 | 0 | 0 | 0 | 0 | 0 | 0
12 | 26 | 1 | 0 | 0 | 0 | 0 | 0
12 | 26 | 2 | 0 | 0 | 0 | 0 | 0
12 | 26 | 3 | 0 | 0 | 0 | 0 | 0
12 | 26 | 4 | 0 | 0 | 0 | 0 | 0
12 | 26 | 5 | 0 | 0 | 0 | 0 | 0
12 | 26 | 6 | 0 | 0 | 0 | 0 | 0
12 | 26 | 7 | 567.705 | 567.705 | 567.705 | 567.705 | 567.705
12 | 26 | 8 | 101769.069 | 113163.423 | 95899.66 | 31866.974 | 7709.093
12 | 26 | 9 | 83110.425 | 98354.366 | 91817.705 | 65470.217 | 36072.813
12 | 26 | 10 | 100447.59 | 121833.451 | 121877.723 | 100565.238 | 67183.912
12 | 26 | 11 | 41979.827 | 43170.694 | 43525.051 | 42835.076 | 41505.38
12 | 26 | 12 | 130741.094 | 209668.429 | 246685.047 | 228147.534 | 161655.605
12 | 26 | 13 | 81670.509 | 168579.069 | 221562.856 | 221716.086 | 169006.511
12 | 26 | 14 | 27677.264 | 103557.924 | 171709.574 | 188146.311 | 150073.863
12 | 26 | 15 | 8497.824 | 32383.304 | 97242.795 | 114340 | 103561.77
12 | 26 | 16 | 0 | 0 | 0 | 0 | 0
12 | 26 | 17 | 0 | 0 | 0 | 0 | 0
12 | 26 | 18 | 0 | 0 | 0 | 0 | 0
12 | 26 | 19 | 0 | 0 | 0 | 0 | 0
12 | 26 | 20 | 0 | 0 | 0 | 0 | 0
12 | 26 | 21 | 0 | 0 | 0 | 0 | 0
12 | 26 | 22 | 0 | 0 | 0 | 0 | 0
12 | 26 | 23 | 0 | 0 | 0 | 0 | 0
12 | 27 | 0 | 0 | 0 | 0 | 0 | 0
12 | 27 | 1 | 0 | 0 | 0 | 0 | 0
12 | 27 | 2 | 0 | 0 | 0 | 0 | 0
12 | 27 | 3 | 0 | 0 | 0 | 0 | 0
12 | 27 | 4 | 0 | 0 | 0 | 0 | 0
12 | 27 | 5 | 0 | 0 | 0 | 0 | 0
12 | 27 | 6 | 0 | 0 | 0 | 0 | 0
12 | 27 | 7 | 0 | 0 | 0 | 0 | 0
12 | 27 | 8 | 114886.704 | 127051.954 | 107937.298 | 35223.283 | 8538.545
12 | 27 | 9 | 167864.093 | 211144.851 | 192584.67 | 114980.972 | 27809.318
12 | 27 | 10 | 185457.36 | 243296.014 | 243230.959 | 185274.194 | 88962.066
12 | 27 | 11 | 175936.705 | 247990.159 | 268075.681 | 228276.455 | 142581.437
12 | 27 | 12 | 142002.655 | 227378.549 | 266977.133 | 246936.567 | 175123.889
12 | 27 | 13 | 87768.86 | 182489.046 | 239342.411 | 239370.624 | 182568.61
12 | 27 | 14 | 27456.292 | 112827.63 | 188298.71 | 206249.761 | 164261.562
12 | 27 | 15 | 9027.194 | 34664.623 | 102399.071 | 120611.635 | 108806.508
12 | 27 | 16 | 50.399 | 50.399 | 1479.335 | 1815.347 | 1749.954
12 | 27 | 17 | 0 | 0 | 0 | 0 | 0
12 | 27 | 18 | 0 | 0 | 0 | 0 | 0
12 | 27 | 19 | 0 | 0 | 0 | 0 | 0
12 | 27 | 20 | 0 | 0 | 0 | 0 | 0
12 | 27 | 21 | 0 | 0 | 0 | 0 | 0
12 | 27 | 22 | 0 | 0 | 0 | 0 | 0
12 | 27 | 23 | 0 | 0 | 0 | 0 | 0
12 | 28 | 0 | 0 | 0 | 0 | 0 | 0
12 | 28 | 1 | 0 | 0 | 0 | 0 | 0
12 | 28 | 2 | 0 | 0 | 0 | 0 | 0
12 | 28 | 3 | 0 | 0 | 0 | 0 | 0
12 | 28 | 4 | 0 | 0 | 0 | 0 | 0
12 | 28 | 5 | 0 | 0 | 0 | 0 | 0
12 | 28 | 6 | 0 | 0 | 0 | 0 | 0
12 | 28 | 7 | 0 | 0 | 0 | 0 | 0
12 | 28 | 8 | 106838.788 | 118074.888 | 100219.947 | 33974.357 | 9413.379
12 | 28 | 9 | 156989.584 | 196385.372 | 179240.568 | 108399.815 | 29306.832
12 | 28 | 10 | 173782.854 | 227376.094 | 227141.926 | 173129.549 | 84509.679
12 | 28 | 11 | 118277.2 | 153172.675 | 163054.164 | 143291.595 | 102405.227
12 | 28 | 12 | 87686.617 | 113419.268 | 125944.634 | 119507.033 | 97270.299
12 | 28 | 13 | 49296.309 | 54670.869 | 58226.654 | 58220.024 | 54653.854
12 | 28 | 14 | 33627.149 | 36929.488 | 39851.436 | 40615.562 | 38866.904
12 | 28 | 15 | 15627.089 | 16305.57 | 17375.813 | 17860.449 | 17474.552
12 | 28 | 16 | 0 | 0 | 0 | 0 | 0
12 | 28 | 17 | 0 | 0 | 0 | 0 | 0
12 | 28 | 18 | 0 | 0 | 0 | 0 | 0
12 | 28 | 19 | 0 | 0 | 0 | 0 | 0
12 | 28 | 20 | 0 | 0 | 0 | 0 | 0
12 | 28 | 21 | 0 | 0 | 0 | 0 | 0
12 | 28 | 22 | 0 | 0 | 0 | 0 | 0
12 | 28 | 23 | 0 | 0 | 0 | 0 | 0
12 | 29 | 0 | 0 | 0 | 0 | 0 | 0
12 | 29 | 1 | 0 | 0 | 0 | 0 | 0
12 | 29 | 2 | 0 | 0 | 0 | 0 | 0
12 | 29 | 3 | 0 | 0 | 0 | 0 | 0
12 | 29 | 4 | 0 | 0 | 0 | 0 | 0
12 | 29 | 5 | 0 | 0 | 0 | 0 | 0
12 | 29 | 6 | 0 | 0 | 0 | 0 | 0
12 | 29 | 7 | 0 | 0 | 0 | 0 | 0
12 | 29 | 8 | 116183.305 | 127914.958 | 108474.791 | 34607.182 | 8225.896
12 | 29 | 9 | 169140.736 | 212926.703 | 193613.424 | 114318.32 | 26294.466
12 | 29 | 10 | 185695.532 | 243702.715 | 243257.385 | 184448.515 | 87837.722
12 | 29 | 11 | 177066.199 | 249950.178 | 270093.513 | 229190.319 | 142202.437
12 | 29 | 12 | 114386.968 | 169340.65 | 195511.886 | 181926.904 | 134801.374
12 | 29 | 13 | 76217.182 | 133309.66 | 168852.698 | 168705.982 | 132911.744
12 | 29 | 14 | 34024.754 | 85631.11 | 131657.437 | 142880.286 | 116541.788
12 | 29 | 15 | 13120.571 | 30378.724 | 72093.744 | 84836.025 | 75927.324
12 | 29 | 16 | 466.278 | 466.278 | 466.278 | 466.278 | 466.278
12 | 29 | 17 | 0 | 0 | 0 | 0 | 0
12 | 29 | 18 | 0 | 0 | 0 | 0 | 0
12 | 29 | 19 | 0 | 0 | 0 | 0 | 0
12 | 29 | 20 | 0 | 0 | 0 | 0 | 0
12 | 29 | 21 | 0 | 0 | 0 | 0 | 0
12 | 29 | 22 | 0 | 0 | 0 | 0 | 0
12 | 29 | 23 | 0 | 0 | 0 | 0 | 0
12 | 30 | 0 | 0 | 0 | 0 | 0 | 0
12 | 30 | 1 | 0 | 0 | 0 | 0 | 0
12 | 30 | 2 | 0 | 0 | 0 | 0 | 0
12 | 30 | 3 | 0 | 0 | 0 | 0 | 0
12 | 30 | 4 | 0 | 0 | 0 | 0 | 0
12 | 30 | 5 | 0 | 0 | 0 | 0 | 0
12 | 30 | 6 | 0 | 0 | 0 | 0 | 0
12 | 30 | 7 | 0 | 0 | 0 | 0 | 0
12 | 30 | 8 | 115762.118 | 127090.983 | 107826.196 | 34618.394 | 8596.5
12 | 30 | 9 | 167481.703 | 209693.243 | 190849.722 | 113437.995 | 26746.688
12 | 30 | 10 | 103810.316 | 125519.215 | 125276.758 | 103163.205 | 68695.619
12 | 30 | 11 | 102821.54 | 127065.794 | 133860.882 | 119923.472 | 91470.176
12 | 30 | 12 | 141835.531 | 224391.295 | 262347.11 | 242495.927 | 172596.655
12 | 30 | 13 | 88268.302 | 181699.228 | 237322.258 | 236973.708 | 180717.903
12 | 30 | 14 | 29544.317 | 112962.166 | 185717.857 | 202894.354 | 162029.736
12 | 30 | 15 | 9374.88 | 36695.621 | 105741.03 | 125931.761 | 111916.338
12 | 30 | 16 | 1336.575 | 1336.575 | 1336.575 | 1336.575 | 1336.575
12 | 30 | 17 | 0 | 0 | 0 | 0 | 0
12 | 30 | 18 | 0 | 0 | 0 | 0 | 0
12 | 30 | 19 | 0 | 0 | 0 | 0 | 0
12 | 30 | 20 | 0 | 0 | 0 | 0 | 0
12 | 30 | 21 | 0 | 0 | 0 | 0 | 0
12 | 30 | 22 | 0 | 0 | 0 | 0 | 0
12 | 30 | 23 | 0 | 0 | 0 | 0 | 0
12 | 31 | 0 | 0 | 0 | 0 | 0 | 0
12 | 31 | 1 | 0 | 0 | 0 | 0 | 0
12 | 31 | 2 | 0 | 0 | 0 | 0 | 0
12 | 31 | 3 | 0 | 0 | 0 | 0 | 0
12 | 31 | 4 | 0 | 0 | 0 | 0 | 0
12 | 31 | 5 | 0 | 0 | 0 | 0 | 0
12 | 31 | 6 | 0 | 0 | 0 | 0 | 0
12 | 31 | 7 | 0 | 0 | 0 | 0 | 0
12 | 31 | 8 | 92121.824 | 101034.223 | 86004.086 | 32187.385 | 12450.001
12 | 31 | 9 | 146083.274 | 181125.798 | 165179.761 | 101291.561 | 30718.25
12 | 31 | 10 | 169075.764 | 219415.575 | 218685.255 | 167045.452 | 83234.685
12 | 31 | 11 | 165010.157 | 229408.12 | 246971.321 | 210363.677 | 133137.17
12 | 31 | 12 | 138081.083 | 218179.761 | 255251.116 | 235636.202 | 167394.793
12 | 31 | 13 | 88204.069 | 179182.355 | 233561.646 | 233104.647 | 177903.818
12 | 31 | 14 | 30415.301 | 112878.438 | 184860.203 | 201890.238 | 161234.649
12 | 31 | 15 | 9627.016 | 37557.456 | 106774.605 | 127753.962 | 112875.002
12 | 31 | 16 | 1768.647 | 1768.647 | 1768.647 | 1768.647 | 1768.647
12 | 31 | 17 | 0 | 0 | 0 | 0 | 0
12 | 31 | 18 | 0 | 0 | 0 | 0 | 0
12 | 31 | 19 | 0 | 0 | 0 | 0 | 0
12 | 31 | 20 | 0 | 0 | 0 | 0 | 0
12 | 31 | 21 | 0 | 0 | 0 | 0 | 0
12 | 31 | 22 | 0 | 0 | 0 | 0 | 0
12 | 31 | 23 | 0 | 0 | 0 | 0 | 0

## Belleville
|  | MWh Generated | 489.5166 | 550.2627 | 576.0397 | 550.6117 | 489.9274
|  | Summer Peak (MW) | 0.082322 | 0.097185 | 0.12963 | 0.16015 | 0.17041
|  | ETDFs | 0.00016817 | 0.00017662 | 0.00022504 | 0.00029085 | 0.00034782
|  | Winter Peak (MW) | #DIV/0! | #DIV/0! | #DIV/0! | #DIV/0! | #DIV/0!
|  | ETDFw | #DIV/0! | #DIV/0! | #DIV/0! | #DIV/0! | #DIV/0!
|  | Azimuth --> | AC System Output (W) by Array Azimuth
Month | Day | Hour | 90 | 135 | 180 | 225 | 270 | Summer CF Flag | CFw1 | CFw2 | Winter CF Flag
1 | 1 | 0 | 0 | 0 | 0 | 0 | 0 |  | 0 | 0
1 | 1 | 1 | 0 | 0 | 0 | 0 | 0 |  | 0 | 0
1 | 1 | 2 | 0 | 0 | 0 | 0 | 0 |  | 0 | 0
1 | 1 | 3 | 0 | 0 | 0 | 0 | 0 |  | 0 | 0
1 | 1 | 4 | 0 | 0 | 0 | 0 | 0 |  | 0 | 0
1 | 1 | 5 | 0 | 0 | 0 | 0 | 0 |  | 0 | 0
1 | 1 | 6 | 0 | 0 | 0 | 0 | 0 |  | 0 | 0
1 | 1 | 7 | 321.679 | 332.411 | 270.06 | 5.25 | 5.25 |  | 0 | 0
1 | 1 | 8 | 83964.149 | 93698.794 | 78269.358 | 33628.273 | 15314.905 |  | 0 | 0
1 | 1 | 9 | 91594.82 | 106782.125 | 99337.233 | 71485.47 | 40478.44 |  | 0 | 0
1 | 1 | 10 | 120870.012 | 147180.783 | 146414.369 | 118858.406 | 75439.956 |  | 0 | 0
1 | 1 | 11 | 63690.031 | 70132.989 | 71917.735 | 68041.789 | 60579.521 |  | 0 | 0
1 | 1 | 12 | 112629.6 | 157608.404 | 179018.84 | 167369.55 | 128375.691 |  | 0 | 0
1 | 1 | 13 | 89252.595 | 160855.052 | 203809.157 | 203329.008 | 159668.143 |  | 0 | 0
1 | 1 | 14 | 41526.047 | 79585.393 | 112176.65 | 120165.658 | 101445.433 |  | 0 | 0
1 | 1 | 15 | 19153.016 | 22482.011 | 27941.439 | 30253.285 | 28411.254 |  | 0 | 0
1 | 1 | 16 | 0 | 0 | 0 | 0 | 0 |  | 0 | 0
1 | 1 | 17 | 0 | 0 | 0 | 0 | 0 |  | 0 | 0
1 | 1 | 18 | 0 | 0 | 0 | 0 | 0 |  | 0 | 0
1 | 1 | 19 | 0 | 0 | 0 | 0 | 0 |  | 0 | 0
1 | 1 | 20 | 0 | 0 | 0 | 0 | 0 |  | 0 | 0
1 | 1 | 21 | 0 | 0 | 0 | 0 | 0 |  | 0 | 0
1 | 1 | 22 | 0 | 0 | 0 | 0 | 0 |  | 0 | 0
1 | 1 | 23 | 0 | 0 | 0 | 0 | 0 |  | 0 | 0
1 | 2 | 0 | 0 | 0 | 0 | 0 | 0 |  | 0 | 0
1 | 2 | 1 | 0 | 0 | 0 | 0 | 0 |  | 0 | 0
1 | 2 | 2 | 0 | 0 | 0 | 0 | 0 |  | 0 | 0
1 | 2 | 3 | 0 | 0 | 0 | 0 | 0 |  | 0 | 0
1 | 2 | 4 | 0 | 0 | 0 | 0 | 0 |  | 0 | 0
1 | 2 | 5 | 0 | 0 | 0 | 0 | 0 |  | 0 | 0
1 | 2 | 6 | 0 | 0 | 0 | 0 | 0 |  | 0 | 0
1 | 2 | 7 | 0 | 0 | 0 | 0 | 0 |  | 0 | 0
1 | 2 | 8 | 28254.038 | 30005.951 | 27336.352 | 20417.344 | 17142.485 |  | 0 | 0
1 | 2 | 9 | 77588.039 | 89218.552 | 83431.251 | 61974.28 | 38242.761 |  | 0 | 0
1 | 2 | 10 | 106230.044 | 127424.009 | 126726.837 | 104432.231 | 69971.822 |  | 0 | 0
1 | 2 | 11 | 120994.438 | 153809.325 | 162690.068 | 143103.491 | 103820.612 |  | 0 | 0
1 | 2 | 12 | 90146.366 | 114306.174 | 125992.686 | 119556.907 | 98376.126 |  | 0 | 0
1 | 2 | 13 | 58103.559 | 70282.767 | 78186.003 | 78080.224 | 70027.152 |  | 0 | 0
1 | 2 | 14 | 41253.128 | 75638.015 | 105088.022 | 112329.985 | 95303.768 |  | 0 | 0
1 | 2 | 15 | 18677.162 | 26128.108 | 39352.509 | 44897.668 | 40477.874 |  | 0 | 0
1 | 2 | 16 | 804.985 | 804.985 | 804.985 | 804.985 | 804.985 |  | 0 | 0
1 | 2 | 17 | 0 | 0 | 0 | 0 | 0 |  | 0 | 0
1 | 2 | 18 | 0 | 0 | 0 | 0 | 0 |  | 0 | 0
1 | 2 | 19 | 0 | 0 | 0 | 0 | 0 |  | 0 | 0
1 | 2 | 20 | 0 | 0 | 0 | 0 | 0 |  | 0 | 0
1 | 2 | 21 | 0 | 0 | 0 | 0 | 0 |  | 0 | 0
1 | 2 | 22 | 0 | 0 | 0 | 0 | 0 |  | 0 | 0
1 | 2 | 23 | 0 | 0 | 0 | 0 | 0 |  | 0 | 0
1 | 3 | 0 | 0 | 0 | 0 | 0 | 0 |  | 0 | 0
1 | 3 | 1 | 0 | 0 | 0 | 0 | 0 |  | 0 | 0
1 | 3 | 2 | 0 | 0 | 0 | 0 | 0 |  | 0 | 0
1 | 3 | 3 | 0 | 0 | 0 | 0 | 0 |  | 0 | 0
1 | 3 | 4 | 0 | 0 | 0 | 0 | 0 |  | 0 | 0
1 | 3 | 5 | 0 | 0 | 0 | 0 | 0 |  | 0 | 0
1 | 3 | 6 | 0 | 0 | 0 | 0 | 0 |  | 0 | 0
1 | 3 | 7 | 341.245 | 341.245 | 341.245 | 341.245 | 341.245 |  | 0 | 0
1 | 3 | 8 | 93426.637 | 104445.492 | 86003.834 | 31400.762 | 10117.756 |  | 0 | 0
1 | 3 | 9 | 45491.729 | 48830.723 | 47134.294 | 41151.598 | 34507.114 |  | 0 | 0
1 | 3 | 10 | 2035.952 | 2035.952 | 2035.952 | 2035.952 | 2035.952 |  | 0 | 0
1 | 3 | 11 | 74763.194 | 84326.849 | 86924.276 | 81126.756 | 69888.778 |  | 0 | 0
1 | 3 | 12 | 69840.866 | 80049.684 | 85071.188 | 82275.913 | 73203.125 |  | 0 | 0
1 | 3 | 13 | 40015.768 | 41412.903 | 42390.437 | 42375.401 | 41376.61 |  | 0 | 0
1 | 3 | 14 | 2768.549 | 2768.549 | 2768.549 | 2768.549 | 2768.549 |  | 0 | 0
1 | 3 | 15 | 914.941 | 914.941 | 914.941 | 914.941 | 914.941 |  | 0 | 0
1 | 3 | 16 | 0 | 0 | 0 | 0 | 0 |  | 0 | 0
1 | 3 | 17 | 0 | 0 | 0 | 0 | 0 |  | 0 | 0
1 | 3 | 18 | 0 | 0 | 0 | 0 | 0 |  | 0 | 0
1 | 3 | 19 | 0 | 0 | 0 | 0 | 0 |  | 0 | 0
1 | 3 | 20 | 0 | 0 | 0 | 0 | 0 |  | 0 | 0
1 | 3 | 21 | 0 | 0 | 0 | 0 | 0 |  | 0 | 0
1 | 3 | 22 | 0 | 0 | 0 | 0 | 0 |  | 0 | 0
1 | 3 | 23 | 0 | 0 | 0 | 0 | 0 |  | 0 | 0
1 | 4 | 0 | 0 | 0 | 0 | 0 | 0 |  | 0 | 0
1 | 4 | 1 | 0 | 0 | 0 | 0 | 0 |  | 0 | 0
1 | 4 | 2 | 0 | 0 | 0 | 0 | 0 |  | 0 | 0
1 | 4 | 3 | 0 | 0 | 0 | 0 | 0 |  | 0 | 0
1 | 4 | 4 | 0 | 0 | 0 | 0 | 0 |  | 0 | 0
1 | 4 | 5 | 0 | 0 | 0 | 0 | 0 |  | 0 | 0
1 | 4 | 6 | 0 | 0 | 0 | 0 | 0 |  | 0 | 0
1 | 4 | 7 | 0 | 0 | 0 | 0 | 0 |  | 0 | 0
1 | 4 | 8 | 2858.859 | 2858.859 | 2858.859 | 2858.859 | 2858.859 |  | 0 | 0
1 | 4 | 9 | 0 | 0 | 0 | 0 | 0 |  | 0 | 0
1 | 4 | 10 | 11563.05 | 11563.05 | 11563.05 | 11563.05 | 11563.05 |  | 0 | 0
1 | 4 | 11 | 10866.814 | 10866.814 | 10866.814 | 10866.814 | 10866.814 |  | 0 | 0
1 | 4 | 12 | 28993.037 | 29168.36 | 29257.063 | 29207.173 | 29047.922 |  | 0 | 0
1 | 4 | 13 | 29282.235 | 29616.291 | 29849.685 | 29845.653 | 29606.557 |  | 0 | 0
1 | 4 | 14 | 40508.462 | 49409.645 | 57068.638 | 59012.406 | 54427.087 |  | 0 | 0
1 | 4 | 15 | 14438.687 | 14606.599 | 14824.434 | 14922.209 | 14842.594 |  | 0 | 0
1 | 4 | 16 | 0 | 0 | 0 | 0 | 0 |  | 0 | 0
1 | 4 | 17 | 0 | 0 | 0 | 0 | 0 |  | 0 | 0
1 | 4 | 18 | 0 | 0 | 0 | 0 | 0 |  | 0 | 0
1 | 4 | 19 | 0 | 0 | 0 | 0 | 0 |  | 0 | 0
1 | 4 | 20 | 0 | 0 | 0 | 0 | 0 |  | 0 | 0
1 | 4 | 21 | 0 | 0 | 0 | 0 | 0 |  | 0 | 0
1 | 4 | 22 | 0 | 0 | 0 | 0 | 0 |  | 0 | 0
1 | 4 | 23 | 0 | 0 | 0 | 0 | 0 |  | 0 | 0
1 | 5 | 0 | 0 | 0 | 0 | 0 | 0 |  | 0 | 0
1 | 5 | 1 | 0 | 0 | 0 | 0 | 0 |  | 0 | 0
1 | 5 | 2 | 0 | 0 | 0 | 0 | 0 |  | 0 | 0
1 | 5 | 3 | 0 | 0 | 0 | 0 | 0 |  | 0 | 0
1 | 5 | 4 | 0 | 0 | 0 | 0 | 0 |  | 0 | 0
1 | 5 | 5 | 0 | 0 | 0 | 0 | 0 |  | 0 | 0
1 | 5 | 6 | 0 | 0 | 0 | 0 | 0 |  | 0 | 0
1 | 5 | 7 | 0 | 0 | 0 | 0 | 0 |  | 0 | 0
1 | 5 | 8 | 4614.606 | 4614.606 | 4614.606 | 4614.606 | 4614.606 |  | 0 | 0
1 | 5 | 9 | 12027.613 | 12027.613 | 12027.613 | 12027.613 | 12027.613 |  | 0 | 0
1 | 5 | 10 | 17722.2 | 17722.2 | 17722.2 | 17722.2 | 17722.2 |  | 0 | 0
1 | 5 | 11 | 41811.131 | 42632.629 | 42854.305 | 42346.222 | 41406.177 |  | 0 | 0
1 | 5 | 12 | 85746.707 | 101770.356 | 109538.059 | 105128.108 | 90929.517 |  | 0 | 0
1 | 5 | 13 | 62470.666 | 74164.4 | 81785.833 | 81640.524 | 73813.263 |  | 0 | 0
1 | 5 | 14 | 25381.072 | 25775.214 | 26118.23 | 26209.094 | 25994.536 |  | 0 | 0
1 | 5 | 15 | 18975.629 | 19744.166 | 20727.861 | 21169.429 | 20809.481 |  | 0 | 0
1 | 5 | 16 | 4424.299 | 4424.299 | 6738.444 | 8231.452 | 7792.893 |  | 0 | 0
1 | 5 | 17 | 0 | 0 | 0 | 0 | 0 |  | 0 | 0
1 | 5 | 18 | 0 | 0 | 0 | 0 | 0 |  | 0 | 0
1 | 5 | 19 | 0 | 0 | 0 | 0 | 0 |  | 0 | 0
1 | 5 | 20 | 0 | 0 | 0 | 0 | 0 |  | 0 | 0
1 | 5 | 21 | 0 | 0 | 0 | 0 | 0 |  | 0 | 0
1 | 5 | 22 | 0 | 0 | 0 | 0 | 0 |  | 0 | 0
1 | 5 | 23 | 0 | 0 | 0 | 0 | 0 |  | 0 | 0
1 | 6 | 0 | 0 | 0 | 0 | 0 | 0 |  | 0 | 0
1 | 6 | 1 | 0 | 0 | 0 | 0 | 0 |  | 0 | 0
1 | 6 | 2 | 0 | 0 | 0 | 0 | 0 |  | 0 | 0
1 | 6 | 3 | 0 | 0 | 0 | 0 | 0 |  | 0 | 0
1 | 6 | 4 | 0 | 0 | 0 | 0 | 0 |  | 0 | 0
1 | 6 | 5 | 0 | 0 | 0 | 0 | 0 |  | 0 | 0
1 | 6 | 6 | 0 | 0 | 0 | 0 | 0 |  | 0 | 0
1 | 6 | 7 | 4886.955 | 5028.229 | 4100.672 | 379.779 | 379.779 |  | 0 | 0
1 | 6 | 8 | 138773.076 | 155173.035 | 125722.913 | 39529.921 | 8123.449 |  | 0 | 0
1 | 6 | 9 | 193115.174 | 235911.01 | 213434.87 | 128629.73 | 33694.901 |  | 0 | 0
1 | 6 | 10 | 212900.171 | 271340.238 | 268547.732 | 205560.568 | 102433.73 |  | 0 | 0
1 | 6 | 11 | 162499.664 | 215918.788 | 229838.965 | 197350.832 | 131991.437 |  | 0 | 0
1 | 6 | 12 | 171905.721 | 259005.187 | 298924.376 | 276142.262 | 200873.54 |  | 0 | 0
1 | 6 | 13 | 115296.775 | 215443.997 | 274297.587 | 273092.811 | 212446.868 |  | 0 | 0
1 | 6 | 14 | 44746.167 | 142737.481 | 223101.949 | 242066.028 | 196738.57 |  | 0 | 0
1 | 6 | 15 | 10122.588 | 54435.179 | 139939.9 | 176154.945 | 146894.249 |  | 0 | 0
1 | 6 | 16 | 1856.975 | 1856.975 | 15851.017 | 19495.909 | 18608.969 |  | 0 | 0
1 | 6 | 17 | 0 | 0 | 0 | 0 | 0 |  | 0 | 0
1 | 6 | 18 | 0 | 0 | 0 | 0 | 0 |  | 0 | 0
1 | 6 | 19 | 0 | 0 | 0 | 0 | 0 |  | 0 | 0
1 | 6 | 20 | 0 | 0 | 0 | 0 | 0 |  | 0 | 0
1 | 6 | 21 | 0 | 0 | 0 | 0 | 0 |  | 0 | 0
1 | 6 | 22 | 0 | 0 | 0 | 0 | 0 |  | 0 | 0
1 | 6 | 23 | 0 | 0 | 0 | 0 | 0 |  | 0 | 0
1 | 7 | 0 | 0 | 0 | 0 | 0 | 0 |  | 0 | 0
1 | 7 | 1 | 0 | 0 | 0 | 0 | 0 |  | 0 | 0
1 | 7 | 2 | 0 | 0 | 0 | 0 | 0 |  | 0 | 0
1 | 7 | 3 | 0 | 0 | 0 | 0 | 0 |  | 0 | 0
1 | 7 | 4 | 0 | 0 | 0 | 0 | 0 |  | 0 | 0
1 | 7 | 5 | 0 | 0 | 0 | 0 | 0 |  | 0 | 0
1 | 7 | 6 | 0 | 0 | 0 | 0 | 0 |  | 0 | 0
1 | 7 | 7 | 0 | 0 | 0 | 0 | 0 |  | 0 | 0
1 | 7 | 8 | 90656.183 | 101029.033 | 82630.3 | 31692.736 | 12085.591 |  | 0 | 0
1 | 7 | 9 | 154195.43 | 187528.741 | 169706.083 | 103740.692 | 30360.525 |  | 0 | 0
1 | 7 | 10 | 162332.16 | 203615.834 | 201470.968 | 156804.194 | 85634.822 |  | 0 | 0
1 | 7 | 11 | 79795.029 | 89749.03 | 92371.204 | 86191.207 | 74384.296 |  | 0 | 0
1 | 7 | 12 | 126802.506 | 177294.453 | 200964.83 | 187302.893 | 143059.752 |  | 0 | 0
1 | 7 | 13 | 89313.687 | 141080.316 | 172857.242 | 172151.434 | 139350.785 |  | 0 | 0
1 | 7 | 14 | 47162.201 | 78670.385 | 105225.597 | 111753.52 | 96214.201 |  | 0 | 0
1 | 7 | 15 | 21550.394 | 32674.94 | 51574.606 | 59792.693 | 53133.238 |  | 0 | 0
1 | 7 | 16 | 2158.418 | 2158.418 | 3256.805 | 3705.465 | 3582.463 |  | 0 | 0
1 | 7 | 17 | 0 | 0 | 0 | 0 | 0 |  | 0 | 0
1 | 7 | 18 | 0 | 0 | 0 | 0 | 0 |  | 0 | 0
1 | 7 | 19 | 0 | 0 | 0 | 0 | 0 |  | 0 | 0
1 | 7 | 20 | 0 | 0 | 0 | 0 | 0 |  | 0 | 0
1 | 7 | 21 | 0 | 0 | 0 | 0 | 0 |  | 0 | 0
1 | 7 | 22 | 0 | 0 | 0 | 0 | 0 |  | 0 | 0
1 | 7 | 23 | 0 | 0 | 0 | 0 | 0 |  | 0 | 0
1 | 8 | 0 | 0 | 0 | 0 | 0 | 0 |  | 0 | 0
1 | 8 | 1 | 0 | 0 | 0 | 0 | 0 |  | 0 | 0
1 | 8 | 2 | 0 | 0 | 0 | 0 | 0 |  | 0 | 0
1 | 8 | 3 | 0 | 0 | 0 | 0 | 0 |  | 0 | 0
1 | 8 | 4 | 0 | 0 | 0 | 0 | 0 |  | 0 | 0
1 | 8 | 5 | 0 | 0 | 0 | 0 | 0 |  | 0 | 0
1 | 8 | 6 | 0 | 0 | 0 | 0 | 0 |  | 0 | 0
1 | 8 | 7 | 265.243 | 265.243 | 265.243 | 265.243 | 265.243 |  | 0 | 0
1 | 8 | 8 | 78380.334 | 87126.096 | 71537.7 | 29621.324 | 13206.047 |  | 0 | 0
1 | 8 | 9 | 103551.233 | 121076.614 | 111515.848 | 77328.829 | 39781.037 |  | 0 | 0
1 | 8 | 10 | 112128.86 | 133068.341 | 131889.243 | 109165.596 | 74442.669 |  | 0 | 0
1 | 8 | 11 | 101162.067 | 119934.883 | 124814.521 | 113140.622 | 90555.337 |  | 0 | 0
1 | 8 | 12 | 116868.248 | 156738.294 | 175400.665 | 164532.843 | 129517.685 |  | 0 | 0
1 | 8 | 13 | 71402.905 | 92515.76 | 105939.188 | 105619.978 | 91739.146 |  | 0 | 0
1 | 8 | 14 | 45608.892 | 64455.402 | 80338.161 | 84277.842 | 74880.106 |  | 0 | 0
1 | 8 | 15 | 13348.058 | 13348.058 | 13348.058 | 13348.058 | 13348.058 |  | 0 | 0
1 | 8 | 16 | 0 | 0 | 0 | 0 | 0 |  | 0 | 0
1 | 8 | 17 | 0 | 0 | 0 | 0 | 0 |  | 0 | 0
1 | 8 | 18 | 0 | 0 | 0 | 0 | 0 |  | 0 | 0
1 | 8 | 19 | 0 | 0 | 0 | 0 | 0 |  | 0 | 0
1 | 8 | 20 | 0 | 0 | 0 | 0 | 0 |  | 0 | 0
1 | 8 | 21 | 0 | 0 | 0 | 0 | 0 |  | 0 | 0
1 | 8 | 22 | 0 | 0 | 0 | 0 | 0 |  | 0 | 0
1 | 8 | 23 | 0 | 0 | 0 | 0 | 0 |  | 0 | 0
1 | 9 | 0 | 0 | 0 | 0 | 0 | 0 |  | 0 | 0
1 | 9 | 1 | 0 | 0 | 0 | 0 | 0 |  | 0 | 0
1 | 9 | 2 | 0 | 0 | 0 | 0 | 0 |  | 0 | 0
1 | 9 | 3 | 0 | 0 | 0 | 0 | 0 |  | 0 | 0
1 | 9 | 4 | 0 | 0 | 0 | 0 | 0 |  | 0 | 0
1 | 9 | 5 | 0 | 0 | 0 | 0 | 0 |  | 0 | 0
1 | 9 | 6 | 0 | 0 | 0 | 0 | 0 |  | 0 | 0
1 | 9 | 7 | 0 | 0 | 0 | 0 | 0 |  | 0 | 0
1 | 9 | 8 | 22400.22 | 23031.075 | 22022.547 | 19772.735 | 18564.48 |  | 0 | 0
1 | 9 | 9 | 11515.587 | 11515.587 | 11515.587 | 11515.587 | 11515.587 |  | 0 | 0
1 | 9 | 10 | 33684.888 | 34098.654 | 34073.529 | 33624.242 | 33014.091 |  | 0 | 0
1 | 9 | 11 | 51753.651 | 53453.852 | 53896.838 | 52824.282 | 50851.519 |  | 0 | 0
1 | 9 | 12 | 88951.484 | 108051.89 | 117243.779 | 111832.862 | 94770.671 |  | 0 | 0
1 | 9 | 13 | 75389.587 | 99266.783 | 114416.029 | 114034.406 | 98340.397 |  | 0 | 0
1 | 9 | 14 | 52374.846 | 122352.782 | 179596.656 | 193276.931 | 160468.059 |  | 0 | 0
1 | 9 | 15 | 21828.562 | 23082.447 | 24600.438 | 25282.073 | 24726.896 |  | 0 | 0
1 | 9 | 16 | 1035.441 | 1035.441 | 1035.441 | 1035.441 | 1035.441 |  | 0 | 0
1 | 9 | 17 | 0 | 0 | 0 | 0 | 0 |  | 0 | 0
1 | 9 | 18 | 0 | 0 | 0 | 0 | 0 |  | 0 | 0
1 | 9 | 19 | 0 | 0 | 0 | 0 | 0 |  | 0 | 0
1 | 9 | 20 | 0 | 0 | 0 | 0 | 0 |  | 0 | 0
1 | 9 | 21 | 0 | 0 | 0 | 0 | 0 |  | 0 | 0
1 | 9 | 22 | 0 | 0 | 0 | 0 | 0 |  | 0 | 0
1 | 9 | 23 | 0 | 0 | 0 | 0 | 0 |  | 0 | 0
1 | 10 | 0 | 0 | 0 | 0 | 0 | 0 |  | 0 | 0
1 | 10 | 1 | 0 | 0 | 0 | 0 | 0 |  | 0 | 0
1 | 10 | 2 | 0 | 0 | 0 | 0 | 0 |  | 0 | 0
1 | 10 | 3 | 0 | 0 | 0 | 0 | 0 |  | 0 | 0
1 | 10 | 4 | 0 | 0 | 0 | 0 | 0 |  | 0 | 0
1 | 10 | 5 | 0 | 0 | 0 | 0 | 0 |  | 0 | 0
1 | 10 | 6 | 0 | 0 | 0 | 0 | 0 |  | 0 | 0
1 | 10 | 7 | 2711.828 | 2773.089 | 2319.924 | 545.576 | 545.576 |  | 0 | 0
1 | 10 | 8 | 116233.032 | 129635.736 | 104532.251 | 36597.515 | 11261.63 |  | 0 | 0
1 | 10 | 9 | 170343.455 | 204932.738 | 185515.233 | 114374.328 | 34400.943 |  | 0 | 0
1 | 10 | 10 | 191457.281 | 240194.01 | 237094.647 | 183396.663 | 95200.333 |  | 0 | 0
1 | 10 | 11 | 187844.902 | 249232.287 | 264461.05 | 226674.331 | 149105.669 |  | 0 | 0
1 | 10 | 12 | 160100.92 | 235552.304 | 269458.98 | 249449.331 | 183995.262 |  | 0 | 0
1 | 10 | 13 | 109766.495 | 197850.564 | 248962.035 | 247634.467 | 194501.03 |  | 0 | 0
1 | 10 | 14 | 46682.978 | 133666.376 | 203005.358 | 219253.85 | 180088.001 |  | 0 | 0
1 | 10 | 15 | 11569.928 | 53606.174 | 127498.596 | 158129.951 | 133527.533 |  | 0 | 0
1 | 10 | 16 | 2005.839 | 2005.839 | 17589.955 | 21972.962 | 20875.772 |  | 0 | 0
1 | 10 | 17 | 0 | 0 | 0 | 0 | 0 |  | 0 | 0
1 | 10 | 18 | 0 | 0 | 0 | 0 | 0 |  | 0 | 0
1 | 10 | 19 | 0 | 0 | 0 | 0 | 0 |  | 0 | 0
1 | 10 | 20 | 0 | 0 | 0 | 0 | 0 |  | 0 | 0
1 | 10 | 21 | 0 | 0 | 0 | 0 | 0 |  | 0 | 0
1 | 10 | 22 | 0 | 0 | 0 | 0 | 0 |  | 0 | 0
1 | 10 | 23 | 0 | 0 | 0 | 0 | 0 |  | 0 | 0
1 | 11 | 0 | 0 | 0 | 0 | 0 | 0 |  | 0 | 0
1 | 11 | 1 | 0 | 0 | 0 | 0 | 0 |  | 0 | 0
1 | 11 | 2 | 0 | 0 | 0 | 0 | 0 |  | 0 | 0
1 | 11 | 3 | 0 | 0 | 0 | 0 | 0 |  | 0 | 0
1 | 11 | 4 | 0 | 0 | 0 | 0 | 0 |  | 0 | 0
1 | 11 | 5 | 0 | 0 | 0 | 0 | 0 |  | 0 | 0
1 | 11 | 6 | 0 | 0 | 0 | 0 | 0 |  | 0 | 0
1 | 11 | 7 | 2736.781 | 2798.246 | 2328.5 | 501.94 | 501.94 |  | 0 | 0
1 | 11 | 8 | 76922.009 | 85472.372 | 69712.283 | 29766.696 | 14095.041 |  | 0 | 0
1 | 11 | 9 | 119041.929 | 140672.836 | 128255.547 | 84994.437 | 37875.202 |  | 0 | 0
1 | 11 | 10 | 194925.267 | 246947.412 | 243392.669 | 185902.741 | 93948.703 |  | 0 | 0
1 | 11 | 11 | 188951.208 | 252539.928 | 268444.081 | 228614.353 | 148869.012 |  | 0 | 0
1 | 11 | 12 | 159445.803 | 235725.332 | 270698.583 | 249828.474 | 183073.981 |  | 0 | 0
1 | 11 | 13 | 107712.029 | 196229.691 | 248675.484 | 247242.409 | 192669.581 |  | 0 | 0
1 | 11 | 14 | 45485.978 | 131502.578 | 200833.015 | 217260.205 | 177736.527 |  | 0 | 0
1 | 11 | 15 | 10557.274 | 53005.803 | 126925.311 | 157733.004 | 133044.319 |  | 0 | 0
1 | 11 | 16 | 2190.761 | 2190.761 | 19994.27 | 24888.231 | 23673.547 |  | 0 | 0
1 | 11 | 17 | 0 | 0 | 0 | 0 | 0 |  | 0 | 0
1 | 11 | 18 | 0 | 0 | 0 | 0 | 0 |  | 0 | 0
1 | 11 | 19 | 0 | 0 | 0 | 0 | 0 |  | 0 | 0
1 | 11 | 20 | 0 | 0 | 0 | 0 | 0 |  | 0 | 0
1 | 11 | 21 | 0 | 0 | 0 | 0 | 0 |  | 0 | 0
1 | 11 | 22 | 0 | 0 | 0 | 0 | 0 |  | 0 | 0
1 | 11 | 23 | 0 | 0 | 0 | 0 | 0 |  | 0 | 0
1 | 12 | 0 | 0 | 0 | 0 | 0 | 0 |  | 0 | 0
1 | 12 | 1 | 0 | 0 | 0 | 0 | 0 |  | 0 | 0
1 | 12 | 2 | 0 | 0 | 0 | 0 | 0 |  | 0 | 0
1 | 12 | 3 | 0 | 0 | 0 | 0 | 0 |  | 0 | 0
1 | 12 | 4 | 0 | 0 | 0 | 0 | 0 |  | 0 | 0
1 | 12 | 5 | 0 | 0 | 0 | 0 | 0 |  | 0 | 0
1 | 12 | 6 | 0 | 0 | 0 | 0 | 0 |  | 0 | 0
1 | 12 | 7 | 2914.895 | 2980.251 | 2463.566 | 467.728 | 467.728 |  | 0 | 0
1 | 12 | 8 | 117602.55 | 131597.989 | 104781.888 | 35433.676 | 9993.323 |  | 0 | 0
1 | 12 | 9 | 172659.942 | 208004.1 | 187408.34 | 114091.546 | 33159.733 |  | 0 | 0
1 | 12 | 10 | 194208.252 | 244731.307 | 241073.683 | 184919.251 | 94647.58 |  | 0 | 0
1 | 12 | 11 | 190403.944 | 253612.17 | 269224.045 | 229510.154 | 149736.835 |  | 0 | 0
1 | 12 | 12 | 160695.665 | 236412.441 | 270833.322 | 250151.663 | 183909.018 |  | 0 | 0
1 | 12 | 13 | 110210.71 | 197524.975 | 248793.339 | 247344.431 | 193897.403 |  | 0 | 0
1 | 12 | 14 | 47507.615 | 133538.633 | 201715.088 | 217751.408 | 179074.967 |  | 0 | 0
1 | 12 | 15 | 11286.214 | 54683.776 | 128070.455 | 158304.314 | 134172.191 |  | 0 | 0
1 | 12 | 16 | 2676.165 | 2676.165 | 22680.122 | 28080.669 | 26750.247 |  | 0 | 0
1 | 12 | 17 | 0 | 0 | 0 | 0 | 0 |  | 0 | 0
1 | 12 | 18 | 0 | 0 | 0 | 0 | 0 |  | 0 | 0
1 | 12 | 19 | 0 | 0 | 0 | 0 | 0 |  | 0 | 0
1 | 12 | 20 | 0 | 0 | 0 | 0 | 0 |  | 0 | 0
1 | 12 | 21 | 0 | 0 | 0 | 0 | 0 |  | 0 | 0
1 | 12 | 22 | 0 | 0 | 0 | 0 | 0 |  | 0 | 0
1 | 12 | 23 | 0 | 0 | 0 | 0 | 0 |  | 0 | 0
1 | 13 | 0 | 0 | 0 | 0 | 0 | 0 |  | 0 | 0
1 | 13 | 1 | 0 | 0 | 0 | 0 | 0 |  | 0 | 0
1 | 13 | 2 | 0 | 0 | 0 | 0 | 0 |  | 0 | 0
1 | 13 | 3 | 0 | 0 | 0 | 0 | 0 |  | 0 | 0
1 | 13 | 4 | 0 | 0 | 0 | 0 | 0 |  | 0 | 0
1 | 13 | 5 | 0 | 0 | 0 | 0 | 0 |  | 0 | 0
1 | 13 | 6 | 0 | 0 | 0 | 0 | 0 |  | 0 | 0
1 | 13 | 7 | 3128.34 | 3197.16 | 2633.583 | 467.521 | 467.521 |  | 0 | 0
1 | 13 | 8 | 120218.389 | 134478.447 | 106725.786 | 35818.119 | 10194.816 |  | 0 | 0
1 | 13 | 9 | 175733.297 | 211466.109 | 190315.637 | 115348.251 | 32307.635 |  | 0 | 0
1 | 13 | 10 | 197637.603 | 248769.003 | 244854.901 | 187707.098 | 95491.414 |  | 0 | 0
1 | 13 | 11 | 193310.036 | 255957.392 | 271311.862 | 231696.59 | 152210.783 |  | 0 | 0
1 | 13 | 12 | 163818.856 | 239323.87 | 273628.432 | 252853.746 | 186704.84 |  | 0 | 0
1 | 13 | 13 | 112444.135 | 201046.982 | 253207.73 | 251684.274 | 197237.958 |  | 0 | 0
1 | 13 | 14 | 48763.388 | 136477.956 | 206035.533 | 222477.987 | 182872.029 |  | 0 | 0
1 | 13 | 15 | 11285.982 | 56827.023 | 132514.046 | 163644.654 | 138894.354 |  | 0 | 0
1 | 13 | 16 | 3430.252 | 3430.252 | 26235.804 | 32234.752 | 30772.481 |  | 0 | 0
1 | 13 | 17 | 0 | 0 | 0 | 0 | 0 |  | 0 | 0
1 | 13 | 18 | 0 | 0 | 0 | 0 | 0 |  | 0 | 0
1 | 13 | 19 | 0 | 0 | 0 | 0 | 0 |  | 0 | 0
1 | 13 | 20 | 0 | 0 | 0 | 0 | 0 |  | 0 | 0
1 | 13 | 21 | 0 | 0 | 0 | 0 | 0 |  | 0 | 0
1 | 13 | 22 | 0 | 0 | 0 | 0 | 0 |  | 0 | 0
1 | 13 | 23 | 0 | 0 | 0 | 0 | 0 |  | 0 | 0
1 | 14 | 0 | 0 | 0 | 0 | 0 | 0 |  | 0 | 0
1 | 14 | 1 | 0 | 0 | 0 | 0 | 0 |  | 0 | 0
1 | 14 | 2 | 0 | 0 | 0 | 0 | 0 |  | 0 | 0
1 | 14 | 3 | 0 | 0 | 0 | 0 | 0 |  | 0 | 0
1 | 14 | 4 | 0 | 0 | 0 | 0 | 0 |  | 0 | 0
1 | 14 | 5 | 0 | 0 | 0 | 0 | 0 |  | 0 | 0
1 | 14 | 6 | 0 | 0 | 0 | 0 | 0 |  | 0 | 0
1 | 14 | 7 | 1539.982 | 1539.982 | 1539.982 | 1539.982 | 1539.982 |  | 0 | 0
1 | 14 | 8 | 116628.789 | 130804.097 | 103200.33 | 34984.359 | 9951.041 |  | 0 | 0
1 | 14 | 9 | 169477.279 | 203749.364 | 183114.245 | 111383.909 | 32751.005 |  | 0 | 0
1 | 14 | 10 | 190282.392 | 238997.6 | 235040.97 | 180389.824 | 93642.825 |  | 0 | 0
1 | 14 | 11 | 159964.941 | 207965.638 | 219777.32 | 189000.756 | 129102.205 |  | 0 | 0
1 | 14 | 12 | 124374.169 | 168139.627 | 188681.432 | 176111.574 | 137111.705 |  | 0 | 0
1 | 14 | 13 | 48138.546 | 50484.689 | 52077.054 | 52028.43 | 50367.322 |  | 0 | 0
1 | 14 | 14 | 48418.116 | 67005.437 | 82578.377 | 86485.681 | 77155.094 |  | 0 | 0
1 | 14 | 15 | 24121.249 | 26486.288 | 29580.44 | 30939.018 | 29852.62 |  | 0 | 0
1 | 14 | 16 | 4015.704 | 4015.704 | 26464.074 | 32517.359 | 31038.453 |  | 0 | 0
1 | 14 | 17 | 0 | 0 | 0 | 0 | 0 |  | 0 | 0
1 | 14 | 18 | 0 | 0 | 0 | 0 | 0 |  | 0 | 0
1 | 14 | 19 | 0 | 0 | 0 | 0 | 0 |  | 0 | 0
1 | 14 | 20 | 0 | 0 | 0 | 0 | 0 |  | 0 | 0
1 | 14 | 21 | 0 | 0 | 0 | 0 | 0 |  | 0 | 0
1 | 14 | 22 | 0 | 0 | 0 | 0 | 0 |  | 0 | 0
1 | 14 | 23 | 0 | 0 | 0 | 0 | 0 |  | 0 | 0
1 | 15 | 0 | 0 | 0 | 0 | 0 | 0 |  | 0 | 0
1 | 15 | 1 | 0 | 0 | 0 | 0 | 0 |  | 0 | 0
1 | 15 | 2 | 0 | 0 | 0 | 0 | 0 |  | 0 | 0
1 | 15 | 3 | 0 | 0 | 0 | 0 | 0 |  | 0 | 0
1 | 15 | 4 | 0 | 0 | 0 | 0 | 0 |  | 0 | 0
1 | 15 | 5 | 0 | 0 | 0 | 0 | 0 |  | 0 | 0
1 | 15 | 6 | 0 | 0 | 0 | 0 | 0 |  | 0 | 0
1 | 15 | 7 | 4697.717 | 4793.746 | 3946.374 | 716.123 | 716.123 |  | 0 | 0
1 | 15 | 8 | 39659.132 | 42702.939 | 37089.194 | 24456.495 | 18790.548 |  | 0 | 0
1 | 15 | 9 | 176978.003 | 211269.35 | 190370.286 | 116025.543 | 31720.799 |  | 0 | 0
1 | 15 | 10 | 196013.802 | 243527.967 | 239513.77 | 185715.646 | 96534.801 |  | 0 | 0
1 | 15 | 11 | 192357.496 | 251685.687 | 265757.384 | 228237.488 | 151726.397 |  | 0 | 0
1 | 15 | 12 | 163243.705 | 234181.239 | 265705.786 | 246384.922 | 184455.007 |  | 0 | 0
1 | 15 | 13 | 113280.648 | 197508.608 | 245852.568 | 244383.286 | 193754.458 |  | 0 | 0
1 | 15 | 14 | 50631.68 | 136973.588 | 203617.839 | 219235.007 | 181584.423 |  | 0 | 0
1 | 15 | 15 | 10886.596 | 58503.917 | 134161.989 | 164904.389 | 140715.896 |  | 0 | 0
1 | 15 | 16 | 3694.746 | 3789.459 | 31749.166 | 38779.261 | 37105.609 |  | 0 | 0
1 | 15 | 17 | 0 | 0 | 0 | 0 | 0 |  | 0 | 0
1 | 15 | 18 | 0 | 0 | 0 | 0 | 0 |  | 0 | 0
1 | 15 | 19 | 0 | 0 | 0 | 0 | 0 |  | 0 | 0
1 | 15 | 20 | 0 | 0 | 0 | 0 | 0 |  | 0 | 0
1 | 15 | 21 | 0 | 0 | 0 | 0 | 0 |  | 0 | 0
1 | 15 | 22 | 0 | 0 | 0 | 0 | 0 |  | 0 | 0
1 | 15 | 23 | 0 | 0 | 0 | 0 | 0 |  | 0 | 0
1 | 16 | 0 | 0 | 0 | 0 | 0 | 0 |  | 0 | 0
1 | 16 | 1 | 0 | 0 | 0 | 0 | 0 |  | 0 | 0
1 | 16 | 2 | 0 | 0 | 0 | 0 | 0 |  | 0 | 0
1 | 16 | 3 | 0 | 0 | 0 | 0 | 0 |  | 0 | 0
1 | 16 | 4 | 0 | 0 | 0 | 0 | 0 |  | 0 | 0
1 | 16 | 5 | 0 | 0 | 0 | 0 | 0 |  | 0 | 0
1 | 16 | 6 | 0 | 0 | 0 | 0 | 0 |  | 0 | 0
1 | 16 | 7 | 43.567 | 43.567 | 43.567 | 43.567 | 43.567 |  | 0 | 0
1 | 16 | 8 | 11390.752 | 11390.752 | 11390.752 | 11390.752 | 11390.752 |  | 0 | 0
1 | 16 | 9 | 25854.589 | 26073.229 | 25936.865 | 25525.447 | 25080.083 |  | 0 | 0
1 | 16 | 10 | 61209.956 | 64608.967 | 64299.513 | 60462.465 | 54969.994 |  | 0 | 0
1 | 16 | 11 | 116611.3 | 139224.002 | 144732.56 | 130015.745 | 102215.19 |  | 0 | 0
1 | 16 | 12 | 118026.902 | 153216.377 | 169741.892 | 159486.451 | 127993.49 |  | 0 | 0
1 | 16 | 13 | 64007.284 | 74554.93 | 81449.917 | 81230.675 | 74024.664 |  | 0 | 0
1 | 16 | 14 | 46867.186 | 57673.21 | 66733.261 | 69030.584 | 63566.784 |  | 0 | 0
1 | 16 | 15 | 23030.85 | 24284.252 | 25661.77 | 26285.091 | 25788.274 |  | 0 | 0
1 | 16 | 16 | 3623.007 | 3623.007 | 3623.007 | 3623.007 | 3623.007 |  | 0 | 0
1 | 16 | 17 | 0 | 0 | 0 | 0 | 0 |  | 0 | 0
1 | 16 | 18 | 0 | 0 | 0 | 0 | 0 |  | 0 | 0
1 | 16 | 19 | 0 | 0 | 0 | 0 | 0 |  | 0 | 0
1 | 16 | 20 | 0 | 0 | 0 | 0 | 0 |  | 0 | 0
1 | 16 | 21 | 0 | 0 | 0 | 0 | 0 |  | 0 | 0
1 | 16 | 22 | 0 | 0 | 0 | 0 | 0 |  | 0 | 0
1 | 16 | 23 | 0 | 0 | 0 | 0 | 0 |  | 0 | 0
1 | 17 | 0 | 0 | 0 | 0 | 0 | 0 |  | 0 | 0
1 | 17 | 1 | 0 | 0 | 0 | 0 | 0 |  | 0 | 0
1 | 17 | 2 | 0 | 0 | 0 | 0 | 0 |  | 0 | 0
1 | 17 | 3 | 0 | 0 | 0 | 0 | 0 |  | 0 | 0
1 | 17 | 4 | 0 | 0 | 0 | 0 | 0 |  | 0 | 0
1 | 17 | 5 | 0 | 0 | 0 | 0 | 0 |  | 0 | 0
1 | 17 | 6 | 0 | 0 | 0 | 0 | 0 |  | 0 | 0
1 | 17 | 7 | 0 | 0 | 0 | 0 | 0 |  | 0 | 0
1 | 17 | 8 | 362.272 | 362.272 | 362.272 | 362.272 | 362.272 |  | 0 | 0
1 | 17 | 9 | 374.692 | 374.692 | 374.692 | 374.692 | 374.692 |  | 0 | 0
1 | 17 | 10 | 13762.323 | 13762.323 | 13762.323 | 13762.323 | 13762.323 |  | 0 | 0
1 | 17 | 11 | 29498.186 | 29635.465 | 29668.808 | 29578.68 | 29417.883 |  | 0 | 0
1 | 17 | 12 | 28418.993 | 28521.457 | 28571.688 | 28540.26 | 28445.584 |  | 0 | 0
1 | 17 | 13 | 27445.925 | 27582.759 | 27677.36 | 27674.305 | 27575.385 |  | 0 | 0
1 | 17 | 14 | 40920.101 | 43734.293 | 46138.707 | 46762.992 | 45282.985 |  | 0 | 0
1 | 17 | 15 | 25786.252 | 28569.725 | 32097.093 | 33640.348 | 32426.025 |  | 0 | 0
1 | 17 | 16 | 4824.853 | 4828.741 | 4958.304 | 5035.184 | 5014.28 |  | 0 | 0
1 | 17 | 17 | 0 | 0 | 0 | 0 | 0 |  | 0 | 0
1 | 17 | 18 | 0 | 0 | 0 | 0 | 0 |  | 0 | 0
1 | 17 | 19 | 0 | 0 | 0 | 0 | 0 |  | 0 | 0
1 | 17 | 20 | 0 | 0 | 0 | 0 | 0 |  | 0 | 0
1 | 17 | 21 | 0 | 0 | 0 | 0 | 0 |  | 0 | 0
1 | 17 | 22 | 0 | 0 | 0 | 0 | 0 |  | 0 | 0
1 | 17 | 23 | 0 | 0 | 0 | 0 | 0 |  | 0 | 0
1 | 18 | 0 | 0 | 0 | 0 | 0 | 0 |  | 0 | 0
1 | 18 | 1 | 0 | 0 | 0 | 0 | 0 |  | 0 | 0
1 | 18 | 2 | 0 | 0 | 0 | 0 | 0 |  | 0 | 0
1 | 18 | 3 | 0 | 0 | 0 | 0 | 0 |  | 0 | 0
1 | 18 | 4 | 0 | 0 | 0 | 0 | 0 |  | 0 | 0
1 | 18 | 5 | 0 | 0 | 0 | 0 | 0 |  | 0 | 0
1 | 18 | 6 | 0 | 0 | 0 | 0 | 0 |  | 0 | 0
1 | 18 | 7 | 2008.649 | 2008.649 | 2008.649 | 2008.649 | 2008.649 |  | 0 | 0
1 | 18 | 8 | 98490.309 | 110741.606 | 86579.451 | 32944.189 | 12512.447 |  | 0 | 0
1 | 18 | 9 | 138560.35 | 163096.816 | 147311.963 | 95332.633 | 39137.167 |  | 0 | 0
1 | 18 | 10 | 147753.247 | 178528.804 | 175461.908 | 140262.542 | 87059.299 |  | 0 | 0
1 | 18 | 11 | 157015.552 | 198797.976 | 208751.475 | 181377.142 | 129369.979 |  | 0 | 0
1 | 18 | 12 | 47867.5 | 49072.649 | 49662.387 | 49291.087 | 48176.364 |  | 0 | 0
1 | 18 | 13 | 31605.377 | 31917.841 | 32133.833 | 32126.786 | 31900.829 |  | 0 | 0
1 | 18 | 14 | 43553.323 | 46990.187 | 49910.165 | 50666.352 | 48880.127 |  | 0 | 0
1 | 18 | 15 | 26240.52 | 39429.594 | 57521.418 | 65285.925 | 59242.884 |  | 0 | 0
1 | 18 | 16 | 5257.774 | 5640.962 | 41825.731 | 49450.473 | 47771.37 |  | 0 | 0
1 | 18 | 17 | 0 | 0 | 0 | 0 | 0 |  | 0 | 0
1 | 18 | 18 | 0 | 0 | 0 | 0 | 0 |  | 0 | 0
1 | 18 | 19 | 0 | 0 | 0 | 0 | 0 |  | 0 | 0
1 | 18 | 20 | 0 | 0 | 0 | 0 | 0 |  | 0 | 0
1 | 18 | 21 | 0 | 0 | 0 | 0 | 0 |  | 0 | 0
1 | 18 | 22 | 0 | 0 | 0 | 0 | 0 |  | 0 | 0
1 | 18 | 23 | 0 | 0 | 0 | 0 | 0 |  | 0 | 0
1 | 19 | 0 | 0 | 0 | 0 | 0 | 0 |  | 0 | 0
1 | 19 | 1 | 0 | 0 | 0 | 0 | 0 |  | 0 | 0
1 | 19 | 2 | 0 | 0 | 0 | 0 | 0 |  | 0 | 0
1 | 19 | 3 | 0 | 0 | 0 | 0 | 0 |  | 0 | 0
1 | 19 | 4 | 0 | 0 | 0 | 0 | 0 |  | 0 | 0
1 | 19 | 5 | 0 | 0 | 0 | 0 | 0 |  | 0 | 0
1 | 19 | 6 | 0 | 0 | 0 | 0 | 0 |  | 0 | 0
1 | 19 | 7 | 791.035 | 791.035 | 791.035 | 791.035 | 791.035 |  | 0 | 0
1 | 19 | 8 | 54398.601 | 59386.756 | 49668.992 | 28990.715 | 20393.998 |  | 0 | 0
1 | 19 | 9 | 83600.544 | 93284.098 | 86944.899 | 66849.969 | 45264.378 |  | 0 | 0
1 | 19 | 10 | 216693.314 | 269547.477 | 264084.315 | 203078.488 | 106238.81 |  | 0 | 0
1 | 19 | 11 | 211618.498 | 277283.223 | 292564.779 | 249743.421 | 166024.526 |  | 0 | 0
1 | 19 | 12 | 180517.649 | 258625.413 | 294180.531 | 271757.329 | 202557.36 |  | 0 | 0
1 | 19 | 13 | 127012.552 | 216878.632 | 270369.014 | 268640.801 | 212563.107 |  | 0 | 0
1 | 19 | 14 | 59377.831 | 150518.585 | 221798.447 | 239071.394 | 198147.088 |  | 0 | 0
1 | 19 | 15 | 12936.761 | 66618.549 | 146478.888 | 179108.034 | 154096.977 |  | 0 | 0
1 | 19 | 16 | 5581.438 | 6131.466 | 42574.287 | 50954.803 | 49075.358 |  | 0 | 0
1 | 19 | 17 | 0 | 0 | 0 | 0 | 0 |  | 0 | 0
1 | 19 | 18 | 0 | 0 | 0 | 0 | 0 |  | 0 | 0
1 | 19 | 19 | 0 | 0 | 0 | 0 | 0 |  | 0 | 0
1 | 19 | 20 | 0 | 0 | 0 | 0 | 0 |  | 0 | 0
1 | 19 | 21 | 0 | 0 | 0 | 0 | 0 |  | 0 | 0
1 | 19 | 22 | 0 | 0 | 0 | 0 | 0 |  | 0 | 0
1 | 19 | 23 | 0 | 0 | 0 | 0 | 0 |  | 0 | 0
1 | 20 | 0 | 0 | 0 | 0 | 0 | 0 |  | 0 | 0
1 | 20 | 1 | 0 | 0 | 0 | 0 | 0 |  | 0 | 0
1 | 20 | 2 | 0 | 0 | 0 | 0 | 0 |  | 0 | 0
1 | 20 | 3 | 0 | 0 | 0 | 0 | 0 |  | 0 | 0
1 | 20 | 4 | 0 | 0 | 0 | 0 | 0 |  | 0 | 0
1 | 20 | 5 | 0 | 0 | 0 | 0 | 0 |  | 0 | 0
1 | 20 | 6 | 0 | 0 | 0 | 0 | 0 |  | 0 | 0
1 | 20 | 7 | 1205.398 | 1205.398 | 1205.398 | 1205.398 | 1205.398 |  | 0 | 0
1 | 20 | 8 | 125714.156 | 142104.196 | 109372.607 | 38568.587 | 11651.575 |  | 0 | 0
1 | 20 | 9 | 159429.848 | 188235.56 | 169126.04 | 105839.342 | 35922.131 |  | 0 | 0
1 | 20 | 10 | 137722.762 | 163022.837 | 160276.235 | 130964.776 | 86470.094 |  | 0 | 0
1 | 20 | 11 | 144578.11 | 177765.136 | 185480.775 | 163624.364 | 122016.845 |  | 0 | 0
1 | 20 | 12 | 132696.31 | 174879.934 | 194341.797 | 181987.512 | 144252.852 |  | 0 | 0
1 | 20 | 13 | 85317.394 | 110138.166 | 125836.03 | 125322.309 | 108882.282 |  | 0 | 0
1 | 20 | 14 | 46570.054 | 51519.666 | 55666.06 | 56735.822 | 54230.243 |  | 0 | 0
1 | 20 | 15 | 15540.199 | 15540.199 | 15540.199 | 15540.199 | 15540.199 |  | 0 | 0
1 | 20 | 16 | 6696.843 | 6722.282 | 7140.702 | 7390.67 | 7325.3 |  | 0 | 0
1 | 20 | 17 | 0 | 0 | 0 | 0 | 0 |  | 0 | 0
1 | 20 | 18 | 0 | 0 | 0 | 0 | 0 |  | 0 | 0
1 | 20 | 19 | 0 | 0 | 0 | 0 | 0 |  | 0 | 0
1 | 20 | 20 | 0 | 0 | 0 | 0 | 0 |  | 0 | 0
1 | 20 | 21 | 0 | 0 | 0 | 0 | 0 |  | 0 | 0
1 | 20 | 22 | 0 | 0 | 0 | 0 | 0 |  | 0 | 0
1 | 20 | 23 | 0 | 0 | 0 | 0 | 0 |  | 0 | 0
1 | 21 | 0 | 0 | 0 | 0 | 0 | 0 |  | 0 | 0
1 | 21 | 1 | 0 | 0 | 0 | 0 | 0 |  | 0 | 0
1 | 21 | 2 | 0 | 0 | 0 | 0 | 0 |  | 0 | 0
1 | 21 | 3 | 0 | 0 | 0 | 0 | 0 |  | 0 | 0
1 | 21 | 4 | 0 | 0 | 0 | 0 | 0 |  | 0 | 0
1 | 21 | 5 | 0 | 0 | 0 | 0 | 0 |  | 0 | 0
1 | 21 | 6 | 0 | 0 | 0 | 0 | 0 |  | 0 | 0
1 | 21 | 7 | 1397.772 | 1397.772 | 1397.772 | 1397.772 | 1397.772 |  | 0 | 0
1 | 21 | 8 | 72498.717 | 80433.85 | 64780.173 | 32696.795 | 19482.715 |  | 0 | 0
1 | 21 | 9 | 115764.718 | 132527.154 | 121195.531 | 85181.41 | 46264.513 |  | 0 | 0
1 | 21 | 10 | 138435.739 | 164190.452 | 161266.999 | 131285.432 | 86293.428 |  | 0 | 0
1 | 21 | 11 | 203435.797 | 265025.462 | 279119.357 | 238546.765 | 160181.991 |  | 0 | 0
1 | 21 | 12 | 176422.561 | 250632.54 | 284560.641 | 262917.239 | 196813.454 |  | 0 | 0
1 | 21 | 13 | 125410.516 | 211816.288 | 263664.879 | 261985.48 | 207634.921 |  | 0 | 0
1 | 21 | 14 | 59681.451 | 148521.218 | 217752.796 | 234710.896 | 194941.267 |  | 0 | 0
1 | 21 | 15 | 12212.976 | 66877.123 | 145599.999 | 177621.631 | 153508.244 |  | 0 | 0
1 | 21 | 16 | 5401.319 | 6201.613 | 47227.643 | 56097.292 | 54189.915 |  | 0 | 0
1 | 21 | 17 | 0 | 0 | 0 | 0 | 0 |  | 0 | 0
1 | 21 | 18 | 0 | 0 | 0 | 0 | 0 |  | 0 | 0
1 | 21 | 19 | 0 | 0 | 0 | 0 | 0 |  | 0 | 0
1 | 21 | 20 | 0 | 0 | 0 | 0 | 0 |  | 0 | 0
1 | 21 | 21 | 0 | 0 | 0 | 0 | 0 |  | 0 | 0
1 | 21 | 22 | 0 | 0 | 0 | 0 | 0 |  | 0 | 0
1 | 21 | 23 | 0 | 0 | 0 | 0 | 0 |  | 0 | 0
1 | 22 | 0 | 0 | 0 | 0 | 0 | 0 |  | 0 | 0
1 | 22 | 1 | 0 | 0 | 0 | 0 | 0 |  | 0 | 0
1 | 22 | 2 | 0 | 0 | 0 | 0 | 0 |  | 0 | 0
1 | 22 | 3 | 0 | 0 | 0 | 0 | 0 |  | 0 | 0
1 | 22 | 4 | 0 | 0 | 0 | 0 | 0 |  | 0 | 0
1 | 22 | 5 | 0 | 0 | 0 | 0 | 0 |  | 0 | 0
1 | 22 | 6 | 0 | 0 | 0 | 0 | 0 |  | 0 | 0
1 | 22 | 7 | 0 | 0 | 0 | 0 | 0 |  | 0 | 0
1 | 22 | 8 | 10642.098 | 10642.098 | 10642.098 | 10642.098 | 10642.098 |  | 0 | 0
1 | 22 | 9 | 44884.347 | 46301.922 | 45326.387 | 42442.856 | 39368.417 |  | 0 | 0
1 | 22 | 10 | 61944.864 | 64813.231 | 64472.257 | 61121.686 | 56457.894 |  | 0 | 0
1 | 22 | 11 | 218612.023 | 285615.845 | 300872.368 | 256416.946 | 171280.006 |  | 0 | 0
1 | 22 | 12 | 190004.509 | 269903.516 | 306591.287 | 283056.072 | 211626.759 |  | 0 | 0
1 | 22 | 13 | 136464.623 | 230227.833 | 286731.528 | 284907.757 | 225705.32 |  | 0 | 0
1 | 22 | 14 | 65330.878 | 162656.977 | 238671.877 | 257454.074 | 213719.835 |  | 0 | 0
1 | 22 | 15 | 11192.604 | 73969.92 | 163844.861 | 200521.678 | 173164.373 |  | 0 | 0
1 | 22 | 16 | 5981.774 | 6941.448 | 56380.8 | 65654.866 | 63776.875 |  | 0 | 0
1 | 22 | 17 | 0 | 0 | 0 | 0 | 0 |  | 0 | 0
1 | 22 | 18 | 0 | 0 | 0 | 0 | 0 |  | 0 | 0
1 | 22 | 19 | 0 | 0 | 0 | 0 | 0 |  | 0 | 0
1 | 22 | 20 | 0 | 0 | 0 | 0 | 0 |  | 0 | 0
1 | 22 | 21 | 0 | 0 | 0 | 0 | 0 |  | 0 | 0
1 | 22 | 22 | 0 | 0 | 0 | 0 | 0 |  | 0 | 0
1 | 22 | 23 | 0 | 0 | 0 | 0 | 0 |  | 0 | 0
1 | 23 | 0 | 0 | 0 | 0 | 0 | 0 |  | 0 | 0
1 | 23 | 1 | 0 | 0 | 0 | 0 | 0 |  | 0 | 0
1 | 23 | 2 | 0 | 0 | 0 | 0 | 0 |  | 0 | 0
1 | 23 | 3 | 0 | 0 | 0 | 0 | 0 |  | 0 | 0
1 | 23 | 4 | 0 | 0 | 0 | 0 | 0 |  | 0 | 0
1 | 23 | 5 | 0 | 0 | 0 | 0 | 0 |  | 0 | 0
1 | 23 | 6 | 0 | 0 | 0 | 0 | 0 |  | 0 | 0
1 | 23 | 7 | 5107.687 | 5239.332 | 4218.802 | 3027.822 | 3027.822 |  | 0 | 0
1 | 23 | 8 | 136502.481 | 156069.42 | 117085.52 | 39891.746 | 10790.78 |  | 0 | 0
1 | 23 | 9 | 127709.583 | 147557.721 | 133684.058 | 90396.594 | 43797.632 |  | 0 | 0
1 | 23 | 10 | 142601.93 | 168786.499 | 165563.013 | 134736.32 | 88959.437 |  | 0 | 0
1 | 23 | 11 | 169616.505 | 215543.056 | 225971.946 | 195241.894 | 137583.641 |  | 0 | 0
1 | 23 | 12 | 161307.924 | 226000.481 | 255903.386 | 236621.578 | 178416.892 |  | 0 | 0
1 | 23 | 13 | 113104.543 | 178046.062 | 218115.462 | 216829.797 | 174882.211 |  | 0 | 0
1 | 23 | 14 | 61776.003 | 149040.821 | 217263.076 | 234256.712 | 194947.995 |  | 0 | 0
1 | 23 | 15 | 10244.36 | 64845.545 | 141962.182 | 173541.056 | 150220.143 |  | 0 | 0
1 | 23 | 16 | 5889.025 | 7016.809 | 49251.682 | 58251.056 | 56388.939 |  | 0 | 0
1 | 23 | 17 | 0 | 0 | 0 | 0 | 0 |  | 0 | 0
1 | 23 | 18 | 0 | 0 | 0 | 0 | 0 |  | 0 | 0
1 | 23 | 19 | 0 | 0 | 0 | 0 | 0 |  | 0 | 0
1 | 23 | 20 | 0 | 0 | 0 | 0 | 0 |  | 0 | 0
1 | 23 | 21 | 0 | 0 | 0 | 0 | 0 |  | 0 | 0
1 | 23 | 22 | 0 | 0 | 0 | 0 | 0 |  | 0 | 0
1 | 23 | 23 | 0 | 0 | 0 | 0 | 0 |  | 0 | 0
1 | 24 | 0 | 0 | 0 | 0 | 0 | 0 |  | 0 | 0
1 | 24 | 1 | 0 | 0 | 0 | 0 | 0 |  | 0 | 0
1 | 24 | 2 | 0 | 0 | 0 | 0 | 0 |  | 0 | 0
1 | 24 | 3 | 0 | 0 | 0 | 0 | 0 |  | 0 | 0
1 | 24 | 4 | 0 | 0 | 0 | 0 | 0 |  | 0 | 0
1 | 24 | 5 | 0 | 0 | 0 | 0 | 0 |  | 0 | 0
1 | 24 | 6 | 0 | 0 | 0 | 0 | 0 |  | 0 | 0
1 | 24 | 7 | 9678.106 | 9990.849 | 7037.478 | 922.972 | 922.972 |  | 0 | 0
1 | 24 | 8 | 127842.705 | 145479.141 | 109610.516 | 38969.913 | 11534.92 |  | 0 | 0
1 | 24 | 9 | 139479.614 | 161909.444 | 145972.144 | 96277.714 | 42569.831 |  | 0 | 0
1 | 24 | 10 | 159741.301 | 191737.051 | 187654.753 | 149719.596 | 92979.86 |  | 0 | 0
1 | 24 | 11 | 160702.913 | 200312.516 | 209226.05 | 182607.307 | 133010.583 |  | 0 | 0
1 | 24 | 12 | 180188.235 | 252868.87 | 286094.84 | 264602.077 | 199301.778 |  | 0 | 0
1 | 24 | 13 | 112675.147 | 170503.611 | 206343.73 | 205209.861 | 167712.364 |  | 0 | 0
1 | 24 | 14 | 62663.139 | 124100.588 | 172783.4 | 185125.295 | 156826.133 |  | 0 | 0
1 | 24 | 15 | 27011.48 | 47549.319 | 74091.2 | 85409.998 | 77068.277 |  | 0 | 0
1 | 24 | 16 | 9407.272 | 9666.141 | 14386.07 | 16067.807 | 15698.748 |  | 0 | 0
1 | 24 | 17 | 0 | 0 | 0 | 0 | 0 |  | 0 | 0
1 | 24 | 18 | 0 | 0 | 0 | 0 | 0 |  | 0 | 0
1 | 24 | 19 | 0 | 0 | 0 | 0 | 0 |  | 0 | 0
1 | 24 | 20 | 0 | 0 | 0 | 0 | 0 |  | 0 | 0
1 | 24 | 21 | 0 | 0 | 0 | 0 | 0 |  | 0 | 0
1 | 24 | 22 | 0 | 0 | 0 | 0 | 0 |  | 0 | 0
1 | 24 | 23 | 0 | 0 | 0 | 0 | 0 |  | 0 | 0
1 | 25 | 0 | 0 | 0 | 0 | 0 | 0 |  | 0 | 0
1 | 25 | 1 | 0 | 0 | 0 | 0 | 0 |  | 0 | 0
1 | 25 | 2 | 0 | 0 | 0 | 0 | 0 |  | 0 | 0
1 | 25 | 3 | 0 | 0 | 0 | 0 | 0 |  | 0 | 0
1 | 25 | 4 | 0 | 0 | 0 | 0 | 0 |  | 0 | 0
1 | 25 | 5 | 0 | 0 | 0 | 0 | 0 |  | 0 | 0
1 | 25 | 6 | 0 | 0 | 0 | 0 | 0 |  | 0 | 0
1 | 25 | 7 | 0 | 0 | 0 | 0 | 0 |  | 0 | 0
1 | 25 | 8 | 0 | 0 | 0 | 0 | 0 |  | 0 | 0
1 | 25 | 9 | 4723.748 | 4723.748 | 4723.748 | 4723.748 | 4723.748 |  | 0 | 0
1 | 25 | 10 | 9303.758 | 9303.758 | 9303.758 | 9303.758 | 9303.758 |  | 0 | 0
1 | 25 | 11 | 3950.199 | 3950.199 | 3950.199 | 3950.199 | 3950.199 |  | 0 | 0
1 | 25 | 12 | 19258.26 | 19258.26 | 19258.26 | 19258.26 | 19258.26 |  | 0 | 0
1 | 25 | 13 | 1702.252 | 1702.252 | 1702.252 | 1702.252 | 1702.252 |  | 0 | 0
1 | 25 | 14 | 74464.884 | 136286.831 | 185401.695 | 197974.581 | 169377.05 |  | 0 | 0
1 | 25 | 15 | 32924.488 | 66225.575 | 109621.441 | 127880.441 | 114615.882 |  | 0 | 0
1 | 25 | 16 | 12055.877 | 12886.456 | 27112.923 | 32209.901 | 31166.31 |  | 0 | 0
1 | 25 | 17 | 0 | 0 | 0 | 0 | 0 |  | 0 | 0
1 | 25 | 18 | 0 | 0 | 0 | 0 | 0 |  | 0 | 0
1 | 25 | 19 | 0 | 0 | 0 | 0 | 0 |  | 0 | 0
1 | 25 | 20 | 0 | 0 | 0 | 0 | 0 |  | 0 | 0
1 | 25 | 21 | 0 | 0 | 0 | 0 | 0 |  | 0 | 0
1 | 25 | 22 | 0 | 0 | 0 | 0 | 0 |  | 0 | 0
1 | 25 | 23 | 0 | 0 | 0 | 0 | 0 |  | 0 | 0
1 | 26 | 0 | 0 | 0 | 0 | 0 | 0 |  | 0 | 0
1 | 26 | 1 | 0 | 0 | 0 | 0 | 0 |  | 0 | 0
1 | 26 | 2 | 0 | 0 | 0 | 0 | 0 |  | 0 | 0
1 | 26 | 3 | 0 | 0 | 0 | 0 | 0 |  | 0 | 0
1 | 26 | 4 | 0 | 0 | 0 | 0 | 0 |  | 0 | 0
1 | 26 | 5 | 0 | 0 | 0 | 0 | 0 |  | 0 | 0
1 | 26 | 6 | 0 | 0 | 0 | 0 | 0 |  | 0 | 0
1 | 26 | 7 | 3152.016 | 3228.47 | 2463.304 | 1106.858 | 1106.858 |  | 0 | 0
1 | 26 | 8 | 92555.436 | 102347.038 | 81584.792 | 41076.831 | 23703.619 |  | 0 | 0
1 | 26 | 9 | 152612.416 | 174731.093 | 158490.658 | 108385.432 | 53476.553 |  | 0 | 0
1 | 26 | 10 | 182730.692 | 217548.977 | 212793.486 | 170908.21 | 107530.946 |  | 0 | 0
1 | 26 | 11 | 189129.914 | 235681.37 | 245885.661 | 214495.717 | 155567.809 |  | 0 | 0
1 | 26 | 12 | 34605.419 | 34879.322 | 35011.732 | 34925.072 | 34670.115 |  | 0 | 0
1 | 26 | 13 | 50323.832 | 51952.658 | 53079.918 | 53045.396 | 51869.309 |  | 0 | 0
1 | 26 | 14 | 77416.959 | 136739.452 | 183664.891 | 195737.709 | 168488.571 |  | 0 | 0
1 | 26 | 15 | 33006.931 | 68073.351 | 113421.093 | 132425.129 | 118798.169 |  | 0 | 0
1 | 26 | 16 | 12419.991 | 13644.444 | 32678.738 | 39750.698 | 38386.813 |  | 0 | 0
1 | 26 | 17 | 0 | 0 | 0 | 0 | 0 |  | 0 | 0
1 | 26 | 18 | 0 | 0 | 0 | 0 | 0 |  | 0 | 0
1 | 26 | 19 | 0 | 0 | 0 | 0 | 0 |  | 0 | 0
1 | 26 | 20 | 0 | 0 | 0 | 0 | 0 |  | 0 | 0
1 | 26 | 21 | 0 | 0 | 0 | 0 | 0 |  | 0 | 0
1 | 26 | 22 | 0 | 0 | 0 | 0 | 0 |  | 0 | 0
1 | 26 | 23 | 0 | 0 | 0 | 0 | 0 |  | 0 | 0
1 | 27 | 0 | 0 | 0 | 0 | 0 | 0 |  | 0 | 0
1 | 27 | 1 | 0 | 0 | 0 | 0 | 0 |  | 0 | 0
1 | 27 | 2 | 0 | 0 | 0 | 0 | 0 |  | 0 | 0
1 | 27 | 3 | 0 | 0 | 0 | 0 | 0 |  | 0 | 0
1 | 27 | 4 | 0 | 0 | 0 | 0 | 0 |  | 0 | 0
1 | 27 | 5 | 0 | 0 | 0 | 0 | 0 |  | 0 | 0
1 | 27 | 6 | 0 | 0 | 0 | 0 | 0 |  | 0 | 0
1 | 27 | 7 | 2487.72 | 2517.174 | 2190.524 | 1527.03 | 1527.03 |  | 0 | 0
1 | 27 | 8 | 6521.287 | 6521.287 | 6521.287 | 6521.287 | 6521.287 |  | 0 | 0
1 | 27 | 9 | 78010.862 | 84608.158 | 79671.954 | 65180.856 | 49769.821 |  | 0 | 0
1 | 27 | 10 | 86821.246 | 94573.267 | 93464.444 | 84141.049 | 71196.268 |  | 0 | 0
1 | 27 | 11 | 71384.428 | 74879.638 | 75655.333 | 73257.476 | 69014.414 |  | 0 | 0
1 | 27 | 12 | 66012.78 | 69118.323 | 70609.673 | 69630.344 | 66753.815 |  | 0 | 0
1 | 27 | 13 | 109931.346 | 150765.309 | 176818.766 | 176046.761 | 148884.671 |  | 0 | 0
1 | 27 | 14 | 64934.101 | 89817.87 | 110195.864 | 115593.912 | 103561.511 |  | 0 | 0
1 | 27 | 15 | 31963.438 | 51289.698 | 75928.929 | 86446.656 | 78956.454 |  | 0 | 0
1 | 27 | 16 | 10627.61 | 12735.696 | 60688.945 | 74491.43 | 72596.883 |  | 0 | 0
1 | 27 | 17 | 0 | 0 | 0 | 0 | 0 |  | 0 | 0
1 | 27 | 18 | 0 | 0 | 0 | 0 | 0 |  | 0 | 0
1 | 27 | 19 | 0 | 0 | 0 | 0 | 0 |  | 0 | 0
1 | 27 | 20 | 0 | 0 | 0 | 0 | 0 |  | 0 | 0
1 | 27 | 21 | 0 | 0 | 0 | 0 | 0 |  | 0 | 0
1 | 27 | 22 | 0 | 0 | 0 | 0 | 0 |  | 0 | 0
1 | 27 | 23 | 0 | 0 | 0 | 0 | 0 |  | 0 | 0
1 | 28 | 0 | 0 | 0 | 0 | 0 | 0 |  | 0 | 0
1 | 28 | 1 | 0 | 0 | 0 | 0 | 0 |  | 0 | 0
1 | 28 | 2 | 0 | 0 | 0 | 0 | 0 |  | 0 | 0
1 | 28 | 3 | 0 | 0 | 0 | 0 | 0 |  | 0 | 0
1 | 28 | 4 | 0 | 0 | 0 | 0 | 0 |  | 0 | 0
1 | 28 | 5 | 0 | 0 | 0 | 0 | 0 |  | 0 | 0
1 | 28 | 6 | 0 | 0 | 0 | 0 | 0 |  | 0 | 0
1 | 28 | 7 | 14876.501 | 15202.344 | 11132.559 | 1671.429 | 1671.429 |  | 0 | 0
1 | 28 | 8 | 146628.55 | 164440.309 | 124550.925 | 45997.162 | 13928.53 |  | 0 | 0
1 | 28 | 9 | 205461.442 | 238792.75 | 213492.821 | 135159.931 | 48326.592 |  | 0 | 0
1 | 28 | 10 | 229204.521 | 277800.162 | 270711.324 | 211436.74 | 120216.535 |  | 0 | 0
1 | 28 | 11 | 226397.412 | 288169.098 | 301400.306 | 259535.673 | 180557.867 |  | 0 | 0
1 | 28 | 12 | 198602.938 | 269929.831 | 302634.535 | 281181.567 | 216340.25 |  | 0 | 0
1 | 28 | 13 | 146576.957 | 229306.869 | 279631.572 | 278208.945 | 225749.218 |  | 0 | 0
1 | 28 | 14 | 76977.642 | 163606.782 | 230141.296 | 247216.226 | 209273.007 |  | 0 | 0
1 | 28 | 15 | 20648.637 | 78994.468 | 154236.294 | 184813.652 | 163415.396 |  | 0 | 0
1 | 28 | 16 | 10223.327 | 12365.762 | 54370.577 | 67547.794 | 65834.627 |  | 0 | 0
1 | 28 | 17 | 0 | 0 | 0 | 0 | 0 |  | 0 | 0
1 | 28 | 18 | 0 | 0 | 0 | 0 | 0 |  | 0 | 0
1 | 28 | 19 | 0 | 0 | 0 | 0 | 0 |  | 0 | 0
1 | 28 | 20 | 0 | 0 | 0 | 0 | 0 |  | 0 | 0
1 | 28 | 21 | 0 | 0 | 0 | 0 | 0 |  | 0 | 0
1 | 28 | 22 | 0 | 0 | 0 | 0 | 0 |  | 0 | 0
1 | 28 | 23 | 0 | 0 | 0 | 0 | 0 |  | 0 | 0
1 | 29 | 0 | 0 | 0 | 0 | 0 | 0 |  | 0 | 0
1 | 29 | 1 | 0 | 0 | 0 | 0 | 0 |  | 0 | 0
1 | 29 | 2 | 0 | 0 | 0 | 0 | 0 |  | 0 | 0
1 | 29 | 3 | 0 | 0 | 0 | 0 | 0 |  | 0 | 0
1 | 29 | 4 | 0 | 0 | 0 | 0 | 0 |  | 0 | 0
1 | 29 | 5 | 0 | 0 | 0 | 0 | 0 |  | 0 | 0
1 | 29 | 6 | 0 | 0 | 0 | 0 | 0 |  | 0 | 0
1 | 29 | 7 | 12465.918 | 12752.702 | 9162.461 | 2132.209 | 2132.209 |  | 0 | 0
1 | 29 | 8 | 14194.422 | 14194.422 | 14194.422 | 14194.422 | 14194.422 |  | 0 | 0
1 | 29 | 9 | 97166.105 | 107363.249 | 99474.535 | 76455.318 | 51802.179 |  | 0 | 0
1 | 29 | 10 | 139213.637 | 158693.165 | 155727.42 | 131960.192 | 97725.544 |  | 0 | 0
1 | 29 | 11 | 12791.667 | 12791.667 | 12791.667 | 12791.667 | 12791.667 |  | 0 | 0
1 | 29 | 12 | 92517.91 | 103385.006 | 108581.119 | 105150.783 | 95079.031 |  | 0 | 0
1 | 29 | 13 | 86894.073 | 103074.102 | 113681.342 | 113389.04 | 102365.697 |  | 0 | 0
1 | 29 | 14 | 27032.057 | 27168.745 | 27289.048 | 27322.484 | 27249.463 |  | 0 | 0
1 | 29 | 15 | 33224.205 | 36692.06 | 40750.946 | 42557.729 | 41283.671 |  | 0 | 0
1 | 29 | 16 | 9148.71 | 9180.815 | 9389.984 | 9518.086 | 9489.988 |  | 0 | 0
1 | 29 | 17 | 0 | 0 | 0 | 0 | 0 |  | 0 | 0
1 | 29 | 18 | 0 | 0 | 0 | 0 | 0 |  | 0 | 0
1 | 29 | 19 | 0 | 0 | 0 | 0 | 0 |  | 0 | 0
1 | 29 | 20 | 0 | 0 | 0 | 0 | 0 |  | 0 | 0
1 | 29 | 21 | 0 | 0 | 0 | 0 | 0 |  | 0 | 0
1 | 29 | 22 | 0 | 0 | 0 | 0 | 0 |  | 0 | 0
1 | 29 | 23 | 0 | 0 | 0 | 0 | 0 |  | 0 | 0
1 | 30 | 0 | 0 | 0 | 0 | 0 | 0 |  | 0 | 0
1 | 30 | 1 | 0 | 0 | 0 | 0 | 0 |  | 0 | 0
1 | 30 | 2 | 0 | 0 | 0 | 0 | 0 |  | 0 | 0
1 | 30 | 3 | 0 | 0 | 0 | 0 | 0 |  | 0 | 0
1 | 30 | 4 | 0 | 0 | 0 | 0 | 0 |  | 0 | 0
1 | 30 | 5 | 0 | 0 | 0 | 0 | 0 |  | 0 | 0
1 | 30 | 6 | 0 | 0 | 0 | 0 | 0 |  | 0 | 0
1 | 30 | 7 | 17074.015 | 17389.075 | 12811.305 | 1887.658 | 1887.658 |  | 0 | 0
1 | 30 | 8 | 15968.505 | 15986.905 | 15945.536 | 15868.638 | 15817.508 |  | 0 | 0
1 | 30 | 9 | 81360.38 | 87890.233 | 82750.384 | 68050.217 | 52426.211 |  | 0 | 0
1 | 30 | 10 | 102656.497 | 112777.546 | 111180.469 | 98786.983 | 81532.668 |  | 0 | 0
1 | 30 | 11 | 106531.657 | 118810.78 | 121458.431 | 112946.808 | 97871.122 |  | 0 | 0
1 | 30 | 12 | 77289.768 | 82083.715 | 84380.728 | 82860.422 | 78410.733 |  | 0 | 0
1 | 30 | 13 | 77335.074 | 87953.366 | 95045.583 | 94859.088 | 87502.328 |  | 0 | 0
1 | 30 | 14 | 85617.306 | 173539.528 | 241592.961 | 259467.521 | 220631.308 |  | 0 | 0
1 | 30 | 15 | 24132.481 | 86585.382 | 166058.591 | 198695.27 | 176242.818 |  | 0 | 0
1 | 30 | 16 | 11345.911 | 14275.212 | 63251.561 | 80360.388 | 78534.958 |  | 0 | 0
1 | 30 | 17 | 0 | 0 | 0 | 0 | 0 |  | 0 | 0
1 | 30 | 18 | 0 | 0 | 0 | 0 | 0 |  | 0 | 0
1 | 30 | 19 | 0 | 0 | 0 | 0 | 0 |  | 0 | 0
1 | 30 | 20 | 0 | 0 | 0 | 0 | 0 |  | 0 | 0
1 | 30 | 21 | 0 | 0 | 0 | 0 | 0 |  | 0 | 0
1 | 30 | 22 | 0 | 0 | 0 | 0 | 0 |  | 0 | 0
1 | 30 | 23 | 0 | 0 | 0 | 0 | 0 |  | 0 | 0
1 | 31 | 0 | 0 | 0 | 0 | 0 | 0 |  | 0 | 0
1 | 31 | 1 | 0 | 0 | 0 | 0 | 0 |  | 0 | 0
1 | 31 | 2 | 0 | 0 | 0 | 0 | 0 |  | 0 | 0
1 | 31 | 3 | 0 | 0 | 0 | 0 | 0 |  | 0 | 0
1 | 31 | 4 | 0 | 0 | 0 | 0 | 0 |  | 0 | 0
1 | 31 | 5 | 0 | 0 | 0 | 0 | 0 |  | 0 | 0
1 | 31 | 6 | 0 | 0 | 0 | 0 | 0 |  | 0 | 0
1 | 31 | 7 | 19311.02 | 19628.291 | 14544.82 | 1867.53 | 1867.53 |  | 0 | 0
1 | 31 | 8 | 156161.048 | 173650.081 | 131285.514 | 48327.802 | 13604.574 |  | 0 | 0
1 | 31 | 9 | 212312.375 | 245475.341 | 218974.113 | 139302.164 | 51056.187 |  | 0 | 0
1 | 31 | 10 | 170929.817 | 201496.887 | 196549.287 | 158757.186 | 103664.798 |  | 0 | 0
1 | 31 | 11 | 172583.39 | 211102.101 | 219245.25 | 192620.155 | 144322.091 |  | 0 | 0
1 | 31 | 12 | 171771.755 | 228165.947 | 254446.344 | 237067.261 | 185178.759 |  | 0 | 0
1 | 31 | 13 | 125341.624 | 180715.285 | 215698.09 | 214836.125 | 178591.516 |  | 0 | 0
1 | 31 | 14 | 71412.04 | 107619.987 | 136795.465 | 144701.529 | 127777.836 |  | 0 | 0
1 | 31 | 15 | 24875.366 | 67843.432 | 121804.646 | 144338.658 | 128960.882 |  | 0 | 0
1 | 31 | 16 | 10593.087 | 13828.778 | 64131.133 | 82605.684 | 80811.265 |  | 0 | 0
1 | 31 | 17 | 0 | 0 | 0 | 0 | 0 |  | 0 | 0
1 | 31 | 18 | 0 | 0 | 0 | 0 | 0 |  | 0 | 0
1 | 31 | 19 | 0 | 0 | 0 | 0 | 0 |  | 0 | 0
1 | 31 | 20 | 0 | 0 | 0 | 0 | 0 |  | 0 | 0
1 | 31 | 21 | 0 | 0 | 0 | 0 | 0 |  | 0 | 0
1 | 31 | 22 | 0 | 0 | 0 | 0 | 0 |  | 0 | 0
1 | 31 | 23 | 0 | 0 | 0 | 0 | 0 |  | 0 | 0
2 | 1 | 0 | 0 | 0 | 0 | 0 | 0 |  | 0 | 0
2 | 1 | 1 | 0 | 0 | 0 | 0 | 0 |  | 0 | 0
2 | 1 | 2 | 0 | 0 | 0 | 0 | 0 |  | 0 | 0
2 | 1 | 3 | 0 | 0 | 0 | 0 | 0 |  | 0 | 0
2 | 1 | 4 | 0 | 0 | 0 | 0 | 0 |  | 0 | 0
2 | 1 | 5 | 0 | 0 | 0 | 0 | 0 |  | 0 | 0
2 | 1 | 6 | 0 | 0 | 0 | 0 | 0 |  | 0 | 0
2 | 1 | 7 | 1201.193 | 1201.193 | 1201.193 | 1201.193 | 1201.193 |  | 0 | 0
2 | 1 | 8 | 28725.341 | 29316.068 | 27906.842 | 25287.686 | 23717.529 |  | 0 | 0
2 | 1 | 9 | 140452.603 | 159918.16 | 144083.472 | 97914.626 | 47588.838 |  | 0 | 0
2 | 1 | 10 | 210470.821 | 253738.934 | 246585.587 | 192435.212 | 109777.609 |  | 0 | 0
2 | 1 | 11 | 207916.315 | 262174.727 | 273348.224 | 236093.217 | 166386.461 |  | 0 | 0
2 | 1 | 12 | 184421.084 | 248650.76 | 278052.252 | 258620.925 | 199702.147 |  | 0 | 0
2 | 1 | 13 | 137798.813 | 214605.08 | 261354.376 | 260287.261 | 211916.49 |  | 0 | 0
2 | 1 | 14 | 72457.204 | 157369.283 | 221814.801 | 238849.364 | 202610.382 |  | 0 | 0
2 | 1 | 15 | 15857.603 | 78091.444 | 156079.272 | 187668.512 | 166426.709 |  | 0 | 0
2 | 1 | 16 | 7245.752 | 10790.675 | 63534.256 | 83740.157 | 81994.869 |  | 0 | 0
2 | 1 | 17 | 0 | 0 | 0 | 0 | 0 |  | 0 | 0
2 | 1 | 18 | 0 | 0 | 0 | 0 | 0 |  | 0 | 0
2 | 1 | 19 | 0 | 0 | 0 | 0 | 0 |  | 0 | 0
2 | 1 | 20 | 0 | 0 | 0 | 0 | 0 |  | 0 | 0
2 | 1 | 21 | 0 | 0 | 0 | 0 | 0 |  | 0 | 0
2 | 1 | 22 | 0 | 0 | 0 | 0 | 0 |  | 0 | 0
2 | 1 | 23 | 0 | 0 | 0 | 0 | 0 |  | 0 | 0
2 | 2 | 0 | 0 | 0 | 0 | 0 | 0 |  | 0 | 0
2 | 2 | 1 | 0 | 0 | 0 | 0 | 0 |  | 0 | 0
2 | 2 | 2 | 0 | 0 | 0 | 0 | 0 |  | 0 | 0
2 | 2 | 3 | 0 | 0 | 0 | 0 | 0 |  | 0 | 0
2 | 2 | 4 | 0 | 0 | 0 | 0 | 0 |  | 0 | 0
2 | 2 | 5 | 0 | 0 | 0 | 0 | 0 |  | 0 | 0
2 | 2 | 6 | 0 | 0 | 0 | 0 | 0 |  | 0 | 0
2 | 2 | 7 | 342.611 | 342.611 | 342.611 | 342.611 | 342.611 |  | 0 | 0
2 | 2 | 8 | 23146.384 | 23399.164 | 22791.155 | 21679.524 | 20918.141 |  | 0 | 0
2 | 2 | 9 | 19134.534 | 19134.534 | 19134.534 | 19134.534 | 19134.534 |  | 0 | 0
2 | 2 | 10 | 2946.678 | 2946.678 | 2946.678 | 2946.678 | 2946.678 |  | 0 | 0
2 | 2 | 11 | 22078.328 | 22078.328 | 22078.328 | 22078.328 | 22078.328 |  | 0 | 0
2 | 2 | 12 | 31911.052 | 32119.206 | 32219.327 | 32152.745 | 31958.477 |  | 0 | 0
2 | 2 | 13 | 49884.821 | 51707.188 | 52962.453 | 52935.352 | 51641.769 |  | 0 | 0
2 | 2 | 14 | 70843.107 | 149325.47 | 210013.795 | 226400.549 | 192064.956 |  | 0 | 0
2 | 2 | 15 | 15920.113 | 74737.143 | 148479.547 | 178851.011 | 158623.552 |  | 0 | 0
2 | 2 | 16 | 7428.753 | 11112.488 | 61787.005 | 82384.81 | 80729.12 |  | 0 | 0
2 | 2 | 17 | 0 | 0 | 0 | 0 | 0 |  | 0 | 0
2 | 2 | 18 | 0 | 0 | 0 | 0 | 0 |  | 0 | 0
2 | 2 | 19 | 0 | 0 | 0 | 0 | 0 |  | 0 | 0
2 | 2 | 20 | 0 | 0 | 0 | 0 | 0 |  | 0 | 0
2 | 2 | 21 | 0 | 0 | 0 | 0 | 0 |  | 0 | 0
2 | 2 | 22 | 0 | 0 | 0 | 0 | 0 |  | 0 | 0
2 | 2 | 23 | 0 | 0 | 0 | 0 | 0 |  | 0 | 0
2 | 3 | 0 | 0 | 0 | 0 | 0 | 0 |  | 0 | 0
2 | 3 | 1 | 0 | 0 | 0 | 0 | 0 |  | 0 | 0
2 | 3 | 2 | 0 | 0 | 0 | 0 | 0 |  | 0 | 0
2 | 3 | 3 | 0 | 0 | 0 | 0 | 0 |  | 0 | 0
2 | 3 | 4 | 0 | 0 | 0 | 0 | 0 |  | 0 | 0
2 | 3 | 5 | 0 | 0 | 0 | 0 | 0 |  | 0 | 0
2 | 3 | 6 | 0 | 0 | 0 | 0 | 0 |  | 0 | 0
2 | 3 | 7 | 0 | 0 | 0 | 0 | 0 |  | 0 | 0
2 | 3 | 8 | 1956.821 | 1956.821 | 1956.821 | 1956.821 | 1956.821 |  | 0 | 0
2 | 3 | 9 | 9078.801 | 9078.801 | 9078.801 | 9078.801 | 9078.801 |  | 0 | 0
2 | 3 | 10 | 12223.597 | 12223.597 | 12223.597 | 12223.597 | 12223.597 |  | 0 | 0
2 | 3 | 11 | 23143.496 | 23143.496 | 23143.496 | 23143.496 | 23143.496 |  | 0 | 0
2 | 3 | 12 | 28128.804 | 28149.15 | 28158.933 | 28152.422 | 28133.431 |  | 0 | 0
2 | 3 | 13 | 17860.824 | 17860.824 | 17860.824 | 17860.824 | 17860.824 |  | 0 | 0
2 | 3 | 14 | 13719.072 | 13719.072 | 13719.072 | 13719.072 | 13719.072 |  | 0 | 0
2 | 3 | 15 | 8533.116 | 8533.116 | 8533.116 | 8533.116 | 8533.116 |  | 0 | 0
2 | 3 | 16 | 1902.787 | 1902.787 | 1902.787 | 1902.787 | 1902.787 |  | 0 | 0
2 | 3 | 17 | 0 | 0 | 0 | 0 | 0 |  | 0 | 0
2 | 3 | 18 | 0 | 0 | 0 | 0 | 0 |  | 0 | 0
2 | 3 | 19 | 0 | 0 | 0 | 0 | 0 |  | 0 | 0
2 | 3 | 20 | 0 | 0 | 0 | 0 | 0 |  | 0 | 0
2 | 3 | 21 | 0 | 0 | 0 | 0 | 0 |  | 0 | 0
2 | 3 | 22 | 0 | 0 | 0 | 0 | 0 |  | 0 | 0
2 | 3 | 23 | 0 | 0 | 0 | 0 | 0 |  | 0 | 0
2 | 4 | 0 | 0 | 0 | 0 | 0 | 0 |  | 0 | 0
2 | 4 | 1 | 0 | 0 | 0 | 0 | 0 |  | 0 | 0
2 | 4 | 2 | 0 | 0 | 0 | 0 | 0 |  | 0 | 0
2 | 4 | 3 | 0 | 0 | 0 | 0 | 0 |  | 0 | 0
2 | 4 | 4 | 0 | 0 | 0 | 0 | 0 |  | 0 | 0
2 | 4 | 5 | 0 | 0 | 0 | 0 | 0 |  | 0 | 0
2 | 4 | 6 | 0 | 0 | 0 | 0 | 0 |  | 0 | 0
2 | 4 | 7 | 29454.103 | 29720.371 | 22817.034 | 2280.469 | 2280.469 |  | 0 | 0
2 | 4 | 8 | 168712.446 | 185884.83 | 139255.561 | 48673.653 | 8853.425 |  | 0 | 0
2 | 4 | 9 | 217973.844 | 250958.839 | 222722.691 | 140571.621 | 49315.46 |  | 0 | 0
2 | 4 | 10 | 237967.109 | 285832.442 | 277178.941 | 216262.525 | 124731.086 |  | 0 | 0
2 | 4 | 11 | 232755.629 | 293174.065 | 305346.424 | 263326.352 | 186060.386 |  | 0 | 0
2 | 4 | 12 | 205482.582 | 275554.467 | 307907.724 | 286464.433 | 221722.705 |  | 0 | 0
2 | 4 | 13 | 152989.407 | 235666.284 | 286539.734 | 285657.002 | 233442.677 |  | 0 | 0
2 | 4 | 14 | 82827.549 | 173817.235 | 242290.05 | 260867.105 | 222855.189 |  | 0 | 0
2 | 4 | 15 | 17004.661 | 87431.361 | 173143.244 | 207719.762 | 185301.539 |  | 0 | 0
2 | 4 | 16 | 7858.027 | 12730.185 | 75039.626 | 102088.905 | 100474.494 |  | 0 | 0
2 | 4 | 17 | 0 | 0 | 0 | 0 | 0 |  | 0 | 0
2 | 4 | 18 | 0 | 0 | 0 | 0 | 0 |  | 0 | 0
2 | 4 | 19 | 0 | 0 | 0 | 0 | 0 |  | 0 | 0
2 | 4 | 20 | 0 | 0 | 0 | 0 | 0 |  | 0 | 0
2 | 4 | 21 | 0 | 0 | 0 | 0 | 0 |  | 0 | 0
2 | 4 | 22 | 0 | 0 | 0 | 0 | 0 |  | 0 | 0
2 | 4 | 23 | 0 | 0 | 0 | 0 | 0 |  | 0 | 0
2 | 5 | 0 | 0 | 0 | 0 | 0 | 0 |  | 0 | 0
2 | 5 | 1 | 0 | 0 | 0 | 0 | 0 |  | 0 | 0
2 | 5 | 2 | 0 | 0 | 0 | 0 | 0 |  | 0 | 0
2 | 5 | 3 | 0 | 0 | 0 | 0 | 0 |  | 0 | 0
2 | 5 | 4 | 0 | 0 | 0 | 0 | 0 |  | 0 | 0
2 | 5 | 5 | 0 | 0 | 0 | 0 | 0 |  | 0 | 0
2 | 5 | 6 | 0 | 0 | 0 | 0 | 0 |  | 0 | 0
2 | 5 | 7 | 28582.479 | 28841.992 | 21756.275 | 3348.576 | 3348.576 |  | 0 | 0
2 | 5 | 8 | 156395.568 | 171381.883 | 129549.42 | 48626.474 | 11666.253 |  | 0 | 0
2 | 5 | 9 | 162640.165 | 184881.919 | 165501.013 | 110852.568 | 51241.43 |  | 0 | 0
2 | 5 | 10 | 230988.579 | 276214.711 | 267809.277 | 209898.18 | 123592.917 |  | 0 | 0
2 | 5 | 11 | 193308.114 | 239810.287 | 249170.248 | 216581.324 | 157776.567 |  | 0 | 0
2 | 5 | 12 | 156073.103 | 197900.714 | 217568.087 | 204504.994 | 165680.69 |  | 0 | 0
2 | 5 | 13 | 151161.508 | 228262.09 | 275909.505 | 275183.793 | 226430.04 |  | 0 | 0
2 | 5 | 14 | 76891.418 | 157021.246 | 217629.827 | 234278.034 | 200702.062 |  | 0 | 0
2 | 5 | 15 | 20124.54 | 87232.663 | 167817.4 | 200483.344 | 179581.415 |  | 0 | 0
2 | 5 | 16 | 8750.123 | 14028.419 | 73594.513 | 101145.854 | 99475.756 |  | 0 | 0
2 | 5 | 17 | 0 | 0 | 0 | 0 | 0 |  | 0 | 0
2 | 5 | 18 | 0 | 0 | 0 | 0 | 0 |  | 0 | 0
2 | 5 | 19 | 0 | 0 | 0 | 0 | 0 |  | 0 | 0
2 | 5 | 20 | 0 | 0 | 0 | 0 | 0 |  | 0 | 0
2 | 5 | 21 | 0 | 0 | 0 | 0 | 0 |  | 0 | 0
2 | 5 | 22 | 0 | 0 | 0 | 0 | 0 |  | 0 | 0
2 | 5 | 23 | 0 | 0 | 0 | 0 | 0 |  | 0 | 0
2 | 6 | 0 | 0 | 0 | 0 | 0 | 0 |  | 0 | 0
2 | 6 | 1 | 0 | 0 | 0 | 0 | 0 |  | 0 | 0
2 | 6 | 2 | 0 | 0 | 0 | 0 | 0 |  | 0 | 0
2 | 6 | 3 | 0 | 0 | 0 | 0 | 0 |  | 0 | 0
2 | 6 | 4 | 0 | 0 | 0 | 0 | 0 |  | 0 | 0
2 | 6 | 5 | 0 | 0 | 0 | 0 | 0 |  | 0 | 0
2 | 6 | 6 | 0 | 0 | 0 | 0 | 0 |  | 0 | 0
2 | 6 | 7 | 25278.041 | 25499.024 | 18962.014 | 4289.427 | 4289.427 |  | 0 | 0
2 | 6 | 8 | 137464.057 | 149524.963 | 114856.634 | 47853.268 | 16010.005 |  | 0 | 0
2 | 6 | 9 | 196210.001 | 223951.717 | 199373.429 | 129060.231 | 50430.446 |  | 0 | 0
2 | 6 | 10 | 218419.627 | 260006.123 | 252069.861 | 198469.642 | 118817.171 |  | 0 | 0
2 | 6 | 11 | 216521.804 | 270833.783 | 281620.182 | 243546.546 | 174416.247 |  | 0 | 0
2 | 6 | 12 | 194793.679 | 258972.478 | 288785.228 | 269018.092 | 209634.339 |  | 0 | 0
2 | 6 | 13 | 147914.558 | 223782.582 | 271360.18 | 270738.979 | 222230.077 |  | 0 | 0
2 | 6 | 14 | 81362.273 | 166091.82 | 230538.157 | 248492.577 | 212842.581 |  | 0 | 0
2 | 6 | 15 | 19784.901 | 84512.612 | 162527.475 | 194554.216 | 174330.942 |  | 0 | 0
2 | 6 | 16 | 8864.817 | 14235.018 | 70630.347 | 98088.082 | 96520.432 |  | 0 | 0
2 | 6 | 17 | 0 | 0 | 0 | 0 | 0 |  | 0 | 0
2 | 6 | 18 | 0 | 0 | 0 | 0 | 0 |  | 0 | 0
2 | 6 | 19 | 0 | 0 | 0 | 0 | 0 |  | 0 | 0
2 | 6 | 20 | 0 | 0 | 0 | 0 | 0 |  | 0 | 0
2 | 6 | 21 | 0 | 0 | 0 | 0 | 0 |  | 0 | 0
2 | 6 | 22 | 0 | 0 | 0 | 0 | 0 |  | 0 | 0
2 | 6 | 23 | 0 | 0 | 0 | 0 | 0 |  | 0 | 0
2 | 7 | 0 | 0 | 0 | 0 | 0 | 0 |  | 0 | 0
2 | 7 | 1 | 0 | 0 | 0 | 0 | 0 |  | 0 | 0
2 | 7 | 2 | 0 | 0 | 0 | 0 | 0 |  | 0 | 0
2 | 7 | 3 | 0 | 0 | 0 | 0 | 0 |  | 0 | 0
2 | 7 | 4 | 0 | 0 | 0 | 0 | 0 |  | 0 | 0
2 | 7 | 5 | 0 | 0 | 0 | 0 | 0 |  | 0 | 0
2 | 7 | 6 | 0 | 0 | 0 | 0 | 0 |  | 0 | 0
2 | 7 | 7 | 27839.305 | 28034.373 | 21045.3 | 4409.943 | 4409.943 |  | 0 | 0
2 | 7 | 8 | 130637.372 | 141851.786 | 108871.638 | 46202.955 | 16046.771 |  | 0 | 0
2 | 7 | 9 | 180242.904 | 205755.766 | 182743.054 | 118928.205 | 49383.401 |  | 0 | 0
2 | 7 | 10 | 223627.855 | 267094.948 | 258533.185 | 202408.039 | 120959.821 |  | 0 | 0
2 | 7 | 11 | 173943.247 | 210828.951 | 218210.652 | 192037.745 | 146039.673 |  | 0 | 0
2 | 7 | 12 | 139240.693 | 170356.705 | 185168.374 | 175327.707 | 146362.595 |  | 0 | 0
2 | 7 | 13 | 66478.871 | 70799.669 | 73748.544 | 73716.542 | 70722.375 |  | 0 | 0
2 | 7 | 14 | 72236.313 | 97593.452 | 118324.105 | 124358.59 | 112621.999 |  | 0 | 0
2 | 7 | 15 | 36614.242 | 64835.471 | 98469.447 | 113144.696 | 104009.802 |  | 0 | 0
2 | 7 | 16 | 9956.889 | 15506.034 | 69816.496 | 97570.64 | 96076.647 |  | 0 | 0
2 | 7 | 17 | 0 | 0 | 0 | 0 | 0 |  | 0 | 0
2 | 7 | 18 | 0 | 0 | 0 | 0 | 0 |  | 0 | 0
2 | 7 | 19 | 0 | 0 | 0 | 0 | 0 |  | 0 | 0
2 | 7 | 20 | 0 | 0 | 0 | 0 | 0 |  | 0 | 0
2 | 7 | 21 | 0 | 0 | 0 | 0 | 0 |  | 0 | 0
2 | 7 | 22 | 0 | 0 | 0 | 0 | 0 |  | 0 | 0
2 | 7 | 23 | 0 | 0 | 0 | 0 | 0 |  | 0 | 0
2 | 8 | 0 | 0 | 0 | 0 | 0 | 0 |  | 0 | 0
2 | 8 | 1 | 0 | 0 | 0 | 0 | 0 |  | 0 | 0
2 | 8 | 2 | 0 | 0 | 0 | 0 | 0 |  | 0 | 0
2 | 8 | 3 | 0 | 0 | 0 | 0 | 0 |  | 0 | 0
2 | 8 | 4 | 0 | 0 | 0 | 0 | 0 |  | 0 | 0
2 | 8 | 5 | 0 | 0 | 0 | 0 | 0 |  | 0 | 0
2 | 8 | 6 | 0 | 0 | 0 | 0 | 0 |  | 0 | 0
2 | 8 | 7 | 4299.413 | 4300.148 | 4273.365 | 4241.074 | 4241.074 |  | 0 | 0
2 | 8 | 8 | 34260.243 | 34914.114 | 33037.575 | 29633.696 | 27497.404 |  | 0 | 0
2 | 8 | 9 | 55288.807 | 56923.2 | 55422.486 | 51542.428 | 47511.732 |  | 0 | 0
2 | 8 | 10 | 144443.558 | 164241.185 | 160211.957 | 134645.568 | 99644.18 |  | 0 | 0
2 | 8 | 11 | 48411.597 | 49124.894 | 49268.078 | 48757.237 | 47891.724 |  | 0 | 0
2 | 8 | 12 | 55193.207 | 56461.716 | 57072.022 | 56666.517 | 55482.81 |  | 0 | 0
2 | 8 | 13 | 23550.43 | 23550.43 | 23550.43 | 23550.43 | 23550.43 |  | 0 | 0
2 | 8 | 14 | 30129.252 | 30353.732 | 30555.335 | 30615.942 | 30500.038 |  | 0 | 0
2 | 8 | 15 | 17815.038 | 17815.038 | 17815.038 | 17815.038 | 17815.038 |  | 0 | 0
2 | 8 | 16 | 6220.015 | 6220.015 | 6220.015 | 6220.015 | 6220.015 |  | 0 | 0
2 | 8 | 17 | 0 | 0 | 0 | 0 | 0 |  | 0 | 0
2 | 8 | 18 | 0 | 0 | 0 | 0 | 0 |  | 0 | 0
2 | 8 | 19 | 0 | 0 | 0 | 0 | 0 |  | 0 | 0
2 | 8 | 20 | 0 | 0 | 0 | 0 | 0 |  | 0 | 0
2 | 8 | 21 | 0 | 0 | 0 | 0 | 0 |  | 0 | 0
2 | 8 | 22 | 0 | 0 | 0 | 0 | 0 |  | 0 | 0
2 | 8 | 23 | 0 | 0 | 0 | 0 | 0 |  | 0 | 0
2 | 9 | 0 | 0 | 0 | 0 | 0 | 0 |  | 0 | 0
2 | 9 | 1 | 0 | 0 | 0 | 0 | 0 |  | 0 | 0
2 | 9 | 2 | 0 | 0 | 0 | 0 | 0 |  | 0 | 0
2 | 9 | 3 | 0 | 0 | 0 | 0 | 0 |  | 0 | 0
2 | 9 | 4 | 0 | 0 | 0 | 0 | 0 |  | 0 | 0
2 | 9 | 5 | 0 | 0 | 0 | 0 | 0 |  | 0 | 0
2 | 9 | 6 | 0 | 0 | 0 | 0 | 0 |  | 0 | 0
2 | 9 | 7 | 4615.144 | 4615.144 | 4615.144 | 4615.144 | 4615.144 |  | 0 | 0
2 | 9 | 8 | 31964.203 | 32340.429 | 31265.899 | 29371.62 | 27956.592 |  | 0 | 0
2 | 9 | 9 | 74684.848 | 78856.16 | 74959.488 | 64895.797 | 54400.877 |  | 0 | 0
2 | 9 | 10 | 97638.64 | 105199.505 | 103618.143 | 93814.506 | 80828.644 |  | 0 | 0
2 | 9 | 11 | 76000.809 | 79108.105 | 79726.927 | 77495.167 | 73695.431 |  | 0 | 0
2 | 9 | 12 | 75658.162 | 79194.704 | 80896.47 | 79767.497 | 76468.463 |  | 0 | 0
2 | 9 | 13 | 106625.968 | 129677.64 | 145255.881 | 145169.105 | 129467.208 |  | 0 | 0
2 | 9 | 14 | 75312.072 | 97624.283 | 116154.113 | 121686.759 | 111270.213 |  | 0 | 0
2 | 9 | 15 | 35741.817 | 78863.634 | 130290.902 | 152798.138 | 139297.076 |  | 0 | 0
2 | 9 | 16 | 12192.035 | 19577.51 | 85914.014 | 122569.243 | 120992.675 |  | 0 | 0
2 | 9 | 17 | 0 | 0 | 0 | 0 | 0 |  | 0 | 0
2 | 9 | 18 | 0 | 0 | 0 | 0 | 0 |  | 0 | 0
2 | 9 | 19 | 0 | 0 | 0 | 0 | 0 |  | 0 | 0
2 | 9 | 20 | 0 | 0 | 0 | 0 | 0 |  | 0 | 0
2 | 9 | 21 | 0 | 0 | 0 | 0 | 0 |  | 0 | 0
2 | 9 | 22 | 0 | 0 | 0 | 0 | 0 |  | 0 | 0
2 | 9 | 23 | 0 | 0 | 0 | 0 | 0 |  | 0 | 0
2 | 10 | 0 | 0 | 0 | 0 | 0 | 0 |  | 0 | 0
2 | 10 | 1 | 0 | 0 | 0 | 0 | 0 |  | 0 | 0
2 | 10 | 2 | 0 | 0 | 0 | 0 | 0 |  | 0 | 0
2 | 10 | 3 | 0 | 0 | 0 | 0 | 0 |  | 0 | 0
2 | 10 | 4 | 0 | 0 | 0 | 0 | 0 |  | 0 | 0
2 | 10 | 5 | 0 | 0 | 0 | 0 | 0 |  | 0 | 0
2 | 10 | 6 | 0 | 0 | 0 | 0 | 0 |  | 0 | 0
2 | 10 | 7 | 51945.495 | 52062.343 | 39339.263 | 5124.48 | 5124.48 |  | 0 | 0
2 | 10 | 8 | 183029.223 | 198006.551 | 150293.002 | 58502.797 | 13041.403 |  | 0 | 0
2 | 10 | 9 | 123795.312 | 135919.298 | 124397.52 | 94147.2 | 61922.736 |  | 0 | 0
2 | 10 | 10 | 122604.73 | 135569.116 | 132794.13 | 115862.15 | 93127.891 |  | 0 | 0
2 | 10 | 11 | 133695.033 | 151738.488 | 155286.318 | 142326.718 | 120061.352 |  | 0 | 0
2 | 10 | 12 | 69674.851 | 72389.399 | 73696.073 | 72830.865 | 70299.582 |  | 0 | 0
2 | 10 | 13 | 29416.757 | 29454.187 | 29480.603 | 29480.531 | 29454.012 |  | 0 | 0
2 | 10 | 14 | 65751.169 | 76688.291 | 85936.7 | 88736.061 | 83553.351 |  | 0 | 0
2 | 10 | 15 | 11529.973 | 11529.973 | 11529.973 | 11529.973 | 11529.973 |  | 0 | 0
2 | 10 | 16 | 3358.456 | 3358.456 | 3358.456 | 3358.456 | 3358.456 |  | 0 | 0
2 | 10 | 17 | 0 | 0 | 0 | 0 | 0 |  | 0 | 0
2 | 10 | 18 | 0 | 0 | 0 | 0 | 0 |  | 0 | 0
2 | 10 | 19 | 0 | 0 | 0 | 0 | 0 |  | 0 | 0
2 | 10 | 20 | 0 | 0 | 0 | 0 | 0 |  | 0 | 0
2 | 10 | 21 | 0 | 0 | 0 | 0 | 0 |  | 0 | 0
2 | 10 | 22 | 0 | 0 | 0 | 0 | 0 |  | 0 | 0
2 | 10 | 23 | 0 | 0 | 0 | 0 | 0 |  | 0 | 0
2 | 11 | 0 | 0 | 0 | 0 | 0 | 0 |  | 0 | 0
2 | 11 | 1 | 0 | 0 | 0 | 0 | 0 |  | 0 | 0
2 | 11 | 2 | 0 | 0 | 0 | 0 | 0 |  | 0 | 0
2 | 11 | 3 | 0 | 0 | 0 | 0 | 0 |  | 0 | 0
2 | 11 | 4 | 0 | 0 | 0 | 0 | 0 |  | 0 | 0
2 | 11 | 5 | 0 | 0 | 0 | 0 | 0 |  | 0 | 0
2 | 11 | 6 | 0 | 0 | 0 | 0 | 0 |  | 0 | 0
2 | 11 | 7 | 7166.477 | 7169.152 | 6868.578 | 6501.028 | 6501.028 |  | 0 | 0
2 | 11 | 8 | 44070.866 | 45367.07 | 41340.944 | 34097.979 | 29424.13 |  | 0 | 0
2 | 11 | 9 | 73347.503 | 77126.319 | 73472.097 | 64208.086 | 54584.192 |  | 0 | 0
2 | 11 | 10 | 138723.667 | 154949.751 | 151395.775 | 130055.437 | 101015.638 |  | 0 | 0
2 | 11 | 11 | 247071.587 | 303829.448 | 314642.124 | 274303.55 | 202188.174 |  | 0 | 0
2 | 11 | 12 | 221056.81 | 287076.582 | 317585.833 | 297526.156 | 236644.105 |  | 0 | 0
2 | 11 | 13 | 171393.551 | 248018.908 | 296783.543 | 296794.601 | 248046.753 |  | 0 | 0
2 | 11 | 14 | 100380.677 | 185966.165 | 251128.204 | 270287.385 | 235212.028 |  | 0 | 0
2 | 11 | 15 | 30101.278 | 99460.058 | 180207.189 | 214501.248 | 194802.11 |  | 0 | 0
2 | 11 | 16 | 13431.133 | 20991.123 | 80792.311 | 116119.405 | 114791.546 |  | 0 | 0
2 | 11 | 17 | 0 | 0 | 0 | 0 | 0 |  | 0 | 0
2 | 11 | 18 | 0 | 0 | 0 | 0 | 0 |  | 0 | 0
2 | 11 | 19 | 0 | 0 | 0 | 0 | 0 |  | 0 | 0
2 | 11 | 20 | 0 | 0 | 0 | 0 | 0 |  | 0 | 0
2 | 11 | 21 | 0 | 0 | 0 | 0 | 0 |  | 0 | 0
2 | 11 | 22 | 0 | 0 | 0 | 0 | 0 |  | 0 | 0
2 | 11 | 23 | 0 | 0 | 0 | 0 | 0 |  | 0 | 0
2 | 12 | 0 | 0 | 0 | 0 | 0 | 0 |  | 0 | 0
2 | 12 | 1 | 0 | 0 | 0 | 0 | 0 |  | 0 | 0
2 | 12 | 2 | 0 | 0 | 0 | 0 | 0 |  | 0 | 0
2 | 12 | 3 | 0 | 0 | 0 | 0 | 0 |  | 0 | 0
2 | 12 | 4 | 0 | 0 | 0 | 0 | 0 |  | 0 | 0
2 | 12 | 5 | 0 | 0 | 0 | 0 | 0 |  | 0 | 0
2 | 12 | 6 | 0 | 0 | 0 | 0 | 0 |  | 0 | 0
2 | 12 | 7 | 41928.034 | 41949.8 | 30592.614 | 8469.269 | 8469.269 |  | 0 | 0
2 | 12 | 8 | 48392.547 | 49910.663 | 45051.987 | 36305.608 | 30690.808 |  | 0 | 0
2 | 12 | 9 | 79845.648 | 84246.608 | 79916.231 | 68995.864 | 57637.599 |  | 0 | 0
2 | 12 | 10 | 206380.838 | 241523.208 | 233670.643 | 187011.411 | 121735.606 |  | 0 | 0
2 | 12 | 11 | 194537.171 | 234519.517 | 242217.332 | 213438.896 | 163696.012 |  | 0 | 0
2 | 12 | 12 | 62621.937 | 64485.714 | 65384.695 | 64792.339 | 63055.587 |  | 0 | 0
2 | 12 | 13 | 97962.077 | 113246.175 | 123731.423 | 123766.377 | 113330.792 |  | 0 | 0
2 | 12 | 14 | 90050.248 | 148019.268 | 194285.502 | 208376.473 | 183139.749 |  | 0 | 0
2 | 12 | 15 | 30926 | 104812.597 | 191862.443 | 229667.858 | 208356.683 |  | 0 | 0
2 | 12 | 16 | 11050.614 | 20126.121 | 91279.589 | 135175.985 | 133773.874 |  | 0 | 0
2 | 12 | 17 | 0 | 0 | 0 | 0 | 0 |  | 0 | 0
2 | 12 | 18 | 0 | 0 | 0 | 0 | 0 |  | 0 | 0
2 | 12 | 19 | 0 | 0 | 0 | 0 | 0 |  | 0 | 0
2 | 12 | 20 | 0 | 0 | 0 | 0 | 0 |  | 0 | 0
2 | 12 | 21 | 0 | 0 | 0 | 0 | 0 |  | 0 | 0
2 | 12 | 22 | 0 | 0 | 0 | 0 | 0 |  | 0 | 0
2 | 12 | 23 | 0 | 0 | 0 | 0 | 0 |  | 0 | 0
2 | 13 | 0 | 0 | 0 | 0 | 0 | 0 |  | 0 | 0
2 | 13 | 1 | 0 | 0 | 0 | 0 | 0 |  | 0 | 0
2 | 13 | 2 | 0 | 0 | 0 | 0 | 0 |  | 0 | 0
2 | 13 | 3 | 0 | 0 | 0 | 0 | 0 |  | 0 | 0
2 | 13 | 4 | 0 | 0 | 0 | 0 | 0 |  | 0 | 0
2 | 13 | 5 | 0 | 0 | 0 | 0 | 0 |  | 0 | 0
2 | 13 | 6 | 0 | 0 | 0 | 0 | 0 |  | 0 | 0
2 | 13 | 7 | 61673.881 | 61645.166 | 44015.039 | 5459.079 | 5459.079 |  | 0 | 0
2 | 13 | 8 | 187464.375 | 201610.143 | 152998.544 | 59589.563 | 10482.607 |  | 0 | 0
2 | 13 | 9 | 234295.586 | 264180.16 | 234258.241 | 153909.707 | 63897.228 |  | 0 | 0
2 | 13 | 10 | 254504.693 | 299189.92 | 289030.021 | 228990.426 | 142393.64 |  | 0 | 0
2 | 13 | 11 | 247943.075 | 304891.048 | 315603.706 | 274862.413 | 202806.85 |  | 0 | 0
2 | 13 | 12 | 179942.749 | 227522.475 | 249930.342 | 235252.73 | 191226.957 |  | 0 | 0
2 | 13 | 13 | 142779.604 | 195861.077 | 230864.498 | 231091.68 | 196423.683 |  | 0 | 0
2 | 13 | 14 | 76433.018 | 97563.058 | 115162.534 | 120637.391 | 111019.128 |  | 0 | 0
2 | 13 | 15 | 41854.965 | 79484.96 | 123339.925 | 142932.52 | 132110.963 |  | 0 | 0
2 | 13 | 16 | 17761.396 | 22694.373 | 53988.209 | 74119.523 | 73174.692 |  | 0 | 0
2 | 13 | 17 | 0 | 0 | 0 | 0 | 0 |  | 0 | 0
2 | 13 | 18 | 0 | 0 | 0 | 0 | 0 |  | 0 | 0
2 | 13 | 19 | 0 | 0 | 0 | 0 | 0 |  | 0 | 0
2 | 13 | 20 | 0 | 0 | 0 | 0 | 0 |  | 0 | 0
2 | 13 | 21 | 0 | 0 | 0 | 0 | 0 |  | 0 | 0
2 | 13 | 22 | 0 | 0 | 0 | 0 | 0 |  | 0 | 0
2 | 13 | 23 | 0 | 0 | 0 | 0 | 0 |  | 0 | 0
2 | 14 | 0 | 0 | 0 | 0 | 0 | 0 |  | 0 | 0
2 | 14 | 1 | 0 | 0 | 0 | 0 | 0 |  | 0 | 0
2 | 14 | 2 | 0 | 0 | 0 | 0 | 0 |  | 0 | 0
2 | 14 | 3 | 0 | 0 | 0 | 0 | 0 |  | 0 | 0
2 | 14 | 4 | 0 | 0 | 0 | 0 | 0 |  | 0 | 0
2 | 14 | 5 | 0 | 0 | 0 | 0 | 0 |  | 0 | 0
2 | 14 | 6 | 0 | 0 | 0 | 0 | 0 |  | 0 | 0
2 | 14 | 7 | 0 | 0 | 0 | 0 | 0 |  | 0 | 0
2 | 14 | 8 | 172.228 | 172.228 | 172.228 | 172.228 | 172.228 |  | 0 | 0
2 | 14 | 9 | 2087.362 | 2087.362 | 2087.362 | 2087.362 | 2087.362 |  | 0 | 0
2 | 14 | 10 | 3987.89 | 3987.89 | 3987.89 | 3987.89 | 3987.89 |  | 0 | 0
2 | 14 | 11 | 15196.848 | 15196.848 | 15196.848 | 15196.848 | 15196.848 |  | 0 | 0
2 | 14 | 12 | 63811.891 | 65680.946 | 66584.295 | 65992.924 | 64253.138 |  | 0 | 0
2 | 14 | 13 | 31672.473 | 31777.959 | 31853.079 | 31853.826 | 31779.761 |  | 0 | 0
2 | 14 | 14 | 25768.867 | 25768.867 | 25768.867 | 25768.867 | 25768.867 |  | 0 | 0
2 | 14 | 15 | 16743.629 | 16743.629 | 16743.629 | 16743.629 | 16743.629 |  | 0 | 0
2 | 14 | 16 | 5932.809 | 5932.809 | 5932.809 | 5932.809 | 5932.809 |  | 0 | 0
2 | 14 | 17 | 0 | 0 | 0 | 0 | 0 |  | 0 | 0
2 | 14 | 18 | 0 | 0 | 0 | 0 | 0 |  | 0 | 0
2 | 14 | 19 | 0 | 0 | 0 | 0 | 0 |  | 0 | 0
2 | 14 | 20 | 0 | 0 | 0 | 0 | 0 |  | 0 | 0
2 | 14 | 21 | 0 | 0 | 0 | 0 | 0 |  | 0 | 0
2 | 14 | 22 | 0 | 0 | 0 | 0 | 0 |  | 0 | 0
2 | 14 | 23 | 0 | 0 | 0 | 0 | 0 |  | 0 | 0
2 | 15 | 0 | 0 | 0 | 0 | 0 | 0 |  | 0 | 0
2 | 15 | 1 | 0 | 0 | 0 | 0 | 0 |  | 0 | 0
2 | 15 | 2 | 0 | 0 | 0 | 0 | 0 |  | 0 | 0
2 | 15 | 3 | 0 | 0 | 0 | 0 | 0 |  | 0 | 0
2 | 15 | 4 | 0 | 0 | 0 | 0 | 0 |  | 0 | 0
2 | 15 | 5 | 0 | 0 | 0 | 0 | 0 |  | 0 | 0
2 | 15 | 6 | 0 | 0 | 0 | 0 | 0 |  | 0 | 0
2 | 15 | 7 | 7777.044 | 7774.143 | 7586.13 | 7350.663 | 7350.663 |  | 0 | 0
2 | 15 | 8 | 37594.973 | 38102.055 | 36362.886 | 33316.072 | 31088.096 |  | 0 | 0
2 | 15 | 9 | 63871.199 | 65702.439 | 63803.731 | 59153.951 | 54364.718 |  | 0 | 0
2 | 15 | 10 | 130061.508 | 143314.908 | 140127.859 | 122300.97 | 98703.587 |  | 0 | 0
2 | 15 | 11 | 167444.068 | 194609.618 | 199728.9 | 180026.494 | 146320.216 |  | 0 | 0
2 | 15 | 12 | 184937.381 | 233677.196 | 256506.811 | 241675.913 | 196728.335 |  | 0 | 0
2 | 15 | 13 | 153883.385 | 218075.599 | 259972.103 | 260523.746 | 219459.957 |  | 0 | 0
2 | 15 | 14 | 92662.628 | 154627.189 | 202944.541 | 217969.608 | 192463.343 |  | 0 | 0
2 | 15 | 15 | 39773.244 | 90153.462 | 148036.628 | 173818.319 | 160231.445 |  | 0 | 0
2 | 15 | 16 | 17273.338 | 24557.245 | 68395.477 | 98147.009 | 95643.902 |  | 0 | 0
2 | 15 | 17 | 0 | 0 | 0 | 0 | 0 |  | 0 | 0
2 | 15 | 18 | 0 | 0 | 0 | 0 | 0 |  | 0 | 0
2 | 15 | 19 | 0 | 0 | 0 | 0 | 0 |  | 0 | 0
2 | 15 | 20 | 0 | 0 | 0 | 0 | 0 |  | 0 | 0
2 | 15 | 21 | 0 | 0 | 0 | 0 | 0 |  | 0 | 0
2 | 15 | 22 | 0 | 0 | 0 | 0 | 0 |  | 0 | 0
2 | 15 | 23 | 0 | 0 | 0 | 0 | 0 |  | 0 | 0
2 | 16 | 0 | 0 | 0 | 0 | 0 | 0 |  | 0 | 0
2 | 16 | 1 | 0 | 0 | 0 | 0 | 0 |  | 0 | 0
2 | 16 | 2 | 0 | 0 | 0 | 0 | 0 |  | 0 | 0
2 | 16 | 3 | 0 | 0 | 0 | 0 | 0 |  | 0 | 0
2 | 16 | 4 | 0 | 0 | 0 | 0 | 0 |  | 0 | 0
2 | 16 | 5 | 0 | 0 | 0 | 0 | 0 |  | 0 | 0
2 | 16 | 6 | 0 | 0 | 0 | 0 | 0 |  | 0 | 0
2 | 16 | 7 | 4009.893 | 4009.893 | 4009.893 | 4009.893 | 4009.893 |  | 0 | 0
2 | 16 | 8 | 21523.465 | 21572.2 | 21402.905 | 21114.81 | 20876.728 |  | 0 | 0
2 | 16 | 9 | 34767.798 | 34980.199 | 34756.076 | 34226.769 | 33702.392 |  | 0 | 0
2 | 16 | 10 | 61390.964 | 62753.454 | 62417.553 | 60579.79 | 58267.048 |  | 0 | 0
2 | 16 | 11 | 85671.897 | 89597.029 | 90340.343 | 87468.664 | 82657.219 |  | 0 | 0
2 | 16 | 12 | 153766.988 | 184074.937 | 198538.842 | 189163.302 | 161104.831 |  | 0 | 0
2 | 16 | 13 | 130279.995 | 165674.664 | 189704.407 | 190110.551 | 166672.04 |  | 0 | 0
2 | 16 | 14 | 34113.735 | 34477.847 | 34812.33 | 34921.23 | 34740.742 |  | 0 | 0
2 | 16 | 15 | 29376.627 | 29957.681 | 30605.955 | 30941.646 | 30768.029 |  | 0 | 0
2 | 16 | 16 | 20877.963 | 28908.143 | 74896.547 | 106741.626 | 103656.853 |  | 0 | 0
2 | 16 | 17 | 0 | 0 | 0 | 0 | 0 |  | 0 | 0
2 | 16 | 18 | 0 | 0 | 0 | 0 | 0 |  | 0 | 0
2 | 16 | 19 | 0 | 0 | 0 | 0 | 0 |  | 0 | 0
2 | 16 | 20 | 0 | 0 | 0 | 0 | 0 |  | 0 | 0
2 | 16 | 21 | 0 | 0 | 0 | 0 | 0 |  | 0 | 0
2 | 16 | 22 | 0 | 0 | 0 | 0 | 0 |  | 0 | 0
2 | 16 | 23 | 0 | 0 | 0 | 0 | 0 |  | 0 | 0
2 | 17 | 0 | 0 | 0 | 0 | 0 | 0 |  | 0 | 0
2 | 17 | 1 | 0 | 0 | 0 | 0 | 0 |  | 0 | 0
2 | 17 | 2 | 0 | 0 | 0 | 0 | 0 |  | 0 | 0
2 | 17 | 3 | 0 | 0 | 0 | 0 | 0 |  | 0 | 0
2 | 17 | 4 | 0 | 0 | 0 | 0 | 0 |  | 0 | 0
2 | 17 | 5 | 0 | 0 | 0 | 0 | 0 |  | 0 | 0
2 | 17 | 6 | 0 | 0 | 0 | 0 | 0 |  | 0 | 0
2 | 17 | 7 | 54175.986 | 53939.291 | 37103.827 | 9158.951 | 9158.951 |  | 0 | 0
2 | 17 | 8 | 158688.798 | 168430.307 | 131282.258 | 60588.361 | 18983.611 |  | 0 | 0
2 | 17 | 9 | 210118.68 | 233740.852 | 208350.868 | 142550.975 | 68697.208 |  | 0 | 0
2 | 17 | 10 | 117637.386 | 128477.958 | 125753.929 | 111003.14 | 91766.925 |  | 0 | 0
2 | 17 | 11 | 165413.518 | 191696.196 | 196576.93 | 177437.523 | 144735.808 |  | 0 | 0
2 | 17 | 12 | 163477.572 | 198500.313 | 215094.688 | 204399.252 | 172078.185 |  | 0 | 0
2 | 17 | 13 | 163330.077 | 229348.206 | 272038.862 | 272901.843 | 231546.259 |  | 0 | 0
2 | 17 | 14 | 99416.96 | 175225.5 | 232145.156 | 249920.032 | 220830.807 |  | 0 | 0
2 | 17 | 15 | 30837.38 | 97827.81 | 173537.496 | 206823.614 | 190156.281 |  | 0 | 0
2 | 17 | 16 | 11790.544 | 22065.807 | 85216.521 | 129027.235 | 125130.452 |  | 0 | 0
2 | 17 | 17 | 0 | 0 | 0 | 0 | 0 |  | 0 | 0
2 | 17 | 18 | 0 | 0 | 0 | 0 | 0 |  | 0 | 0
2 | 17 | 19 | 0 | 0 | 0 | 0 | 0 |  | 0 | 0
2 | 17 | 20 | 0 | 0 | 0 | 0 | 0 |  | 0 | 0
2 | 17 | 21 | 0 | 0 | 0 | 0 | 0 |  | 0 | 0
2 | 17 | 22 | 0 | 0 | 0 | 0 | 0 |  | 0 | 0
2 | 17 | 23 | 0 | 0 | 0 | 0 | 0 |  | 0 | 0
2 | 18 | 0 | 0 | 0 | 0 | 0 | 0 |  | 0 | 0
2 | 18 | 1 | 0 | 0 | 0 | 0 | 0 |  | 0 | 0
2 | 18 | 2 | 0 | 0 | 0 | 0 | 0 |  | 0 | 0
2 | 18 | 3 | 0 | 0 | 0 | 0 | 0 |  | 0 | 0
2 | 18 | 4 | 0 | 0 | 0 | 0 | 0 |  | 0 | 0
2 | 18 | 5 | 0 | 0 | 0 | 0 | 0 |  | 0 | 0
2 | 18 | 6 | 0 | 0 | 0 | 0 | 0 |  | 0 | 0
2 | 18 | 7 | 51028.052 | 50744.741 | 34972.366 | 10291.571 | 10291.571 |  | 0 | 0
2 | 18 | 8 | 153209.837 | 162242.225 | 127083.129 | 61795.913 | 22975.628 |  | 0 | 0
2 | 18 | 9 | 164773.72 | 181630.405 | 163199.083 | 117569.195 | 68665.163 |  | 0 | 0
2 | 18 | 10 | 148609.415 | 165095.773 | 160861.129 | 138312.042 | 108639.011 |  | 0 | 0
2 | 18 | 11 | 190606.53 | 225878.228 | 232414.483 | 206611.027 | 162883.473 |  | 0 | 0
2 | 18 | 12 | 132210.395 | 153182.741 | 163320.476 | 156805.197 | 137369.267 |  | 0 | 0
2 | 18 | 13 | 153033.408 | 212746.959 | 253326.107 | 254316.382 | 215184.704 |  | 0 | 0
2 | 18 | 14 | 93409.218 | 146831.663 | 189966.118 | 204086.635 | 181566.365 |  | 0 | 0
2 | 18 | 15 | 41839.322 | 86808.842 | 139010.238 | 163342.666 | 151389.448 |  | 0 | 0
2 | 18 | 16 | 12952.68 | 23035.42 | 82528.84 | 124522.594 | 121083.113 |  | 0 | 0
2 | 18 | 17 | 182.725 | 182.725 | 927.322 | 1405.028 | 1436.905 |  | 0 | 0
2 | 18 | 18 | 0 | 0 | 0 | 0 | 0 |  | 0 | 0
2 | 18 | 19 | 0 | 0 | 0 | 0 | 0 |  | 0 | 0
2 | 18 | 20 | 0 | 0 | 0 | 0 | 0 |  | 0 | 0
2 | 18 | 21 | 0 | 0 | 0 | 0 | 0 |  | 0 | 0
2 | 18 | 22 | 0 | 0 | 0 | 0 | 0 |  | 0 | 0
2 | 18 | 23 | 0 | 0 | 0 | 0 | 0 |  | 0 | 0
2 | 19 | 0 | 0 | 0 | 0 | 0 | 0 |  | 0 | 0
2 | 19 | 1 | 0 | 0 | 0 | 0 | 0 |  | 0 | 0
2 | 19 | 2 | 0 | 0 | 0 | 0 | 0 |  | 0 | 0
2 | 19 | 3 | 0 | 0 | 0 | 0 | 0 |  | 0 | 0
2 | 19 | 4 | 0 | 0 | 0 | 0 | 0 |  | 0 | 0
2 | 19 | 5 | 0 | 0 | 0 | 0 | 0 |  | 0 | 0
2 | 19 | 6 | 0 | 0 | 0 | 0 | 0 |  | 0 | 0
2 | 19 | 7 | 34515.418 | 34291.148 | 24602.043 | 10254.503 | 10254.503 |  | 0 | 0
2 | 19 | 8 | 113355.708 | 119436.754 | 95227.4 | 51090.671 | 23826.947 |  | 0 | 0
2 | 19 | 9 | 203760.755 | 226805.747 | 201149.056 | 137251.852 | 67572.195 |  | 0 | 0
2 | 19 | 10 | 198409.095 | 228590.945 | 220700.165 | 179012.709 | 122913.556 |  | 0 | 0
2 | 19 | 11 | 166867.683 | 193952.347 | 198950.137 | 179071.851 | 145527.794 |  | 0 | 0
2 | 19 | 12 | 185530.367 | 234336.691 | 257622.778 | 242765.916 | 197760.62 |  | 0 | 0
2 | 19 | 13 | 129716.181 | 166126.698 | 191320.274 | 192037.062 | 167878.641 |  | 0 | 0
2 | 19 | 14 | 99332.393 | 179727.493 | 242212.038 | 262632.371 | 230674.093 |  | 0 | 0
2 | 19 | 15 | 29277.9 | 100222.788 | 181490.482 | 218182.586 | 200685.162 |  | 0 | 0
2 | 19 | 16 | 8908.87 | 20805.824 | 92797.381 | 143025.461 | 139405.091 |  | 0 | 0
2 | 19 | 17 | 1379.349 | 1379.349 | 1379.349 | 1379.349 | 1379.349 |  | 0 | 0
2 | 19 | 18 | 0 | 0 | 0 | 0 | 0 |  | 0 | 0
2 | 19 | 19 | 0 | 0 | 0 | 0 | 0 |  | 0 | 0
2 | 19 | 20 | 0 | 0 | 0 | 0 | 0 |  | 0 | 0
2 | 19 | 21 | 0 | 0 | 0 | 0 | 0 |  | 0 | 0
2 | 19 | 22 | 0 | 0 | 0 | 0 | 0 |  | 0 | 0
2 | 19 | 23 | 0 | 0 | 0 | 0 | 0 |  | 0 | 0
2 | 20 | 0 | 0 | 0 | 0 | 0 | 0 |  | 0 | 0
2 | 20 | 1 | 0 | 0 | 0 | 0 | 0 |  | 0 | 0
2 | 20 | 2 | 0 | 0 | 0 | 0 | 0 |  | 0 | 0
2 | 20 | 3 | 0 | 0 | 0 | 0 | 0 |  | 0 | 0
2 | 20 | 4 | 0 | 0 | 0 | 0 | 0 |  | 0 | 0
2 | 20 | 5 | 0 | 0 | 0 | 0 | 0 |  | 0 | 0
2 | 20 | 6 | 0 | 0 | 0 | 0 | 0 |  | 0 | 0
2 | 20 | 7 | 63100.675 | 62701.098 | 41124.274 | 8512.009 | 8512.009 |  | 0 | 0
2 | 20 | 8 | 161679.402 | 170912.745 | 132560.908 | 60578.547 | 16731.056 |  | 0 | 0
2 | 20 | 9 | 207781.742 | 230529.28 | 204735.151 | 140192.128 | 68604.014 |  | 0 | 0
2 | 20 | 10 | 225830.056 | 260806.866 | 251520.223 | 202606.284 | 135199.782 |  | 0 | 0
2 | 20 | 11 | 221715.225 | 267263.774 | 275481.231 | 242271.025 | 184797.405 |  | 0 | 0
2 | 20 | 12 | 199329.401 | 253873.099 | 279524.686 | 263287.59 | 213271.515 |  | 0 | 0
2 | 20 | 13 | 156095.534 | 217740.313 | 259153.965 | 260483.609 | 221069.081 |  | 0 | 0
2 | 20 | 14 | 96311.17 | 162856.001 | 214831.465 | 231985.175 | 205696.687 |  | 0 | 0
2 | 20 | 15 | 34780.297 | 91208.388 | 155306.987 | 184629.81 | 171019.736 |  | 0 | 0
2 | 20 | 16 | 15375.584 | 24301.768 | 70732.201 | 103132.042 | 101071.544 |  | 0 | 0
2 | 20 | 17 | 86.666 | 86.666 | 409.267 | 609.552 | 623.749 |  | 0 | 0
2 | 20 | 18 | 0 | 0 | 0 | 0 | 0 |  | 0 | 0
2 | 20 | 19 | 0 | 0 | 0 | 0 | 0 |  | 0 | 0
2 | 20 | 20 | 0 | 0 | 0 | 0 | 0 |  | 0 | 0
2 | 20 | 21 | 0 | 0 | 0 | 0 | 0 |  | 0 | 0
2 | 20 | 22 | 0 | 0 | 0 | 0 | 0 |  | 0 | 0
2 | 20 | 23 | 0 | 0 | 0 | 0 | 0 |  | 0 | 0
2 | 21 | 0 | 0 | 0 | 0 | 0 | 0 |  | 0 | 0
2 | 21 | 1 | 0 | 0 | 0 | 0 | 0 |  | 0 | 0
2 | 21 | 2 | 0 | 0 | 0 | 0 | 0 |  | 0 | 0
2 | 21 | 3 | 0 | 0 | 0 | 0 | 0 |  | 0 | 0
2 | 21 | 4 | 0 | 0 | 0 | 0 | 0 |  | 0 | 0
2 | 21 | 5 | 0 | 0 | 0 | 0 | 0 |  | 0 | 0
2 | 21 | 6 | 0 | 0 | 0 | 0 | 0 |  | 0 | 0
2 | 21 | 7 | 64263.635 | 63798.162 | 41782.44 | 9722.783 | 9722.783 |  | 0 | 0
2 | 21 | 8 | 170609.116 | 180054.505 | 139577.339 | 63651.112 | 16754.894 |  | 0 | 0
2 | 21 | 9 | 221550.28 | 245480.873 | 217852.987 | 149322.602 | 73261.02 |  | 0 | 0
2 | 21 | 10 | 242718.447 | 280720.339 | 270416.414 | 216983.244 | 143770.254 |  | 0 | 0
2 | 21 | 11 | 240855.593 | 291380.294 | 300461.295 | 263505.849 | 199826.827 |  | 0 | 0
2 | 21 | 12 | 217768.429 | 278625.011 | 307467.439 | 289312.66 | 233480.761 |  | 0 | 0
2 | 21 | 13 | 172523.882 | 241820.576 | 288927.635 | 290640.299 | 246081.9 |  | 0 | 0
2 | 21 | 14 | 105998.654 | 183848.986 | 244977.57 | 265491.351 | 234751.459 |  | 0 | 0
2 | 21 | 15 | 35181.086 | 101983.679 | 178549.824 | 214083.753 | 198013.705 |  | 0 | 0
2 | 21 | 16 | 13278.093 | 25014.205 | 87377.851 | 131087.612 | 128718.267 |  | 0 | 0
2 | 21 | 17 | 815.327 | 815.327 | 2046.734 | 2801.809 | 2857.009 |  | 0 | 0
2 | 21 | 18 | 0 | 0 | 0 | 0 | 0 |  | 0 | 0
2 | 21 | 19 | 0 | 0 | 0 | 0 | 0 |  | 0 | 0
2 | 21 | 20 | 0 | 0 | 0 | 0 | 0 |  | 0 | 0
2 | 21 | 21 | 0 | 0 | 0 | 0 | 0 |  | 0 | 0
2 | 21 | 22 | 0 | 0 | 0 | 0 | 0 |  | 0 | 0
2 | 21 | 23 | 0 | 0 | 0 | 0 | 0 |  | 0 | 0
2 | 22 | 0 | 0 | 0 | 0 | 0 | 0 |  | 0 | 0
2 | 22 | 1 | 0 | 0 | 0 | 0 | 0 |  | 0 | 0
2 | 22 | 2 | 0 | 0 | 0 | 0 | 0 |  | 0 | 0
2 | 22 | 3 | 0 | 0 | 0 | 0 | 0 |  | 0 | 0
2 | 22 | 4 | 0 | 0 | 0 | 0 | 0 |  | 0 | 0
2 | 22 | 5 | 0 | 0 | 0 | 0 | 0 |  | 0 | 0
2 | 22 | 6 | 0 | 0 | 0 | 0 | 0 |  | 0 | 0
2 | 22 | 7 | 9713.997 | 9705.185 | 9550.045 | 9345.949 | 9345.949 |  | 0 | 0
2 | 22 | 8 | 35725.305 | 35974.551 | 34924.033 | 33189.839 | 31788.133 |  | 0 | 0
2 | 22 | 9 | 65838.768 | 67549.484 | 65541.259 | 60876.997 | 56114.162 |  | 0 | 0
2 | 22 | 10 | 122296.898 | 132854.635 | 129908.717 | 115136.079 | 96319.147 |  | 0 | 0
2 | 22 | 11 | 121530.219 | 132822.454 | 134878.305 | 126522.037 | 112556.214 |  | 0 | 0
2 | 22 | 12 | 174029.84 | 211885.754 | 230022.2 | 218670.23 | 183895.53 |  | 0 | 0
2 | 22 | 13 | 155645.286 | 210598.911 | 248267.176 | 249797.272 | 214404.555 |  | 0 | 0
2 | 22 | 14 | 100019.942 | 170031.112 | 225243.108 | 243917.54 | 216537.796 |  | 0 | 0
2 | 22 | 15 | 36050.563 | 104648.915 | 182379.469 | 218342.554 | 202562.824 |  | 0 | 0
2 | 22 | 16 | 12069.223 | 25065.873 | 92447.903 | 139273.397 | 137112.611 |  | 0 | 0
2 | 22 | 17 | 1065.158 | 1065.158 | 3128.912 | 4378.294 | 4472.299 |  | 0 | 0
2 | 22 | 18 | 0 | 0 | 0 | 0 | 0 |  | 0 | 0
2 | 22 | 19 | 0 | 0 | 0 | 0 | 0 |  | 0 | 0
2 | 22 | 20 | 0 | 0 | 0 | 0 | 0 |  | 0 | 0
2 | 22 | 21 | 0 | 0 | 0 | 0 | 0 |  | 0 | 0
2 | 22 | 22 | 0 | 0 | 0 | 0 | 0 |  | 0 | 0
2 | 22 | 23 | 0 | 0 | 0 | 0 | 0 |  | 0 | 0
2 | 23 | 0 | 0 | 0 | 0 | 0 | 0 |  | 0 | 0
2 | 23 | 1 | 0 | 0 | 0 | 0 | 0 |  | 0 | 0
2 | 23 | 2 | 0 | 0 | 0 | 0 | 0 |  | 0 | 0
2 | 23 | 3 | 0 | 0 | 0 | 0 | 0 |  | 0 | 0
2 | 23 | 4 | 0 | 0 | 0 | 0 | 0 |  | 0 | 0
2 | 23 | 5 | 0 | 0 | 0 | 0 | 0 |  | 0 | 0
2 | 23 | 6 | 0 | 0 | 0 | 0 | 0 |  | 0 | 0
2 | 23 | 7 | 54708.308 | 54178.003 | 36156.988 | 11592.725 | 11592.725 |  | 0 | 0
2 | 23 | 8 | 132206.832 | 138405.791 | 110307.672 | 58992.367 | 25853.297 |  | 0 | 0
2 | 23 | 9 | 226362.999 | 249895.712 | 221727.984 | 153397.046 | 78093.633 |  | 0 | 0
2 | 23 | 10 | 200666.115 | 227906.129 | 220180.83 | 181660.356 | 130919.865 |  | 0 | 0
2 | 23 | 11 | 167504.384 | 191947.03 | 196356.529 | 178269.538 | 147893.253 |  | 0 | 0
2 | 23 | 12 | 168009.913 | 201167.142 | 217229.269 | 207236.083 | 176736.125 |  | 0 | 0
2 | 23 | 13 | 124215.662 | 149505.343 | 167503.068 | 168322.401 | 151499.287 |  | 0 | 0
2 | 23 | 14 | 76331.797 | 89048.512 | 100151.356 | 104048.544 | 98479.219 |  | 0 | 0
2 | 23 | 15 | 44807.829 | 51597.517 | 59451.104 | 63511.491 | 61768 |  | 0 | 0
2 | 23 | 16 | 22818.484 | 23665.629 | 26231.24 | 28012.637 | 27935.168 |  | 0 | 0
2 | 23 | 17 | 0 | 0 | 0 | 0 | 0 |  | 0 | 0
2 | 23 | 18 | 0 | 0 | 0 | 0 | 0 |  | 0 | 0
2 | 23 | 19 | 0 | 0 | 0 | 0 | 0 |  | 0 | 0
2 | 23 | 20 | 0 | 0 | 0 | 0 | 0 |  | 0 | 0
2 | 23 | 21 | 0 | 0 | 0 | 0 | 0 |  | 0 | 0
2 | 23 | 22 | 0 | 0 | 0 | 0 | 0 |  | 0 | 0
2 | 23 | 23 | 0 | 0 | 0 | 0 | 0 |  | 0 | 0
2 | 24 | 0 | 0 | 0 | 0 | 0 | 0 |  | 0 | 0
2 | 24 | 1 | 0 | 0 | 0 | 0 | 0 |  | 0 | 0
2 | 24 | 2 | 0 | 0 | 0 | 0 | 0 |  | 0 | 0
2 | 24 | 3 | 0 | 0 | 0 | 0 | 0 |  | 0 | 0
2 | 24 | 4 | 0 | 0 | 0 | 0 | 0 |  | 0 | 0
2 | 24 | 5 | 0 | 0 | 0 | 0 | 0 |  | 0 | 0
2 | 24 | 6 | 0 | 0 | 0 | 0 | 0 |  | 0 | 0
2 | 24 | 7 | 7095.834 | 7095.834 | 7095.834 | 7095.834 | 7095.834 |  | 0 | 0
2 | 24 | 8 | 26297.776 | 26363.042 | 26067.628 | 25584.741 | 25197.297 |  | 0 | 0
2 | 24 | 9 | 79645.025 | 82723.557 | 78976.822 | 70440.647 | 61826.594 |  | 0 | 0
2 | 24 | 10 | 94988.889 | 100121.916 | 98629.192 | 91381.984 | 82397.804 |  | 0 | 0
2 | 24 | 11 | 153330.322 | 171635.69 | 174934.859 | 161334.42 | 138674.613 |  | 0 | 0
2 | 24 | 12 | 141992.248 | 162568.936 | 172644.843 | 166416.529 | 147465.342 |  | 0 | 0
2 | 24 | 13 | 121138.622 | 143005.675 | 158745.896 | 159535.255 | 144919.976 |  | 0 | 0
2 | 24 | 14 | 87354.604 | 108099.195 | 126151.23 | 132554.718 | 123609.754 |  | 0 | 0
2 | 24 | 15 | 51391.731 | 81992.293 | 117518.926 | 135171.598 | 127825.421 |  | 0 | 0
2 | 24 | 16 | 25604.846 | 31428.528 | 55368.668 | 72338.973 | 71763.104 |  | 0 | 0
2 | 24 | 17 | 1215.935 | 1215.935 | 1261.716 | 1337.158 | 1350.974 |  | 0 | 0
2 | 24 | 18 | 0 | 0 | 0 | 0 | 0 |  | 0 | 0
2 | 24 | 19 | 0 | 0 | 0 | 0 | 0 |  | 0 | 0
2 | 24 | 20 | 0 | 0 | 0 | 0 | 0 |  | 0 | 0
2 | 24 | 21 | 0 | 0 | 0 | 0 | 0 |  | 0 | 0
2 | 24 | 22 | 0 | 0 | 0 | 0 | 0 |  | 0 | 0
2 | 24 | 23 | 0 | 0 | 0 | 0 | 0 |  | 0 | 0
2 | 25 | 0 | 0 | 0 | 0 | 0 | 0 |  | 0 | 0
2 | 25 | 1 | 0 | 0 | 0 | 0 | 0 |  | 0 | 0
2 | 25 | 2 | 0 | 0 | 0 | 0 | 0 |  | 0 | 0
2 | 25 | 3 | 0 | 0 | 0 | 0 | 0 |  | 0 | 0
2 | 25 | 4 | 0 | 0 | 0 | 0 | 0 |  | 0 | 0
2 | 25 | 5 | 0 | 0 | 0 | 0 | 0 |  | 0 | 0
2 | 25 | 6 | 0 | 0 | 0 | 0 | 0 |  | 0 | 0
2 | 25 | 7 | 1597.669 | 1597.669 | 1597.669 | 1597.669 | 1597.669 |  | 0 | 0
2 | 25 | 8 | 8814.587 | 8814.587 | 8814.587 | 8814.587 | 8814.587 |  | 0 | 0
2 | 25 | 9 | 18915.736 | 18915.736 | 18915.736 | 18915.736 | 18915.736 |  | 0 | 0
2 | 25 | 10 | 33375.76 | 33470.218 | 33442.204 | 33308.132 | 33146.55 |  | 0 | 0
2 | 25 | 11 | 78646.405 | 81214.818 | 81676.827 | 79762.189 | 76591.191 |  | 0 | 0
2 | 25 | 12 | 19883.611 | 19883.611 | 19883.611 | 19883.611 | 19883.611 |  | 0 | 0
2 | 25 | 13 | 29510.348 | 29545.533 | 29571.418 | 29572.84 | 29548.966 |  | 0 | 0
2 | 25 | 14 | 37984.227 | 38454.985 | 38901.556 | 39062.292 | 38842.997 |  | 0 | 0
2 | 25 | 15 | 46039.542 | 52564.829 | 60146.582 | 64136.373 | 62524.43 |  | 0 | 0
2 | 25 | 16 | 24050.687 | 24985.098 | 27727.611 | 29648.589 | 29594.19 |  | 0 | 0
2 | 25 | 17 | 181.562 | 181.562 | 181.562 | 181.562 | 181.562 |  | 0 | 0
2 | 25 | 18 | 0 | 0 | 0 | 0 | 0 |  | 0 | 0
2 | 25 | 19 | 0 | 0 | 0 | 0 | 0 |  | 0 | 0
2 | 25 | 20 | 0 | 0 | 0 | 0 | 0 |  | 0 | 0
2 | 25 | 21 | 0 | 0 | 0 | 0 | 0 |  | 0 | 0
2 | 25 | 22 | 0 | 0 | 0 | 0 | 0 |  | 0 | 0
2 | 25 | 23 | 0 | 0 | 0 | 0 | 0 |  | 0 | 0
2 | 26 | 0 | 0 | 0 | 0 | 0 | 0 |  | 0 | 0
2 | 26 | 1 | 0 | 0 | 0 | 0 | 0 |  | 0 | 0
2 | 26 | 2 | 0 | 0 | 0 | 0 | 0 |  | 0 | 0
2 | 26 | 3 | 0 | 0 | 0 | 0 | 0 |  | 0 | 0
2 | 26 | 4 | 0 | 0 | 0 | 0 | 0 |  | 0 | 0
2 | 26 | 5 | 0 | 0 | 0 | 0 | 0 |  | 0 | 0
2 | 26 | 6 | 0 | 0 | 0 | 0 | 0 |  | 0 | 0
2 | 26 | 7 | 102431.756 | 101522.217 | 60644.454 | 9022.072 | 8791.006 |  | 0 | 0
2 | 26 | 8 | 201863.239 | 211082.065 | 164130.656 | 75555.081 | 17454.576 |  | 0 | 0
2 | 26 | 9 | 65597.132 | 66977.337 | 65235.182 | 61323.343 | 57387.527 |  | 0 | 0
2 | 26 | 10 | 56984.554 | 57804.821 | 57556.868 | 56385.86 | 54967.001 |  | 0 | 0
2 | 26 | 11 | 86549.43 | 89879.237 | 90475.046 | 87989.303 | 83873.264 |  | 0 | 0
2 | 26 | 12 | 149400.765 | 172096.002 | 183201.587 | 176453.727 | 155644.279 |  | 0 | 0
2 | 26 | 13 | 119749.651 | 140991.691 | 156353.551 | 157266.252 | 143213.9 |  | 0 | 0
2 | 26 | 14 | 105720.879 | 157830.851 | 200920.611 | 216301.289 | 195770.25 |  | 0 | 0
2 | 26 | 15 | 51162.303 | 84833.402 | 123594.971 | 142860.227 | 135347.726 |  | 0 | 0
2 | 26 | 16 | 13791.093 | 28766.851 | 96808.949 | 144107.709 | 143212.952 |  | 0 | 0
2 | 26 | 17 | 1439.213 | 1439.213 | 6241.969 | 10966.327 | 11649.397 |  | 0 | 0
2 | 26 | 18 | 0 | 0 | 0 | 0 | 0 |  | 0 | 0
2 | 26 | 19 | 0 | 0 | 0 | 0 | 0 |  | 0 | 0
2 | 26 | 20 | 0 | 0 | 0 | 0 | 0 |  | 0 | 0
2 | 26 | 21 | 0 | 0 | 0 | 0 | 0 |  | 0 | 0
2 | 26 | 22 | 0 | 0 | 0 | 0 | 0 |  | 0 | 0
2 | 26 | 23 | 0 | 0 | 0 | 0 | 0 |  | 0 | 0
2 | 27 | 0 | 0 | 0 | 0 | 0 | 0 |  | 0 | 0
2 | 27 | 1 | 0 | 0 | 0 | 0 | 0 |  | 0 | 0
2 | 27 | 2 | 0 | 0 | 0 | 0 | 0 |  | 0 | 0
2 | 27 | 3 | 0 | 0 | 0 | 0 | 0 |  | 0 | 0
2 | 27 | 4 | 0 | 0 | 0 | 0 | 0 |  | 0 | 0
2 | 27 | 5 | 0 | 0 | 0 | 0 | 0 |  | 0 | 0
2 | 27 | 6 | 0 | 0 | 0 | 0 | 0 |  | 0 | 0
2 | 27 | 7 | 102563.289 | 101599.714 | 59955.617 | 9012.418 | 8623.499 |  | 0 | 0
2 | 27 | 8 | 198002.727 | 206659.988 | 160978.074 | 75325.833 | 18666.466 |  | 0 | 0
2 | 27 | 9 | 243264.773 | 266781.09 | 236469.657 | 164748.335 | 84764.115 |  | 0 | 0
2 | 27 | 10 | 260252.998 | 297105.099 | 285873.665 | 232120.624 | 160326.106 |  | 0 | 0
2 | 27 | 11 | 255203.395 | 304194.953 | 312717.909 | 276524.517 | 214325.691 |  | 0 | 0
2 | 27 | 12 | 230232.533 | 289068.597 | 317237.613 | 300330.339 | 246869.099 |  | 0 | 0
2 | 27 | 13 | 184671.761 | 251223.901 | 297748.843 | 300692.675 | 258588.669 |  | 0 | 0
2 | 27 | 14 | 116494.235 | 193764.609 | 255586.598 | 277635.039 | 248877.111 |  | 0 | 0
2 | 27 | 15 | 41117.382 | 109938.089 | 187583.635 | 224789.096 | 210833.718 |  | 0 | 0
2 | 27 | 16 | 10602.031 | 26865.919 | 100382.84 | 151592.785 | 150978.988 |  | 0 | 0
2 | 27 | 17 | 1095.369 | 1095.369 | 7598.806 | 13866.984 | 14685.29 |  | 0 | 0
2 | 27 | 18 | 0 | 0 | 0 | 0 | 0 |  | 0 | 0
2 | 27 | 19 | 0 | 0 | 0 | 0 | 0 |  | 0 | 0
2 | 27 | 20 | 0 | 0 | 0 | 0 | 0 |  | 0 | 0
2 | 27 | 21 | 0 | 0 | 0 | 0 | 0 |  | 0 | 0
2 | 27 | 22 | 0 | 0 | 0 | 0 | 0 |  | 0 | 0
2 | 27 | 23 | 0 | 0 | 0 | 0 | 0 |  | 0 | 0
2 | 28 | 0 | 0 | 0 | 0 | 0 | 0 |  | 0 | 0
2 | 28 | 1 | 0 | 0 | 0 | 0 | 0 |  | 0 | 0
2 | 28 | 2 | 0 | 0 | 0 | 0 | 0 |  | 0 | 0
2 | 28 | 3 | 0 | 0 | 0 | 0 | 0 |  | 0 | 0
2 | 28 | 4 | 0 | 0 | 0 | 0 | 0 |  | 0 | 0
2 | 28 | 5 | 0 | 0 | 0 | 0 | 0 |  | 0 | 0
2 | 28 | 6 | 0 | 0 | 0 | 0 | 0 |  | 0 | 0
2 | 28 | 7 | 98360.814 | 97370.139 | 57640.299 | 10611.557 | 10080.573 |  | 0 | 0
2 | 28 | 8 | 190078.367 | 198131.784 | 154207.418 | 73392.967 | 19767.035 |  | 0 | 0
2 | 28 | 9 | 234321.088 | 256849.226 | 227295.728 | 158993.988 | 84374.328 |  | 0 | 0
2 | 28 | 10 | 251309.73 | 287636.342 | 276312.513 | 223317.608 | 154289.185 |  | 0 | 0
2 | 28 | 11 | 245594.113 | 293659.892 | 302058.918 | 266333.791 | 205868.856 |  | 0 | 0
2 | 28 | 12 | 217745.759 | 273442.019 | 300542.022 | 284398.635 | 233661.183 |  | 0 | 0
2 | 28 | 13 | 172173.133 | 232299.546 | 275404.464 | 278365.899 | 239600.302 |  | 0 | 0
2 | 28 | 14 | 52124.863 | 54029.029 | 55807.012 | 56469.631 | 55628.518 |  | 0 | 0
2 | 28 | 15 | 0 | 0 | 0 | 0 | 0 |  | 0 | 0
2 | 28 | 16 | 0 | 0 | 0 | 0 | 0 |  | 0 | 0
2 | 28 | 17 | 0 | 0 | 0 | 0 | 0 |  | 0 | 0
2 | 28 | 18 | 0 | 0 | 0 | 0 | 0 |  | 0 | 0
2 | 28 | 19 | 0 | 0 | 0 | 0 | 0 |  | 0 | 0
2 | 28 | 20 | 0 | 0 | 0 | 0 | 0 |  | 0 | 0
2 | 28 | 21 | 0 | 0 | 0 | 0 | 0 |  | 0 | 0
2 | 28 | 22 | 0 | 0 | 0 | 0 | 0 |  | 0 | 0
2 | 28 | 23 | 0 | 0 | 0 | 0 | 0 |  | 0 | 0
3 | 1 | 0 | 0 | 0 | 0 | 0 | 0 |  | 0 | 0
3 | 1 | 1 | 0 | 0 | 0 | 0 | 0 |  | 0 | 0
3 | 1 | 2 | 0 | 0 | 0 | 0 | 0 |  | 0 | 0
3 | 1 | 3 | 0 | 0 | 0 | 0 | 0 |  | 0 | 0
3 | 1 | 4 | 0 | 0 | 0 | 0 | 0 |  | 0 | 0
3 | 1 | 5 | 0 | 0 | 0 | 0 | 0 |  | 0 | 0
3 | 1 | 6 | 0 | 0 | 0 | 0 | 0 |  | 0 | 0
3 | 1 | 7 | 28784.992 | 28510.494 | 23022.598 | 16549.422 | 16317.774 |  | 0 | 0
3 | 1 | 8 | 195323.351 | 202873.655 | 158217.168 | 76139.248 | 20944.809 |  | 0 | 0
3 | 1 | 9 | 242525.159 | 265229.626 | 234305.466 | 163975.652 | 87110.272 |  | 0 | 0
3 | 1 | 10 | 260942.75 | 297632.405 | 285767.914 | 231602.115 | 161624.416 |  | 0 | 0
3 | 1 | 11 | 256626.902 | 305833.2 | 314354.366 | 277692.638 | 215658.127 |  | 0 | 0
3 | 1 | 12 | 13551.923 | 13551.923 | 13551.923 | 13551.923 | 13551.923 |  | 0 | 0
3 | 1 | 13 | 117007.56 | 136713.154 | 151333.319 | 152496.075 | 139533.587 |  | 0 | 0
3 | 1 | 14 | 118330.074 | 193754.796 | 256279.435 | 279610.903 | 251403.065 |  | 0 | 0
3 | 1 | 15 | 41245.013 | 111485.561 | 192294.008 | 232633.464 | 218979.962 |  | 0 | 0
3 | 1 | 16 | 10004.126 | 27467.741 | 102533.887 | 155882.445 | 156354.657 |  | 0 | 0
3 | 1 | 17 | 1320.274 | 1320.274 | 8779.971 | 17193.655 | 18240.263 |  | 0 | 0
3 | 1 | 18 | 0 | 0 | 0 | 0 | 0 |  | 0 | 0
3 | 1 | 19 | 0 | 0 | 0 | 0 | 0 |  | 0 | 0
3 | 1 | 20 | 0 | 0 | 0 | 0 | 0 |  | 0 | 0
3 | 1 | 21 | 0 | 0 | 0 | 0 | 0 |  | 0 | 0
3 | 1 | 22 | 0 | 0 | 0 | 0 | 0 |  | 0 | 0
3 | 1 | 23 | 0 | 0 | 0 | 0 | 0 |  | 0 | 0
3 | 2 | 0 | 0 | 0 | 0 | 0 | 0 |  | 0 | 0
3 | 2 | 1 | 0 | 0 | 0 | 0 | 0 |  | 0 | 0
3 | 2 | 2 | 0 | 0 | 0 | 0 | 0 |  | 0 | 0
3 | 2 | 3 | 0 | 0 | 0 | 0 | 0 |  | 0 | 0
3 | 2 | 4 | 0 | 0 | 0 | 0 | 0 |  | 0 | 0
3 | 2 | 5 | 0 | 0 | 0 | 0 | 0 |  | 0 | 0
3 | 2 | 6 | 0 | 0 | 0 | 0 | 0 |  | 0 | 0
3 | 2 | 7 | 103903.931 | 102738.332 | 60491.722 | 13902.788 | 12796.795 |  | 0 | 0
3 | 2 | 8 | 190719.977 | 197465.46 | 155726.111 | 78702.303 | 25590.117 |  | 0 | 0
3 | 2 | 9 | 235135.236 | 255613.224 | 227159.769 | 162306.368 | 90636.43 |  | 0 | 0
3 | 2 | 10 | 252573.588 | 285586.412 | 274755.678 | 225431.509 | 161075.945 |  | 0 | 0
3 | 2 | 11 | 248774.979 | 293110.119 | 300688.434 | 267766.269 | 211252.422 |  | 0 | 0
3 | 2 | 12 | 223667.786 | 276305.502 | 301747.007 | 287085.407 | 239634.733 |  | 0 | 0
3 | 2 | 13 | 182622.831 | 241678.336 | 283948.149 | 287463.248 | 250488.568 |  | 0 | 0
3 | 2 | 14 | 118017.3 | 186887.14 | 243726.402 | 264927.411 | 239932.531 |  | 0 | 0
3 | 2 | 15 | 47449.861 | 110108.833 | 181113.567 | 216487.278 | 204998.24 |  | 0 | 0
3 | 2 | 16 | 15827.101 | 32066.602 | 96019.132 | 140936.458 | 141648.553 |  | 0 | 0
3 | 2 | 17 | 2454.832 | 2454.832 | 8498.485 | 15983.976 | 17058.196 |  | 0 | 0
3 | 2 | 18 | 0 | 0 | 0 | 0 | 0 |  | 0 | 0
3 | 2 | 19 | 0 | 0 | 0 | 0 | 0 |  | 0 | 0
3 | 2 | 20 | 0 | 0 | 0 | 0 | 0 |  | 0 | 0
3 | 2 | 21 | 0 | 0 | 0 | 0 | 0 |  | 0 | 0
3 | 2 | 22 | 0 | 0 | 0 | 0 | 0 |  | 0 | 0
3 | 2 | 23 | 0 | 0 | 0 | 0 | 0 |  | 0 | 0
3 | 3 | 0 | 0 | 0 | 0 | 0 | 0 |  | 0 | 0
3 | 3 | 1 | 0 | 0 | 0 | 0 | 0 |  | 0 | 0
3 | 3 | 2 | 0 | 0 | 0 | 0 | 0 |  | 0 | 0
3 | 3 | 3 | 0 | 0 | 0 | 0 | 0 |  | 0 | 0
3 | 3 | 4 | 0 | 0 | 0 | 0 | 0 |  | 0 | 0
3 | 3 | 5 | 0 | 0 | 0 | 0 | 0 |  | 0 | 0
3 | 3 | 6 | 0 | 0 | 0 | 0 | 0 |  | 0 | 0
3 | 3 | 7 | 7945.845 | 7945.845 | 7945.845 | 7945.845 | 7945.845 |  | 0 | 0
3 | 3 | 8 | 0 | 0 | 0 | 0 | 0 |  | 0 | 0
3 | 3 | 9 | 11196.29 | 11196.29 | 11196.29 | 11196.29 | 11196.29 |  | 0 | 0
3 | 3 | 10 | 2501.542 | 2501.542 | 2501.542 | 2501.542 | 2501.542 |  | 0 | 0
3 | 3 | 11 | 38339.191 | 38524.803 | 38557.225 | 38417.461 | 38187.392 |  | 0 | 0
3 | 3 | 12 | 14651.012 | 14651.012 | 14651.012 | 14651.012 | 14651.012 |  | 0 | 0
3 | 3 | 13 | 27829.851 | 27836.266 | 27841.111 | 27841.549 | 27837.322 |  | 0 | 0
3 | 3 | 14 | 22387.914 | 22387.914 | 22387.914 | 22387.914 | 22387.914 |  | 0 | 0
3 | 3 | 15 | 54528.336 | 66121.817 | 79811.793 | 87225.076 | 84887.147 |  | 0 | 0
3 | 3 | 16 | 19384.646 | 19607.119 | 20083.721 | 20427.127 | 20435.98 |  | 0 | 0
3 | 3 | 17 | 414.43 | 414.43 | 414.43 | 414.43 | 414.43 |  | 0 | 0
3 | 3 | 18 | 0 | 0 | 0 | 0 | 0 |  | 0 | 0
3 | 3 | 19 | 0 | 0 | 0 | 0 | 0 |  | 0 | 0
3 | 3 | 20 | 0 | 0 | 0 | 0 | 0 |  | 0 | 0
3 | 3 | 21 | 0 | 0 | 0 | 0 | 0 |  | 0 | 0
3 | 3 | 22 | 0 | 0 | 0 | 0 | 0 |  | 0 | 0
3 | 3 | 23 | 0 | 0 | 0 | 0 | 0 |  | 0 | 0
3 | 4 | 0 | 0 | 0 | 0 | 0 | 0 |  | 0 | 0
3 | 4 | 1 | 0 | 0 | 0 | 0 | 0 |  | 0 | 0
3 | 4 | 2 | 0 | 0 | 0 | 0 | 0 |  | 0 | 0
3 | 4 | 3 | 0 | 0 | 0 | 0 | 0 |  | 0 | 0
3 | 4 | 4 | 0 | 0 | 0 | 0 | 0 |  | 0 | 0
3 | 4 | 5 | 0 | 0 | 0 | 0 | 0 |  | 0 | 0
3 | 4 | 6 | 0 | 0 | 0 | 0 | 0 |  | 0 | 0
3 | 4 | 7 | 6.374 | 6.374 | 6.374 | 6.374 | 6.374 |  | 0 | 0
3 | 4 | 8 | 3071.918 | 3071.918 | 3071.918 | 3071.918 | 3071.918 |  | 0 | 0
3 | 4 | 9 | 3590.579 | 3590.579 | 3590.579 | 3590.579 | 3590.579 |  | 0 | 0
3 | 4 | 10 | 12430.557 | 12430.557 | 12430.557 | 12430.557 | 12430.557 |  | 0 | 0
3 | 4 | 11 | 18557.995 | 18557.995 | 18557.995 | 18557.995 | 18557.995 |  | 0 | 0
3 | 4 | 12 | 46617.629 | 47126.42 | 47383.323 | 47237.822 | 46775.165 |  | 0 | 0
3 | 4 | 13 | 39476.437 | 39831.765 | 40101.294 | 40127.106 | 39894.077 |  | 0 | 0
3 | 4 | 14 | 88144.221 | 106733.849 | 123712.307 | 130390.657 | 122930.83 |  | 0 | 0
3 | 4 | 15 | 46090.62 | 49118.623 | 52728.547 | 54747.675 | 54135.668 |  | 0 | 0
3 | 4 | 16 | 15560.417 | 15581.694 | 15626.505 | 15658.965 | 15660.057 |  | 0 | 0
3 | 4 | 17 | 445.2 | 445.2 | 445.2 | 445.2 | 445.2 |  | 0 | 0
3 | 4 | 18 | 0 | 0 | 0 | 0 | 0 |  | 0 | 0
3 | 4 | 19 | 0 | 0 | 0 | 0 | 0 |  | 0 | 0
3 | 4 | 20 | 0 | 0 | 0 | 0 | 0 |  | 0 | 0
3 | 4 | 21 | 0 | 0 | 0 | 0 | 0 |  | 0 | 0
3 | 4 | 22 | 0 | 0 | 0 | 0 | 0 |  | 0 | 0
3 | 4 | 23 | 0 | 0 | 0 | 0 | 0 |  | 0 | 0
3 | 5 | 0 | 0 | 0 | 0 | 0 | 0 |  | 0 | 0
3 | 5 | 1 | 0 | 0 | 0 | 0 | 0 |  | 0 | 0
3 | 5 | 2 | 0 | 0 | 0 | 0 | 0 |  | 0 | 0
3 | 5 | 3 | 0 | 0 | 0 | 0 | 0 |  | 0 | 0
3 | 5 | 4 | 0 | 0 | 0 | 0 | 0 |  | 0 | 0
3 | 5 | 5 | 0 | 0 | 0 | 0 | 0 |  | 0 | 0
3 | 5 | 6 | 0 | 0 | 0 | 0 | 0 |  | 0 | 0
3 | 5 | 7 | 126399.305 | 121329.621 | 68226.537 | 11110.359 | 8985.136 |  | 0 | 0
3 | 5 | 8 | 201998.936 | 208369.141 | 163211.863 | 80965.576 | 24079.317 |  | 0 | 0
3 | 5 | 9 | 245736.26 | 266894.014 | 235791.095 | 167504.138 | 93253.456 |  | 0 | 0
3 | 5 | 10 | 262018.207 | 296556.684 | 284560.318 | 232358.013 | 166411.498 |  | 0 | 0
3 | 5 | 11 | 162667.32 | 181043.849 | 184217.109 | 170383.14 | 147457.792 |  | 0 | 0
3 | 5 | 12 | 228722.482 | 282853.669 | 309588.976 | 294687.641 | 245995.947 |  | 0 | 0
3 | 5 | 13 | 184786.139 | 245370.457 | 290040.535 | 294490.056 | 256413.315 |  | 0 | 0
3 | 5 | 14 | 103575.929 | 136749.838 | 166337.592 | 178041.092 | 165311.883 |  | 0 | 0
3 | 5 | 15 | 48423.395 | 52180.8 | 56667.945 | 59177.878 | 58448.393 |  | 0 | 0
3 | 5 | 16 | 6383.023 | 6383.023 | 6383.023 | 6383.023 | 6383.023 |  | 0 | 0
3 | 5 | 17 | 4318.02 | 4318.02 | 11803.938 | 22118.833 | 23699.834 |  | 0 | 0
3 | 5 | 18 | 0 | 0 | 0 | 0 | 0 |  | 0 | 0
3 | 5 | 19 | 0 | 0 | 0 | 0 | 0 |  | 0 | 0
3 | 5 | 20 | 0 | 0 | 0 | 0 | 0 |  | 0 | 0
3 | 5 | 21 | 0 | 0 | 0 | 0 | 0 |  | 0 | 0
3 | 5 | 22 | 0 | 0 | 0 | 0 | 0 |  | 0 | 0
3 | 5 | 23 | 0 | 0 | 0 | 0 | 0 |  | 0 | 0
3 | 6 | 0 | 0 | 0 | 0 | 0 | 0 |  | 0 | 0
3 | 6 | 1 | 0 | 0 | 0 | 0 | 0 |  | 0 | 0
3 | 6 | 2 | 0 | 0 | 0 | 0 | 0 |  | 0 | 0
3 | 6 | 3 | 0 | 0 | 0 | 0 | 0 |  | 0 | 0
3 | 6 | 4 | 0 | 0 | 0 | 0 | 0 |  | 0 | 0
3 | 6 | 5 | 0 | 0 | 0 | 0 | 0 |  | 0 | 0
3 | 6 | 6 | 0 | 0 | 0 | 0 | 0 |  | 0 | 0
3 | 6 | 7 | 114099.265 | 108642.231 | 65198.529 | 17478.558 | 15119.408 |  | 0 | 0
3 | 6 | 8 | 67777.255 | 68617.907 | 62414.162 | 52120.064 | 44616.639 |  | 0 | 0
3 | 6 | 9 | 145875.942 | 153933.2 | 141877.054 | 116191.437 | 89695.999 |  | 0 | 0
3 | 6 | 10 | 273813.353 | 308621.666 | 296339.699 | 243247.198 | 176052.633 |  | 0 | 0
3 | 6 | 11 | 268839.122 | 315191.788 | 323045.22 | 288393.057 | 229474.107 |  | 0 | 0
3 | 6 | 12 | 242668.771 | 298155.73 | 325459.334 | 310449.424 | 260774.554 |  | 0 | 0
3 | 6 | 13 | 197270.467 | 258696.214 | 303765.938 | 308480.562 | 270485.899 |  | 0 | 0
3 | 6 | 14 | 128204.814 | 200235.876 | 260934.276 | 284627.365 | 259539.605 |  | 0 | 0
3 | 6 | 15 | 51577.031 | 118371.752 | 194441.173 | 233406.443 | 222691.096 |  | 0 | 0
3 | 6 | 16 | 12596.371 | 32945.299 | 107451.354 | 160055.593 | 162355.428 |  | 0 | 0
3 | 6 | 17 | 4068.902 | 4068.902 | 15517.13 | 31183.351 | 33126.39 |  | 0 | 0
3 | 6 | 18 | 0 | 0 | 0 | 0 | 0 |  | 0 | 0
3 | 6 | 19 | 0 | 0 | 0 | 0 | 0 |  | 0 | 0
3 | 6 | 20 | 0 | 0 | 0 | 0 | 0 |  | 0 | 0
3 | 6 | 21 | 0 | 0 | 0 | 0 | 0 |  | 0 | 0
3 | 6 | 22 | 0 | 0 | 0 | 0 | 0 |  | 0 | 0
3 | 6 | 23 | 0 | 0 | 0 | 0 | 0 |  | 0 | 0
3 | 7 | 0 | 0 | 0 | 0 | 0 | 0 |  | 0 | 0
3 | 7 | 1 | 0 | 0 | 0 | 0 | 0 |  | 0 | 0
3 | 7 | 2 | 0 | 0 | 0 | 0 | 0 |  | 0 | 0
3 | 7 | 3 | 0 | 0 | 0 | 0 | 0 |  | 0 | 0
3 | 7 | 4 | 0 | 0 | 0 | 0 | 0 |  | 0 | 0
3 | 7 | 5 | 0 | 0 | 0 | 0 | 0 |  | 0 | 0
3 | 7 | 6 | 0 | 0 | 0 | 0 | 0 |  | 0 | 0
3 | 7 | 7 | 4052.497 | 4052.497 | 4052.497 | 4052.497 | 4052.497 |  | 0 | 0
3 | 7 | 8 | 216238.563 | 222225.9 | 175087.038 | 89297.661 | 28994.623 |  | 0 | 0
3 | 7 | 9 | 263123.624 | 284674.592 | 251725.268 | 180481.167 | 102989.096 |  | 0 | 0
3 | 7 | 10 | 279861.073 | 315524.852 | 302699.459 | 248145.154 | 179972.975 |  | 0 | 0
3 | 7 | 11 | 276177.792 | 324945.554 | 333226.433 | 296642.31 | 234985.785 |  | 0 | 0
3 | 7 | 12 | 250720.363 | 310106.842 | 339712.438 | 323625.635 | 270399.054 |  | 0 | 0
3 | 7 | 13 | 204336.555 | 270098.025 | 319246.366 | 324698.364 | 283571.239 |  | 0 | 0
3 | 7 | 14 | 134038.743 | 209098.107 | 273942.553 | 299915.443 | 273172.441 |  | 0 | 0
3 | 7 | 15 | 52307.937 | 123836.211 | 207055.041 | 250853.664 | 239288.106 |  | 0 | 0
3 | 7 | 16 | 11727.883 | 33543.122 | 113184.86 | 170607.762 | 173547.97 |  | 0 | 0
3 | 7 | 17 | 4457.653 | 4457.653 | 17053.271 | 34858.63 | 37021.589 |  | 0 | 0
3 | 7 | 18 | 0 | 0 | 0 | 0 | 0 |  | 0 | 0
3 | 7 | 19 | 0 | 0 | 0 | 0 | 0 |  | 0 | 0
3 | 7 | 20 | 0 | 0 | 0 | 0 | 0 |  | 0 | 0
3 | 7 | 21 | 0 | 0 | 0 | 0 | 0 |  | 0 | 0
3 | 7 | 22 | 0 | 0 | 0 | 0 | 0 |  | 0 | 0
3 | 7 | 23 | 0 | 0 | 0 | 0 | 0 |  | 0 | 0
3 | 8 | 0 | 0 | 0 | 0 | 0 | 0 |  | 0 | 0
3 | 8 | 1 | 0 | 0 | 0 | 0 | 0 |  | 0 | 0
3 | 8 | 2 | 0 | 0 | 0 | 0 | 0 |  | 0 | 0
3 | 8 | 3 | 0 | 0 | 0 | 0 | 0 |  | 0 | 0
3 | 8 | 4 | 0 | 0 | 0 | 0 | 0 |  | 0 | 0
3 | 8 | 5 | 0 | 0 | 0 | 0 | 0 |  | 0 | 0
3 | 8 | 6 | 0 | 0 | 0 | 0 | 0 |  | 0 | 0
3 | 8 | 7 | 76940.689 | 73610.059 | 48420.81 | 20300.64 | 18255.152 |  | 0 | 0
3 | 8 | 8 | 217136.363 | 222711.73 | 176114.238 | 90900.979 | 30211.947 |  | 0 | 0
3 | 8 | 9 | 257681.322 | 277740.29 | 246430.973 | 178795.81 | 104614.988 |  | 0 | 0
3 | 8 | 10 | 271155.176 | 304051.897 | 292040.405 | 241215.895 | 177417.294 |  | 0 | 0
3 | 8 | 11 | 217438.41 | 249861.497 | 255361.637 | 230997.172 | 190063.149 |  | 0 | 0
3 | 8 | 12 | 237635.526 | 290426.181 | 316568.616 | 302579.13 | 255554.241 |  | 0 | 0
3 | 8 | 13 | 156342.012 | 190818.553 | 216868.979 | 219916.623 | 198306.3 |  | 0 | 0
3 | 8 | 14 | 106412.697 | 137932.361 | 166495.141 | 178160.754 | 166482.421 |  | 0 | 0
3 | 8 | 15 | 48324.235 | 51299.766 | 54901.033 | 56976.99 | 56450.333 |  | 0 | 0
3 | 8 | 16 | 15141.284 | 32373.223 | 90986.331 | 132897.854 | 135335.95 |  | 0 | 0
3 | 8 | 17 | 5543.095 | 5543.095 | 13724.173 | 25792.64 | 27723.566 |  | 0 | 0
3 | 8 | 18 | 0 | 0 | 0 | 0 | 0 |  | 0 | 0
3 | 8 | 19 | 0 | 0 | 0 | 0 | 0 |  | 0 | 0
3 | 8 | 20 | 0 | 0 | 0 | 0 | 0 |  | 0 | 0
3 | 8 | 21 | 0 | 0 | 0 | 0 | 0 |  | 0 | 0
3 | 8 | 22 | 0 | 0 | 0 | 0 | 0 |  | 0 | 0
3 | 8 | 23 | 0 | 0 | 0 | 0 | 0 |  | 0 | 0
3 | 9 | 0 | 0 | 0 | 0 | 0 | 0 |  | 0 | 0
3 | 9 | 1 | 0 | 0 | 0 | 0 | 0 |  | 0 | 0
3 | 9 | 2 | 0 | 0 | 0 | 0 | 0 |  | 0 | 0
3 | 9 | 3 | 0 | 0 | 0 | 0 | 0 |  | 0 | 0
3 | 9 | 4 | 0 | 0 | 0 | 0 | 0 |  | 0 | 0
3 | 9 | 5 | 0 | 0 | 0 | 0 | 0 |  | 0 | 0
3 | 9 | 6 | 0 | 0 | 0 | 0 | 0 |  | 0 | 0
3 | 9 | 7 | 383.278 | 383.278 | 383.278 | 383.278 | 383.278 |  | 0 | 0
3 | 9 | 8 | 10330.527 | 10330.527 | 10330.527 | 10330.527 | 10330.527 |  | 0 | 0
3 | 9 | 9 | 42394.456 | 42589.021 | 42280.478 | 41649.64 | 41066.098 |  | 0 | 0
3 | 9 | 10 | 60358.093 | 61149.511 | 60853.16 | 59642.631 | 58219.462 |  | 0 | 0
3 | 9 | 11 | 131158.011 | 140801.217 | 142452.581 | 135157.153 | 123145.392 |  | 0 | 0
3 | 9 | 12 | 197932.42 | 234744.596 | 253398.877 | 243525.149 | 210575.873 |  | 0 | 0
3 | 9 | 13 | 134665.819 | 156372.068 | 173064.572 | 175127.023 | 161384.237 |  | 0 | 0
3 | 9 | 14 | 60153.357 | 62412.946 | 64613.891 | 65535.738 | 64638.677 |  | 0 | 0
3 | 9 | 15 | 56231.209 | 124047.57 | 202944.905 | 245052.977 | 234971.899 |  | 0 | 0
3 | 9 | 16 | 14644.945 | 36772.445 | 112657.618 | 167243.055 | 170797.76 |  | 0 | 0
3 | 9 | 17 | 5926.279 | 5926.279 | 19099.531 | 38733.815 | 41107.204 |  | 0 | 0
3 | 9 | 18 | 0 | 0 | 0 | 0 | 0 |  | 0 | 0
3 | 9 | 19 | 0 | 0 | 0 | 0 | 0 |  | 0 | 0
3 | 9 | 20 | 0 | 0 | 0 | 0 | 0 |  | 0 | 0
3 | 9 | 21 | 0 | 0 | 0 | 0 | 0 |  | 0 | 0
3 | 9 | 22 | 0 | 0 | 0 | 0 | 0 |  | 0 | 0
3 | 9 | 23 | 0 | 0 | 0 | 0 | 0 |  | 0 | 0
3 | 10 | 0 | 0 | 0 | 0 | 0 | 0 |  | 0 | 0
3 | 10 | 1 | 0 | 0 | 0 | 0 | 0 |  | 0 | 0
3 | 10 | 2 | 0 | 0 | 0 | 0 | 0 |  | 0 | 0
3 | 10 | 3 | 0 | 0 | 0 | 0 | 0 |  | 0 | 0
3 | 10 | 4 | 0 | 0 | 0 | 0 | 0 |  | 0 | 0
3 | 10 | 5 | 0 | 0 | 0 | 0 | 0 |  | 0 | 0
3 | 10 | 6 | 2817.056 | 2681.252 | 1363.739 | 692.833 | 692.833 |  | 0 | 0
3 | 10 | 7 | 150838.841 | 142807.068 | 83266.473 | 16639.969 | 11782.998 |  | 0 | 0
3 | 10 | 8 | 229898.766 | 235095.677 | 185804.32 | 97080.512 | 33362.216 |  | 0 | 0
3 | 10 | 9 | 272892.406 | 293455.372 | 260055.682 | 189340.592 | 112287.394 |  | 0 | 0
3 | 10 | 10 | 288793.509 | 323374.114 | 310295.862 | 256318.304 | 189644.933 |  | 0 | 0
3 | 10 | 11 | 282400.931 | 329465.152 | 337376.369 | 302028.774 | 242274.086 |  | 0 | 0
3 | 10 | 12 | 254314.09 | 311073.259 | 339577.32 | 324740.531 | 274308.871 |  | 0 | 0
3 | 10 | 13 | 207214.877 | 270060.039 | 317400.985 | 323445.742 | 285064.626 |  | 0 | 0
3 | 10 | 14 | 127222.791 | 192660.395 | 250507.176 | 274463.933 | 251820.535 |  | 0 | 0
3 | 10 | 15 | 56458.093 | 125400.854 | 205701.057 | 248755.425 | 238968.669 |  | 0 | 0
3 | 10 | 16 | 13499.394 | 36105.044 | 112411.728 | 167492.936 | 171464.867 |  | 0 | 0
3 | 10 | 17 | 6441.832 | 6441.832 | 18827.459 | 37803.127 | 40163.64 |  | 0 | 0
3 | 10 | 18 | 0 | 0 | 0 | 0 | 0 |  | 0 | 0
3 | 10 | 19 | 0 | 0 | 0 | 0 | 0 |  | 0 | 0
3 | 10 | 20 | 0 | 0 | 0 | 0 | 0 |  | 0 | 0
3 | 10 | 21 | 0 | 0 | 0 | 0 | 0 |  | 0 | 0
3 | 10 | 22 | 0 | 0 | 0 | 0 | 0 |  | 0 | 0
3 | 10 | 23 | 0 | 0 | 0 | 0 | 0 |  | 0 | 0
3 | 11 | 0 | 0 | 0 | 0 | 0 | 0 |  | 0 | 0
3 | 11 | 1 | 0 | 0 | 0 | 0 | 0 |  | 0 | 0
3 | 11 | 2 | 0 | 0 | 0 | 0 | 0 |  | 0 | 0
3 | 11 | 3 | 0 | 0 | 0 | 0 | 0 |  | 0 | 0
3 | 11 | 4 | 0 | 0 | 0 | 0 | 0 |  | 0 | 0
3 | 11 | 5 | 0 | 0 | 0 | 0 | 0 |  | 0 | 0
3 | 11 | 6 | 3805.824 | 3620.751 | 1745.633 | 881.222 | 881.222 |  | 0 | 0
3 | 11 | 7 | 152918.138 | 144683.616 | 84713.115 | 17266.63 | 11809.768 |  | 0 | 0
3 | 11 | 8 | 228720.152 | 233503.157 | 184889.928 | 98126.909 | 35564.449 |  | 0 | 0
3 | 11 | 9 | 272500.869 | 292649.927 | 259262.88 | 189408.164 | 113788.213 |  | 0 | 0
3 | 11 | 10 | 287875.596 | 322039.42 | 308884.173 | 255343.63 | 189941.551 |  | 0 | 0
3 | 11 | 11 | 281688.681 | 328364.51 | 336215.819 | 301085.215 | 242000.645 |  | 0 | 0
3 | 11 | 12 | 254567.121 | 311090.636 | 339711.74 | 325026.492 | 274847.694 |  | 0 | 0
3 | 11 | 13 | 209165.986 | 272158.503 | 320078.863 | 326493.68 | 288012.3 |  | 0 | 0
3 | 11 | 14 | 140520.26 | 212864.388 | 277056.515 | 303963.946 | 279266.757 |  | 0 | 0
3 | 11 | 15 | 58070.415 | 128025.471 | 210196.085 | 254870.676 | 245233.048 |  | 0 | 0
3 | 11 | 16 | 12385.611 | 36567.795 | 117476.333 | 176373.073 | 181042.546 |  | 0 | 0
3 | 11 | 17 | 5895.518 | 5895.518 | 21200.729 | 45349.137 | 48094.054 |  | 0 | 0
3 | 11 | 18 | 0 | 0 | 0 | 0 | 0 |  | 0 | 0
3 | 11 | 19 | 0 | 0 | 0 | 0 | 0 |  | 0 | 0
3 | 11 | 20 | 0 | 0 | 0 | 0 | 0 |  | 0 | 0
3 | 11 | 21 | 0 | 0 | 0 | 0 | 0 |  | 0 | 0
3 | 11 | 22 | 0 | 0 | 0 | 0 | 0 |  | 0 | 0
3 | 11 | 23 | 0 | 0 | 0 | 0 | 0 |  | 0 | 0
3 | 12 | 0 | 0 | 0 | 0 | 0 | 0 |  | 0 | 0
3 | 12 | 1 | 0 | 0 | 0 | 0 | 0 |  | 0 | 0
3 | 12 | 2 | 0 | 0 | 0 | 0 | 0 |  | 0 | 0
3 | 12 | 3 | 0 | 0 | 0 | 0 | 0 |  | 0 | 0
3 | 12 | 4 | 0 | 0 | 0 | 0 | 0 |  | 0 | 0
3 | 12 | 5 | 0 | 0 | 0 | 0 | 0 |  | 0 | 0
3 | 12 | 6 | 5924.459 | 5625.692 | 2487.634 | 1150.745 | 1150.745 |  | 0 | 0
3 | 12 | 7 | 160296.866 | 151562.551 | 88774.235 | 17885.306 | 11806.877 |  | 0 | 0
3 | 12 | 8 | 237611.612 | 242220.276 | 191686.741 | 101575.258 | 36044.166 |  | 0 | 0
3 | 12 | 9 | 280077.588 | 300066.31 | 266229.526 | 195637.716 | 118731.979 |  | 0 | 0
3 | 12 | 10 | 295973.3 | 329870.79 | 316617.38 | 262974.447 | 197244.846 |  | 0 | 0
3 | 12 | 11 | 289781.438 | 336174.893 | 343923.899 | 309068.873 | 249978.545 |  | 0 | 0
3 | 12 | 12 | 261376.177 | 317622.205 | 346004.929 | 331685.898 | 282031.957 |  | 0 | 0
3 | 12 | 13 | 213543.743 | 275972.672 | 323272.601 | 329852.374 | 292351.092 |  | 0 | 0
3 | 12 | 14 | 142270.14 | 214869.684 | 279158.645 | 306203.036 | 282114.244 |  | 0 | 0
3 | 12 | 15 | 59554.816 | 130030.56 | 212118.452 | 256577.41 | 247542.99 |  | 0 | 0
3 | 12 | 16 | 13128.512 | 38054.03 | 120203.759 | 179310.245 | 184357.347 |  | 0 | 0
3 | 12 | 17 | 5671.335 | 5671.335 | 22794.485 | 50438.561 | 53424.285 |  | 0 | 0
3 | 12 | 18 | 0 | 0 | 0 | 0 | 0 |  | 0 | 0
3 | 12 | 19 | 0 | 0 | 0 | 0 | 0 |  | 0 | 0
3 | 12 | 20 | 0 | 0 | 0 | 0 | 0 |  | 0 | 0
3 | 12 | 21 | 0 | 0 | 0 | 0 | 0 |  | 0 | 0
3 | 12 | 22 | 0 | 0 | 0 | 0 | 0 |  | 0 | 0
3 | 12 | 23 | 0 | 0 | 0 | 0 | 0 |  | 0 | 0
3 | 13 | 0 | 0 | 0 | 0 | 0 | 0 |  | 0 | 0
3 | 13 | 1 | 0 | 0 | 0 | 0 | 0 |  | 0 | 0
3 | 13 | 2 | 0 | 0 | 0 | 0 | 0 |  | 0 | 0
3 | 13 | 3 | 0 | 0 | 0 | 0 | 0 |  | 0 | 0
3 | 13 | 4 | 0 | 0 | 0 | 0 | 0 |  | 0 | 0
3 | 13 | 5 | 0 | 0 | 0 | 0 | 0 |  | 0 | 0
3 | 13 | 6 | 8698.819 | 7623.79 | 2637.94 | 848.354 | 848.354 |  | 0 | 0
3 | 13 | 7 | 151800.23 | 143523.187 | 85642.591 | 19869.232 | 13277.036 |  | 0 | 0
3 | 13 | 8 | 180047.975 | 183022.123 | 147910.569 | 87483.722 | 43663.878 |  | 0 | 0
3 | 13 | 9 | 271771.829 | 290821.914 | 257910.522 | 190066.967 | 116672.951 |  | 0 | 0
3 | 13 | 10 | 286532.947 | 319187.723 | 306192.663 | 254282.584 | 191307.818 |  | 0 | 0
3 | 13 | 11 | 220811.184 | 251274.733 | 256403.332 | 233391.612 | 195017.744 |  | 0 | 0
3 | 13 | 12 | 199378.395 | 234648.472 | 252786.17 | 243758.2 | 212519.101 |  | 0 | 0
3 | 13 | 13 | 155679.388 | 186338.706 | 210185.684 | 213684.361 | 194891.992 |  | 0 | 0
3 | 13 | 14 | 94099.689 | 107844.366 | 121087.243 | 126871.125 | 121867.231 |  | 0 | 0
3 | 13 | 15 | 53948.758 | 57913.282 | 62799.736 | 65702.084 | 65139.716 |  | 0 | 0
3 | 13 | 16 | 14038.906 | 14038.906 | 14038.906 | 14038.906 | 14038.906 |  | 0 | 0
3 | 13 | 17 | 5528.17 | 5528.17 | 5528.17 | 5528.17 | 5528.17 |  | 0 | 0
3 | 13 | 18 | 0 | 0 | 0 | 0 | 0 |  | 0 | 0
3 | 13 | 19 | 0 | 0 | 0 | 0 | 0 |  | 0 | 0
3 | 13 | 20 | 0 | 0 | 0 | 0 | 0 |  | 0 | 0
3 | 13 | 21 | 0 | 0 | 0 | 0 | 0 |  | 0 | 0
3 | 13 | 22 | 0 | 0 | 0 | 0 | 0 |  | 0 | 0
3 | 13 | 23 | 0 | 0 | 0 | 0 | 0 |  | 0 | 0
3 | 14 | 0 | 0 | 0 | 0 | 0 | 0 |  | 0 | 0
3 | 14 | 1 | 0 | 0 | 0 | 0 | 0 |  | 0 | 0
3 | 14 | 2 | 0 | 0 | 0 | 0 | 0 |  | 0 | 0
3 | 14 | 3 | 0 | 0 | 0 | 0 | 0 |  | 0 | 0
3 | 14 | 4 | 0 | 0 | 0 | 0 | 0 |  | 0 | 0
3 | 14 | 5 | 0 | 0 | 0 | 0 | 0 |  | 0 | 0
3 | 14 | 6 | 4065.802 | 3666.381 | 1957.017 | 1348.13 | 1348.13 |  | 0 | 0
3 | 14 | 7 | 11812.846 | 11812.846 | 11812.846 | 11812.846 | 11812.846 |  | 0 | 0
3 | 14 | 8 | 107908.317 | 109052.225 | 94419.159 | 70404.508 | 52968.759 |  | 0 | 0
3 | 14 | 9 | 205815.853 | 218198.892 | 196391.68 | 152396.653 | 106630.256 |  | 0 | 0
3 | 14 | 10 | 288403.426 | 320727.97 | 307641.083 | 255975.163 | 193802.45 |  | 0 | 0
3 | 14 | 11 | 283173.297 | 327998.56 | 335483.674 | 301709.877 | 244810.758 |  | 0 | 0
3 | 14 | 12 | 255417.718 | 309637.285 | 337345.822 | 323806.583 | 276119.351 |  | 0 | 0
3 | 14 | 13 | 209463.579 | 269729.729 | 315996.83 | 322995.424 | 287097.277 |  | 0 | 0
3 | 14 | 14 | 141776.14 | 209731.61 | 271073.292 | 297540.957 | 275355.969 |  | 0 | 0
3 | 14 | 15 | 61427.504 | 126905.662 | 204064.171 | 246815.449 | 239117.18 |  | 0 | 0
3 | 14 | 16 | 15936.937 | 39669.235 | 112836.292 | 166145.689 | 171468.566 |  | 0 | 0
3 | 14 | 17 | 7560.791 | 7560.791 | 21536.506 | 44977.263 | 47897.642 |  | 0 | 0
3 | 14 | 18 | 0 | 0 | 0 | 0 | 0 |  | 0 | 0
3 | 14 | 19 | 0 | 0 | 0 | 0 | 0 |  | 0 | 0
3 | 14 | 20 | 0 | 0 | 0 | 0 | 0 |  | 0 | 0
3 | 14 | 21 | 0 | 0 | 0 | 0 | 0 |  | 0 | 0
3 | 14 | 22 | 0 | 0 | 0 | 0 | 0 |  | 0 | 0
3 | 14 | 23 | 0 | 0 | 0 | 0 | 0 |  | 0 | 0
3 | 15 | 0 | 0 | 0 | 0 | 0 | 0 |  | 0 | 0
3 | 15 | 1 | 0 | 0 | 0 | 0 | 0 |  | 0 | 0
3 | 15 | 2 | 0 | 0 | 0 | 0 | 0 |  | 0 | 0
3 | 15 | 3 | 0 | 0 | 0 | 0 | 0 |  | 0 | 0
3 | 15 | 4 | 0 | 0 | 0 | 0 | 0 |  | 0 | 0
3 | 15 | 5 | 0 | 0 | 0 | 0 | 0 |  | 0 | 0
3 | 15 | 6 | 3430.549 | 3241.101 | 2689.936 | 2496.947 | 2496.947 |  | 0 | 0
3 | 15 | 7 | 118225.523 | 111793.943 | 70103.626 | 22251.013 | 16126.97 |  | 0 | 0
3 | 15 | 8 | 180370.615 | 182818.657 | 148200.533 | 89195.136 | 46035.651 |  | 0 | 0
3 | 15 | 9 | 205936.897 | 217909.035 | 196363.748 | 153122.713 | 108146.397 |  | 0 | 0
3 | 15 | 10 | 206482.333 | 224543.856 | 217086.258 | 188228.114 | 154249.326 |  | 0 | 0
3 | 15 | 11 | 220141.383 | 249401.618 | 254307.898 | 232187.105 | 195284.406 |  | 0 | 0
3 | 15 | 12 | 189154.567 | 218128.593 | 233198.369 | 225941.922 | 200387.447 |  | 0 | 0
3 | 15 | 13 | 154884.7 | 184004.02 | 206887.941 | 210524.133 | 192888.601 |  | 0 | 0
3 | 15 | 14 | 74784.925 | 79158.223 | 83489.334 | 85431.502 | 83850.838 |  | 0 | 0
3 | 15 | 15 | 38921.628 | 39644.017 | 40566.504 | 41148.676 | 41049.402 |  | 0 | 0
3 | 15 | 16 | 31416.977 | 35029.318 | 43409.188 | 49781.831 | 50503.064 |  | 0 | 0
3 | 15 | 17 | 8338.605 | 8338.605 | 8752.24 | 9367.687 | 9553.473 |  | 0 | 0
3 | 15 | 18 | 0 | 0 | 0 | 0 | 0 |  | 0 | 0
3 | 15 | 19 | 0 | 0 | 0 | 0 | 0 |  | 0 | 0
3 | 15 | 20 | 0 | 0 | 0 | 0 | 0 |  | 0 | 0
3 | 15 | 21 | 0 | 0 | 0 | 0 | 0 |  | 0 | 0
3 | 15 | 22 | 0 | 0 | 0 | 0 | 0 |  | 0 | 0
3 | 15 | 23 | 0 | 0 | 0 | 0 | 0 |  | 0 | 0
3 | 16 | 0 | 0 | 0 | 0 | 0 | 0 |  | 0 | 0
3 | 16 | 1 | 0 | 0 | 0 | 0 | 0 |  | 0 | 0
3 | 16 | 2 | 0 | 0 | 0 | 0 | 0 |  | 0 | 0
3 | 16 | 3 | 0 | 0 | 0 | 0 | 0 |  | 0 | 0
3 | 16 | 4 | 0 | 0 | 0 | 0 | 0 |  | 0 | 0
3 | 16 | 5 | 0 | 0 | 0 | 0 | 0 |  | 0 | 0
3 | 16 | 6 | 4039.06 | 3648.288 | 2150.063 | 1609.715 | 1609.715 |  | 0 | 0
3 | 16 | 7 | 3231.848 | 3231.848 | 3231.848 | 3231.848 | 3231.848 |  | 0 | 0
3 | 16 | 8 | 11931.311 | 11931.311 | 11931.311 | 11931.311 | 11931.311 |  | 0 | 0
3 | 16 | 9 | 16607.498 | 16607.498 | 16607.498 | 16607.498 | 16607.498 |  | 0 | 0
3 | 16 | 10 | 35082.285 | 35159.679 | 35127.081 | 35003.588 | 34861.545 |  | 0 | 0
3 | 16 | 11 | 30824.921 | 30866.364 | 30873.38 | 30841.861 | 30790.27 |  | 0 | 0
3 | 16 | 12 | 28081.921 | 28096.75 | 28104.603 | 28100.878 | 28087.759 |  | 0 | 0
3 | 16 | 13 | 30397.292 | 30445.758 | 30484.598 | 30491.06 | 30461.357 |  | 0 | 0
3 | 16 | 14 | 32124.304 | 32237.706 | 32355.802 | 32409.409 | 32367.122 |  | 0 | 0
3 | 16 | 15 | 9778.6 | 9778.6 | 9778.6 | 9778.6 | 9778.6 |  | 0 | 0
3 | 16 | 16 | 31017.982 | 40536.377 | 66157.416 | 85460.86 | 87718.177 |  | 0 | 0
3 | 16 | 17 | 0 | 0 | 0 | 0 | 0 |  | 0 | 0
3 | 16 | 18 | 0 | 0 | 0 | 0 | 0 |  | 0 | 0
3 | 16 | 19 | 0 | 0 | 0 | 0 | 0 |  | 0 | 0
3 | 16 | 20 | 0 | 0 | 0 | 0 | 0 |  | 0 | 0
3 | 16 | 21 | 0 | 0 | 0 | 0 | 0 |  | 0 | 0
3 | 16 | 22 | 0 | 0 | 0 | 0 | 0 |  | 0 | 0
3 | 16 | 23 | 0 | 0 | 0 | 0 | 0 |  | 0 | 0
3 | 17 | 0 | 0 | 0 | 0 | 0 | 0 |  | 0 | 0
3 | 17 | 1 | 0 | 0 | 0 | 0 | 0 |  | 0 | 0
3 | 17 | 2 | 0 | 0 | 0 | 0 | 0 |  | 0 | 0
3 | 17 | 3 | 0 | 0 | 0 | 0 | 0 |  | 0 | 0
3 | 17 | 4 | 0 | 0 | 0 | 0 | 0 |  | 0 | 0
3 | 17 | 5 | 0 | 0 | 0 | 0 | 0 |  | 0 | 0
3 | 17 | 6 | 13307.73 | 11721.094 | 4860.017 | 2392.237 | 2392.237 |  | 0 | 0
3 | 17 | 7 | 144074.407 | 135890.19 | 85618.831 | 27181.7 | 18668.121 |  | 0 | 0
3 | 17 | 8 | 224584.283 | 227153.679 | 181866.41 | 104207.65 | 46690.018 |  | 0 | 0
3 | 17 | 9 | 264472.426 | 280632.396 | 250183.766 | 188911.375 | 123558.659 |  | 0 | 0
3 | 17 | 10 | 192742.638 | 208106.559 | 201544.953 | 176698.462 | 147728.151 |  | 0 | 0
3 | 17 | 11 | 175736.136 | 192349.904 | 195141.209 | 182538.328 | 161697.744 |  | 0 | 0
3 | 17 | 12 | 140348.431 | 152968.776 | 159642.545 | 156537.153 | 145430.861 |  | 0 | 0
3 | 17 | 13 | 110927.419 | 121375.577 | 129746.103 | 131186.663 | 124868.324 |  | 0 | 0
3 | 17 | 14 | 52795.635 | 53927.613 | 55098.24 | 55635.523 | 55224.939 |  | 0 | 0
3 | 17 | 15 | 50819.4 | 53225.794 | 56275.135 | 58169.147 | 57889.598 |  | 0 | 0
3 | 17 | 16 | 32078.406 | 35895.248 | 44551.462 | 51180.692 | 52024.576 |  | 0 | 0
3 | 17 | 17 | 0 | 0 | 0 | 0 | 0 |  | 0 | 0
3 | 17 | 18 | 0 | 0 | 0 | 0 | 0 |  | 0 | 0
3 | 17 | 19 | 0 | 0 | 0 | 0 | 0 |  | 0 | 0
3 | 17 | 20 | 0 | 0 | 0 | 0 | 0 |  | 0 | 0
3 | 17 | 21 | 0 | 0 | 0 | 0 | 0 |  | 0 | 0
3 | 17 | 22 | 0 | 0 | 0 | 0 | 0 |  | 0 | 0
3 | 17 | 23 | 0 | 0 | 0 | 0 | 0 |  | 0 | 0
3 | 18 | 0 | 0 | 0 | 0 | 0 | 0 |  | 0 | 0
3 | 18 | 1 | 0 | 0 | 0 | 0 | 0 |  | 0 | 0
3 | 18 | 2 | 0 | 0 | 0 | 0 | 0 |  | 0 | 0
3 | 18 | 3 | 0 | 0 | 0 | 0 | 0 |  | 0 | 0
3 | 18 | 4 | 0 | 0 | 0 | 0 | 0 |  | 0 | 0
3 | 18 | 5 | 0 | 0 | 0 | 0 | 0 |  | 0 | 0
3 | 18 | 6 | 16511.501 | 14643.223 | 5934.363 | 2795.767 | 2795.767 |  | 0 | 0
3 | 18 | 7 | 146735.978 | 138167.822 | 86801.406 | 26617.267 | 17275.367 |  | 0 | 0
3 | 18 | 8 | 148397.047 | 149618.798 | 125344.086 | 85389.561 | 56062.237 |  | 0 | 0
3 | 18 | 9 | 99499.245 | 102015.577 | 97192.007 | 87826.102 | 78903.445 |  | 0 | 0
3 | 18 | 10 | 107207.94 | 111499.959 | 109631.648 | 102687.092 | 94714.737 |  | 0 | 0
3 | 18 | 11 | 209475.873 | 233928.644 | 238020.886 | 219486.635 | 188715.023 |  | 0 | 0
3 | 18 | 12 | 243773.558 | 292685.367 | 318197.886 | 306587.488 | 264015.439 |  | 0 | 0
3 | 18 | 13 | 201251.077 | 255658.668 | 298483.833 | 306024.518 | 274290.042 |  | 0 | 0
3 | 18 | 14 | 139861.952 | 201426.177 | 259093.044 | 285242.992 | 265931.664 |  | 0 | 0
3 | 18 | 15 | 63033.412 | 124019.445 | 197601.137 | 240054.956 | 234323.646 |  | 0 | 0
3 | 18 | 16 | 14269.47 | 39894.068 | 114131.177 | 169416.657 | 176477.276 |  | 0 | 0
3 | 18 | 17 | 7387.284 | 7387.284 | 24661.035 | 56673.453 | 60152.571 |  | 0 | 0
3 | 18 | 18 | 0 | 0 | 0 | 0 | 0 |  | 0 | 0
3 | 18 | 19 | 0 | 0 | 0 | 0 | 0 |  | 0 | 0
3 | 18 | 20 | 0 | 0 | 0 | 0 | 0 |  | 0 | 0
3 | 18 | 21 | 0 | 0 | 0 | 0 | 0 |  | 0 | 0
3 | 18 | 22 | 0 | 0 | 0 | 0 | 0 |  | 0 | 0
3 | 18 | 23 | 0 | 0 | 0 | 0 | 0 |  | 0 | 0
3 | 19 | 0 | 0 | 0 | 0 | 0 | 0 |  | 0 | 0
3 | 19 | 1 | 0 | 0 | 0 | 0 | 0 |  | 0 | 0
3 | 19 | 2 | 0 | 0 | 0 | 0 | 0 |  | 0 | 0
3 | 19 | 3 | 0 | 0 | 0 | 0 | 0 |  | 0 | 0
3 | 19 | 4 | 0 | 0 | 0 | 0 | 0 |  | 0 | 0
3 | 19 | 5 | 0 | 0 | 0 | 0 | 0 |  | 0 | 0
3 | 19 | 6 | 24393.222 | 21943.933 | 8164.593 | 3276.999 | 3276.999 |  | 0 | 0
3 | 19 | 7 | 162679.996 | 152548.117 | 93371.243 | 24099.799 | 12989.1 |  | 0 | 0
3 | 19 | 8 | 232382.454 | 234432.832 | 187066.255 | 106827.988 | 47379.271 |  | 0 | 0
3 | 19 | 9 | 269990.561 | 286136.425 | 254331.848 | 191257.671 | 125010.491 |  | 0 | 0
3 | 19 | 10 | 283115.706 | 311974.036 | 299270.252 | 251581.728 | 195209.48 |  | 0 | 0
3 | 19 | 11 | 276712.47 | 316903.997 | 323559.926 | 293220.426 | 242085.275 |  | 0 | 0
3 | 19 | 12 | 249531.868 | 298312.499 | 323788.742 | 312423.512 | 270160.358 |  | 0 | 0
3 | 19 | 13 | 204227.497 | 259527.615 | 303037.785 | 310944.057 | 279149.799 |  | 0 | 0
3 | 19 | 14 | 139815.809 | 200747 | 257881.207 | 283964.042 | 265333.372 |  | 0 | 0
3 | 19 | 15 | 63588.762 | 122815.963 | 194266.677 | 235635.7 | 230517.385 |  | 0 | 0
3 | 19 | 16 | 16321.018 | 40593.295 | 108733.543 | 159558.427 | 166393.491 |  | 0 | 0
3 | 19 | 17 | 8655.871 | 8655.871 | 23134.008 | 49952.902 | 53279.217 |  | 0 | 0
3 | 19 | 18 | 0 | 0 | 0 | 0 | 0 |  | 0 | 0
3 | 19 | 19 | 0 | 0 | 0 | 0 | 0 |  | 0 | 0
3 | 19 | 20 | 0 | 0 | 0 | 0 | 0 |  | 0 | 0
3 | 19 | 21 | 0 | 0 | 0 | 0 | 0 |  | 0 | 0
3 | 19 | 22 | 0 | 0 | 0 | 0 | 0 |  | 0 | 0
3 | 19 | 23 | 0 | 0 | 0 | 0 | 0 |  | 0 | 0
3 | 20 | 0 | 0 | 0 | 0 | 0 | 0 |  | 0 | 0
3 | 20 | 1 | 0 | 0 | 0 | 0 | 0 |  | 0 | 0
3 | 20 | 2 | 0 | 0 | 0 | 0 | 0 |  | 0 | 0
3 | 20 | 3 | 0 | 0 | 0 | 0 | 0 |  | 0 | 0
3 | 20 | 4 | 0 | 0 | 0 | 0 | 0 |  | 0 | 0
3 | 20 | 5 | 0 | 0 | 0 | 0 | 0 |  | 0 | 0
3 | 20 | 6 | 9788.755 | 8885.598 | 5516.025 | 4220.27 | 4220.27 |  | 0 | 0
3 | 20 | 7 | 32366.965 | 31940.717 | 29727.631 | 27091.817 | 26327.951 |  | 0 | 0
3 | 20 | 8 | 36958.431 | 36979.563 | 36409.783 | 35583.085 | 34983.758 |  | 0 | 0
3 | 20 | 9 | 236108.805 | 249422.079 | 222620.569 | 170135.939 | 116319.819 |  | 0 | 0
3 | 20 | 10 | 15428.35 | 15428.35 | 15428.35 | 15428.35 | 15428.35 |  | 0 | 0
3 | 20 | 11 | 34202.573 | 34311.42 | 34329.752 | 34246.827 | 34111.23 |  | 0 | 0
3 | 20 | 12 | 108662.816 | 116004.2 | 119957.518 | 118219.409 | 111801.685 |  | 0 | 0
3 | 20 | 13 | 199060.056 | 251934.932 | 294084.977 | 302041.089 | 271553.02 |  | 0 | 0
3 | 20 | 14 | 141200.23 | 201338.687 | 258573.576 | 285124.234 | 266773.796 |  | 0 | 0
3 | 20 | 15 | 65632.337 | 124749.077 | 196877.578 | 239282.181 | 234489.278 |  | 0 | 0
3 | 20 | 16 | 13916.865 | 40479.692 | 115140.284 | 171337.15 | 179287.267 |  | 0 | 0
3 | 20 | 17 | 7486.694 | 7486.694 | 26171.621 | 62452.427 | 66254.096 |  | 0 | 0
3 | 20 | 18 | 0 | 0 | 0 | 0 | 0 |  | 0 | 0
3 | 20 | 19 | 0 | 0 | 0 | 0 | 0 |  | 0 | 0
3 | 20 | 20 | 0 | 0 | 0 | 0 | 0 |  | 0 | 0
3 | 20 | 21 | 0 | 0 | 0 | 0 | 0 |  | 0 | 0
3 | 20 | 22 | 0 | 0 | 0 | 0 | 0 |  | 0 | 0
3 | 20 | 23 | 0 | 0 | 0 | 0 | 0 |  | 0 | 0
3 | 21 | 0 | 0 | 0 | 0 | 0 | 0 |  | 0 | 0
3 | 21 | 1 | 0 | 0 | 0 | 0 | 0 |  | 0 | 0
3 | 21 | 2 | 0 | 0 | 0 | 0 | 0 |  | 0 | 0
3 | 21 | 3 | 0 | 0 | 0 | 0 | 0 |  | 0 | 0
3 | 21 | 4 | 0 | 0 | 0 | 0 | 0 |  | 0 | 0
3 | 21 | 5 | 0 | 0 | 0 | 0 | 0 |  | 0 | 0
3 | 21 | 6 | 0 | 0 | 0 | 0 | 0 |  | 0 | 0
3 | 21 | 7 | 11187.451 | 11187.451 | 11187.451 | 11187.451 | 11187.451 |  | 0 | 0
3 | 21 | 8 | 174114.583 | 175040.145 | 144352.768 | 94895.712 | 58647.427 |  | 0 | 0
3 | 21 | 9 | 252034.29 | 266019.422 | 237209.874 | 181202.938 | 124199.298 |  | 0 | 0
3 | 21 | 10 | 215999.886 | 233048.761 | 225258.722 | 196979.61 | 164388.205 |  | 0 | 0
3 | 21 | 11 | 304702.761 | 348923.177 | 356238.59 | 322810.953 | 266615.551 |  | 0 | 0
3 | 21 | 12 | 130230.608 | 140131.262 | 145482.087 | 143177.362 | 134552.823 |  | 0 | 0
3 | 21 | 13 | 193330.68 | 239075.887 | 275886.163 | 283082.875 | 256758.421 |  | 0 | 0
3 | 21 | 14 | 134608.896 | 181187.147 | 226613.395 | 248052.615 | 233718.988 |  | 0 | 0
3 | 21 | 15 | 51435.836 | 53385.265 | 55924.619 | 57561.882 | 57392.95 |  | 0 | 0
3 | 21 | 16 | 32978.053 | 34295.095 | 36705.795 | 38615.37 | 38920.764 |  | 0 | 0
3 | 21 | 17 | 9880.951 | 9880.951 | 27511.72 | 61658.445 | 65577.656 |  | 0 | 0
3 | 21 | 18 | 0 | 0 | 0 | 0 | 0 |  | 0 | 0
3 | 21 | 19 | 0 | 0 | 0 | 0 | 0 |  | 0 | 0
3 | 21 | 20 | 0 | 0 | 0 | 0 | 0 |  | 0 | 0
3 | 21 | 21 | 0 | 0 | 0 | 0 | 0 |  | 0 | 0
3 | 21 | 22 | 0 | 0 | 0 | 0 | 0 |  | 0 | 0
3 | 21 | 23 | 0 | 0 | 0 | 0 | 0 |  | 0 | 0
3 | 22 | 0 | 0 | 0 | 0 | 0 | 0 |  | 0 | 0
3 | 22 | 1 | 0 | 0 | 0 | 0 | 0 |  | 0 | 0
3 | 22 | 2 | 0 | 0 | 0 | 0 | 0 |  | 0 | 0
3 | 22 | 3 | 0 | 0 | 0 | 0 | 0 |  | 0 | 0
3 | 22 | 4 | 0 | 0 | 0 | 0 | 0 |  | 0 | 0
3 | 22 | 5 | 0 | 0 | 0 | 0 | 0 |  | 0 | 0
3 | 22 | 6 | 36444.212 | 32947.545 | 13086.696 | 5896.959 | 5896.959 |  | 0 | 0
3 | 22 | 7 | 174668.126 | 163474.31 | 102719.963 | 30114.536 | 15822.929 |  | 0 | 0
3 | 22 | 8 | 246411.583 | 247533.482 | 199190.074 | 117749.054 | 56396.942 |  | 0 | 0
3 | 22 | 9 | 285455.059 | 300637.511 | 268468.248 | 204808.241 | 137908.085 |  | 0 | 0
3 | 22 | 10 | 296730.737 | 324036.97 | 311432.356 | 264936.577 | 209275.157 |  | 0 | 0
3 | 22 | 11 | 288546.616 | 326411.213 | 332585.805 | 304136.305 | 255260.29 |  | 0 | 0
3 | 22 | 12 | 260217.064 | 306314.814 | 330209.363 | 320229.369 | 281087.129 |  | 0 | 0
3 | 22 | 13 | 215824.796 | 267974.714 | 308418.611 | 316381.172 | 288232.294 |  | 0 | 0
3 | 22 | 14 | 151493.104 | 211667.636 | 267093.271 | 292497.115 | 276166.728 |  | 0 | 0
3 | 22 | 15 | 71707.73 | 133831.728 | 207903.277 | 250607.701 | 246747.307 |  | 0 | 0
3 | 22 | 16 | 14908.941 | 43998.115 | 121982.856 | 179752.968 | 188570.09 |  | 0 | 0
3 | 22 | 17 | 9687.513 | 9687.513 | 27842.983 | 63836.529 | 67734.176 |  | 0 | 0
3 | 22 | 18 | 0 | 0 | 0 | 0 | 0 |  | 0 | 0
3 | 22 | 19 | 0 | 0 | 0 | 0 | 0 |  | 0 | 0
3 | 22 | 20 | 0 | 0 | 0 | 0 | 0 |  | 0 | 0
3 | 22 | 21 | 0 | 0 | 0 | 0 | 0 |  | 0 | 0
3 | 22 | 22 | 0 | 0 | 0 | 0 | 0 |  | 0 | 0
3 | 22 | 23 | 0 | 0 | 0 | 0 | 0 |  | 0 | 0
3 | 23 | 0 | 0 | 0 | 0 | 0 | 0 |  | 0 | 0
3 | 23 | 1 | 0 | 0 | 0 | 0 | 0 |  | 0 | 0
3 | 23 | 2 | 0 | 0 | 0 | 0 | 0 |  | 0 | 0
3 | 23 | 3 | 0 | 0 | 0 | 0 | 0 |  | 0 | 0
3 | 23 | 4 | 0 | 0 | 0 | 0 | 0 |  | 0 | 0
3 | 23 | 5 | 0 | 0 | 0 | 0 | 0 |  | 0 | 0
3 | 23 | 6 | 5175.554 | 5167.582 | 5146.335 | 5136.653 | 5136.653 |  | 0 | 0
3 | 23 | 7 | 72261.542 | 69111.097 | 53260.905 | 34636.401 | 29791.9 |  | 0 | 0
3 | 23 | 8 | 96633.762 | 96798.997 | 87061.812 | 72103.871 | 61269.218 |  | 0 | 0
3 | 23 | 9 | 155301.847 | 160740.795 | 149023.985 | 126855.277 | 105640.635 |  | 0 | 0
3 | 23 | 10 | 188635.453 | 201070.58 | 195189.878 | 174314.371 | 150452.824 |  | 0 | 0
3 | 23 | 11 | 208461.687 | 230436.376 | 234096.611 | 217400.865 | 189760.351 |  | 0 | 0
3 | 23 | 12 | 138518.053 | 149635.844 | 155696.193 | 153194.794 | 143574.927 |  | 0 | 0
3 | 23 | 13 | 70798.077 | 72771.967 | 74411.672 | 74757.238 | 73606.453 |  | 0 | 0
3 | 23 | 14 | 22061.492 | 22061.492 | 22061.492 | 22061.492 | 22061.492 |  | 0 | 0
3 | 23 | 15 | 24981.774 | 24981.774 | 24981.774 | 24981.774 | 24981.774 |  | 0 | 0
3 | 23 | 16 | 7489.303 | 7489.303 | 7489.303 | 7489.303 | 7489.303 |  | 0 | 0
3 | 23 | 17 | 2037.965 | 2037.965 | 2037.965 | 2037.965 | 2037.965 |  | 0 | 0
3 | 23 | 18 | 0 | 0 | 0 | 0 | 0 |  | 0 | 0
3 | 23 | 19 | 0 | 0 | 0 | 0 | 0 |  | 0 | 0
3 | 23 | 20 | 0 | 0 | 0 | 0 | 0 |  | 0 | 0
3 | 23 | 21 | 0 | 0 | 0 | 0 | 0 |  | 0 | 0
3 | 23 | 22 | 0 | 0 | 0 | 0 | 0 |  | 0 | 0
3 | 23 | 23 | 0 | 0 | 0 | 0 | 0 |  | 0 | 0
3 | 24 | 0 | 0 | 0 | 0 | 0 | 0 |  | 0 | 0
3 | 24 | 1 | 0 | 0 | 0 | 0 | 0 |  | 0 | 0
3 | 24 | 2 | 0 | 0 | 0 | 0 | 0 |  | 0 | 0
3 | 24 | 3 | 0 | 0 | 0 | 0 | 0 |  | 0 | 0
3 | 24 | 4 | 0 | 0 | 0 | 0 | 0 |  | 0 | 0
3 | 24 | 5 | 0 | 0 | 0 | 0 | 0 |  | 0 | 0
3 | 24 | 6 | 11724.097 | 11095.844 | 8112.578 | 6955.98 | 6955.98 |  | 0 | 0
3 | 24 | 7 | 46133.854 | 44883.224 | 38901.711 | 31843.751 | 29577.319 |  | 0 | 0
3 | 24 | 8 | 117003.981 | 117159.172 | 102151.909 | 79030.174 | 62260.47 |  | 0 | 0
3 | 24 | 9 | 93969.087 | 95836.006 | 91719.492 | 84020.263 | 76972.416 |  | 0 | 0
3 | 24 | 10 | 107403.858 | 111249.531 | 109397.078 | 102924.676 | 95611.89 |  | 0 | 0
3 | 24 | 11 | 26903.236 | 26918.297 | 26920.823 | 26909.333 | 26890.558 |  | 0 | 0
3 | 24 | 12 | 161139.962 | 178582.233 | 188112.415 | 184267.079 | 169242.448 |  | 0 | 0
3 | 24 | 13 | 69520.372 | 71437.951 | 73039.632 | 73387.558 | 72278.074 |  | 0 | 0
3 | 24 | 14 | 77717.897 | 84188.994 | 91047.768 | 94442.778 | 92394.811 |  | 0 | 0
3 | 24 | 15 | 66729.094 | 81253.095 | 100044.242 | 112052.903 | 111201.312 |  | 0 | 0
3 | 24 | 16 | 31471.48 | 32514.303 | 34291.15 | 35732.783 | 35997.292 |  | 0 | 0
3 | 24 | 17 | 10720.594 | 10720.594 | 24343.272 | 51220.728 | 54870.5 |  | 0 | 0
3 | 24 | 18 | 0 | 0 | 0 | 0 | 0 |  | 0 | 0
3 | 24 | 19 | 0 | 0 | 0 | 0 | 0 |  | 0 | 0
3 | 24 | 20 | 0 | 0 | 0 | 0 | 0 |  | 0 | 0
3 | 24 | 21 | 0 | 0 | 0 | 0 | 0 |  | 0 | 0
3 | 24 | 22 | 0 | 0 | 0 | 0 | 0 |  | 0 | 0
3 | 24 | 23 | 0 | 0 | 0 | 0 | 0 |  | 0 | 0
3 | 25 | 0 | 0 | 0 | 0 | 0 | 0 |  | 0 | 0
3 | 25 | 1 | 0 | 0 | 0 | 0 | 0 |  | 0 | 0
3 | 25 | 2 | 0 | 0 | 0 | 0 | 0 |  | 0 | 0
3 | 25 | 3 | 0 | 0 | 0 | 0 | 0 |  | 0 | 0
3 | 25 | 4 | 0 | 0 | 0 | 0 | 0 |  | 0 | 0
3 | 25 | 5 | 0 | 0 | 0 | 0 | 0 |  | 0 | 0
3 | 25 | 6 | 0 | 0 | 0 | 0 | 0 |  | 0 | 0
3 | 25 | 7 | 6427.679 | 6427.679 | 6427.679 | 6427.679 | 6427.679 |  | 0 | 0
3 | 25 | 8 | 31070.731 | 31071.56 | 30852.227 | 30541.256 | 30320.812 |  | 0 | 0
3 | 25 | 9 | 43021.713 | 43145.104 | 42866.28 | 42348.615 | 41895.373 |  | 0 | 0
3 | 25 | 10 | 75045.822 | 76166.843 | 75617.423 | 73719.062 | 71583.223 |  | 0 | 0
3 | 25 | 11 | 149050.222 | 158800.824 | 160429.792 | 152998.757 | 140803.622 |  | 0 | 0
3 | 25 | 12 | 87024.197 | 89659.754 | 91115.76 | 90540.731 | 88270.852 |  | 0 | 0
3 | 25 | 13 | 19204.201 | 19204.201 | 19204.201 | 19204.201 | 19204.201 |  | 0 | 0
3 | 25 | 14 | 25509.026 | 25509.026 | 25509.026 | 25509.026 | 25509.026 |  | 0 | 0
3 | 25 | 15 | 16427.151 | 16427.151 | 16427.151 | 16427.151 | 16427.151 |  | 0 | 0
3 | 25 | 16 | 20861.541 | 20974.624 | 21164.226 | 21319.291 | 21348.951 |  | 0 | 0
3 | 25 | 17 | 449.065 | 449.065 | 449.065 | 449.065 | 449.065 |  | 0 | 0
3 | 25 | 18 | 0 | 0 | 0 | 0 | 0 |  | 0 | 0
3 | 25 | 19 | 0 | 0 | 0 | 0 | 0 |  | 0 | 0
3 | 25 | 20 | 0 | 0 | 0 | 0 | 0 |  | 0 | 0
3 | 25 | 21 | 0 | 0 | 0 | 0 | 0 |  | 0 | 0
3 | 25 | 22 | 0 | 0 | 0 | 0 | 0 |  | 0 | 0
3 | 25 | 23 | 0 | 0 | 0 | 0 | 0 |  | 0 | 0
3 | 26 | 0 | 0 | 0 | 0 | 0 | 0 |  | 0 | 0
3 | 26 | 1 | 0 | 0 | 0 | 0 | 0 |  | 0 | 0
3 | 26 | 2 | 0 | 0 | 0 | 0 | 0 |  | 0 | 0
3 | 26 | 3 | 0 | 0 | 0 | 0 | 0 |  | 0 | 0
3 | 26 | 4 | 0 | 0 | 0 | 0 | 0 |  | 0 | 0
3 | 26 | 5 | 0 | 0 | 0 | 0 | 0 |  | 0 | 0
3 | 26 | 6 | 2086.294 | 2086.294 | 2086.294 | 2086.294 | 2086.294 |  | 0 | 0
3 | 26 | 7 | 1419.654 | 1419.654 | 1419.654 | 1419.654 | 1419.654 |  | 0 | 0
3 | 26 | 8 | 12948.277 | 12948.277 | 12948.277 | 12948.277 | 12948.277 |  | 0 | 0
3 | 26 | 9 | 10648.896 | 10648.896 | 10648.896 | 10648.896 | 10648.896 |  | 0 | 0
3 | 26 | 10 | 29978.304 | 30009.102 | 29993.746 | 29941.234 | 29882.327 |  | 0 | 0
3 | 26 | 11 | 10775.263 | 10775.263 | 10775.263 | 10775.263 | 10775.263 |  | 0 | 0
3 | 26 | 12 | 56992.622 | 57929.029 | 58449.2 | 58248.496 | 57444.455 |  | 0 | 0
3 | 26 | 13 | 29988.231 | 30051.365 | 30104.691 | 30116.969 | 30081.008 |  | 0 | 0
3 | 26 | 14 | 12326.238 | 12326.238 | 12326.238 | 12326.238 | 12326.238 |  | 0 | 0
3 | 26 | 15 | 62506.118 | 70347.511 | 80683.569 | 87451.4 | 87111.871 |  | 0 | 0
3 | 26 | 16 | 14932.678 | 14932.678 | 14932.678 | 14932.678 | 14932.678 |  | 0 | 0
3 | 26 | 17 | 5721.963 | 5721.963 | 5721.963 | 5721.963 | 5721.963 |  | 0 | 0
3 | 26 | 18 | 0 | 0 | 0 | 0 | 0 |  | 0 | 0
3 | 26 | 19 | 0 | 0 | 0 | 0 | 0 |  | 0 | 0
3 | 26 | 20 | 0 | 0 | 0 | 0 | 0 |  | 0 | 0
3 | 26 | 21 | 0 | 0 | 0 | 0 | 0 |  | 0 | 0
3 | 26 | 22 | 0 | 0 | 0 | 0 | 0 |  | 0 | 0
3 | 26 | 23 | 0 | 0 | 0 | 0 | 0 |  | 0 | 0
3 | 27 | 0 | 0 | 0 | 0 | 0 | 0 |  | 0 | 0
3 | 27 | 1 | 0 | 0 | 0 | 0 | 0 |  | 0 | 0
3 | 27 | 2 | 0 | 0 | 0 | 0 | 0 |  | 0 | 0
3 | 27 | 3 | 0 | 0 | 0 | 0 | 0 |  | 0 | 0
3 | 27 | 4 | 0 | 0 | 0 | 0 | 0 |  | 0 | 0
3 | 27 | 5 | 0 | 0 | 0 | 0 | 0 |  | 0 | 0
3 | 27 | 6 | 0 | 0 | 0 | 0 | 0 |  | 0 | 0
3 | 27 | 7 | 3548.287 | 3548.287 | 3548.287 | 3548.287 | 3548.287 |  | 0 | 0
3 | 27 | 8 | 16370.738 | 16370.738 | 16370.738 | 16370.738 | 16370.738 |  | 0 | 0
3 | 27 | 9 | 108575.77 | 110864.003 | 105419.345 | 95399.621 | 86257.594 |  | 0 | 0
3 | 27 | 10 | 117802.601 | 122197.862 | 119969.415 | 112408.63 | 103921.111 |  | 0 | 0
3 | 27 | 11 | 226977.614 | 252982.461 | 257283.057 | 237530.986 | 204679.051 |  | 0 | 0
3 | 27 | 12 | 205201.329 | 236170.908 | 253187.589 | 246801.546 | 220523.4 |  | 0 | 0
3 | 27 | 13 | 164460.012 | 192498.637 | 215963.908 | 221471.255 | 205952.429 |  | 0 | 0
3 | 27 | 14 | 124424.69 | 154108.973 | 184785.717 | 200285.212 | 191924.948 |  | 0 | 0
3 | 27 | 15 | 72722.711 | 111045.562 | 160013.197 | 190876.866 | 189651.902 |  | 0 | 0
3 | 27 | 16 | 24024.005 | 43383.753 | 91045.958 | 128365.203 | 135453.861 |  | 0 | 0
3 | 27 | 17 | 12452.512 | 12452.512 | 23267.563 | 45379.246 | 48445.384 |  | 0 | 0
3 | 27 | 18 | 0 | 0 | 0 | 0 | 0 |  | 0 | 0
3 | 27 | 19 | 0 | 0 | 0 | 0 | 0 |  | 0 | 0
3 | 27 | 20 | 0 | 0 | 0 | 0 | 0 |  | 0 | 0
3 | 27 | 21 | 0 | 0 | 0 | 0 | 0 |  | 0 | 0
3 | 27 | 22 | 0 | 0 | 0 | 0 | 0 |  | 0 | 0
3 | 27 | 23 | 0 | 0 | 0 | 0 | 0 |  | 0 | 0
3 | 28 | 0 | 0 | 0 | 0 | 0 | 0 |  | 0 | 0
3 | 28 | 1 | 0 | 0 | 0 | 0 | 0 |  | 0 | 0
3 | 28 | 2 | 0 | 0 | 0 | 0 | 0 |  | 0 | 0
3 | 28 | 3 | 0 | 0 | 0 | 0 | 0 |  | 0 | 0
3 | 28 | 4 | 0 | 0 | 0 | 0 | 0 |  | 0 | 0
3 | 28 | 5 | 0 | 0 | 0 | 0 | 0 |  | 0 | 0
3 | 28 | 6 | 35352.835 | 32317.09 | 16258.116 | 9989.565 | 9989.565 |  | 0 | 0
3 | 28 | 7 | 22070.17 | 22002.808 | 21721.316 | 21390.682 | 21227.873 |  | 0 | 0
3 | 28 | 8 | 173023.019 | 172561.165 | 143068.269 | 97624.041 | 64488.307 |  | 0 | 0
3 | 28 | 9 | 92894.825 | 94529.126 | 90538.593 | 83251.935 | 76722.788 |  | 0 | 0
3 | 28 | 10 | 116053.535 | 120282.081 | 118100.402 | 110776.99 | 102586.518 |  | 0 | 0
3 | 28 | 11 | 168037.692 | 181383.72 | 183604.845 | 173428.685 | 156712.764 |  | 0 | 0
3 | 28 | 12 | 53930.369 | 54725.104 | 55171.192 | 55007.271 | 54329.384 |  | 0 | 0
3 | 28 | 13 | 47953.31 | 48603.548 | 49158.94 | 49294.084 | 48929.79 |  | 0 | 0
3 | 28 | 14 | 33695.846 | 33861.681 | 34046.515 | 34142.066 | 34092.349 |  | 0 | 0
3 | 28 | 15 | 40841.934 | 41498.428 | 42408.172 | 43038.237 | 43019.389 |  | 0 | 0
3 | 28 | 16 | 15755.235 | 15755.235 | 15755.235 | 15755.235 | 15755.235 |  | 0 | 0
3 | 28 | 17 | 0 | 0 | 0 | 0 | 0 |  | 0 | 0
3 | 28 | 18 | 0 | 0 | 0 | 0 | 0 |  | 0 | 0
3 | 28 | 19 | 0 | 0 | 0 | 0 | 0 |  | 0 | 0
3 | 28 | 20 | 0 | 0 | 0 | 0 | 0 |  | 0 | 0
3 | 28 | 21 | 0 | 0 | 0 | 0 | 0 |  | 0 | 0
3 | 28 | 22 | 0 | 0 | 0 | 0 | 0 |  | 0 | 0
3 | 28 | 23 | 0 | 0 | 0 | 0 | 0 |  | 0 | 0
3 | 29 | 0 | 0 | 0 | 0 | 0 | 0 |  | 0 | 0
3 | 29 | 1 | 0 | 0 | 0 | 0 | 0 |  | 0 | 0
3 | 29 | 2 | 0 | 0 | 0 | 0 | 0 |  | 0 | 0
3 | 29 | 3 | 0 | 0 | 0 | 0 | 0 |  | 0 | 0
3 | 29 | 4 | 0 | 0 | 0 | 0 | 0 |  | 0 | 0
3 | 29 | 5 | 0 | 0 | 0 | 0 | 0 |  | 0 | 0
3 | 29 | 6 | 59608.871 | 55031.272 | 20459.419 | 8053.466 | 8053.466 |  | 0 | 0
3 | 29 | 7 | 183186.268 | 169955.151 | 108869.834 | 34768.111 | 13766.929 |  | 0 | 0
3 | 29 | 8 | 243942.377 | 242922.363 | 196037.843 | 120576.21 | 63791.097 |  | 0 | 0
3 | 29 | 9 | 273893.245 | 285667.521 | 255832.713 | 199137.528 | 142264.733 |  | 0 | 0
3 | 29 | 10 | 283833.004 | 306932.453 | 294895.673 | 253466.058 | 204735.436 |  | 0 | 0
3 | 29 | 11 | 275660.691 | 308578.783 | 313914.475 | 289113.394 | 246621.327 |  | 0 | 0
3 | 29 | 12 | 249601.675 | 290203.416 | 312027.067 | 304300.255 | 270697.394 |  | 0 | 0
3 | 29 | 13 | 207523.362 | 253671.957 | 290978.226 | 299957.291 | 276437.867 |  | 0 | 0
3 | 29 | 14 | 130212.688 | 165368.843 | 201228.564 | 219372.795 | 210342.279 |  | 0 | 0
3 | 29 | 15 | 74670.054 | 99446.023 | 131544.665 | 152187.074 | 151779.376 |  | 0 | 0
3 | 29 | 16 | 0 | 0 | 0 | 0 | 0 |  | 0 | 0
3 | 29 | 17 | 13562.88 | 13562.88 | 15815.086 | 19699.199 | 20670.044 |  | 0 | 0
3 | 29 | 18 | 0 | 0 | 0 | 0 | 0 |  | 0 | 0
3 | 29 | 19 | 0 | 0 | 0 | 0 | 0 |  | 0 | 0
3 | 29 | 20 | 0 | 0 | 0 | 0 | 0 |  | 0 | 0
3 | 29 | 21 | 0 | 0 | 0 | 0 | 0 |  | 0 | 0
3 | 29 | 22 | 0 | 0 | 0 | 0 | 0 |  | 0 | 0
3 | 29 | 23 | 0 | 0 | 0 | 0 | 0 |  | 0 | 0
3 | 30 | 0 | 0 | 0 | 0 | 0 | 0 |  | 0 | 0
3 | 30 | 1 | 0 | 0 | 0 | 0 | 0 |  | 0 | 0
3 | 30 | 2 | 0 | 0 | 0 | 0 | 0 |  | 0 | 0
3 | 30 | 3 | 0 | 0 | 0 | 0 | 0 |  | 0 | 0
3 | 30 | 4 | 0 | 0 | 0 | 0 | 0 |  | 0 | 0
3 | 30 | 5 | 0 | 0 | 0 | 0 | 0 |  | 0 | 0
3 | 30 | 6 | 3850.528 | 3850.528 | 3850.528 | 3850.528 | 3850.528 |  | 0 | 0
3 | 30 | 7 | 20345.189 | 20324.711 | 20242.357 | 20146.378 | 20095.799 |  | 0 | 0
3 | 30 | 8 | 23159.12 | 23159.12 | 23159.12 | 23159.12 | 23159.12 |  | 0 | 0
3 | 30 | 9 | 218265.129 | 226524.848 | 205165.372 | 166062.853 | 129355.094 |  | 0 | 0
3 | 30 | 10 | 302688.948 | 328857.393 | 314928.472 | 268257.984 | 214888.296 |  | 0 | 0
3 | 30 | 11 | 296008.736 | 333428.094 | 339574.784 | 311177.275 | 263674.38 |  | 0 | 0
3 | 30 | 12 | 170037.983 | 187264.692 | 196973.909 | 193591.092 | 179050.815 |  | 0 | 0
3 | 30 | 13 | 223758.166 | 276574.104 | 320912.742 | 332084.711 | 304166.715 |  | 0 | 0
3 | 30 | 14 | 130646.69 | 159401.426 | 189918.44 | 205847.363 | 198199.19 |  | 0 | 0
3 | 30 | 15 | 57175.815 | 59695.892 | 63136.739 | 65484.309 | 65460.643 |  | 0 | 0
3 | 30 | 16 | 16681.218 | 16681.218 | 16681.218 | 16681.218 | 16681.218 |  | 0 | 0
3 | 30 | 17 | 602.708 | 602.708 | 602.708 | 602.708 | 602.708 |  | 0 | 0
3 | 30 | 18 | 0 | 0 | 0 | 0 | 0 |  | 0 | 0
3 | 30 | 19 | 0 | 0 | 0 | 0 | 0 |  | 0 | 0
3 | 30 | 20 | 0 | 0 | 0 | 0 | 0 |  | 0 | 0
3 | 30 | 21 | 0 | 0 | 0 | 0 | 0 |  | 0 | 0
3 | 30 | 22 | 0 | 0 | 0 | 0 | 0 |  | 0 | 0
3 | 30 | 23 | 0 | 0 | 0 | 0 | 0 |  | 0 | 0
3 | 31 | 0 | 0 | 0 | 0 | 0 | 0 |  | 0 | 0
3 | 31 | 1 | 0 | 0 | 0 | 0 | 0 |  | 0 | 0
3 | 31 | 2 | 0 | 0 | 0 | 0 | 0 |  | 0 | 0
3 | 31 | 3 | 0 | 0 | 0 | 0 | 0 |  | 0 | 0
3 | 31 | 4 | 0 | 0 | 0 | 0 | 0 |  | 0 | 0
3 | 31 | 5 | 0 | 0 | 0 | 0 | 0 |  | 0 | 0
3 | 31 | 6 | 0 | 0 | 0 | 0 | 0 |  | 0 | 0
3 | 31 | 7 | 8393.163 | 8393.163 | 8393.163 | 8393.163 | 8393.163 |  | 0 | 0
3 | 31 | 8 | 27712.954 | 27711.359 | 27665.785 | 27602.93 | 27559.614 |  | 0 | 0
3 | 31 | 9 | 25587.619 | 25587.619 | 25587.619 | 25587.619 | 25587.619 |  | 0 | 0
3 | 31 | 10 | 23906.696 | 23906.696 | 23906.696 | 23906.696 | 23906.696 |  | 0 | 0
3 | 31 | 11 | 43920.246 | 44137.496 | 44173.669 | 44007.574 | 43736.515 |  | 0 | 0
3 | 31 | 12 | 40695.021 | 40904.65 | 41024.178 | 40983.58 | 40806.641 |  | 0 | 0
3 | 31 | 13 | 118308.536 | 127829.584 | 136066.864 | 138227.943 | 133063.353 |  | 0 | 0
3 | 31 | 14 | 37117.831 | 37328.21 | 37566.954 | 37694.203 | 37635.404 |  | 0 | 0
3 | 31 | 15 | 57763.165 | 60413.966 | 64047.983 | 66539.118 | 66538.236 |  | 0 | 0
3 | 31 | 16 | 29274.61 | 53368.008 | 111561.169 | 157303.547 | 167068.693 |  | 0 | 0
3 | 31 | 17 | 15425.648 | 15425.648 | 29762.085 | 59777.979 | 64964.268 |  | 0 | 0
3 | 31 | 18 | 0 | 0 | 0 | 0 | 0 |  | 0 | 0
3 | 31 | 19 | 0 | 0 | 0 | 0 | 0 |  | 0 | 0
3 | 31 | 20 | 0 | 0 | 0 | 0 | 0 |  | 0 | 0
3 | 31 | 21 | 0 | 0 | 0 | 0 | 0 |  | 0 | 0
3 | 31 | 22 | 0 | 0 | 0 | 0 | 0 |  | 0 | 0
3 | 31 | 23 | 0 | 0 | 0 | 0 | 0 |  | 0 | 0
4 | 1 | 0 | 0 | 0 | 0 | 0 | 0 |  | 0 | 0
4 | 1 | 1 | 0 | 0 | 0 | 0 | 0 |  | 0 | 0
4 | 1 | 2 | 0 | 0 | 0 | 0 | 0 |  | 0 | 0
4 | 1 | 3 | 0 | 0 | 0 | 0 | 0 |  | 0 | 0
4 | 1 | 4 | 0 | 0 | 0 | 0 | 0 |  | 0 | 0
4 | 1 | 5 | 0 | 0 | 0 | 0 | 0 |  | 0 | 0
4 | 1 | 6 | 0 | 0 | 0 | 0 | 0 |  | 0 | 0
4 | 1 | 7 | 20700.156 | 20681.831 | 20610.792 | 20528.657 | 20483.537 |  | 0 | 0
4 | 1 | 8 | 27848.235 | 27845.814 | 27787.242 | 27706.833 | 27651.689 |  | 0 | 0
4 | 1 | 9 | 99397.875 | 100931.762 | 96747.254 | 89275.81 | 82704.801 |  | 0 | 0
4 | 1 | 10 | 159838.306 | 167531.48 | 163276.391 | 149496.198 | 134153.946 |  | 0 | 0
4 | 1 | 11 | 75857.618 | 77185.78 | 77406.621 | 76390.963 | 74733.083 |  | 0 | 0
4 | 1 | 12 | 256030.882 | 296691.903 | 319379.756 | 311935.599 | 278272.588 |  | 0 | 0
4 | 1 | 13 | 156787.754 | 177152.685 | 194737.52 | 199443.82 | 188619.231 |  | 0 | 0
4 | 1 | 14 | 157475.594 | 208184.398 | 260920.735 | 288475.694 | 276331.242 |  | 0 | 0
4 | 1 | 15 | 84750.475 | 134100.443 | 197922.425 | 238909.575 | 239283.111 |  | 0 | 0
4 | 1 | 16 | 37178.252 | 48384.715 | 74462.119 | 95511.501 | 100226.479 |  | 0 | 0
4 | 1 | 17 | 13416.429 | 13416.429 | 32170.824 | 71932.551 | 79238.636 |  | 0 | 0
4 | 1 | 18 | 0 | 0 | 0 | 0 | 0 |  | 0 | 0
4 | 1 | 19 | 0 | 0 | 0 | 0 | 0 |  | 0 | 0
4 | 1 | 20 | 0 | 0 | 0 | 0 | 0 |  | 0 | 0
4 | 1 | 21 | 0 | 0 | 0 | 0 | 0 |  | 0 | 0
4 | 1 | 22 | 0 | 0 | 0 | 0 | 0 |  | 0 | 0
4 | 1 | 23 | 0 | 0 | 0 | 0 | 0 |  | 0 | 0
4 | 2 | 0 | 0 | 0 | 0 | 0 | 0 |  | 0 | 0
4 | 2 | 1 | 0 | 0 | 0 | 0 | 0 |  | 0 | 0
4 | 2 | 2 | 0 | 0 | 0 | 0 | 0 |  | 0 | 0
4 | 2 | 3 | 0 | 0 | 0 | 0 | 0 |  | 0 | 0
4 | 2 | 4 | 0 | 0 | 0 | 0 | 0 |  | 0 | 0
4 | 2 | 5 | 0 | 0 | 0 | 0 | 0 |  | 0 | 0
4 | 2 | 6 | 83886.156 | 78155.423 | 26038.001 | 7590.665 | 7590.665 |  | 0 | 0
4 | 2 | 7 | 201556.636 | 186068.628 | 120092.367 | 39819.534 | 13687.417 |  | 0 | 0
4 | 2 | 8 | 263303.398 | 260907.442 | 209750.189 | 130354.76 | 71454.021 |  | 0 | 0
4 | 2 | 9 | 298540.651 | 310504.879 | 276660.293 | 214820.964 | 155694.51 |  | 0 | 0
4 | 2 | 10 | 311449.603 | 336880.739 | 322604.847 | 276069.018 | 223114.204 |  | 0 | 0
4 | 2 | 11 | 302446.21 | 339456.544 | 345503.778 | 317412.921 | 270296.85 |  | 0 | 0
4 | 2 | 12 | 272993.594 | 318775.719 | 344463.596 | 336273.371 | 298514.783 |  | 0 | 0
4 | 2 | 13 | 226885.516 | 278359.675 | 322130.757 | 333969.931 | 307695.43 |  | 0 | 0
4 | 2 | 14 | 162481.482 | 218908.016 | 277640.086 | 308610.878 | 295529.552 |  | 0 | 0
4 | 2 | 15 | 81420.01 | 137486.136 | 210042.941 | 256665.8 | 257525.049 |  | 0 | 0
4 | 2 | 16 | 18358.585 | 48906.92 | 124365.381 | 183595.594 | 196828.116 |  | 0 | 0
4 | 2 | 17 | 10868.448 | 10868.448 | 33335.372 | 82429.577 | 91751.284 |  | 0 | 0
4 | 2 | 18 | 0 | 0 | 0 | 0 | 0 |  | 0 | 0
4 | 2 | 19 | 0 | 0 | 0 | 0 | 0 |  | 0 | 0
4 | 2 | 20 | 0 | 0 | 0 | 0 | 0 |  | 0 | 0
4 | 2 | 21 | 0 | 0 | 0 | 0 | 0 |  | 0 | 0
4 | 2 | 22 | 0 | 0 | 0 | 0 | 0 |  | 0 | 0
4 | 2 | 23 | 0 | 0 | 0 | 0 | 0 |  | 0 | 0
4 | 3 | 0 | 0 | 0 | 0 | 0 | 0 |  | 0 | 0
4 | 3 | 1 | 0 | 0 | 0 | 0 | 0 |  | 0 | 0
4 | 3 | 2 | 0 | 0 | 0 | 0 | 0 |  | 0 | 0
4 | 3 | 3 | 0 | 0 | 0 | 0 | 0 |  | 0 | 0
4 | 3 | 4 | 0 | 0 | 0 | 0 | 0 |  | 0 | 0
4 | 3 | 5 | 0 | 0 | 0 | 0 | 0 |  | 0 | 0
4 | 3 | 6 | 85904.442 | 79814.413 | 28036.266 | 9388.12 | 9388.12 |  | 0 | 0
4 | 3 | 7 | 200575.803 | 185151.613 | 120777.653 | 42310.989 | 15481.121 |  | 0 | 0
4 | 3 | 8 | 259636.133 | 257027.211 | 207781.971 | 131886.911 | 75672.075 |  | 0 | 0
4 | 3 | 9 | 293110.722 | 304449.768 | 271400.29 | 211407.779 | 154702.817 |  | 0 | 0
4 | 3 | 10 | 303024.729 | 327173.008 | 313365.73 | 268855.013 | 218439.631 |  | 0 | 0
4 | 3 | 11 | 293271.789 | 328436.731 | 334183.074 | 307464.147 | 262763.062 |  | 0 | 0
4 | 3 | 12 | 266881.221 | 310140.021 | 334610.937 | 327030.553 | 291435.992 |  | 0 | 0
4 | 3 | 13 | 224674.996 | 274064.024 | 316457.137 | 328221.368 | 303129.372 |  | 0 | 0
4 | 3 | 14 | 160875.569 | 215559.292 | 273360.712 | 304256.297 | 291750.186 |  | 0 | 0
4 | 3 | 15 | 81652.722 | 136242.972 | 207873.995 | 254638.436 | 255933.824 |  | 0 | 0
4 | 3 | 16 | 20433.353 | 50019.05 | 122982.773 | 181100.192 | 194530.288 |  | 0 | 0
4 | 3 | 17 | 11989.995 | 11989.995 | 33299.038 | 79609.542 | 89500.479 |  | 0 | 0
4 | 3 | 18 | 0 | 0 | 0 | 0 | 0 |  | 0 | 0
4 | 3 | 19 | 0 | 0 | 0 | 0 | 0 |  | 0 | 0
4 | 3 | 20 | 0 | 0 | 0 | 0 | 0 |  | 0 | 0
4 | 3 | 21 | 0 | 0 | 0 | 0 | 0 |  | 0 | 0
4 | 3 | 22 | 0 | 0 | 0 | 0 | 0 |  | 0 | 0
4 | 3 | 23 | 0 | 0 | 0 | 0 | 0 |  | 0 | 0
4 | 4 | 0 | 0 | 0 | 0 | 0 | 0 |  | 0 | 0
4 | 4 | 1 | 0 | 0 | 0 | 0 | 0 |  | 0 | 0
4 | 4 | 2 | 0 | 0 | 0 | 0 | 0 |  | 0 | 0
4 | 4 | 3 | 0 | 0 | 0 | 0 | 0 |  | 0 | 0
4 | 4 | 4 | 0 | 0 | 0 | 0 | 0 |  | 0 | 0
4 | 4 | 5 | 0 | 0 | 0 | 0 | 0 |  | 0 | 0
4 | 4 | 6 | 88032.561 | 80477.103 | 28851.087 | 9659.663 | 9659.663 |  | 0 | 0
4 | 4 | 7 | 202728.973 | 186903.475 | 122150.521 | 43294.359 | 15550.403 |  | 0 | 0
4 | 4 | 8 | 265492.124 | 262519.53 | 212214.279 | 135149.66 | 78157.079 |  | 0 | 0
4 | 4 | 9 | 298642.109 | 309714.411 | 276413.335 | 216175.304 | 159494.867 |  | 0 | 0
4 | 4 | 10 | 309009.412 | 332622.477 | 318876.913 | 274906.558 | 225081.739 |  | 0 | 0
4 | 4 | 11 | 300023.821 | 334584.884 | 340212.032 | 313968.901 | 269907.312 |  | 0 | 0
4 | 4 | 12 | 271202.703 | 314201.388 | 338550.605 | 331242.549 | 296098.373 |  | 0 | 0
4 | 4 | 13 | 226603.251 | 275180.23 | 316904.327 | 328711.189 | 304467.022 |  | 0 | 0
4 | 4 | 14 | 162707.979 | 216826.667 | 274047.806 | 304735.799 | 292869.598 |  | 0 | 0
4 | 4 | 15 | 83009.172 | 138554.243 | 211022.48 | 258062.384 | 259785.164 |  | 0 | 0
4 | 4 | 16 | 17058.044 | 48628.501 | 126146.667 | 187099.396 | 201370.849 |  | 0 | 0
4 | 4 | 17 | 9596.956 | 9596.956 | 34411.722 | 88464.2 | 100717.562 |  | 0 | 0
4 | 4 | 18 | 0 | 0 | 0 | 0 | 0 |  | 0 | 0
4 | 4 | 19 | 0 | 0 | 0 | 0 | 0 |  | 0 | 0
4 | 4 | 20 | 0 | 0 | 0 | 0 | 0 |  | 0 | 0
4 | 4 | 21 | 0 | 0 | 0 | 0 | 0 |  | 0 | 0
4 | 4 | 22 | 0 | 0 | 0 | 0 | 0 |  | 0 | 0
4 | 4 | 23 | 0 | 0 | 0 | 0 | 0 |  | 0 | 0
4 | 5 | 0 | 0 | 0 | 0 | 0 | 0 |  | 0 | 0
4 | 5 | 1 | 0 | 0 | 0 | 0 | 0 |  | 0 | 0
4 | 5 | 2 | 0 | 0 | 0 | 0 | 0 |  | 0 | 0
4 | 5 | 3 | 0 | 0 | 0 | 0 | 0 |  | 0 | 0
4 | 5 | 4 | 0 | 0 | 0 | 0 | 0 |  | 0 | 0
4 | 5 | 5 | 0 | 0 | 0 | 0 | 0 |  | 0 | 0
4 | 5 | 6 | 92043.168 | 82883.897 | 29530.398 | 9143.744 | 9143.744 |  | 0 | 0
4 | 5 | 7 | 200067.856 | 184457.929 | 121324.128 | 43812.366 | 16039.116 |  | 0 | 0
4 | 5 | 8 | 258309.253 | 255167.66 | 206748.115 | 132272.395 | 76845.777 |  | 0 | 0
4 | 5 | 9 | 288338.135 | 298380.453 | 267145.061 | 210538.49 | 157061.357 |  | 0 | 0
4 | 5 | 10 | 299849.31 | 322039.98 | 308892.763 | 267037.143 | 219390.091 |  | 0 | 0
4 | 5 | 11 | 291447.011 | 324150.476 | 329450.933 | 304642.734 | 262788.718 |  | 0 | 0
4 | 5 | 12 | 238949.342 | 273357.972 | 292994.083 | 287279.025 | 259231.49 |  | 0 | 0
4 | 5 | 13 | 188971.37 | 223091.184 | 252788.833 | 261423.74 | 244381.336 |  | 0 | 0
4 | 5 | 14 | 145111.502 | 182679.622 | 223381.377 | 245577.769 | 237362.702 |  | 0 | 0
4 | 5 | 15 | 81580.733 | 113603.299 | 156739.902 | 185780.57 | 187112.789 |  | 0 | 0
4 | 5 | 16 | 33255.463 | 50219.918 | 90479.333 | 123096.433 | 131100.027 |  | 0 | 0
4 | 5 | 17 | 16113.953 | 16113.953 | 27412.738 | 49628.413 | 55884.372 |  | 0 | 0
4 | 5 | 18 | 0 | 0 | 0 | 0 | 0 |  | 0 | 0
4 | 5 | 19 | 0 | 0 | 0 | 0 | 0 |  | 0 | 0
4 | 5 | 20 | 0 | 0 | 0 | 0 | 0 |  | 0 | 0
4 | 5 | 21 | 0 | 0 | 0 | 0 | 0 |  | 0 | 0
4 | 5 | 22 | 0 | 0 | 0 | 0 | 0 |  | 0 | 0
4 | 5 | 23 | 0 | 0 | 0 | 0 | 0 |  | 0 | 0
4 | 6 | 0 | 0 | 0 | 0 | 0 | 0 |  | 0 | 0
4 | 6 | 1 | 0 | 0 | 0 | 0 | 0 |  | 0 | 0
4 | 6 | 2 | 0 | 0 | 0 | 0 | 0 |  | 0 | 0
4 | 6 | 3 | 0 | 0 | 0 | 0 | 0 |  | 0 | 0
4 | 6 | 4 | 0 | 0 | 0 | 0 | 0 |  | 0 | 0
4 | 6 | 5 | 0 | 0 | 0 | 0 | 0 |  | 0 | 0
4 | 6 | 6 | 8033.904 | 8033.904 | 8033.904 | 8033.904 | 8033.904 |  | 0 | 0
4 | 6 | 7 | 91611.611 | 86747.853 | 68312.029 | 46623.479 | 37789.75 |  | 0 | 0
4 | 6 | 8 | 107769.093 | 107031.972 | 96846.403 | 82432.154 | 72351.678 |  | 0 | 0
4 | 6 | 9 | 95528.644 | 96736.173 | 92896.446 | 86246.27 | 80562.455 |  | 0 | 0
4 | 6 | 10 | 162837.176 | 170202.424 | 165739.405 | 151996.227 | 136927.352 |  | 0 | 0
4 | 6 | 11 | 277675.306 | 308566.986 | 313588.027 | 290091.31 | 250757.871 |  | 0 | 0
4 | 6 | 12 | 250645.069 | 289435.156 | 311666.858 | 305404.194 | 273939.028 |  | 0 | 0
4 | 6 | 13 | 209220.568 | 251900.809 | 289006.669 | 299981.192 | 279111.08 |  | 0 | 0
4 | 6 | 14 | 151728.394 | 198386.41 | 248648.66 | 276104.426 | 266424.129 |  | 0 | 0
4 | 6 | 15 | 82221.9 | 128215.386 | 189211.473 | 229538.833 | 231729.585 |  | 0 | 0
4 | 6 | 16 | 26622.762 | 51509.002 | 111269.62 | 159021.033 | 170841.287 |  | 0 | 0
4 | 6 | 17 | 14608.861 | 14608.861 | 32277.458 | 68425.026 | 78678.023 |  | 0 | 0
4 | 6 | 18 | 0 | 0 | 0 | 0 | 0 |  | 0 | 0
4 | 6 | 19 | 0 | 0 | 0 | 0 | 0 |  | 0 | 0
4 | 6 | 20 | 0 | 0 | 0 | 0 | 0 |  | 0 | 0
4 | 6 | 21 | 0 | 0 | 0 | 0 | 0 |  | 0 | 0
4 | 6 | 22 | 0 | 0 | 0 | 0 | 0 |  | 0 | 0
4 | 6 | 23 | 0 | 0 | 0 | 0 | 0 |  | 0 | 0
4 | 7 | 0 | 0 | 0 | 0 | 0 | 0 |  | 0 | 0
4 | 7 | 1 | 0 | 0 | 0 | 0 | 0 |  | 0 | 0
4 | 7 | 2 | 0 | 0 | 0 | 0 | 0 |  | 0 | 0
4 | 7 | 3 | 0 | 0 | 0 | 0 | 0 |  | 0 | 0
4 | 7 | 4 | 0 | 0 | 0 | 0 | 0 |  | 0 | 0
4 | 7 | 5 | 0 | 0 | 0 | 0 | 0 |  | 0 | 0
4 | 7 | 6 | 63831.925 | 56628.179 | 28505.684 | 16229.698 | 16229.698 |  | 0 | 0
4 | 7 | 7 | 161068.031 | 149497.525 | 105031.303 | 51107.581 | 30040.513 |  | 0 | 0
4 | 7 | 8 | 160327.875 | 158549.039 | 135685.878 | 102444.496 | 78642.181 |  | 0 | 0
4 | 7 | 9 | 227730.082 | 234386.125 | 212303.368 | 172934.848 | 136858.393 |  | 0 | 0
4 | 7 | 10 | 237117.074 | 252059.044 | 242860.801 | 214279.645 | 182142.149 |  | 0 | 0
4 | 7 | 11 | 217666.47 | 236680.081 | 239776.114 | 225280.551 | 201168.799 |  | 0 | 0
4 | 7 | 12 | 199913.045 | 222892.028 | 236266.88 | 232612.362 | 213931.472 |  | 0 | 0
4 | 7 | 13 | 181987.51 | 212395.621 | 239235.655 | 247394.561 | 232474.62 |  | 0 | 0
4 | 7 | 14 | 108482.041 | 120467.508 | 134148.834 | 141901.428 | 139277.889 |  | 0 | 0
4 | 7 | 15 | 82215.211 | 114632.067 | 158805.613 | 188916.787 | 190827.068 |  | 0 | 0
4 | 7 | 16 | 34588.976 | 50454.788 | 87894.46 | 118655.389 | 126598.103 |  | 0 | 0
4 | 7 | 17 | 5902.606 | 5902.606 | 5902.606 | 5902.606 | 5902.606 |  | 0 | 0
4 | 7 | 18 | 0 | 0 | 0 | 0 | 0 |  | 0 | 0
4 | 7 | 19 | 0 | 0 | 0 | 0 | 0 |  | 0 | 0
4 | 7 | 20 | 0 | 0 | 0 | 0 | 0 |  | 0 | 0
4 | 7 | 21 | 0 | 0 | 0 | 0 | 0 |  | 0 | 0
4 | 7 | 22 | 0 | 0 | 0 | 0 | 0 |  | 0 | 0
4 | 7 | 23 | 0 | 0 | 0 | 0 | 0 |  | 0 | 0
4 | 8 | 0 | 0 | 0 | 0 | 0 | 0 |  | 0 | 0
4 | 8 | 1 | 0 | 0 | 0 | 0 | 0 |  | 0 | 0
4 | 8 | 2 | 0 | 0 | 0 | 0 | 0 |  | 0 | 0
4 | 8 | 3 | 0 | 0 | 0 | 0 | 0 |  | 0 | 0
4 | 8 | 4 | 0 | 0 | 0 | 0 | 0 |  | 0 | 0
4 | 8 | 5 | 0 | 0 | 0 | 0 | 0 |  | 0 | 0
4 | 8 | 6 | 81839.621 | 71037.291 | 31146.273 | 13928.863 | 13928.863 |  | 0 | 0
4 | 8 | 7 | 192931.844 | 177605.426 | 119861.739 | 50456.8 | 23799.084 |  | 0 | 0
4 | 8 | 8 | 265806.281 | 261636.709 | 211724.993 | 138005.588 | 84525.085 |  | 0 | 0
4 | 8 | 9 | 304392.817 | 314326.697 | 280296.978 | 220491.449 | 166230.073 |  | 0 | 0
4 | 8 | 10 | 315467.324 | 338282.448 | 323957.051 | 280093.578 | 231272.072 |  | 0 | 0
4 | 8 | 11 | 306174.84 | 340179.791 | 345695.055 | 319777.963 | 276545.225 |  | 0 | 0
4 | 8 | 12 | 276268.613 | 318551.185 | 343139.071 | 336659.115 | 302570.59 |  | 0 | 0
4 | 8 | 13 | 229658.86 | 276994.296 | 318820.881 | 331759.078 | 308957.953 |  | 0 | 0
4 | 8 | 14 | 166378.856 | 218709.394 | 276172.464 | 308298.008 | 298007.445 |  | 0 | 0
4 | 8 | 15 | 87431.134 | 139923.099 | 210565.236 | 258050.467 | 261455.103 |  | 0 | 0
4 | 8 | 16 | 21039.481 | 51659.59 | 126320.595 | 186490.474 | 202045.983 |  | 0 | 0
4 | 8 | 17 | 11930.036 | 11930.036 | 36130.983 | 87617.173 | 103493.341 |  | 0 | 0
4 | 8 | 18 | 0 | 0 | 0 | 0 | 0 |  | 0 | 0
4 | 8 | 19 | 0 | 0 | 0 | 0 | 0 |  | 0 | 0
4 | 8 | 20 | 0 | 0 | 0 | 0 | 0 |  | 0 | 0
4 | 8 | 21 | 0 | 0 | 0 | 0 | 0 |  | 0 | 0
4 | 8 | 22 | 0 | 0 | 0 | 0 | 0 |  | 0 | 0
4 | 8 | 23 | 0 | 0 | 0 | 0 | 0 |  | 0 | 0
4 | 9 | 0 | 0 | 0 | 0 | 0 | 0 |  | 0 | 0
4 | 9 | 1 | 0 | 0 | 0 | 0 | 0 |  | 0 | 0
4 | 9 | 2 | 0 | 0 | 0 | 0 | 0 |  | 0 | 0
4 | 9 | 3 | 0 | 0 | 0 | 0 | 0 |  | 0 | 0
4 | 9 | 4 | 0 | 0 | 0 | 0 | 0 |  | 0 | 0
4 | 9 | 5 | 0 | 0 | 0 | 0 | 0 |  | 0 | 0
4 | 9 | 6 | 92851.485 | 79539.663 | 33234.427 | 13101.787 | 13101.787 |  | 0 | 0
4 | 9 | 7 | 193225.534 | 177868.463 | 120408.28 | 50425.693 | 23019.59 |  | 0 | 0
4 | 9 | 8 | 251406.931 | 247335.166 | 201576.979 | 133577.157 | 83865.629 |  | 0 | 0
4 | 9 | 9 | 280165.744 | 288482.264 | 258868.756 | 206481.248 | 158666.96 |  | 0 | 0
4 | 9 | 10 | 287534.041 | 306714.976 | 294461.095 | 256811.25 | 214215.349 |  | 0 | 0
4 | 9 | 11 | 277698.836 | 306097.084 | 310643.578 | 289095.248 | 252511.719 |  | 0 | 0
4 | 9 | 12 | 252137.132 | 288046.936 | 308677.853 | 303456.614 | 274964.294 |  | 0 | 0
4 | 9 | 13 | 196405.266 | 231319.591 | 262055.081 | 271694.672 | 255311.66 |  | 0 | 0
4 | 9 | 14 | 94460.499 | 102296.206 | 111460.707 | 116759.193 | 115135.157 |  | 0 | 0
4 | 9 | 15 | 59442.451 | 61975.643 | 65656.286 | 68336.128 | 68554.34 |  | 0 | 0
4 | 9 | 16 | 32958.814 | 33570.875 | 34735.296 | 35770.065 | 36068.831 |  | 0 | 0
4 | 9 | 17 | 17119.698 | 17119.698 | 18252.211 | 19975.7 | 20679.274 |  | 0 | 0
4 | 9 | 18 | 0 | 0 | 0 | 0 | 0 |  | 0 | 0
4 | 9 | 19 | 0 | 0 | 0 | 0 | 0 |  | 0 | 0
4 | 9 | 20 | 0 | 0 | 0 | 0 | 0 |  | 0 | 0
4 | 9 | 21 | 0 | 0 | 0 | 0 | 0 |  | 0 | 0
4 | 9 | 22 | 0 | 0 | 0 | 0 | 0 |  | 0 | 0
4 | 9 | 23 | 0 | 0 | 0 | 0 | 0 |  | 0 | 0
4 | 10 | 0 | 0 | 0 | 0 | 0 | 0 |  | 0 | 0
4 | 10 | 1 | 0 | 0 | 0 | 0 | 0 |  | 0 | 0
4 | 10 | 2 | 0 | 0 | 0 | 0 | 0 |  | 0 | 0
4 | 10 | 3 | 0 | 0 | 0 | 0 | 0 |  | 0 | 0
4 | 10 | 4 | 0 | 0 | 0 | 0 | 0 |  | 0 | 0
4 | 10 | 5 | 0 | 0 | 0 | 0 | 0 |  | 0 | 0
4 | 10 | 6 | 0 | 0 | 0 | 0 | 0 |  | 0 | 0
4 | 10 | 7 | 11836.479 | 11836.479 | 11836.479 | 11836.479 | 11836.479 |  | 0 | 0
4 | 10 | 8 | 13508.515 | 13508.515 | 13508.515 | 13508.515 | 13508.515 |  | 0 | 0
4 | 10 | 9 | 74800.499 | 75180.904 | 73792.112 | 71446.266 | 69481.989 |  | 0 | 0
4 | 10 | 10 | 36367.642 | 36435.495 | 36391.088 | 36260.438 | 36120.079 |  | 0 | 0
4 | 10 | 11 | 171218.894 | 182011.105 | 183770.37 | 175494.588 | 161925.75 |  | 0 | 0
4 | 10 | 12 | 140116.855 | 148738.459 | 153907.183 | 152632.278 | 145649.221 |  | 0 | 0
4 | 10 | 13 | 90616.05 | 93419.54 | 95998.913 | 96845.472 | 95464.868 |  | 0 | 0
4 | 10 | 14 | 63745.616 | 65239.519 | 67016.158 | 68057.544 | 67754.13 |  | 0 | 0
4 | 10 | 15 | 85693.206 | 107416.641 | 138216.855 | 160111.298 | 162067.891 |  | 0 | 0
4 | 10 | 16 | 41485.971 | 43532.471 | 47985.814 | 51826.342 | 52920.215 |  | 0 | 0
4 | 10 | 17 | 17806.172 | 17806.172 | 20706.525 | 25596.297 | 27518.337 |  | 0 | 0
4 | 10 | 18 | 0 | 0 | 0 | 0 | 0 |  | 0 | 0
4 | 10 | 19 | 0 | 0 | 0 | 0 | 0 |  | 0 | 0
4 | 10 | 20 | 0 | 0 | 0 | 0 | 0 |  | 0 | 0
4 | 10 | 21 | 0 | 0 | 0 | 0 | 0 |  | 0 | 0
4 | 10 | 22 | 0 | 0 | 0 | 0 | 0 |  | 0 | 0
4 | 10 | 23 | 0 | 0 | 0 | 0 | 0 |  | 0 | 0
4 | 11 | 0 | 0 | 0 | 0 | 0 | 0 |  | 0 | 0
4 | 11 | 1 | 0 | 0 | 0 | 0 | 0 |  | 0 | 0
4 | 11 | 2 | 0 | 0 | 0 | 0 | 0 |  | 0 | 0
4 | 11 | 3 | 0 | 0 | 0 | 0 | 0 |  | 0 | 0
4 | 11 | 4 | 0 | 0 | 0 | 0 | 0 |  | 0 | 0
4 | 11 | 5 | 0 | 0 | 0 | 0 | 0 |  | 0 | 0
4 | 11 | 6 | 95621.038 | 80456.17 | 36218.554 | 15770.836 | 15770.836 |  | 0 | 0
4 | 11 | 7 | 201897.052 | 185524.903 | 126659.443 | 55717.825 | 27335.361 |  | 0 | 0
4 | 11 | 8 | 267946.185 | 262986.734 | 214004.235 | 142881.012 | 91671.679 |  | 0 | 0
4 | 11 | 9 | 303750.451 | 312369.603 | 279431.057 | 222485.038 | 171940.261 |  | 0 | 0
4 | 11 | 10 | 317846.293 | 339483.911 | 325084.032 | 282218.656 | 234831.111 |  | 0 | 0
4 | 11 | 11 | 307901.187 | 340007.314 | 345171.337 | 320655.594 | 279747.861 |  | 0 | 0
4 | 11 | 12 | 279283.227 | 319712.795 | 343581.375 | 337946.242 | 305800.457 |  | 0 | 0
4 | 11 | 13 | 233394.428 | 279992.813 | 321808.325 | 335511.28 | 313902.388 |  | 0 | 0
4 | 11 | 14 | 171697.956 | 221653.937 | 277781.751 | 309951.88 | 301146.021 |  | 0 | 0
4 | 11 | 15 | 93160.66 | 144316.2 | 214407.073 | 262428.758 | 267061.939 |  | 0 | 0
4 | 11 | 16 | 33176.231 | 53040.32 | 100184.322 | 139507.266 | 150533.346 |  | 0 | 0
4 | 11 | 17 | 15821.323 | 15821.323 | 28812.614 | 54719.13 | 64441.47 |  | 0 | 0
4 | 11 | 18 | 0 | 0 | 0 | 0 | 0 |  | 0 | 0
4 | 11 | 19 | 0 | 0 | 0 | 0 | 0 |  | 0 | 0
4 | 11 | 20 | 0 | 0 | 0 | 0 | 0 |  | 0 | 0
4 | 11 | 21 | 0 | 0 | 0 | 0 | 0 |  | 0 | 0
4 | 11 | 22 | 0 | 0 | 0 | 0 | 0 |  | 0 | 0
4 | 11 | 23 | 0 | 0 | 0 | 0 | 0 |  | 0 | 0
4 | 12 | 0 | 0 | 0 | 0 | 0 | 0 |  | 0 | 0
4 | 12 | 1 | 0 | 0 | 0 | 0 | 0 |  | 0 | 0
4 | 12 | 2 | 0 | 0 | 0 | 0 | 0 |  | 0 | 0
4 | 12 | 3 | 0 | 0 | 0 | 0 | 0 |  | 0 | 0
4 | 12 | 4 | 0 | 0 | 0 | 0 | 0 |  | 0 | 0
4 | 12 | 5 | 0 | 0 | 0 | 0 | 0 |  | 0 | 0
4 | 12 | 6 | 5104.601 | 5104.601 | 5104.601 | 5104.601 | 5104.601 |  | 0 | 0
4 | 12 | 7 | 40184.081 | 39800.407 | 38552.191 | 37171.077 | 36465.853 |  | 0 | 0
4 | 12 | 8 | 79961.321 | 79556.789 | 75841.347 | 70819.756 | 67430.191 |  | 0 | 0
4 | 12 | 9 | 90020.11 | 90561.576 | 88428.938 | 84869.084 | 81910.322 |  | 0 | 0
4 | 12 | 10 | 91543.545 | 92683.961 | 91907.666 | 89668.662 | 87277.552 |  | 0 | 0
4 | 12 | 11 | 124881.523 | 129803.161 | 130603.529 | 126816.813 | 120649.915 |  | 0 | 0
4 | 12 | 12 | 140817.714 | 149151.878 | 154210.8 | 153054.32 | 146353.201 |  | 0 | 0
4 | 12 | 13 | 109053.851 | 115650.286 | 121786.298 | 123877.736 | 120707.125 |  | 0 | 0
4 | 12 | 14 | 116691.17 | 128683.558 | 142941.922 | 151415.999 | 149204.479 |  | 0 | 0
4 | 12 | 15 | 77786.79 | 86804.309 | 100029.886 | 109751.17 | 110784.251 |  | 0 | 0
4 | 12 | 16 | 30643.024 | 53628.178 | 109055.746 | 155371.282 | 168571.784 |  | 0 | 0
4 | 12 | 17 | 18300.228 | 18300.228 | 26272.654 | 41385.446 | 47423.289 |  | 0 | 0
4 | 12 | 18 | 0 | 0 | 0 | 0 | 0 |  | 0 | 0
4 | 12 | 19 | 0 | 0 | 0 | 0 | 0 |  | 0 | 0
4 | 12 | 20 | 0 | 0 | 0 | 0 | 0 |  | 0 | 0
4 | 12 | 21 | 0 | 0 | 0 | 0 | 0 |  | 0 | 0
4 | 12 | 22 | 0 | 0 | 0 | 0 | 0 |  | 0 | 0
4 | 12 | 23 | 0 | 0 | 0 | 0 | 0 |  | 0 | 0
4 | 13 | 0 | 0 | 0 | 0 | 0 | 0 |  | 0 | 0
4 | 13 | 1 | 0 | 0 | 0 | 0 | 0 |  | 0 | 0
4 | 13 | 2 | 0 | 0 | 0 | 0 | 0 |  | 0 | 0
4 | 13 | 3 | 0 | 0 | 0 | 0 | 0 |  | 0 | 0
4 | 13 | 4 | 0 | 0 | 0 | 0 | 0 |  | 0 | 0
4 | 13 | 5 | 0 | 0 | 0 | 0 | 0 |  | 0 | 0
4 | 13 | 6 | 107161.75 | 87241.558 | 35650.183 | 11440.873 | 11440.873 |  | 0 | 0
4 | 13 | 7 | 186420.229 | 170973.364 | 117502.453 | 53738.841 | 27761.858 |  | 0 | 0
4 | 13 | 8 | 285363.225 | 279392.526 | 226611.797 | 150973.347 | 96896.026 |  | 0 | 0
4 | 13 | 9 | 269511.594 | 276320.852 | 248262.979 | 200872.38 | 160156.304 |  | 0 | 0
4 | 13 | 10 | 291966.262 | 310523.771 | 297655.074 | 260429.445 | 220046.215 |  | 0 | 0
4 | 13 | 11 | 324362.318 | 358541.858 | 364021.264 | 337833.461 | 294407.014 |  | 0 | 0
4 | 13 | 12 | 267227.725 | 305151.308 | 327965.276 | 322977.196 | 292923.112 |  | 0 | 0
4 | 13 | 13 | 213234.383 | 250434.01 | 284669.694 | 296422.327 | 279215.752 |  | 0 | 0
4 | 13 | 14 | 160405.68 | 202497.868 | 251339.66 | 280134.857 | 273074.372 |  | 0 | 0
4 | 13 | 15 | 94540.681 | 146240.978 | 218335.414 | 268643.325 | 274311.193 |  | 0 | 0
4 | 13 | 16 | 23969.224 | 55244.453 | 131787.41 | 195044.855 | 213184.694 |  | 0 | 0
4 | 13 | 17 | 12779.773 | 12779.773 | 39476.834 | 95125.147 | 117370.004 |  | 0 | 0
4 | 13 | 18 | 0 | 0 | 0 | 0 | 0 |  | 0 | 0
4 | 13 | 19 | 0 | 0 | 0 | 0 | 0 |  | 0 | 0
4 | 13 | 20 | 0 | 0 | 0 | 0 | 0 |  | 0 | 0
4 | 13 | 21 | 0 | 0 | 0 | 0 | 0 |  | 0 | 0
4 | 13 | 22 | 0 | 0 | 0 | 0 | 0 |  | 0 | 0
4 | 13 | 23 | 0 | 0 | 0 | 0 | 0 |  | 0 | 0
4 | 14 | 0 | 0 | 0 | 0 | 0 | 0 |  | 0 | 0
4 | 14 | 1 | 0 | 0 | 0 | 0 | 0 |  | 0 | 0
4 | 14 | 2 | 0 | 0 | 0 | 0 | 0 |  | 0 | 0
4 | 14 | 3 | 0 | 0 | 0 | 0 | 0 |  | 0 | 0
4 | 14 | 4 | 0 | 0 | 0 | 0 | 0 |  | 0 | 0
4 | 14 | 5 | 0 | 0 | 0 | 0 | 0 |  | 0 | 0
4 | 14 | 6 | 121283.992 | 97731.504 | 39533.292 | 11721.777 | 11721.777 |  | 0 | 0
4 | 14 | 7 | 208366.597 | 190700.229 | 129245.04 | 54087.059 | 23230.715 |  | 0 | 0
4 | 14 | 8 | 257924.244 | 252554.842 | 206876.246 | 140234.427 | 91799.107 |  | 0 | 0
4 | 14 | 9 | 283582.96 | 290364.437 | 260957.777 | 209995.641 | 164797.289 |  | 0 | 0
4 | 14 | 10 | 290997.06 | 308267.534 | 296073.747 | 260388.045 | 220592.485 |  | 0 | 0
4 | 14 | 11 | 283017.575 | 309530.434 | 313713.954 | 293493.653 | 259288.893 |  | 0 | 0
4 | 14 | 12 | 256629.572 | 290881.953 | 311109.104 | 306898.502 | 280335.488 |  | 0 | 0
4 | 14 | 13 | 216277.415 | 255502.656 | 290727.482 | 302778.588 | 285721.661 |  | 0 | 0
4 | 14 | 14 | 161258.313 | 203421.146 | 251185.265 | 278836.236 | 272501.122 |  | 0 | 0
4 | 14 | 15 | 89516.232 | 133694.859 | 194626.088 | 236491.136 | 241473.084 |  | 0 | 0
4 | 14 | 16 | 28129.312 | 54825.687 | 118917.496 | 171209.188 | 186308.871 |  | 0 | 0
4 | 14 | 17 | 15016.314 | 15016.314 | 37344.957 | 82352.919 | 101144.541 |  | 0 | 0
4 | 14 | 18 | 0 | 0 | 0 | 0 | 0 |  | 0 | 0
4 | 14 | 19 | 0 | 0 | 0 | 0 | 0 |  | 0 | 0
4 | 14 | 20 | 0 | 0 | 0 | 0 | 0 |  | 0 | 0
4 | 14 | 21 | 0 | 0 | 0 | 0 | 0 |  | 0 | 0
4 | 14 | 22 | 0 | 0 | 0 | 0 | 0 |  | 0 | 0
4 | 14 | 23 | 0 | 0 | 0 | 0 | 0 |  | 0 | 0
4 | 15 | 0 | 0 | 0 | 0 | 0 | 0 |  | 0 | 0
4 | 15 | 1 | 0 | 0 | 0 | 0 | 0 |  | 0 | 0
4 | 15 | 2 | 0 | 0 | 0 | 0 | 0 |  | 0 | 0
4 | 15 | 3 | 0 | 0 | 0 | 0 | 0 |  | 0 | 0
4 | 15 | 4 | 0 | 0 | 0 | 0 | 0 |  | 0 | 0
4 | 15 | 5 | 0 | 0 | 0 | 0 | 0 |  | 0 | 0
4 | 15 | 6 | 113281.74 | 91020.226 | 39429.303 | 14057.579 | 14057.579 |  | 0 | 0
4 | 15 | 7 | 204353.701 | 186914.618 | 127750.207 | 56452.537 | 27078.925 |  | 0 | 0
4 | 15 | 8 | 262441.979 | 256497.213 | 208745.725 | 141052.155 | 92997.673 |  | 0 | 0
4 | 15 | 9 | 250731.836 | 256369.696 | 231087.039 | 188845.735 | 153059.878 |  | 0 | 0
4 | 15 | 10 | 267528.314 | 283154.074 | 271863.899 | 239869.148 | 205408.24 |  | 0 | 0
4 | 15 | 11 | 261077.768 | 284916.592 | 288721.252 | 270385.577 | 240186.064 |  | 0 | 0
4 | 15 | 12 | 268530.825 | 306546.552 | 329591.742 | 324966.674 | 295175.561 |  | 0 | 0
4 | 15 | 13 | 197173.63 | 229430.722 | 259504.188 | 270210.068 | 255627.975 |  | 0 | 0
4 | 15 | 14 | 147589.305 | 176007.776 | 209866.841 | 230297.748 | 225853.632 |  | 0 | 0
4 | 15 | 15 | 92118.702 | 116094.845 | 151090.114 | 176670.122 | 179976.769 |  | 0 | 0
4 | 15 | 16 | 22419.359 | 22453.868 | 22523.21 | 22586.769 | 22607.308 |  | 0 | 0
4 | 15 | 17 | 18658.21 | 18658.21 | 19725.713 | 21253.341 | 21956.402 |  | 0 | 0
4 | 15 | 18 | 0 | 0 | 0 | 0 | 0 |  | 0 | 0
4 | 15 | 19 | 0 | 0 | 0 | 0 | 0 |  | 0 | 0
4 | 15 | 20 | 0 | 0 | 0 | 0 | 0 |  | 0 | 0
4 | 15 | 21 | 0 | 0 | 0 | 0 | 0 |  | 0 | 0
4 | 15 | 22 | 0 | 0 | 0 | 0 | 0 |  | 0 | 0
4 | 15 | 23 | 0 | 0 | 0 | 0 | 0 |  | 0 | 0
4 | 16 | 0 | 0 | 0 | 0 | 0 | 0 |  | 0 | 0
4 | 16 | 1 | 0 | 0 | 0 | 0 | 0 |  | 0 | 0
4 | 16 | 2 | 0 | 0 | 0 | 0 | 0 |  | 0 | 0
4 | 16 | 3 | 0 | 0 | 0 | 0 | 0 |  | 0 | 0
4 | 16 | 4 | 0 | 0 | 0 | 0 | 0 |  | 0 | 0
4 | 16 | 5 | 0 | 0 | 0 | 0 | 0 |  | 0 | 0
4 | 16 | 6 | 92944.244 | 75716.182 | 37397.258 | 17357.448 | 17357.448 |  | 0 | 0
4 | 16 | 7 | 178218.263 | 163640 | 115172.902 | 57227.792 | 33042.132 |  | 0 | 0
4 | 16 | 8 | 237075.573 | 231702.771 | 190432.829 | 132375.385 | 91406.867 |  | 0 | 0
4 | 16 | 9 | 270307.065 | 276375.792 | 247805.927 | 199745.371 | 158677.635 |  | 0 | 0
4 | 16 | 10 | 281745.469 | 298678.512 | 286194.907 | 250885.497 | 212537.537 |  | 0 | 0
4 | 16 | 11 | 276186.825 | 302994.936 | 307232.292 | 286636.034 | 252434.245 |  | 0 | 0
4 | 16 | 12 | 230855.871 | 258978.095 | 276164.175 | 272862.617 | 250880.449 |  | 0 | 0
4 | 16 | 13 | 213052.084 | 252166.641 | 288445.749 | 301481.825 | 284338.506 |  | 0 | 0
4 | 16 | 14 | 157739.71 | 199841.297 | 249391.261 | 279105.41 | 273074.433 |  | 0 | 0
4 | 16 | 15 | 89331.824 | 131038.708 | 190628.246 | 233165.503 | 238932.395 |  | 0 | 0
4 | 16 | 16 | 28897.002 | 54133.608 | 115628.476 | 167232.491 | 182881.34 |  | 0 | 0
4 | 16 | 17 | 14479.341 | 14479.341 | 36304.743 | 80156.063 | 100000.552 |  | 0 | 0
4 | 16 | 18 | 0 | 0 | 0 | 0 | 0 |  | 0 | 0
4 | 16 | 19 | 0 | 0 | 0 | 0 | 0 |  | 0 | 0
4 | 16 | 20 | 0 | 0 | 0 | 0 | 0 |  | 0 | 0
4 | 16 | 21 | 0 | 0 | 0 | 0 | 0 |  | 0 | 0
4 | 16 | 22 | 0 | 0 | 0 | 0 | 0 |  | 0 | 0
4 | 16 | 23 | 0 | 0 | 0 | 0 | 0 |  | 0 | 0
4 | 17 | 0 | 0 | 0 | 0 | 0 | 0 |  | 0 | 0
4 | 17 | 1 | 0 | 0 | 0 | 0 | 0 |  | 0 | 0
4 | 17 | 2 | 0 | 0 | 0 | 0 | 0 |  | 0 | 0
4 | 17 | 3 | 0 | 0 | 0 | 0 | 0 |  | 0 | 0
4 | 17 | 4 | 0 | 0 | 0 | 0 | 0 |  | 0 | 0
4 | 17 | 5 | 0 | 0 | 0 | 0 | 0 |  | 0 | 0
4 | 17 | 6 | 102545.169 | 82631.475 | 38281.985 | 15224.329 | 15224.329 |  | 0 | 0
4 | 17 | 7 | 187841.864 | 171831.619 | 119151.953 | 55970.953 | 29589.896 |  | 0 | 0
4 | 17 | 8 | 242780.217 | 236942.286 | 193891.717 | 133366.979 | 90624.634 |  | 0 | 0
4 | 17 | 9 | 268776.172 | 274439.72 | 246468.547 | 199477.694 | 159390.504 |  | 0 | 0
4 | 17 | 10 | 278608.147 | 294942.324 | 282646.454 | 248062.862 | 210395.811 |  | 0 | 0
4 | 17 | 11 | 273402.647 | 299512.407 | 303610.203 | 283542.283 | 250116.68 |  | 0 | 0
4 | 17 | 12 | 249298.782 | 282801.608 | 303241.718 | 299501.115 | 273569.189 |  | 0 | 0
4 | 17 | 13 | 209391.186 | 247374.023 | 282790.206 | 295724.858 | 279310.919 |  | 0 | 0
4 | 17 | 14 | 150505.861 | 185584.455 | 227514.619 | 252983.626 | 248144.784 |  | 0 | 0
4 | 17 | 15 | 87449.845 | 115472.057 | 156545.903 | 186635.156 | 190962.321 |  | 0 | 0
4 | 17 | 16 | 29016.018 | 53539.366 | 113423.901 | 163912.467 | 179486.921 |  | 0 | 0
4 | 17 | 17 | 11005.025 | 11005.025 | 34711.185 | 82984.874 | 104947.286 |  | 0 | 0
4 | 17 | 18 | 0 | 0 | 0 | 0 | 0 |  | 0 | 0
4 | 17 | 19 | 0 | 0 | 0 | 0 | 0 |  | 0 | 0
4 | 17 | 20 | 0 | 0 | 0 | 0 | 0 |  | 0 | 0
4 | 17 | 21 | 0 | 0 | 0 | 0 | 0 |  | 0 | 0
4 | 17 | 22 | 0 | 0 | 0 | 0 | 0 |  | 0 | 0
4 | 17 | 23 | 0 | 0 | 0 | 0 | 0 |  | 0 | 0
4 | 18 | 0 | 0 | 0 | 0 | 0 | 0 |  | 0 | 0
4 | 18 | 1 | 0 | 0 | 0 | 0 | 0 |  | 0 | 0
4 | 18 | 2 | 0 | 0 | 0 | 0 | 0 |  | 0 | 0
4 | 18 | 3 | 0 | 0 | 0 | 0 | 0 |  | 0 | 0
4 | 18 | 4 | 0 | 0 | 0 | 0 | 0 |  | 0 | 0
4 | 18 | 5 | 0 | 0 | 0 | 0 | 0 |  | 0 | 0
4 | 18 | 6 | 117541.31 | 93882.399 | 41245.144 | 13916.956 | 13916.956 |  | 0 | 0
4 | 18 | 7 | 203267.744 | 185321.828 | 127127.318 | 57525.525 | 28550.51 |  | 0 | 0
4 | 18 | 8 | 261377.762 | 254705.596 | 207644.343 | 142231.973 | 96395.004 |  | 0 | 0
4 | 18 | 9 | 294292.155 | 300507.93 | 268384.95 | 215246.106 | 170710.095 |  | 0 | 0
4 | 18 | 10 | 304695.749 | 322844.583 | 308875.396 | 270300.421 | 228917.052 |  | 0 | 0
4 | 18 | 11 | 296395.452 | 325107.653 | 329610.344 | 307460.995 | 270881.931 |  | 0 | 0
4 | 18 | 12 | 268879.097 | 305737.938 | 328458.044 | 324488.829 | 295983.802 |  | 0 | 0
4 | 18 | 13 | 224890.541 | 266419.285 | 305567.606 | 320152.67 | 302294.648 |  | 0 | 0
4 | 18 | 14 | 165070.05 | 209313.995 | 262425.407 | 294931.838 | 289179.154 |  | 0 | 0
4 | 18 | 15 | 88365.405 | 128446.599 | 186920.914 | 229541.719 | 235969.503 |  | 0 | 0
4 | 18 | 16 | 29601.144 | 52899.208 | 110128.904 | 159056.38 | 174506.763 |  | 0 | 0
4 | 18 | 17 | 16490.263 | 16490.263 | 35623.926 | 72757.294 | 89914.353 |  | 0 | 0
4 | 18 | 18 | 0 | 0 | 0 | 0 | 0 |  | 0 | 0
4 | 18 | 19 | 0 | 0 | 0 | 0 | 0 |  | 0 | 0
4 | 18 | 20 | 0 | 0 | 0 | 0 | 0 |  | 0 | 0
4 | 18 | 21 | 0 | 0 | 0 | 0 | 0 |  | 0 | 0
4 | 18 | 22 | 0 | 0 | 0 | 0 | 0 |  | 0 | 0
4 | 18 | 23 | 0 | 0 | 0 | 0 | 0 |  | 0 | 0
4 | 19 | 0 | 0 | 0 | 0 | 0 | 0 |  | 0 | 0
4 | 19 | 1 | 0 | 0 | 0 | 0 | 0 |  | 0 | 0
4 | 19 | 2 | 0 | 0 | 0 | 0 | 0 |  | 0 | 0
4 | 19 | 3 | 0 | 0 | 0 | 0 | 0 |  | 0 | 0
4 | 19 | 4 | 0 | 0 | 0 | 0 | 0 |  | 0 | 0
4 | 19 | 5 | 0 | 0 | 0 | 0 | 0 |  | 0 | 0
4 | 19 | 6 | 15446.721 | 15315.584 | 15039.247 | 14822.93 | 14822.93 |  | 0 | 0
4 | 19 | 7 | 51361.162 | 50306.868 | 47099.846 | 43512.831 | 41895.404 |  | 0 | 0
4 | 19 | 8 | 150870.231 | 148109.6 | 129600.163 | 104977.053 | 88468.633 |  | 0 | 0
4 | 19 | 9 | 130523.783 | 131769.094 | 125052.54 | 114265.936 | 105622.363 |  | 0 | 0
4 | 19 | 10 | 211787.283 | 221287.033 | 213808.804 | 193553.174 | 172175.036 |  | 0 | 0
4 | 19 | 11 | 231781.656 | 250675.161 | 253630.663 | 239008.892 | 215017.681 |  | 0 | 0
4 | 19 | 12 | 210004.766 | 231829.207 | 245442.788 | 243175.322 | 226289.306 |  | 0 | 0
4 | 19 | 13 | 192409.852 | 221813.118 | 249747.738 | 260338.2 | 247822.521 |  | 0 | 0
4 | 19 | 14 | 143066.832 | 171029.396 | 205197.899 | 226350.332 | 222871.106 |  | 0 | 0
4 | 19 | 15 | 88843.076 | 122122.069 | 170788.606 | 206281.896 | 211867.931 |  | 0 | 0
4 | 19 | 16 | 43299.221 | 50486.532 | 67239.674 | 82077.768 | 86973.048 |  | 0 | 0
4 | 19 | 17 | 20763.005 | 20763.005 | 36343.052 | 65583.383 | 79134.165 |  | 0 | 0
4 | 19 | 18 | 0 | 0 | 0 | 0 | 0 |  | 0 | 0
4 | 19 | 19 | 0 | 0 | 0 | 0 | 0 |  | 0 | 0
4 | 19 | 20 | 0 | 0 | 0 | 0 | 0 |  | 0 | 0
4 | 19 | 21 | 0 | 0 | 0 | 0 | 0 |  | 0 | 0
4 | 19 | 22 | 0 | 0 | 0 | 0 | 0 |  | 0 | 0
4 | 19 | 23 | 0 | 0 | 0 | 0 | 0 |  | 0 | 0
4 | 20 | 0 | 0 | 0 | 0 | 0 | 0 |  | 0 | 0
4 | 20 | 1 | 0 | 0 | 0 | 0 | 0 |  | 0 | 0
4 | 20 | 2 | 0 | 0 | 0 | 0 | 0 |  | 0 | 0
4 | 20 | 3 | 0 | 0 | 0 | 0 | 0 |  | 0 | 0
4 | 20 | 4 | 0 | 0 | 0 | 0 | 0 |  | 0 | 0
4 | 20 | 5 | 0 | 0 | 0 | 0 | 0 |  | 0 | 0
4 | 20 | 6 | 21705.519 | 21202.55 | 20150.673 | 19317.158 | 19317.158 |  | 0 | 0
4 | 20 | 7 | 68831.933 | 66171.657 | 58152.096 | 49159.216 | 45150.25 |  | 0 | 0
4 | 20 | 8 | 41461.251 | 41393.812 | 40960.517 | 40415.237 | 40077.376 |  | 0 | 0
4 | 20 | 9 | 32412.489 | 32424.312 | 32357.181 | 32250.426 | 32166.583 |  | 0 | 0
4 | 20 | 10 | 115502.429 | 118066.609 | 116002.025 | 110510.496 | 104800.279 |  | 0 | 0
4 | 20 | 11 | 220167.985 | 236134.592 | 238623.868 | 226228.048 | 206011.401 |  | 0 | 0
4 | 20 | 12 | 134757.313 | 142012.106 | 146612.991 | 145882.716 | 140245.369 |  | 0 | 0
4 | 20 | 13 | 190490.419 | 219662.845 | 247738.227 | 258603.764 | 246209.436 |  | 0 | 0
4 | 20 | 14 | 145170.148 | 170462.806 | 201918.196 | 221720.251 | 218699.766 |  | 0 | 0
4 | 20 | 15 | 59098.453 | 61018.946 | 64049.803 | 66423.556 | 66820.722 |  | 0 | 0
4 | 20 | 16 | 44944.994 | 49733.341 | 60925.745 | 70958.606 | 74339.483 |  | 0 | 0
4 | 20 | 17 | 20801.522 | 20801.522 | 28186.698 | 40894.517 | 46925.81 |  | 0 | 0
4 | 20 | 18 | 0 | 0 | 0 | 0 | 0 |  | 0 | 0
4 | 20 | 19 | 0 | 0 | 0 | 0 | 0 |  | 0 | 0
4 | 20 | 20 | 0 | 0 | 0 | 0 | 0 |  | 0 | 0
4 | 20 | 21 | 0 | 0 | 0 | 0 | 0 |  | 0 | 0
4 | 20 | 22 | 0 | 0 | 0 | 0 | 0 |  | 0 | 0
4 | 20 | 23 | 0 | 0 | 0 | 0 | 0 |  | 0 | 0
4 | 21 | 0 | 0 | 0 | 0 | 0 | 0 |  | 0 | 0
4 | 21 | 1 | 0 | 0 | 0 | 0 | 0 |  | 0 | 0
4 | 21 | 2 | 0 | 0 | 0 | 0 | 0 |  | 0 | 0
4 | 21 | 3 | 0 | 0 | 0 | 0 | 0 |  | 0 | 0
4 | 21 | 4 | 0 | 0 | 0 | 0 | 0 |  | 0 | 0
4 | 21 | 5 | 0 | 0 | 0 | 0 | 0 |  | 0 | 0
4 | 21 | 6 | 17371.211 | 17170.087 | 16752.258 | 16416.881 | 16416.881 |  | 0 | 0
4 | 21 | 7 | 1079.31 | 1079.31 | 1079.31 | 1079.31 | 1079.31 |  | 0 | 0
4 | 21 | 8 | 114002.184 | 112394.806 | 102408.198 | 89458.421 | 81020.891 |  | 0 | 0
4 | 21 | 9 | 254283.566 | 258437.461 | 233320.775 | 192696.001 | 159677.515 |  | 0 | 0
4 | 21 | 10 | 259576.867 | 272580.977 | 261883.69 | 233329.75 | 203167.954 |  | 0 | 0
4 | 21 | 11 | 292464.021 | 319129.381 | 323222.682 | 302562.501 | 268396.479 |  | 0 | 0
4 | 21 | 12 | 265673.718 | 300067.742 | 321489.091 | 318293.651 | 292176.292 |  | 0 | 0
4 | 21 | 13 | 223646.546 | 262833.754 | 300131.395 | 314606.961 | 298656.622 |  | 0 | 0
4 | 21 | 14 | 167304.625 | 208414.344 | 258578.162 | 289740.269 | 285398.304 |  | 0 | 0
4 | 21 | 15 | 94518.534 | 137281.354 | 200011.872 | 245786.656 | 253592.663 |  | 0 | 0
4 | 21 | 16 | 28767.303 | 55899.818 | 122985.441 | 179778.443 | 198245.83 |  | 0 | 0
4 | 21 | 17 | 13707.056 | 13707.056 | 40349.522 | 93087.098 | 117484.139 |  | 0 | 0
4 | 21 | 18 | 295.832 | 295.832 | 295.832 | 835.119 | 962.567 |  | 0 | 0
4 | 21 | 19 | 0 | 0 | 0 | 0 | 0 |  | 0 | 0
4 | 21 | 20 | 0 | 0 | 0 | 0 | 0 |  | 0 | 0
4 | 21 | 21 | 0 | 0 | 0 | 0 | 0 |  | 0 | 0
4 | 21 | 22 | 0 | 0 | 0 | 0 | 0 |  | 0 | 0
4 | 21 | 23 | 0 | 0 | 0 | 0 | 0 |  | 0 | 0
4 | 22 | 0 | 0 | 0 | 0 | 0 | 0 |  | 0 | 0
4 | 22 | 1 | 0 | 0 | 0 | 0 | 0 |  | 0 | 0
4 | 22 | 2 | 0 | 0 | 0 | 0 | 0 |  | 0 | 0
4 | 22 | 3 | 0 | 0 | 0 | 0 | 0 |  | 0 | 0
4 | 22 | 4 | 0 | 0 | 0 | 0 | 0 |  | 0 | 0
4 | 22 | 5 | 0 | 0 | 0 | 0 | 0 |  | 0 | 0
4 | 22 | 6 | 3970.214 | 3970.214 | 3970.214 | 3970.214 | 3970.214 |  | 0 | 0
4 | 22 | 7 | 14997.033 | 14997.033 | 14997.033 | 14997.033 | 14997.033 |  | 0 | 0
4 | 22 | 8 | 67837.183 | 67473.477 | 65294.568 | 62522.963 | 60763.608 |  | 0 | 0
4 | 22 | 9 | 61978.98 | 62107.103 | 61292.412 | 60011.978 | 59011.115 |  | 0 | 0
4 | 22 | 10 | 19458.539 | 19458.539 | 19458.539 | 19458.539 | 19458.539 |  | 0 | 0
4 | 22 | 11 | 26409.073 | 26436.056 | 26440.226 | 26419.141 | 26385.152 |  | 0 | 0
4 | 22 | 12 | 70965.293 | 72134.063 | 72884.8 | 72778.037 | 71876.256 |  | 0 | 0
4 | 22 | 13 | 31045.255 | 31114.852 | 31183.72 | 31211.516 | 31181.955 |  | 0 | 0
4 | 22 | 14 | 27219.923 | 27232.394 | 27248.67 | 27259.216 | 27257.854 |  | 0 | 0
4 | 22 | 15 | 16316.886 | 16316.886 | 16316.886 | 16316.886 | 16316.886 |  | 0 | 0
4 | 22 | 16 | 41195.657 | 42344.831 | 44948.168 | 47352.254 | 48200.359 |  | 0 | 0
4 | 22 | 17 | 18671.061 | 18671.061 | 32986.141 | 59799.096 | 72517.777 |  | 0 | 0
4 | 22 | 18 | 0 | 0 | 0 | 0 | 0 |  | 0 | 0
4 | 22 | 19 | 0 | 0 | 0 | 0 | 0 |  | 0 | 0
4 | 22 | 20 | 0 | 0 | 0 | 0 | 0 |  | 0 | 0
4 | 22 | 21 | 0 | 0 | 0 | 0 | 0 |  | 0 | 0
4 | 22 | 22 | 0 | 0 | 0 | 0 | 0 |  | 0 | 0
4 | 22 | 23 | 0 | 0 | 0 | 0 | 0 |  | 0 | 0
4 | 23 | 0 | 0 | 0 | 0 | 0 | 0 |  | 0 | 0
4 | 23 | 1 | 0 | 0 | 0 | 0 | 0 |  | 0 | 0
4 | 23 | 2 | 0 | 0 | 0 | 0 | 0 |  | 0 | 0
4 | 23 | 3 | 0 | 0 | 0 | 0 | 0 |  | 0 | 0
4 | 23 | 4 | 0 | 0 | 0 | 0 | 0 |  | 0 | 0
4 | 23 | 5 | 0 | 0 | 0 | 0 | 0 |  | 0 | 0
4 | 23 | 6 | 5534.904 | 5534.904 | 5534.904 | 5534.904 | 5534.904 |  | 0 | 0
4 | 23 | 7 | 29691.826 | 29579.6 | 29262.413 | 28926.112 | 28767.666 |  | 0 | 0
4 | 23 | 8 | 79169.391 | 78609.948 | 75366.377 | 71241.019 | 68614.189 |  | 0 | 0
4 | 23 | 9 | 35958.215 | 35973.171 | 35872.085 | 35714.176 | 35591.948 |  | 0 | 0
4 | 23 | 10 | 73560.876 | 74142.076 | 73641.318 | 72351.629 | 71028.155 |  | 0 | 0
4 | 23 | 11 | 141578.429 | 146955.997 | 147778.948 | 143570.907 | 136773.971 |  | 0 | 0
4 | 23 | 12 | 174832.954 | 187861.647 | 196210.847 | 195094.598 | 185148.327 |  | 0 | 0
4 | 23 | 13 | 116789.019 | 123537.991 | 130229.322 | 132962.109 | 130154.549 |  | 0 | 0
4 | 23 | 14 | 84039.284 | 86829.841 | 90455.822 | 92819.933 | 92542.376 |  | 0 | 0
4 | 23 | 15 | 84138.243 | 96043.358 | 114768.031 | 129373.032 | 132105.413 |  | 0 | 0
4 | 23 | 16 | 46124.802 | 50487.229 | 60811.693 | 70183.901 | 73481.161 |  | 0 | 0
4 | 23 | 17 | 20651.304 | 20651.304 | 27763.217 | 39941.559 | 45820.993 |  | 0 | 0
4 | 23 | 18 | 0 | 0 | 0 | 0 | 0 |  | 0 | 0
4 | 23 | 19 | 0 | 0 | 0 | 0 | 0 |  | 0 | 0
4 | 23 | 20 | 0 | 0 | 0 | 0 | 0 |  | 0 | 0
4 | 23 | 21 | 0 | 0 | 0 | 0 | 0 |  | 0 | 0
4 | 23 | 22 | 0 | 0 | 0 | 0 | 0 |  | 0 | 0
4 | 23 | 23 | 0 | 0 | 0 | 0 | 0 |  | 0 | 0
4 | 24 | 0 | 0 | 0 | 0 | 0 | 0 |  | 0 | 0
4 | 24 | 1 | 0 | 0 | 0 | 0 | 0 |  | 0 | 0
4 | 24 | 2 | 0 | 0 | 0 | 0 | 0 |  | 0 | 0
4 | 24 | 3 | 0 | 0 | 0 | 0 | 0 |  | 0 | 0
4 | 24 | 4 | 0 | 0 | 0 | 0 | 0 |  | 0 | 0
4 | 24 | 5 | 0 | 0 | 0 | 0 | 0 |  | 0 | 0
4 | 24 | 6 | 3307.214 | 3307.214 | 3307.214 | 3307.214 | 3307.214 |  | 0 | 0
4 | 24 | 7 | 5111.867 | 5111.867 | 5111.867 | 5111.867 | 5111.867 |  | 0 | 0
4 | 24 | 8 | 21544.783 | 21544.783 | 21544.783 | 21544.783 | 21544.783 |  | 0 | 0
4 | 24 | 9 | 55160.399 | 55240.827 | 54661.002 | 53760.636 | 53065.316 |  | 0 | 0
4 | 24 | 10 | 55923.479 | 56233.15 | 55960.091 | 55264.28 | 54553.338 |  | 0 | 0
4 | 24 | 11 | 64899.665 | 65614.507 | 65723.163 | 65161.995 | 64259.69 |  | 0 | 0
4 | 24 | 12 | 41136.732 | 41360.862 | 41506.388 | 41488.052 | 41316.596 |  | 0 | 0
4 | 24 | 13 | 30925.069 | 30991.24 | 31057.498 | 31085.029 | 31057.704 |  | 0 | 0
4 | 24 | 14 | 49078.264 | 49639.079 | 50376.384 | 50861.38 | 50809.932 |  | 0 | 0
4 | 24 | 15 | 64556.063 | 66890.508 | 70662.703 | 73674.524 | 74260.808 |  | 0 | 0
4 | 24 | 16 | 42909.136 | 44383.447 | 47832.642 | 51018.189 | 52165.477 |  | 0 | 0
4 | 24 | 17 | 9194.214 | 9194.214 | 9194.214 | 9194.214 | 9194.214 |  | 0 | 0
4 | 24 | 18 | 0 | 0 | 0 | 0 | 0 |  | 0 | 0
4 | 24 | 19 | 0 | 0 | 0 | 0 | 0 |  | 0 | 0
4 | 24 | 20 | 0 | 0 | 0 | 0 | 0 |  | 0 | 0
4 | 24 | 21 | 0 | 0 | 0 | 0 | 0 |  | 0 | 0
4 | 24 | 22 | 0 | 0 | 0 | 0 | 0 |  | 0 | 0
4 | 24 | 23 | 0 | 0 | 0 | 0 | 0 |  | 0 | 0
4 | 25 | 0 | 0 | 0 | 0 | 0 | 0 |  | 0 | 0
4 | 25 | 1 | 0 | 0 | 0 | 0 | 0 |  | 0 | 0
4 | 25 | 2 | 0 | 0 | 0 | 0 | 0 |  | 0 | 0
4 | 25 | 3 | 0 | 0 | 0 | 0 | 0 |  | 0 | 0
4 | 25 | 4 | 0 | 0 | 0 | 0 | 0 |  | 0 | 0
4 | 25 | 5 | 9520.68 | 6945.923 | 1342.745 | 1342.745 | 1342.745 |  | 0 | 0
4 | 25 | 6 | 138953.833 | 110830.177 | 49394.71 | 13796.351 | 13796.351 |  | 0 | 0
4 | 25 | 7 | 222770.256 | 201735.953 | 139417.414 | 65735.981 | 34891.383 |  | 0 | 0
4 | 25 | 8 | 198014.372 | 192794.174 | 164119.468 | 126818.71 | 102214.127 |  | 0 | 0
4 | 25 | 9 | 220462.678 | 222889.992 | 204062.69 | 174609.627 | 151633.102 |  | 0 | 0
4 | 25 | 10 | 237246.801 | 247042.152 | 238202.75 | 215694.053 | 192479.092 |  | 0 | 0
4 | 25 | 11 | 194751.267 | 205671.519 | 207310.442 | 198729.215 | 184867.601 |  | 0 | 0
4 | 25 | 12 | 199983.873 | 218040.736 | 229726.166 | 228350.912 | 214696.138 |  | 0 | 0
4 | 25 | 13 | 199077.967 | 226916.834 | 254510.586 | 265999.431 | 254983.307 |  | 0 | 0
4 | 25 | 14 | 106181.873 | 113709.836 | 123618.601 | 130163.99 | 129543.172 |  | 0 | 0
4 | 25 | 15 | 64904.337 | 67103.683 | 70689.671 | 73572.385 | 74152.384 |  | 0 | 0
4 | 25 | 16 | 48702.092 | 57713.16 | 79787.006 | 99705.955 | 106821.545 |  | 0 | 0
4 | 25 | 17 | 18177.584 | 18177.584 | 43457.135 | 91429.496 | 114330.671 |  | 0 | 0
4 | 25 | 18 | 710.75 | 710.75 | 710.75 | 1870.331 | 2483.903 |  | 0 | 0
4 | 25 | 19 | 0 | 0 | 0 | 0 | 0 |  | 0 | 0
4 | 25 | 20 | 0 | 0 | 0 | 0 | 0 |  | 0 | 0
4 | 25 | 21 | 0 | 0 | 0 | 0 | 0 |  | 0 | 0
4 | 25 | 22 | 0 | 0 | 0 | 0 | 0 |  | 0 | 0
4 | 25 | 23 | 0 | 0 | 0 | 0 | 0 |  | 0 | 0
4 | 26 | 0 | 0 | 0 | 0 | 0 | 0 |  | 0 | 0
4 | 26 | 1 | 0 | 0 | 0 | 0 | 0 |  | 0 | 0
4 | 26 | 2 | 0 | 0 | 0 | 0 | 0 |  | 0 | 0
4 | 26 | 3 | 0 | 0 | 0 | 0 | 0 |  | 0 | 0
4 | 26 | 4 | 0 | 0 | 0 | 0 | 0 |  | 0 | 0
4 | 26 | 5 | 7297.934 | 5507.916 | 1819.015 | 1819.015 | 1819.015 |  | 0 | 0
4 | 26 | 6 | 127838.372 | 103447.869 | 50351.987 | 18451.343 | 18451.343 |  | 0 | 0
4 | 26 | 7 | 212572.598 | 193295.955 | 136627.92 | 69366.514 | 40967.274 |  | 0 | 0
4 | 26 | 8 | 265862.774 | 257404.125 | 211720.828 | 150904.673 | 109785.08 |  | 0 | 0
4 | 26 | 9 | 297499.585 | 301197.821 | 270142.669 | 220971.796 | 182183.475 |  | 0 | 0
4 | 26 | 10 | 308557.698 | 323863.515 | 309722.43 | 273694.258 | 236136.927 |  | 0 | 0
4 | 26 | 11 | 220211.153 | 234651.425 | 236792.944 | 225424.778 | 207025.69 |  | 0 | 0
4 | 26 | 12 | 201666.772 | 219842.105 | 231659.206 | 230361.122 | 216683.953 |  | 0 | 0
4 | 26 | 13 | 217053.472 | 250154.871 | 283000.444 | 296813.002 | 284017.193 |  | 0 | 0
4 | 26 | 14 | 151884.645 | 178285.228 | 212666.877 | 235253.157 | 233365.157 |  | 0 | 0
4 | 26 | 15 | 103419.543 | 146436.752 | 212107.794 | 261819.433 | 271950.509 |  | 0 | 0
4 | 26 | 16 | 40585.716 | 58870.749 | 104706.993 | 145407.266 | 159893.301 |  | 0 | 0
4 | 26 | 17 | 12771.568 | 12771.568 | 44427.916 | 105998.962 | 135314.518 |  | 0 | 0
4 | 26 | 18 | 691.527 | 691.527 | 691.527 | 4971.899 | 7150.776 |  | 0 | 0
4 | 26 | 19 | 0 | 0 | 0 | 0 | 0 |  | 0 | 0
4 | 26 | 20 | 0 | 0 | 0 | 0 | 0 |  | 0 | 0
4 | 26 | 21 | 0 | 0 | 0 | 0 | 0 |  | 0 | 0
4 | 26 | 22 | 0 | 0 | 0 | 0 | 0 |  | 0 | 0
4 | 26 | 23 | 0 | 0 | 0 | 0 | 0 |  | 0 | 0
4 | 27 | 0 | 0 | 0 | 0 | 0 | 0 |  | 0 | 0
4 | 27 | 1 | 0 | 0 | 0 | 0 | 0 |  | 0 | 0
4 | 27 | 2 | 0 | 0 | 0 | 0 | 0 |  | 0 | 0
4 | 27 | 3 | 0 | 0 | 0 | 0 | 0 |  | 0 | 0
4 | 27 | 4 | 0 | 0 | 0 | 0 | 0 |  | 0 | 0
4 | 27 | 5 | 12779.656 | 9571.314 | 1781.386 | 1781.386 | 1781.386 |  | 0 | 0
4 | 27 | 6 | 147294.324 | 117803.503 | 53624.294 | 15228.032 | 15228.032 |  | 0 | 0
4 | 27 | 7 | 227542.17 | 206072.461 | 143879.98 | 70520.817 | 39794.438 |  | 0 | 0
4 | 27 | 8 | 283014.737 | 273521.107 | 223785.344 | 158180.552 | 114146.502 |  | 0 | 0
4 | 27 | 9 | 315279.838 | 318989.335 | 285346.075 | 232522.692 | 191293.623 |  | 0 | 0
4 | 27 | 10 | 322769.325 | 338691.256 | 323620.841 | 285635.926 | 246228.994 |  | 0 | 0
4 | 27 | 11 | 310888.336 | 336656.643 | 340412.646 | 320126.276 | 286965.417 |  | 0 | 0
4 | 27 | 12 | 284813.309 | 318833.923 | 340756.842 | 338529.118 | 313347.715 |  | 0 | 0
4 | 27 | 13 | 239153.591 | 277742.089 | 315890.082 | 332028.178 | 317585.26 |  | 0 | 0
4 | 27 | 14 | 179429.318 | 219077.484 | 269958.014 | 302982.258 | 300588 |  | 0 | 0
4 | 27 | 15 | 102983.892 | 145201.953 | 209464.442 | 257804.743 | 267887.309 |  | 0 | 0
4 | 27 | 16 | 31249.206 | 59053.644 | 129321.769 | 189591.178 | 210666.267 |  | 0 | 0
4 | 27 | 17 | 13200.153 | 13200.153 | 43636.056 | 101765.282 | 129342.902 |  | 0 | 0
4 | 27 | 18 | 840.96 | 840.96 | 840.96 | 5177.679 | 7433.972 |  | 0 | 0
4 | 27 | 19 | 0 | 0 | 0 | 0 | 0 |  | 0 | 0
4 | 27 | 20 | 0 | 0 | 0 | 0 | 0 |  | 0 | 0
4 | 27 | 21 | 0 | 0 | 0 | 0 | 0 |  | 0 | 0
4 | 27 | 22 | 0 | 0 | 0 | 0 | 0 |  | 0 | 0
4 | 27 | 23 | 0 | 0 | 0 | 0 | 0 |  | 0 | 0
4 | 28 | 0 | 0 | 0 | 0 | 0 | 0 |  | 0 | 0
4 | 28 | 1 | 0 | 0 | 0 | 0 | 0 |  | 0 | 0
4 | 28 | 2 | 0 | 0 | 0 | 0 | 0 |  | 0 | 0
4 | 28 | 3 | 0 | 0 | 0 | 0 | 0 |  | 0 | 0
4 | 28 | 4 | 0 | 0 | 0 | 0 | 0 |  | 0 | 0
4 | 28 | 5 | 11989.188 | 8884.424 | 1874.23 | 1874.23 | 1874.23 |  | 0 | 0
4 | 28 | 6 | 131204.663 | 104788.658 | 47876.484 | 13369.668 | 13369.668 |  | 0 | 0
4 | 28 | 7 | 147613.641 | 136017.374 | 103525.482 | 66509.239 | 50960.187 |  | 0 | 0
4 | 28 | 8 | 258333.366 | 249597.217 | 205218.025 | 147490.436 | 109289.786 |  | 0 | 0
4 | 28 | 9 | 146580.428 | 147392.943 | 139454.345 | 127365.573 | 118203.679 |  | 0 | 0
4 | 28 | 10 | 302122.163 | 316757.531 | 302561.247 | 267267.799 | 230979.358 |  | 0 | 0
4 | 28 | 11 | 294541.94 | 319426.04 | 323019.371 | 303350.663 | 271373.026 |  | 0 | 0
4 | 28 | 12 | 268997.832 | 301828.651 | 323196.677 | 321183.112 | 296891.135 |  | 0 | 0
4 | 28 | 13 | 227611.563 | 265148.17 | 302739.185 | 318935.462 | 304925.186 |  | 0 | 0
4 | 28 | 14 | 171981.818 | 210524.462 | 260914.627 | 294160.835 | 292082.61 |  | 0 | 0
4 | 28 | 15 | 96926.722 | 134310.053 | 192658.378 | 237683.252 | 247433.086 |  | 0 | 0
4 | 28 | 16 | 28534.514 | 55405.132 | 124767.816 | 185499.579 | 207260.319 |  | 0 | 0
4 | 28 | 17 | 14023.24 | 14023.24 | 43416.65 | 99689.734 | 126939.564 |  | 0 | 0
4 | 28 | 18 | 2129.267 | 2129.267 | 2129.267 | 2679.826 | 3105.853 |  | 0 | 0
4 | 28 | 19 | 0 | 0 | 0 | 0 | 0 |  | 0 | 0
4 | 28 | 20 | 0 | 0 | 0 | 0 | 0 |  | 0 | 0
4 | 28 | 21 | 0 | 0 | 0 | 0 | 0 |  | 0 | 0
4 | 28 | 22 | 0 | 0 | 0 | 0 | 0 |  | 0 | 0
4 | 28 | 23 | 0 | 0 | 0 | 0 | 0 |  | 0 | 0
4 | 29 | 0 | 0 | 0 | 0 | 0 | 0 |  | 0 | 0
4 | 29 | 1 | 0 | 0 | 0 | 0 | 0 |  | 0 | 0
4 | 29 | 2 | 0 | 0 | 0 | 0 | 0 |  | 0 | 0
4 | 29 | 3 | 0 | 0 | 0 | 0 | 0 |  | 0 | 0
4 | 29 | 4 | 0 | 0 | 0 | 0 | 0 |  | 0 | 0
4 | 29 | 5 | 9484.742 | 7268.33 | 2456.282 | 2456.282 | 2456.282 |  | 0 | 0
4 | 29 | 6 | 12890.278 | 12890.278 | 12890.278 | 12890.278 | 12890.278 |  | 0 | 0
4 | 29 | 7 | 135122.445 | 124905.531 | 96671.59 | 64753.617 | 51328.298 |  | 0 | 0
4 | 29 | 8 | 4797.811 | 4797.811 | 4797.811 | 4797.811 | 4797.811 |  | 0 | 0
4 | 29 | 9 | 172096.785 | 173192.487 | 161457.956 | 143619.294 | 130113.68 |  | 0 | 0
4 | 29 | 10 | 235197.197 | 244096.165 | 235247.836 | 213599.994 | 191605.64 |  | 0 | 0
4 | 29 | 11 | 241834.314 | 258986.837 | 261438.709 | 247824.473 | 225813.37 |  | 0 | 0
4 | 29 | 12 | 19766.888 | 19767.756 | 19768.334 | 19768.283 | 19767.634 |  | 0 | 0
4 | 29 | 13 | 181381.369 | 201790.33 | 222546.09 | 231671.167 | 224039.093 |  | 0 | 0
4 | 29 | 14 | 126613.628 | 139943.307 | 157871.497 | 169980.242 | 169340.156 |  | 0 | 0
4 | 29 | 15 | 84649.472 | 95077.655 | 112285.101 | 126217.515 | 129353.533 |  | 0 | 0
4 | 29 | 16 | 47131.269 | 59057.216 | 89064.633 | 116258.253 | 126370.187 |  | 0 | 0
4 | 29 | 17 | 23117.378 | 23117.378 | 28412.542 | 37306.238 | 41755.069 |  | 0 | 0
4 | 29 | 18 | 401.622 | 401.622 | 401.622 | 401.622 | 401.622 |  | 0 | 0
4 | 29 | 19 | 0 | 0 | 0 | 0 | 0 |  | 0 | 0
4 | 29 | 20 | 0 | 0 | 0 | 0 | 0 |  | 0 | 0
4 | 29 | 21 | 0 | 0 | 0 | 0 | 0 |  | 0 | 0
4 | 29 | 22 | 0 | 0 | 0 | 0 | 0 |  | 0 | 0
4 | 29 | 23 | 0 | 0 | 0 | 0 | 0 |  | 0 | 0
4 | 30 | 0 | 0 | 0 | 0 | 0 | 0 |  | 0 | 0
4 | 30 | 1 | 0 | 0 | 0 | 0 | 0 |  | 0 | 0
4 | 30 | 2 | 0 | 0 | 0 | 0 | 0 |  | 0 | 0
4 | 30 | 3 | 0 | 0 | 0 | 0 | 0 |  | 0 | 0
4 | 30 | 4 | 0 | 0 | 0 | 0 | 0 |  | 0 | 0
4 | 30 | 5 | 12477.066 | 9665.209 | 3409.948 | 3409.948 | 3409.948 |  | 0 | 0
4 | 30 | 6 | 120420.842 | 98067.068 | 50348.337 | 19882.748 | 19882.748 |  | 0 | 0
4 | 30 | 7 | 195207.472 | 177358.947 | 127511.587 | 69389.838 | 45154.094 |  | 0 | 0
4 | 30 | 8 | 212848.145 | 206057.496 | 173286.411 | 131257.236 | 103944.306 |  | 0 | 0
4 | 30 | 9 | 236723.62 | 238573.101 | 216591.544 | 182843.531 | 157032.618 |  | 0 | 0
4 | 30 | 10 | 245924.465 | 255746.982 | 245732.837 | 221362.323 | 196543.73 |  | 0 | 0
4 | 30 | 11 | 221016.177 | 234655.909 | 236581.615 | 225714.829 | 208203.559 |  | 0 | 0
4 | 30 | 12 | 158074.432 | 166686.35 | 172421.813 | 171963.735 | 165575.828 |  | 0 | 0
4 | 30 | 13 | 96307.724 | 98871.73 | 101527.315 | 102720.755 | 101755.267 |  | 0 | 0
4 | 30 | 14 | 16353.21 | 16353.21 | 16353.21 | 16353.21 | 16353.21 |  | 0 | 0
4 | 30 | 15 | 15672.882 | 15672.882 | 15672.882 | 15672.882 | 15672.882 |  | 0 | 0
4 | 30 | 16 | 48256.647 | 52220.841 | 62036.234 | 71228.017 | 74760.875 |  | 0 | 0
4 | 30 | 17 | 8287.025 | 8287.025 | 8287.025 | 8287.025 | 8287.025 |  | 0 | 0
4 | 30 | 18 | 1028.574 | 1028.574 | 1028.574 | 8643.696 | 11896.596 |  | 0 | 0
4 | 30 | 19 | 0 | 0 | 0 | 0 | 0 |  | 0 | 0
4 | 30 | 20 | 0 | 0 | 0 | 0 | 0 |  | 0 | 0
4 | 30 | 21 | 0 | 0 | 0 | 0 | 0 |  | 0 | 0
4 | 30 | 22 | 0 | 0 | 0 | 0 | 0 |  | 0 | 0
4 | 30 | 23 | 0 | 0 | 0 | 0 | 0 |  | 0 | 0
5 | 1 | 0 | 0 | 0 | 0 | 0 | 0 |  | 0 | 0
5 | 1 | 1 | 0 | 0 | 0 | 0 | 0 |  | 0 | 0
5 | 1 | 2 | 0 | 0 | 0 | 0 | 0 |  | 0 | 0
5 | 1 | 3 | 0 | 0 | 0 | 0 | 0 |  | 0 | 0
5 | 1 | 4 | 0 | 0 | 0 | 0 | 0 |  | 0 | 0
5 | 1 | 5 | 25102.305 | 19547.796 | 3008.043 | 3008.043 | 3008.043 |  | 0 | 0
5 | 1 | 6 | 158572.731 | 126583.346 | 56350.042 | 11866.331 | 11866.331 |  | 0 | 0
5 | 1 | 7 | 231131.102 | 209087.903 | 146727.72 | 71679.399 | 40240.535 |  | 0 | 0
5 | 1 | 8 | 277354.227 | 267632.799 | 221007.269 | 159101.724 | 117282.779 |  | 0 | 0
5 | 1 | 9 | 301580.534 | 303843.483 | 273544.345 | 225937.312 | 188710.008 |  | 0 | 0
5 | 1 | 10 | 306160.663 | 318871.549 | 305576.404 | 272858.443 | 238746.255 |  | 0 | 0
5 | 1 | 11 | 293822.878 | 315043.757 | 317950.947 | 301095.506 | 273214.824 |  | 0 | 0
5 | 1 | 12 | 265525.555 | 293091.65 | 310827.715 | 309558.739 | 289908.323 |  | 0 | 0
5 | 1 | 13 | 224774.166 | 256619.662 | 287890.81 | 301463.426 | 290881.638 |  | 0 | 0
5 | 1 | 14 | 174154.351 | 208500.841 | 252817.762 | 281462.543 | 280526.584 |  | 0 | 0
5 | 1 | 15 | 103795.396 | 142592.442 | 201820.45 | 245919.025 | 255942.087 |  | 0 | 0
5 | 1 | 16 | 33662.257 | 60598.146 | 129300.062 | 187908.366 | 209035.908 |  | 0 | 0
5 | 1 | 17 | 13900.736 | 13900.736 | 45785.297 | 104934.316 | 133407.272 |  | 0 | 0
5 | 1 | 18 | 1426.865 | 1426.865 | 1426.865 | 7563.866 | 10506.36 |  | 0 | 0
5 | 1 | 19 | 0 | 0 | 0 | 0 | 0 |  | 0 | 0
5 | 1 | 20 | 0 | 0 | 0 | 0 | 0 |  | 0 | 0
5 | 1 | 21 | 0 | 0 | 0 | 0 | 0 |  | 0 | 0
5 | 1 | 22 | 0 | 0 | 0 | 0 | 0 |  | 0 | 0
5 | 1 | 23 | 0 | 0 | 0 | 0 | 0 |  | 0 | 0
5 | 2 | 0 | 0 | 0 | 0 | 0 | 0 |  | 0 | 0
5 | 2 | 1 | 0 | 0 | 0 | 0 | 0 |  | 0 | 0
5 | 2 | 2 | 0 | 0 | 0 | 0 | 0 |  | 0 | 0
5 | 2 | 3 | 0 | 0 | 0 | 0 | 0 |  | 0 | 0
5 | 2 | 4 | 0 | 0 | 0 | 0 | 0 |  | 0 | 0
5 | 2 | 5 | 10119.934 | 8290.093 | 4229.07 | 4229.07 | 4229.07 |  | 0 | 0
5 | 2 | 6 | 60441.074 | 52723.466 | 36820.808 | 25692.847 | 25692.847 |  | 0 | 0
5 | 2 | 7 | 211373.869 | 191310.308 | 136038.993 | 71221.536 | 44306.843 |  | 0 | 0
5 | 2 | 8 | 263632.016 | 253933.367 | 208934.409 | 150702.123 | 112412.821 |  | 0 | 0
5 | 2 | 9 | 290619.277 | 292625.528 | 262549.361 | 216315.845 | 180903.172 |  | 0 | 0
5 | 2 | 10 | 299746.095 | 312559.678 | 298810.227 | 265702.076 | 231850.21 |  | 0 | 0
5 | 2 | 11 | 288778.442 | 310274.305 | 313199.669 | 295999.675 | 268028.485 |  | 0 | 0
5 | 2 | 12 | 266025.244 | 294941.493 | 313976.961 | 312739.168 | 291885.261 |  | 0 | 0
5 | 2 | 13 | 224542.495 | 258534.082 | 292953.887 | 308378.235 | 296735.467 |  | 0 | 0
5 | 2 | 14 | 151139.522 | 175503.768 | 208504.082 | 230893.534 | 230356.422 |  | 0 | 0
5 | 2 | 15 | 93789.452 | 108307.626 | 132239.553 | 151575.889 | 156240.594 |  | 0 | 0
5 | 2 | 16 | 47381.171 | 60561.011 | 94448.196 | 125135.748 | 136829.356 |  | 0 | 0
5 | 2 | 17 | 15861.791 | 15861.791 | 42829.036 | 92230.003 | 116484.167 |  | 0 | 0
5 | 2 | 18 | 1229.597 | 1229.597 | 1229.597 | 6522.683 | 9246.488 |  | 0 | 0
5 | 2 | 19 | 0 | 0 | 0 | 0 | 0 |  | 0 | 0
5 | 2 | 20 | 0 | 0 | 0 | 0 | 0 |  | 0 | 0
5 | 2 | 21 | 0 | 0 | 0 | 0 | 0 |  | 0 | 0
5 | 2 | 22 | 0 | 0 | 0 | 0 | 0 |  | 0 | 0
5 | 2 | 23 | 0 | 0 | 0 | 0 | 0 |  | 0 | 0
5 | 3 | 0 | 0 | 0 | 0 | 0 | 0 |  | 0 | 0
5 | 3 | 1 | 0 | 0 | 0 | 0 | 0 |  | 0 | 0
5 | 3 | 2 | 0 | 0 | 0 | 0 | 0 |  | 0 | 0
5 | 3 | 3 | 0 | 0 | 0 | 0 | 0 |  | 0 | 0
5 | 3 | 4 | 0 | 0 | 0 | 0 | 0 |  | 0 | 0
5 | 3 | 5 | 7570.259 | 6708.013 | 4640.502 | 4640.502 | 4640.502 |  | 0 | 0
5 | 3 | 6 | 89125.304 | 74352.01 | 43548.149 | 22973.24 | 22884.484 |  | 0 | 0
5 | 3 | 7 | 211349.035 | 190802.958 | 134973.942 | 69980.053 | 43214.631 |  | 0 | 0
5 | 3 | 8 | 186072.366 | 180408.758 | 155105.948 | 123614.933 | 103830.556 |  | 0 | 0
5 | 3 | 9 | 289428.836 | 291213.933 | 260699.749 | 214373.116 | 179308.469 |  | 0 | 0
5 | 3 | 10 | 299099.205 | 311934.327 | 297801.199 | 264307.382 | 230474.722 |  | 0 | 0
5 | 3 | 11 | 289508.735 | 311805.73 | 314800.78 | 296864.672 | 267925.438 |  | 0 | 0
5 | 3 | 12 | 260598.777 | 289284.094 | 308387.511 | 307273.955 | 286550.942 |  | 0 | 0
5 | 3 | 13 | 220934.918 | 254179.029 | 288390.626 | 304027.681 | 292606.491 |  | 0 | 0
5 | 3 | 14 | 159842.396 | 187567.227 | 225516.695 | 251497.578 | 251108.568 |  | 0 | 0
5 | 3 | 15 | 100366.869 | 134030.272 | 188283.233 | 231126.243 | 241585.92 |  | 0 | 0
5 | 3 | 16 | 40998.106 | 60508.661 | 111394.505 | 157042.834 | 174436.964 |  | 0 | 0
5 | 3 | 17 | 20594.4 | 20594.4 | 37188.627 | 66470.358 | 81178.183 |  | 0 | 0
5 | 3 | 18 | 1715.908 | 1715.908 | 1715.908 | 1799.117 | 1863.011 |  | 0 | 0
5 | 3 | 19 | 0 | 0 | 0 | 0 | 0 |  | 0 | 0
5 | 3 | 20 | 0 | 0 | 0 | 0 | 0 |  | 0 | 0
5 | 3 | 21 | 0 | 0 | 0 | 0 | 0 |  | 0 | 0
5 | 3 | 22 | 0 | 0 | 0 | 0 | 0 |  | 0 | 0
5 | 3 | 23 | 0 | 0 | 0 | 0 | 0 |  | 0 | 0
5 | 4 | 0 | 0 | 0 | 0 | 0 | 0 |  | 0 | 0
5 | 4 | 1 | 0 | 0 | 0 | 0 | 0 |  | 0 | 0
5 | 4 | 2 | 0 | 0 | 0 | 0 | 0 |  | 0 | 0
5 | 4 | 3 | 0 | 0 | 0 | 0 | 0 |  | 0 | 0
5 | 4 | 4 | 0 | 0 | 0 | 0 | 0 |  | 0 | 0
5 | 4 | 5 | 3048.804 | 3048.804 | 3048.804 | 3048.804 | 3048.804 |  | 0 | 0
5 | 4 | 6 | 22567.685 | 22231.397 | 21588.207 | 21015.063 | 21002.447 |  | 0 | 0
5 | 4 | 7 | 50683.892 | 49820.065 | 47615.495 | 45297.021 | 44317.831 |  | 0 | 0
5 | 4 | 8 | 124357.231 | 121807.868 | 110738.677 | 97270.837 | 89075.996 |  | 0 | 0
5 | 4 | 9 | 230090.853 | 231148.812 | 210177.446 | 178872.478 | 155552.194 |  | 0 | 0
5 | 4 | 10 | 234499.904 | 242492.413 | 233460.242 | 212454.156 | 191570.072 |  | 0 | 0
5 | 4 | 11 | 251020.798 | 267824.777 | 270049.71 | 256459.082 | 234699.262 |  | 0 | 0
5 | 4 | 12 | 233199.767 | 256358.598 | 271913.589 | 271110.851 | 254394.98 |  | 0 | 0
5 | 4 | 13 | 161019.016 | 174963.36 | 189620.128 | 196479.233 | 191628.282 |  | 0 | 0
5 | 4 | 14 | 154755.979 | 180324.8 | 215621.369 | 239949.651 | 239799.569 |  | 0 | 0
5 | 4 | 15 | 99495.547 | 129720.297 | 179017.623 | 218342.739 | 228169.736 |  | 0 | 0
5 | 4 | 16 | 38534.464 | 60653.395 | 118815.492 | 170864.416 | 190802.557 |  | 0 | 0
5 | 4 | 17 | 16495.596 | 16495.596 | 43053.812 | 91062.43 | 114988.464 |  | 0 | 0
5 | 4 | 18 | 1742.813 | 1742.813 | 1742.813 | 6398.083 | 8530.028 |  | 0 | 0
5 | 4 | 19 | 0 | 0 | 0 | 0 | 0 |  | 0 | 0
5 | 4 | 20 | 0 | 0 | 0 | 0 | 0 |  | 0 | 0
5 | 4 | 21 | 0 | 0 | 0 | 0 | 0 |  | 0 | 0
5 | 4 | 22 | 0 | 0 | 0 | 0 | 0 |  | 0 | 0
5 | 4 | 23 | 0 | 0 | 0 | 0 | 0 |  | 0 | 0
5 | 5 | 0 | 0 | 0 | 0 | 0 | 0 |  | 0 | 0
5 | 5 | 1 | 0 | 0 | 0 | 0 | 0 |  | 0 | 0
5 | 5 | 2 | 0 | 0 | 0 | 0 | 0 |  | 0 | 0
5 | 5 | 3 | 0 | 0 | 0 | 0 | 0 |  | 0 | 0
5 | 5 | 4 | 0 | 0 | 0 | 0 | 0 |  | 0 | 0
5 | 5 | 5 | 13701.075 | 11352.528 | 5162.562 | 5162.562 | 5162.562 |  | 0 | 0
5 | 5 | 6 | 137857.276 | 110701.786 | 53270.419 | 15688.001 | 15323.903 |  | 0 | 0
5 | 5 | 7 | 104147.569 | 97666.29 | 80997.064 | 62827.455 | 55343.006 |  | 0 | 0
5 | 5 | 8 | 259596.755 | 249303.305 | 204746.55 | 148279.018 | 111875.233 |  | 0 | 0
5 | 5 | 9 | 286550.075 | 287819.823 | 257592.331 | 212135.709 | 178041.19 |  | 0 | 0
5 | 5 | 10 | 293222.963 | 304923.723 | 291339.591 | 259724.295 | 227995.183 |  | 0 | 0
5 | 5 | 11 | 283911.927 | 304496.472 | 307158.931 | 290468.63 | 263581.156 |  | 0 | 0
5 | 5 | 12 | 258918.868 | 286821.813 | 305496.187 | 304658.922 | 284759.41 |  | 0 | 0
5 | 5 | 13 | 154736.698 | 167480.17 | 180947.767 | 187319.059 | 182960.108 |  | 0 | 0
5 | 5 | 14 | 140373.574 | 158043.419 | 182741.765 | 199986.936 | 200028.507 |  | 0 | 0
5 | 5 | 15 | 101144.17 | 133141.599 | 185459.796 | 227221.982 | 237852.464 |  | 0 | 0
5 | 5 | 16 | 40311.229 | 62031.37 | 119436.632 | 171017.677 | 190985.703 |  | 0 | 0
5 | 5 | 17 | 17193.12 | 17193.12 | 43644.057 | 90906.96 | 114537.659 |  | 0 | 0
5 | 5 | 18 | 2203.492 | 2203.492 | 2203.492 | 7664.727 | 10119.267 |  | 0 | 0
5 | 5 | 19 | 0 | 0 | 0 | 0 | 0 |  | 0 | 0
5 | 5 | 20 | 0 | 0 | 0 | 0 | 0 |  | 0 | 0
5 | 5 | 21 | 0 | 0 | 0 | 0 | 0 |  | 0 | 0
5 | 5 | 22 | 0 | 0 | 0 | 0 | 0 |  | 0 | 0
5 | 5 | 23 | 0 | 0 | 0 | 0 | 0 |  | 0 | 0
5 | 6 | 0 | 0 | 0 | 0 | 0 | 0 |  | 0 | 0
5 | 6 | 1 | 0 | 0 | 0 | 0 | 0 |  | 0 | 0
5 | 6 | 2 | 0 | 0 | 0 | 0 | 0 |  | 0 | 0
5 | 6 | 3 | 0 | 0 | 0 | 0 | 0 |  | 0 | 0
5 | 6 | 4 | 0 | 0 | 0 | 0 | 0 |  | 0 | 0
5 | 6 | 5 | 31193.676 | 24623.942 | 4656.047 | 4656.047 | 4656.047 |  | 0 | 0
5 | 6 | 6 | 146409.191 | 117183.273 | 55316.274 | 14681.152 | 14188.672 |  | 0 | 0
5 | 6 | 7 | 217354.02 | 195548.293 | 137860.732 | 70951.452 | 43782.696 |  | 0 | 0
5 | 6 | 8 | 264543.892 | 253862.845 | 208526.389 | 151266.795 | 114505.104 |  | 0 | 0
5 | 6 | 9 | 292215.237 | 293264.449 | 262340.522 | 216073.03 | 181542.279 |  | 0 | 0
5 | 6 | 10 | 298615.946 | 310371.932 | 296353.138 | 264107.374 | 231968.89 |  | 0 | 0
5 | 6 | 11 | 289268.576 | 310237.702 | 312901.234 | 295807.836 | 268434.197 |  | 0 | 0
5 | 6 | 12 | 199285.467 | 215139.768 | 225951.243 | 225533.848 | 214124.147 |  | 0 | 0
5 | 6 | 13 | 144466.947 | 155707.646 | 167682.585 | 173419.557 | 169621.156 |  | 0 | 0
5 | 6 | 14 | 171773.869 | 205100.096 | 251333.563 | 283321.883 | 283664.277 |  | 0 | 0
5 | 6 | 15 | 103305.553 | 137984.985 | 194880.147 | 240392.226 | 252195.416 |  | 0 | 0
5 | 6 | 16 | 38230.669 | 61459.893 | 123372.225 | 179013.838 | 200706.529 |  | 0 | 0
5 | 6 | 17 | 14705.458 | 14705.458 | 45157.051 | 99993.817 | 127395.768 |  | 0 | 0
5 | 6 | 18 | 2527.245 | 2527.245 | 2527.245 | 11779.323 | 15978 |  | 0 | 0
5 | 6 | 19 | 0 | 0 | 0 | 0 | 0 |  | 0 | 0
5 | 6 | 20 | 0 | 0 | 0 | 0 | 0 |  | 0 | 0
5 | 6 | 21 | 0 | 0 | 0 | 0 | 0 |  | 0 | 0
5 | 6 | 22 | 0 | 0 | 0 | 0 | 0 |  | 0 | 0
5 | 6 | 23 | 0 | 0 | 0 | 0 | 0 |  | 0 | 0
5 | 7 | 0 | 0 | 0 | 0 | 0 | 0 |  | 0 | 0
5 | 7 | 1 | 0 | 0 | 0 | 0 | 0 |  | 0 | 0
5 | 7 | 2 | 0 | 0 | 0 | 0 | 0 |  | 0 | 0
5 | 7 | 3 | 0 | 0 | 0 | 0 | 0 |  | 0 | 0
5 | 7 | 4 | 0 | 0 | 0 | 0 | 0 |  | 0 | 0
5 | 7 | 5 | 19227.253 | 15415.322 | 5235.384 | 5235.384 | 5235.384 |  | 0 | 0
5 | 7 | 6 | 84259.541 | 70887.997 | 43620.019 | 24742.561 | 24309.537 |  | 0 | 0
5 | 7 | 7 | 164483.193 | 149776.963 | 112023.712 | 69787.252 | 52729.186 |  | 0 | 0
5 | 7 | 8 | 217520.117 | 209369.858 | 175790.501 | 134507.395 | 108886.399 |  | 0 | 0
5 | 7 | 9 | 288111.65 | 288915.189 | 258031.057 | 212296.448 | 178501.998 |  | 0 | 0
5 | 7 | 10 | 294987.752 | 306471.732 | 292402.209 | 260437.306 | 228826.855 |  | 0 | 0
5 | 7 | 11 | 73701.058 | 74513.971 | 74616.084 | 73947.614 | 72899.965 |  | 0 | 0
5 | 7 | 12 | 237385.236 | 259490.448 | 274559.045 | 274073.561 | 258304.373 |  | 0 | 0
5 | 7 | 13 | 203110.436 | 228101.164 | 254555.707 | 267240.039 | 259122.182 |  | 0 | 0
5 | 7 | 14 | 138985.518 | 153782.349 | 174779.282 | 189662.406 | 189944.266 |  | 0 | 0
5 | 7 | 15 | 102745.309 | 133042.211 | 183373.892 | 224047.811 | 234815.315 |  | 0 | 0
5 | 7 | 16 | 52002.325 | 59451.195 | 79083.356 | 97614.493 | 105164.054 |  | 0 | 0
5 | 7 | 17 | 21480.731 | 21480.731 | 38136.574 | 66620.454 | 81230.791 |  | 0 | 0
5 | 7 | 18 | 3381.184 | 3381.184 | 3381.184 | 5061.917 | 5819.968 |  | 0 | 0
5 | 7 | 19 | 0 | 0 | 0 | 0 | 0 |  | 0 | 0
5 | 7 | 20 | 0 | 0 | 0 | 0 | 0 |  | 0 | 0
5 | 7 | 21 | 0 | 0 | 0 | 0 | 0 |  | 0 | 0
5 | 7 | 22 | 0 | 0 | 0 | 0 | 0 |  | 0 | 0
5 | 7 | 23 | 0 | 0 | 0 | 0 | 0 |  | 0 | 0
5 | 8 | 0 | 0 | 0 | 0 | 0 | 0 |  | 0 | 0
5 | 8 | 1 | 0 | 0 | 0 | 0 | 0 |  | 0 | 0
5 | 8 | 2 | 0 | 0 | 0 | 0 | 0 |  | 0 | 0
5 | 8 | 3 | 0 | 0 | 0 | 0 | 0 |  | 0 | 0
5 | 8 | 4 | 0 | 0 | 0 | 0 | 0 |  | 0 | 0
5 | 8 | 5 | 813.628 | 813.628 | 813.628 | 813.628 | 813.628 |  | 0 | 0
5 | 8 | 6 | 74659.851 | 63880.156 | 41964.408 | 26813.367 | 26419.878 |  | 0 | 0
5 | 8 | 7 | 141590.703 | 130159.568 | 101205.366 | 69136.199 | 56237.914 |  | 0 | 0
5 | 8 | 8 | 73165.004 | 72531.674 | 70004.728 | 67021.925 | 65291.164 |  | 0 | 0
5 | 8 | 9 | 189227.221 | 189476.652 | 175827.497 | 156047.561 | 141724.627 |  | 0 | 0
5 | 8 | 10 | 45450.304 | 45582.039 | 45416.35 | 45050.297 | 44698.313 |  | 0 | 0
5 | 8 | 11 | 71182.669 | 71918.943 | 72009.312 | 71400.883 | 70449.832 |  | 0 | 0
5 | 8 | 12 | 99062.229 | 100970.36 | 102294.073 | 102259.379 | 100886.55 |  | 0 | 0
5 | 8 | 13 | 62357.401 | 63258.547 | 64234.959 | 64714.755 | 64417.016 |  | 0 | 0
5 | 8 | 14 | 55246.082 | 55982.188 | 57043.774 | 57808.965 | 57829.617 |  | 0 | 0
5 | 8 | 15 | 79322.188 | 84852.116 | 94680.637 | 103076.786 | 105379.146 |  | 0 | 0
5 | 8 | 16 | 51820.111 | 58190.742 | 75010.701 | 91073.383 | 97712.146 |  | 0 | 0
5 | 8 | 17 | 12211.186 | 12211.186 | 44511.23 | 102402.718 | 131586.872 |  | 0 | 0
5 | 8 | 18 | 2917.646 | 2917.646 | 2917.646 | 14722.706 | 19738.263 |  | 0 | 0
5 | 8 | 19 | 0 | 0 | 0 | 0 | 0 |  | 0 | 0
5 | 8 | 20 | 0 | 0 | 0 | 0 | 0 |  | 0 | 0
5 | 8 | 21 | 0 | 0 | 0 | 0 | 0 |  | 0 | 0
5 | 8 | 22 | 0 | 0 | 0 | 0 | 0 |  | 0 | 0
5 | 8 | 23 | 0 | 0 | 0 | 0 | 0 |  | 0 | 0
5 | 9 | 0 | 0 | 0 | 0 | 0 | 0 |  | 0 | 0
5 | 9 | 1 | 0 | 0 | 0 | 0 | 0 |  | 0 | 0
5 | 9 | 2 | 0 | 0 | 0 | 0 | 0 |  | 0 | 0
5 | 9 | 3 | 0 | 0 | 0 | 0 | 0 |  | 0 | 0
5 | 9 | 4 | 0 | 0 | 0 | 0 | 0 |  | 0 | 0
5 | 9 | 5 | 0 | 0 | 0 | 0 | 0 |  | 0 | 0
5 | 9 | 6 | 4706.122 | 4706.122 | 4706.122 | 4706.122 | 4706.122 |  | 0 | 0
5 | 9 | 7 | 24996.869 | 24974.408 | 24920.215 | 24866.037 | 24843.61 |  | 0 | 0
5 | 9 | 8 | 43657.495 | 43542.013 | 43090.005 | 42566.237 | 42277.533 |  | 0 | 0
5 | 9 | 9 | 26296.263 | 26296.393 | 26283.975 | 26266.281 | 26253.679 |  | 0 | 0
5 | 9 | 10 | 38866.904 | 38925.07 | 38849.864 | 38685.341 | 38527.876 |  | 0 | 0
5 | 9 | 11 | 78012.418 | 78880.718 | 78984.666 | 78263.472 | 77139.061 |  | 0 | 0
5 | 9 | 12 | 152421.871 | 159543.386 | 164480.725 | 164381.204 | 159301.998 |  | 0 | 0
5 | 9 | 13 | 68917.711 | 70030.402 | 71241.835 | 71842.754 | 71481.749 |  | 0 | 0
5 | 9 | 14 | 132602.823 | 145398.848 | 163643.935 | 176627.313 | 177074.404 |  | 0 | 0
5 | 9 | 15 | 57451.021 | 58642.872 | 60802.103 | 62669.687 | 63191.445 |  | 0 | 0
5 | 9 | 16 | 51973.377 | 58925.323 | 77398.671 | 94822.85 | 102008.136 |  | 0 | 0
5 | 9 | 17 | 15102.878 | 15102.878 | 44862.035 | 96549.974 | 122382.721 |  | 0 | 0
5 | 9 | 18 | 3258.879 | 3258.879 | 3258.879 | 15002.696 | 20150.998 |  | 0 | 0
5 | 9 | 19 | 0 | 0 | 0 | 0 | 0 |  | 0 | 0
5 | 9 | 20 | 0 | 0 | 0 | 0 | 0 |  | 0 | 0
5 | 9 | 21 | 0 | 0 | 0 | 0 | 0 |  | 0 | 0
5 | 9 | 22 | 0 | 0 | 0 | 0 | 0 |  | 0 | 0
5 | 9 | 23 | 0 | 0 | 0 | 0 | 0 |  | 0 | 0
5 | 10 | 0 | 0 | 0 | 0 | 0 | 0 |  | 0 | 0
5 | 10 | 1 | 0 | 0 | 0 | 0 | 0 |  | 0 | 0
5 | 10 | 2 | 0 | 0 | 0 | 0 | 0 |  | 0 | 0
5 | 10 | 3 | 0 | 0 | 0 | 0 | 0 |  | 0 | 0
5 | 10 | 4 | 0 | 0 | 0 | 0 | 0 |  | 0 | 0
5 | 10 | 5 | 22433.964 | 17765.323 | 6965.7 | 6965.7 | 6965.7 |  | 0 | 0
5 | 10 | 6 | 35933.273 | 34218.962 | 30878.474 | 28334.584 | 28195.817 |  | 0 | 0
5 | 10 | 7 | 22645.452 | 22645.452 | 22645.452 | 22645.452 | 22645.452 |  | 0 | 0
5 | 10 | 8 | 209502.388 | 201600.008 | 170775.464 | 133379.496 | 110633.097 |  | 0 | 0
5 | 10 | 9 | 255918.751 | 255986.227 | 231453.366 | 195818.618 | 169978.394 |  | 0 | 0
5 | 10 | 10 | 264264.679 | 272818.994 | 261431.175 | 236356.81 | 211967.226 |  | 0 | 0
5 | 10 | 11 | 226568.085 | 238861.524 | 240286.761 | 230040.892 | 213950.488 |  | 0 | 0
5 | 10 | 12 | 231387.365 | 251834.076 | 265934.277 | 265733.015 | 251342.004 |  | 0 | 0
5 | 10 | 13 | 202836.906 | 226764.589 | 252435.976 | 265083.892 | 257743.073 |  | 0 | 0
5 | 10 | 14 | 132589.782 | 145243.694 | 163533.399 | 176727.922 | 177282.524 |  | 0 | 0
5 | 10 | 15 | 104363.642 | 131603.212 | 177800.981 | 215702.276 | 226268.513 |  | 0 | 0
5 | 10 | 16 | 6547.024 | 6547.024 | 6547.024 | 6547.024 | 6547.024 |  | 0 | 0
5 | 10 | 17 | 8760.694 | 8760.694 | 8760.694 | 8760.694 | 8760.694 |  | 0 | 0
5 | 10 | 18 | 0 | 0 | 0 | 0 | 0 |  | 0 | 0
5 | 10 | 19 | 0 | 0 | 0 | 0 | 0 |  | 0 | 0
5 | 10 | 20 | 0 | 0 | 0 | 0 | 0 |  | 0 | 0
5 | 10 | 21 | 0 | 0 | 0 | 0 | 0 |  | 0 | 0
5 | 10 | 22 | 0 | 0 | 0 | 0 | 0 |  | 0 | 0
5 | 10 | 23 | 0 | 0 | 0 | 0 | 0 |  | 0 | 0
5 | 11 | 0 | 0 | 0 | 0 | 0 | 0 |  | 0 | 0
5 | 11 | 1 | 0 | 0 | 0 | 0 | 0 |  | 0 | 0
5 | 11 | 2 | 0 | 0 | 0 | 0 | 0 |  | 0 | 0
5 | 11 | 3 | 0 | 0 | 0 | 0 | 0 |  | 0 | 0
5 | 11 | 4 | 0 | 0 | 0 | 0 | 0 |  | 0 | 0
5 | 11 | 5 | 68.562 | 68.562 | 68.562 | 68.562 | 68.562 |  | 0 | 0
5 | 11 | 6 | 10141.894 | 10141.894 | 10141.894 | 10141.894 | 10141.894 |  | 0 | 0
5 | 11 | 7 | 18894.41 | 18894.41 | 18894.41 | 18894.41 | 18894.41 |  | 0 | 0
5 | 11 | 8 | 68247.067 | 67715.939 | 65709.47 | 63375.865 | 62054.102 |  | 0 | 0
5 | 11 | 9 | 187405.4 | 187341.759 | 174132.822 | 155315.407 | 141919.49 |  | 0 | 0
5 | 11 | 10 | 134899.078 | 136952.416 | 134143.942 | 128105.951 | 122365.914 |  | 0 | 0
5 | 11 | 11 | 146904.213 | 151337.761 | 151839.438 | 148117.808 | 142339.172 |  | 0 | 0
5 | 11 | 12 | 204143.78 | 219359.896 | 229959.887 | 229867.983 | 219136.369 |  | 0 | 0
5 | 11 | 13 | 242885.464 | 276421.143 | 312362.005 | 330138.977 | 320154.498 |  | 0 | 0
5 | 11 | 14 | 188403.246 | 223300.742 | 273156.529 | 308612.964 | 310344.252 |  | 0 | 0
5 | 11 | 15 | 113113.714 | 150428.695 | 213345.387 | 264694.427 | 279191.811 |  | 0 | 0
5 | 11 | 16 | 40034.16 | 65487.802 | 135608.902 | 199146.517 | 224900.58 |  | 0 | 0
5 | 11 | 17 | 11443.081 | 11443.081 | 49183.852 | 115735.746 | 149391.423 |  | 0 | 0
5 | 11 | 18 | 3943.523 | 3943.523 | 3943.523 | 22568.986 | 29537.073 |  | 0 | 0
5 | 11 | 19 | 0 | 0 | 0 | 0 | 0 |  | 0 | 0
5 | 11 | 20 | 0 | 0 | 0 | 0 | 0 |  | 0 | 0
5 | 11 | 21 | 0 | 0 | 0 | 0 | 0 |  | 0 | 0
5 | 11 | 22 | 0 | 0 | 0 | 0 | 0 |  | 0 | 0
5 | 11 | 23 | 0 | 0 | 0 | 0 | 0 |  | 0 | 0
5 | 12 | 0 | 0 | 0 | 0 | 0 | 0 |  | 0 | 0
5 | 12 | 1 | 0 | 0 | 0 | 0 | 0 |  | 0 | 0
5 | 12 | 2 | 0 | 0 | 0 | 0 | 0 |  | 0 | 0
5 | 12 | 3 | 0 | 0 | 0 | 0 | 0 |  | 0 | 0
5 | 12 | 4 | 0 | 0 | 0 | 0 | 0 |  | 0 | 0
5 | 12 | 5 | 45716.836 | 35226.151 | 6908.657 | 6908.657 | 6908.657 |  | 0 | 0
5 | 12 | 6 | 170282.671 | 135585.943 | 63792.82 | 15456.251 | 14108.966 |  | 0 | 0
5 | 12 | 7 | 246625.359 | 220598.16 | 155554.33 | 81542.155 | 52614.778 |  | 0 | 0
5 | 12 | 8 | 296655.386 | 283076.568 | 231583.486 | 168659.48 | 129752.88 |  | 0 | 0
5 | 12 | 9 | 322585.802 | 322169.594 | 288029.87 | 238803.565 | 203391.971 |  | 0 | 0
5 | 12 | 10 | 330918.682 | 342355.78 | 326234.63 | 291314.183 | 257552.861 |  | 0 | 0
5 | 12 | 11 | 320179.961 | 341695.495 | 344036.788 | 325920.84 | 297441.438 |  | 0 | 0
5 | 12 | 12 | 290207.802 | 319010.134 | 338951.038 | 338887.22 | 318853.593 |  | 0 | 0
5 | 12 | 13 | 227518.571 | 256793.105 | 288492.272 | 304380.718 | 295730.298 |  | 0 | 0
5 | 12 | 14 | 171489.827 | 198625.282 | 237852.158 | 266090.383 | 267670.913 |  | 0 | 0
5 | 12 | 15 | 111348.783 | 146645.725 | 206496.86 | 255504.783 | 269536.835 |  | 0 | 0
5 | 12 | 16 | 48276.181 | 65766.002 | 113882.825 | 158417.899 | 176866.165 |  | 0 | 0
5 | 12 | 17 | 13697.332 | 13697.332 | 51558.411 | 117102.161 | 150176.099 |  | 0 | 0
5 | 12 | 18 | 4581.542 | 4581.542 | 4581.542 | 23845.36 | 30967.33 |  | 0 | 0
5 | 12 | 19 | 0 | 0 | 0 | 0 | 0 |  | 0 | 0
5 | 12 | 20 | 0 | 0 | 0 | 0 | 0 |  | 0 | 0
5 | 12 | 21 | 0 | 0 | 0 | 0 | 0 |  | 0 | 0
5 | 12 | 22 | 0 | 0 | 0 | 0 | 0 |  | 0 | 0
5 | 12 | 23 | 0 | 0 | 0 | 0 | 0 |  | 0 | 0
5 | 13 | 0 | 0 | 0 | 0 | 0 | 0 |  | 0 | 0
5 | 13 | 1 | 0 | 0 | 0 | 0 | 0 |  | 0 | 0
5 | 13 | 2 | 0 | 0 | 0 | 0 | 0 |  | 0 | 0
5 | 13 | 3 | 0 | 0 | 0 | 0 | 0 |  | 0 | 0
5 | 13 | 4 | 0 | 0 | 0 | 0 | 0 |  | 0 | 0
5 | 13 | 5 | 48000.6 | 36563.484 | 6622.714 | 6603.982 | 6603.982 |  | 0 | 0
5 | 13 | 6 | 167608.664 | 133526.669 | 62932.259 | 15043.08 | 13550.812 |  | 0 | 0
5 | 13 | 7 | 239546.057 | 214307.469 | 151526.173 | 79953.978 | 52076.199 |  | 0 | 0
5 | 13 | 8 | 287816.3 | 274584.404 | 225065.215 | 164515.455 | 127141.347 |  | 0 | 0
5 | 13 | 9 | 312594.181 | 311959.28 | 279284.215 | 232147.808 | 198246.5 |  | 0 | 0
5 | 13 | 10 | 317871.392 | 328349.433 | 313140.541 | 280364.317 | 248657.585 |  | 0 | 0
5 | 13 | 11 | 306297.176 | 326014.844 | 328085.39 | 311394.208 | 285121.019 |  | 0 | 0
5 | 13 | 12 | 236994.607 | 257152.307 | 271204.409 | 271233.18 | 257222.692 |  | 0 | 0
5 | 13 | 13 | 211303.605 | 235553.689 | 261923.184 | 275246.812 | 268218.263 |  | 0 | 0
5 | 13 | 14 | 158411.2 | 180653.686 | 213001.702 | 236420.483 | 237890.126 |  | 0 | 0
5 | 13 | 15 | 113771.013 | 148925.943 | 208588.61 | 257325.707 | 271422.397 |  | 0 | 0
5 | 13 | 16 | 42643.749 | 67079.256 | 134829.158 | 196112.86 | 221204.323 |  | 0 | 0
5 | 13 | 17 | 14982.444 | 14982.444 | 46179.765 | 99238.548 | 126436.839 |  | 0 | 0
5 | 13 | 18 | 4674.368 | 4674.368 | 4674.368 | 19703.318 | 26043.565 |  | 0 | 0
5 | 13 | 19 | 0 | 0 | 0 | 0 | 0 |  | 0 | 0
5 | 13 | 20 | 0 | 0 | 0 | 0 | 0 |  | 0 | 0
5 | 13 | 21 | 0 | 0 | 0 | 0 | 0 |  | 0 | 0
5 | 13 | 22 | 0 | 0 | 0 | 0 | 0 |  | 0 | 0
5 | 13 | 23 | 0 | 0 | 0 | 0 | 0 |  | 0 | 0
5 | 14 | 0 | 0 | 0 | 0 | 0 | 0 |  | 0 | 0
5 | 14 | 1 | 0 | 0 | 0 | 0 | 0 |  | 0 | 0
5 | 14 | 2 | 0 | 0 | 0 | 0 | 0 |  | 0 | 0
5 | 14 | 3 | 0 | 0 | 0 | 0 | 0 |  | 0 | 0
5 | 14 | 4 | 0 | 0 | 0 | 0 | 0 |  | 0 | 0
5 | 14 | 5 | 0 | 0 | 0 | 0 | 0 |  | 0 | 0
5 | 14 | 6 | 8901.753 | 8901.753 | 8901.753 | 8901.753 | 8901.753 |  | 0 | 0
5 | 14 | 7 | 32526.629 | 32386.399 | 32061.22 | 31741.607 | 31614.752 |  | 0 | 0
5 | 14 | 8 | 69497.054 | 68949.483 | 66981.229 | 64722.155 | 63468.88 |  | 0 | 0
5 | 14 | 9 | 86140.105 | 86093.031 | 84348.213 | 81926.278 | 80246.057 |  | 0 | 0
5 | 14 | 10 | 152697.229 | 155077.12 | 151528.458 | 144107.95 | 137147.213 |  | 0 | 0
5 | 14 | 11 | 142494.944 | 146527.877 | 146940.76 | 143493.62 | 138193.819 |  | 0 | 0
5 | 14 | 12 | 158771.762 | 166004.78 | 171127.818 | 171164.42 | 166093.396 |  | 0 | 0
5 | 14 | 13 | 228480.335 | 259027.122 | 292358.674 | 309318.581 | 300648.393 |  | 0 | 0
5 | 14 | 14 | 144187.831 | 160389.181 | 184301.862 | 201879.097 | 203103.239 |  | 0 | 0
5 | 14 | 15 | 108657.567 | 140691.944 | 196141.641 | 242300.471 | 255940.411 |  | 0 | 0
5 | 14 | 16 | 44641.608 | 65600.077 | 124214.396 | 178366.229 | 201013.22 |  | 0 | 0
5 | 14 | 17 | 17414.898 | 17414.898 | 48159.537 | 100182.561 | 127094.853 |  | 0 | 0
5 | 14 | 18 | 5771.528 | 5771.528 | 5771.528 | 18257.101 | 23456.76 |  | 0 | 0
5 | 14 | 19 | 0 | 0 | 0 | 0 | 0 |  | 0 | 0
5 | 14 | 20 | 0 | 0 | 0 | 0 | 0 |  | 0 | 0
5 | 14 | 21 | 0 | 0 | 0 | 0 | 0 |  | 0 | 0
5 | 14 | 22 | 0 | 0 | 0 | 0 | 0 |  | 0 | 0
5 | 14 | 23 | 0 | 0 | 0 | 0 | 0 |  | 0 | 0
5 | 15 | 0 | 0 | 0 | 0 | 0 | 0 |  | 0 | 0
5 | 15 | 1 | 0 | 0 | 0 | 0 | 0 |  | 0 | 0
5 | 15 | 2 | 0 | 0 | 0 | 0 | 0 |  | 0 | 0
5 | 15 | 3 | 0 | 0 | 0 | 0 | 0 |  | 0 | 0
5 | 15 | 4 | 0 | 0 | 0 | 0 | 0 |  | 0 | 0
5 | 15 | 5 | 20934.677 | 16932.718 | 8043.83 | 7998.95 | 7998.95 |  | 0 | 0
5 | 15 | 6 | 99147.744 | 82504.358 | 49288.376 | 26104.172 | 24933.083 |  | 0 | 0
5 | 15 | 7 | 73862.451 | 70750.496 | 63473.732 | 55965.003 | 53058.826 |  | 0 | 0
5 | 15 | 8 | 222233.623 | 212825.99 | 178941.469 | 138515.455 | 114456.221 |  | 0 | 0
5 | 15 | 9 | 251341.362 | 250539.676 | 226772.898 | 193128.538 | 169377.768 |  | 0 | 0
5 | 15 | 10 | 243916.731 | 250637.456 | 240304.268 | 218643.611 | 198123.121 |  | 0 | 0
5 | 15 | 11 | 249457.425 | 263439.417 | 264807.604 | 252802.28 | 234180.654 |  | 0 | 0
5 | 15 | 12 | 40201.442 | 40418.622 | 40573.515 | 40575.381 | 40423.128 |  | 0 | 0
5 | 15 | 13 | 70327.202 | 71411.52 | 72627.888 | 73263.988 | 72947.599 |  | 0 | 0
5 | 15 | 14 | 139036.777 | 152106.747 | 171476.001 | 185763.57 | 186848.977 |  | 0 | 0
5 | 15 | 15 | 94178.696 | 104498.667 | 123305.116 | 139606.788 | 144553.562 |  | 0 | 0
5 | 15 | 16 | 44063.176 | 44866.023 | 47050.636 | 49250.341 | 50228.138 |  | 0 | 0
5 | 15 | 17 | 26511.136 | 26511.136 | 28670.102 | 31712.676 | 33373.258 |  | 0 | 0
5 | 15 | 18 | 6029.289 | 6029.289 | 6029.289 | 17908.109 | 23165.298 |  | 0 | 0
5 | 15 | 19 | 0 | 0 | 0 | 0 | 0 |  | 0 | 0
5 | 15 | 20 | 0 | 0 | 0 | 0 | 0 |  | 0 | 0
5 | 15 | 21 | 0 | 0 | 0 | 0 | 0 |  | 0 | 0
5 | 15 | 22 | 0 | 0 | 0 | 0 | 0 |  | 0 | 0
5 | 15 | 23 | 0 | 0 | 0 | 0 | 0 |  | 0 | 0
5 | 16 | 0 | 0 | 0 | 0 | 0 | 0 |  | 0 | 0
5 | 16 | 1 | 0 | 0 | 0 | 0 | 0 |  | 0 | 0
5 | 16 | 2 | 0 | 0 | 0 | 0 | 0 |  | 0 | 0
5 | 16 | 3 | 0 | 0 | 0 | 0 | 0 |  | 0 | 0
5 | 16 | 4 | 0 | 0 | 0 | 0 | 0 |  | 0 | 0
5 | 16 | 5 | 0 | 0 | 0 | 0 | 0 |  | 0 | 0
5 | 16 | 6 | 23661.071 | 23367.55 | 22839.904 | 22387.308 | 22326.096 |  | 0 | 0
5 | 16 | 7 | 44106.318 | 43642.356 | 42582.002 | 41546.444 | 41142.257 |  | 0 | 0
5 | 16 | 8 | 69522.308 | 68924.014 | 66837.696 | 64459.295 | 63150.914 |  | 0 | 0
5 | 16 | 9 | 125002.786 | 124769.148 | 119078.499 | 111234.868 | 105835.469 |  | 0 | 0
5 | 16 | 10 | 91337.547 | 91888.374 | 91017.524 | 89234.093 | 87582.102 |  | 0 | 0
5 | 16 | 11 | 186286.758 | 193709.091 | 194408.556 | 187984.043 | 178139.431 |  | 0 | 0
5 | 16 | 12 | 151625.67 | 158075.866 | 162675.743 | 162752.653 | 158262.074 |  | 0 | 0
5 | 16 | 13 | 101369.082 | 103740.777 | 106411.798 | 107818.77 | 107139.939 |  | 0 | 0
5 | 16 | 14 | 162329.507 | 185342.934 | 219400.987 | 244445.552 | 246494.288 |  | 0 | 0
5 | 16 | 15 | 107176.08 | 128255.882 | 165998.69 | 198257.795 | 208108.143 |  | 0 | 0
5 | 16 | 16 | 54575.394 | 67776.322 | 105063.489 | 140320.096 | 155485.643 |  | 0 | 0
5 | 16 | 17 | 14259.998 | 14336.733 | 48616.377 | 106342.57 | 136231.368 |  | 0 | 0
5 | 16 | 18 | 5136.429 | 5136.429 | 5136.429 | 22614.806 | 30333.14 |  | 0 | 0
5 | 16 | 19 | 0 | 0 | 0 | 0 | 0 |  | 0 | 0
5 | 16 | 20 | 0 | 0 | 0 | 0 | 0 |  | 0 | 0
5 | 16 | 21 | 0 | 0 | 0 | 0 | 0 |  | 0 | 0
5 | 16 | 22 | 0 | 0 | 0 | 0 | 0 |  | 0 | 0
5 | 16 | 23 | 0 | 0 | 0 | 0 | 0 |  | 0 | 0
5 | 17 | 0 | 0 | 0 | 0 | 0 | 0 |  | 0 | 0
5 | 17 | 1 | 0 | 0 | 0 | 0 | 0 |  | 0 | 0
5 | 17 | 2 | 0 | 0 | 0 | 0 | 0 |  | 0 | 0
5 | 17 | 3 | 0 | 0 | 0 | 0 | 0 |  | 0 | 0
5 | 17 | 4 | 0 | 0 | 0 | 0 | 0 |  | 0 | 0
5 | 17 | 5 | 27444.299 | 21101.099 | 8063.85 | 7940.502 | 7940.502 |  | 0 | 0
5 | 17 | 6 | 30234.914 | 29537.172 | 28288.907 | 27221.726 | 27069.444 |  | 0 | 0
5 | 17 | 7 | 54037.737 | 53018.719 | 50682.552 | 48321.655 | 47418.809 |  | 0 | 0
5 | 17 | 8 | 183928.533 | 176960.361 | 152834.476 | 124863.748 | 108869.426 |  | 0 | 0
5 | 17 | 9 | 95061.627 | 94951.374 | 92653.804 | 89512.731 | 87368.373 |  | 0 | 0
5 | 17 | 10 | 147965.835 | 150093.454 | 146627.364 | 139580.848 | 133070.82 |  | 0 | 0
5 | 17 | 11 | 154604.286 | 159161.522 | 159572.543 | 155598.633 | 149552.788 |  | 0 | 0
5 | 17 | 12 | 260533.143 | 285108.933 | 302492.561 | 302859.287 | 286005.332 |  | 0 | 0
5 | 17 | 13 | 190534.122 | 208643.367 | 228926.269 | 239600.2 | 234610.152 |  | 0 | 0
5 | 17 | 14 | 172846.655 | 202312.849 | 246023.297 | 278197.824 | 281014.939 |  | 0 | 0
5 | 17 | 15 | 108516.339 | 127659.417 | 162168.178 | 191876.127 | 201083.31 |  | 0 | 0
5 | 17 | 16 | 49746.832 | 67259.834 | 117121.819 | 163954.914 | 184092.953 |  | 0 | 0
5 | 17 | 17 | 15862.202 | 16013.868 | 46487.912 | 97436.991 | 124054.642 |  | 0 | 0
5 | 17 | 18 | 6091.204 | 6091.204 | 6091.204 | 17428.063 | 22782.063 |  | 0 | 0
5 | 17 | 19 | 0 | 0 | 0 | 0 | 0 |  | 0 | 0
5 | 17 | 20 | 0 | 0 | 0 | 0 | 0 |  | 0 | 0
5 | 17 | 21 | 0 | 0 | 0 | 0 | 0 |  | 0 | 0
5 | 17 | 22 | 0 | 0 | 0 | 0 | 0 |  | 0 | 0
5 | 17 | 23 | 0 | 0 | 0 | 0 | 0 |  | 0 | 0
5 | 18 | 0 | 0 | 0 | 0 | 0 | 0 |  | 0 | 0
5 | 18 | 1 | 0 | 0 | 0 | 0 | 0 |  | 0 | 0
5 | 18 | 2 | 0 | 0 | 0 | 0 | 0 |  | 0 | 0
5 | 18 | 3 | 0 | 0 | 0 | 0 | 0 |  | 0 | 0
5 | 18 | 4 | 0 | 0 | 0 | 0 | 0 |  | 0 | 0
5 | 18 | 5 | 27357.492 | 21001.346 | 8333.498 | 8185.469 | 8185.469 |  | 0 | 0
5 | 18 | 6 | 106753.463 | 88220.342 | 51278.121 | 25529.687 | 24059.373 |  | 0 | 0
5 | 18 | 7 | 146253.206 | 133848.243 | 104756.932 | 73325.044 | 61473.537 |  | 0 | 0
5 | 18 | 8 | 226793.738 | 216697.482 | 181730.422 | 140233.771 | 115788.046 |  | 0 | 0
5 | 18 | 9 | 239134.2 | 237942.508 | 215895.971 | 185099.573 | 163677.074 |  | 0 | 0
5 | 18 | 10 | 292863.956 | 301132.923 | 287203.772 | 258419.432 | 231125.7 |  | 0 | 0
5 | 18 | 11 | 286333.395 | 303187.659 | 304618.144 | 289860.636 | 266995.146 |  | 0 | 0
5 | 18 | 12 | 264663.544 | 288463.904 | 305187.23 | 305609.281 | 289503.996 |  | 0 | 0
5 | 18 | 13 | 227669.481 | 255940.458 | 287113.654 | 303354.643 | 296008 |  | 0 | 0
5 | 18 | 14 | 170638.296 | 196819.672 | 235628.36 | 264136.208 | 266786.128 |  | 0 | 0
5 | 18 | 15 | 111941.242 | 143643.564 | 199298.696 | 245963.16 | 260380.062 |  | 0 | 0
5 | 18 | 16 | 43449.334 | 65524.092 | 128738.077 | 187216.734 | 212190.374 |  | 0 | 0
5 | 18 | 17 | 13470.004 | 13725.887 | 50135.022 | 111092.495 | 142750.073 |  | 0 | 0
5 | 18 | 18 | 5434.603 | 5434.603 | 5434.603 | 26223.886 | 35530.386 |  | 0 | 0
5 | 18 | 19 | 0 | 0 | 0 | 0 | 0 |  | 0 | 0
5 | 18 | 20 | 0 | 0 | 0 | 0 | 0 |  | 0 | 0
5 | 18 | 21 | 0 | 0 | 0 | 0 | 0 |  | 0 | 0
5 | 18 | 22 | 0 | 0 | 0 | 0 | 0 |  | 0 | 0
5 | 18 | 23 | 0 | 0 | 0 | 0 | 0 |  | 0 | 0
5 | 19 | 0 | 0 | 0 | 0 | 0 | 0 |  | 0 | 0
5 | 19 | 1 | 0 | 0 | 0 | 0 | 0 |  | 0 | 0
5 | 19 | 2 | 0 | 0 | 0 | 0 | 0 |  | 0 | 0
5 | 19 | 3 | 0 | 0 | 0 | 0 | 0 |  | 0 | 0
5 | 19 | 4 | 0 | 0 | 0 | 0 | 0 |  | 0 | 0
5 | 19 | 5 | 57625.696 | 41886.001 | 7989.156 | 7681.733 | 7681.733 |  | 0 | 0
5 | 19 | 6 | 175077.413 | 138879.85 | 65665.444 | 15563.172 | 13082.765 |  | 0 | 0
5 | 19 | 7 | 246614.063 | 219506.698 | 155111.998 | 83047.023 | 56115.343 |  | 0 | 0
5 | 19 | 8 | 293399.248 | 278825.513 | 228954.654 | 169641.088 | 134313.252 |  | 0 | 0
5 | 19 | 9 | 292139.197 | 290318.911 | 260267.319 | 218506.519 | 189626.47 |  | 0 | 0
5 | 19 | 10 | 325984.1 | 335306.064 | 319132.589 | 286190.203 | 255317.976 |  | 0 | 0
5 | 19 | 11 | 287904.234 | 304350.716 | 305678.17 | 291155.781 | 268911.167 |  | 0 | 0
5 | 19 | 12 | 271074.573 | 295089.081 | 312090.583 | 312589.03 | 296312.648 |  | 0 | 0
5 | 19 | 13 | 244384.961 | 274699.579 | 308300.532 | 325941.705 | 318190.024 |  | 0 | 0
5 | 19 | 14 | 189568.905 | 220766.221 | 266952.208 | 300777.242 | 304093.937 |  | 0 | 0
5 | 19 | 15 | 119033.322 | 152235.331 | 210564.526 | 259382.258 | 274577.543 |  | 0 | 0
5 | 19 | 16 | 44386.677 | 66379.278 | 129492.734 | 187710.199 | 212633.982 |  | 0 | 0
5 | 19 | 17 | 23872.444 | 24131.73 | 45012.015 | 78494.257 | 96222.505 |  | 0 | 0
5 | 19 | 18 | 6155.868 | 6155.868 | 6155.868 | 28078.756 | 38171.508 |  | 0 | 0
5 | 19 | 19 | 0 | 0 | 0 | 0 | 0 |  | 0 | 0
5 | 19 | 20 | 0 | 0 | 0 | 0 | 0 |  | 0 | 0
5 | 19 | 21 | 0 | 0 | 0 | 0 | 0 |  | 0 | 0
5 | 19 | 22 | 0 | 0 | 0 | 0 | 0 |  | 0 | 0
5 | 19 | 23 | 0 | 0 | 0 | 0 | 0 |  | 0 | 0
5 | 20 | 0 | 0 | 0 | 0 | 0 | 0 |  | 0 | 0
5 | 20 | 1 | 0 | 0 | 0 | 0 | 0 |  | 0 | 0
5 | 20 | 2 | 0 | 0 | 0 | 0 | 0 |  | 0 | 0
5 | 20 | 3 | 0 | 0 | 0 | 0 | 0 |  | 0 | 0
5 | 20 | 4 | 0 | 0 | 0 | 0 | 0 |  | 0 | 0
5 | 20 | 5 | 2271.778 | 2271.778 | 2271.778 | 2271.778 | 2271.778 |  | 0 | 0
5 | 20 | 6 | 10010.792 | 10010.792 | 10010.792 | 10010.792 | 10010.792 |  | 0 | 0
5 | 20 | 7 | 34691.803 | 34517.095 | 34128.523 | 33753.749 | 33612.263 |  | 0 | 0
5 | 20 | 8 | 40760.065 | 40668.679 | 40367.251 | 40032.373 | 39860.2 |  | 0 | 0
5 | 20 | 9 | 48409.98 | 48385.609 | 48026.151 | 47542.176 | 47217.192 |  | 0 | 0
5 | 20 | 10 | 58392.509 | 58581.678 | 58244.435 | 57578.301 | 56973.474 |  | 0 | 0
5 | 20 | 11 | 72370.864 | 72993.606 | 73041.371 | 72486.191 | 71653.161 |  | 0 | 0
5 | 20 | 12 | 90876.254 | 92212.504 | 93179.868 | 93212.198 | 92290.582 |  | 0 | 0
5 | 20 | 13 | 96669.866 | 98566.596 | 100740.684 | 101919.265 | 101413.39 |  | 0 | 0
5 | 20 | 14 | 50998.07 | 51461.716 | 52174.758 | 52719.502 | 52776.857 |  | 0 | 0
5 | 20 | 15 | 28092.272 | 28102.16 | 28122.057 | 28140.308 | 28146.22 |  | 0 | 0
5 | 20 | 16 | 31397.11 | 31508.681 | 31818.05 | 32144.025 | 32295.628 |  | 0 | 0
5 | 20 | 17 | 30038.814 | 30196.659 | 37146.264 | 47512.807 | 53172.726 |  | 0 | 0
5 | 20 | 18 | 0 | 0 | 0 | 0 | 0 |  | 0 | 0
5 | 20 | 19 | 0 | 0 | 0 | 0 | 0 |  | 0 | 0
5 | 20 | 20 | 0 | 0 | 0 | 0 | 0 |  | 0 | 0
5 | 20 | 21 | 0 | 0 | 0 | 0 | 0 |  | 0 | 0
5 | 20 | 22 | 0 | 0 | 0 | 0 | 0 |  | 0 | 0
5 | 20 | 23 | 0 | 0 | 0 | 0 | 0 |  | 0 | 0
5 | 21 | 0 | 0 | 0 | 0 | 0 | 0 |  | 0 | 0
5 | 21 | 1 | 0 | 0 | 0 | 0 | 0 |  | 0 | 0
5 | 21 | 2 | 0 | 0 | 0 | 0 | 0 |  | 0 | 0
5 | 21 | 3 | 0 | 0 | 0 | 0 | 0 |  | 0 | 0
5 | 21 | 4 | 0 | 0 | 0 | 0 | 0 |  | 0 | 0
5 | 21 | 5 | 55353.817 | 40028.707 | 9263.897 | 8883.578 | 8883.578 |  | 0 | 0
5 | 21 | 6 | 169759.566 | 135403.3 | 66586.174 | 19142.398 | 16398.861 |  | 0 | 0
5 | 21 | 7 | 242508.528 | 215746.568 | 153123.988 | 83731.198 | 58143.236 |  | 0 | 0
5 | 21 | 8 | 290124.256 | 275313.09 | 225944.08 | 167815.792 | 133785.507 |  | 0 | 0
5 | 21 | 9 | 316356.222 | 313894.972 | 280179.341 | 233546.035 | 201504.056 |  | 0 | 0
5 | 21 | 10 | 251680.895 | 257356.085 | 246906.146 | 226197.404 | 207212.775 |  | 0 | 0
5 | 21 | 11 | 205268.068 | 213238.108 | 213809.15 | 206654.182 | 195895.158 |  | 0 | 0
5 | 21 | 12 | 287497.169 | 312781.644 | 330766.8 | 331427.154 | 314403.545 |  | 0 | 0
5 | 21 | 13 | 167184.414 | 178933.359 | 192346.764 | 199615.325 | 196585.893 |  | 0 | 0
5 | 21 | 14 | 192592.227 | 223080.518 | 268688.935 | 302391.67 | 306043.823 |  | 0 | 0
5 | 21 | 15 | 121953.05 | 154635.422 | 212643.069 | 261529.658 | 277053.052 |  | 0 | 0
5 | 21 | 16 | 48537.397 | 71974.619 | 139754.496 | 202076.099 | 228923.015 |  | 0 | 0
5 | 21 | 17 | 13846.781 | 14402.99 | 55488.793 | 122607.169 | 157181.114 |  | 0 | 0
5 | 21 | 18 | 6429.287 | 6429.287 | 6429.287 | 32069.443 | 44147.917 |  | 0 | 0
5 | 21 | 19 | 0 | 0 | 0 | 0 | 0 |  | 0 | 0
5 | 21 | 20 | 0 | 0 | 0 | 0 | 0 |  | 0 | 0
5 | 21 | 21 | 0 | 0 | 0 | 0 | 0 |  | 0 | 0
5 | 21 | 22 | 0 | 0 | 0 | 0 | 0 |  | 0 | 0
5 | 21 | 23 | 0 | 0 | 0 | 0 | 0 |  | 0 | 0
5 | 22 | 0 | 0 | 0 | 0 | 0 | 0 |  | 0 | 0
5 | 22 | 1 | 0 | 0 | 0 | 0 | 0 |  | 0 | 0
5 | 22 | 2 | 0 | 0 | 0 | 0 | 0 |  | 0 | 0
5 | 22 | 3 | 0 | 0 | 0 | 0 | 0 |  | 0 | 0
5 | 22 | 4 | 0 | 0 | 0 | 0 | 0 |  | 0 | 0
5 | 22 | 5 | 58589.332 | 41973.571 | 8899.709 | 8488.641 | 8488.641 |  | 0 | 0
5 | 22 | 6 | 168701.555 | 134341.136 | 65299.654 | 17561.164 | 14718.444 |  | 0 | 0
5 | 22 | 7 | 235506.231 | 209552.11 | 148788.561 | 81031.323 | 56119.58 |  | 0 | 0
5 | 22 | 8 | 277958.522 | 263819.864 | 216990.458 | 161563.778 | 129069.658 |  | 0 | 0
5 | 22 | 9 | 281262.654 | 279012.06 | 250509.601 | 211161.744 | 184201.94 |  | 0 | 0
5 | 22 | 10 | 258707.849 | 264713.505 | 253298.025 | 230715.315 | 209947.908 |  | 0 | 0
5 | 22 | 11 | 245780.545 | 258001.031 | 258812.013 | 247765.947 | 231058.457 |  | 0 | 0
5 | 22 | 12 | 192152.975 | 202971.321 | 210767.589 | 211081.647 | 203735.865 |  | 0 | 0
5 | 22 | 13 | 136897.219 | 143600.279 | 151298.903 | 155504.09 | 153798.163 |  | 0 | 0
5 | 22 | 14 | 111691.694 | 117680.719 | 126907.998 | 133954.37 | 134763.922 |  | 0 | 0
5 | 22 | 15 | 108778.826 | 129582.637 | 167297.327 | 199508.509 | 209859.564 |  | 0 | 0
5 | 22 | 16 | 52787.365 | 68657.115 | 114624.178 | 157539.201 | 176301.283 |  | 0 | 0
5 | 22 | 17 | 27261.837 | 27604.509 | 41878.383 | 64092.145 | 76015.983 |  | 0 | 0
5 | 22 | 18 | 6746.605 | 6746.605 | 6746.605 | 23854.222 | 32913.762 |  | 0 | 0
5 | 22 | 19 | 0 | 0 | 0 | 0 | 0 |  | 0 | 0
5 | 22 | 20 | 0 | 0 | 0 | 0 | 0 |  | 0 | 0
5 | 22 | 21 | 0 | 0 | 0 | 0 | 0 |  | 0 | 0
5 | 22 | 22 | 0 | 0 | 0 | 0 | 0 |  | 0 | 0
5 | 22 | 23 | 0 | 0 | 0 | 0 | 0 |  | 0 | 0
5 | 23 | 0 | 0 | 0 | 0 | 0 | 0 |  | 0 | 0
5 | 23 | 1 | 0 | 0 | 0 | 0 | 0 |  | 0 | 0
5 | 23 | 2 | 0 | 0 | 0 | 0 | 0 |  | 0 | 0
5 | 23 | 3 | 0 | 0 | 0 | 0 | 0 |  | 0 | 0
5 | 23 | 4 | 0 | 0 | 0 | 0 | 0 |  | 0 | 0
5 | 23 | 5 | 0 | 0 | 0 | 0 | 0 |  | 0 | 0
5 | 23 | 6 | 96718.399 | 80971.771 | 50516.481 | 28912.318 | 27117.024 |  | 0 | 0
5 | 23 | 7 | 193572.475 | 173590.259 | 127652.701 | 77555.715 | 59328.267 |  | 0 | 0
5 | 23 | 8 | 273833.986 | 259551.979 | 212974.849 | 158374.636 | 126715.605 |  | 0 | 0
5 | 23 | 9 | 300430.738 | 297697.054 | 265515.961 | 221376.881 | 191348.254 |  | 0 | 0
5 | 23 | 10 | 277890.957 | 284479.369 | 271568.761 | 246290.837 | 223215.894 |  | 0 | 0
5 | 23 | 11 | 296824.409 | 313680.731 | 314712.939 | 299354.651 | 276187.018 |  | 0 | 0
5 | 23 | 12 | 268176.799 | 291259.888 | 307792.257 | 308507.822 | 293014.301 |  | 0 | 0
5 | 23 | 13 | 194168.413 | 211609.712 | 231554.34 | 242435.334 | 238144.56 |  | 0 | 0
5 | 23 | 14 | 164588.059 | 186013.079 | 218706.088 | 243355.638 | 246278.717 |  | 0 | 0
5 | 23 | 15 | 111526.091 | 132583.7 | 171408.103 | 205167.661 | 216215.051 |  | 0 | 0
5 | 23 | 16 | 55845.805 | 70180.264 | 112163.914 | 152226.406 | 170097.965 |  | 0 | 0
5 | 23 | 17 | 25833.425 | 26345.794 | 43321.542 | 69280.065 | 83341.236 |  | 0 | 0
5 | 23 | 18 | 7903.637 | 7903.637 | 7903.637 | 9998.541 | 11301.349 |  | 0 | 0
5 | 23 | 19 | 0 | 0 | 0 | 0 | 0 |  | 0 | 0
5 | 23 | 20 | 0 | 0 | 0 | 0 | 0 |  | 0 | 0
5 | 23 | 21 | 0 | 0 | 0 | 0 | 0 |  | 0 | 0
5 | 23 | 22 | 0 | 0 | 0 | 0 | 0 |  | 0 | 0
5 | 23 | 23 | 0 | 0 | 0 | 0 | 0 |  | 0 | 0
5 | 24 | 0 | 0 | 0 | 0 | 0 | 0 |  | 0 | 0
5 | 24 | 1 | 0 | 0 | 0 | 0 | 0 |  | 0 | 0
5 | 24 | 2 | 0 | 0 | 0 | 0 | 0 |  | 0 | 0
5 | 24 | 3 | 0 | 0 | 0 | 0 | 0 |  | 0 | 0
5 | 24 | 4 | 0 | 0 | 0 | 0 | 0 |  | 0 | 0
5 | 24 | 5 | 35745.504 | 26489.941 | 9457.407 | 9163.655 | 9163.655 |  | 0 | 0
5 | 24 | 6 | 99833.112 | 83270.656 | 51419.524 | 28966.112 | 27070.127 |  | 0 | 0
5 | 24 | 7 | 191024.619 | 171555.535 | 127354.455 | 79791.263 | 62657.959 |  | 0 | 0
5 | 24 | 8 | 93769.663 | 91891.111 | 85978.244 | 79430.98 | 76013.776 |  | 0 | 0
5 | 24 | 9 | 285867.111 | 283080.226 | 252464.177 | 210954.217 | 183036.368 |  | 0 | 0
5 | 24 | 10 | 298727.796 | 306388.01 | 290905.717 | 260829.85 | 233502.022 |  | 0 | 0
5 | 24 | 11 | 141744.924 | 145275.21 | 145474.481 | 142226.734 | 137425.795 |  | 0 | 0
5 | 24 | 12 | 201024.894 | 212800.192 | 221359.522 | 221757.326 | 213765.293 |  | 0 | 0
5 | 24 | 13 | 127407.824 | 133160.534 | 139844.084 | 143549.904 | 142122.869 |  | 0 | 0
5 | 24 | 14 | 41035.226 | 41250.442 | 41587.38 | 41848.672 | 41881.23 |  | 0 | 0
5 | 24 | 15 | 108719.334 | 124987.801 | 155614.106 | 182764.417 | 191805.686 |  | 0 | 0
5 | 24 | 16 | 50804.332 | 53086.402 | 59731.83 | 66510.35 | 69668.034 |  | 0 | 0
5 | 24 | 17 | 27526.286 | 27974.251 | 42577.099 | 65223.245 | 77506.05 |  | 0 | 0
5 | 24 | 18 | 8231.799 | 8231.799 | 8231.799 | 9467.186 | 10209.791 |  | 0 | 0
5 | 24 | 19 | 0 | 0 | 0 | 0 | 0 |  | 0 | 0
5 | 24 | 20 | 0 | 0 | 0 | 0 | 0 |  | 0 | 0
5 | 24 | 21 | 0 | 0 | 0 | 0 | 0 |  | 0 | 0
5 | 24 | 22 | 0 | 0 | 0 | 0 | 0 |  | 0 | 0
5 | 24 | 23 | 0 | 0 | 0 | 0 | 0 |  | 0 | 0
5 | 25 | 0 | 0 | 0 | 0 | 0 | 0 |  | 0 | 0
5 | 25 | 1 | 0 | 0 | 0 | 0 | 0 |  | 0 | 0
5 | 25 | 2 | 0 | 0 | 0 | 0 | 0 |  | 0 | 0
5 | 25 | 3 | 0 | 0 | 0 | 0 | 0 |  | 0 | 0
5 | 25 | 4 | 0 | 0 | 0 | 0 | 0 |  | 0 | 0
5 | 25 | 5 | 8877.444 | 8712.86 | 8472.557 | 8461.129 | 8461.129 |  | 0 | 0
5 | 25 | 6 | 47630.397 | 43812.539 | 36812.902 | 31532.107 | 30838.927 |  | 0 | 0
5 | 25 | 7 | 127782.838 | 117966.955 | 96138.207 | 73356.976 | 65220.415 |  | 0 | 0
5 | 25 | 8 | 193571.549 | 185342.326 | 159460.247 | 130139.094 | 114013.124 |  | 0 | 0
5 | 25 | 9 | 253228.919 | 250872.409 | 226527.585 | 193757.052 | 171879.819 |  | 0 | 0
5 | 25 | 10 | 256615.767 | 262231.97 | 250529.804 | 228030.666 | 207740.721 |  | 0 | 0
5 | 25 | 11 | 271788.375 | 285567.621 | 286267.115 | 273497.232 | 254472.019 |  | 0 | 0
5 | 25 | 12 | 231996.416 | 249469.081 | 262116.152 | 262736.525 | 250981.942 |  | 0 | 0
5 | 25 | 13 | 209494.993 | 230799.963 | 255274.742 | 268742.987 | 263701.332 |  | 0 | 0
5 | 25 | 14 | 164109.657 | 185266.059 | 217939.906 | 242845.363 | 246022.13 |  | 0 | 0
5 | 25 | 15 | 116043.35 | 145178.437 | 198561.496 | 244777.504 | 260093.164 |  | 0 | 0
5 | 25 | 16 | 47565.693 | 68837.348 | 132083.478 | 191393.887 | 217741.199 |  | 0 | 0
5 | 25 | 17 | 12887 | 13763.859 | 53115.039 | 116594.075 | 149963.963 |  | 0 | 0
5 | 25 | 18 | 6301.314 | 6301.314 | 6301.314 | 32370.888 | 45956.498 |  | 0 | 0
5 | 25 | 19 | 0 | 0 | 0 | 0 | 0 |  | 0 | 0
5 | 25 | 20 | 0 | 0 | 0 | 0 | 0 |  | 0 | 0
5 | 25 | 21 | 0 | 0 | 0 | 0 | 0 |  | 0 | 0
5 | 25 | 22 | 0 | 0 | 0 | 0 | 0 |  | 0 | 0
5 | 25 | 23 | 0 | 0 | 0 | 0 | 0 |  | 0 | 0
5 | 26 | 0 | 0 | 0 | 0 | 0 | 0 |  | 0 | 0
5 | 26 | 1 | 0 | 0 | 0 | 0 | 0 |  | 0 | 0
5 | 26 | 2 | 0 | 0 | 0 | 0 | 0 |  | 0 | 0
5 | 26 | 3 | 0 | 0 | 0 | 0 | 0 |  | 0 | 0
5 | 26 | 4 | 0 | 0 | 0 | 0 | 0 |  | 0 | 0
5 | 26 | 5 | 0 | 0 | 0 | 0 | 0 |  | 0 | 0
5 | 26 | 6 | 12276.961 | 12276.961 | 12276.961 | 12276.961 | 12276.961 |  | 0 | 0
5 | 26 | 7 | 95573.369 | 90161.354 | 78310.462 | 66243.296 | 61965.69 |  | 0 | 0
5 | 26 | 8 | 276646.4 | 261286.4 | 213156.031 | 157885.718 | 126548.388 |  | 0 | 0
5 | 26 | 9 | 142897.019 | 142135.568 | 134761 | 125063.178 | 118728.764 |  | 0 | 0
5 | 26 | 10 | 315191.37 | 322962.79 | 306252.706 | 274281.189 | 245490.56 |  | 0 | 0
5 | 26 | 11 | 236126.822 | 246639.119 | 247116.437 | 237286.851 | 222794.116 |  | 0 | 0
5 | 26 | 12 | 277405.538 | 301499.419 | 318896.076 | 319790.717 | 303688.94 |  | 0 | 0
5 | 26 | 13 | 236455.156 | 264456.7 | 296529.44 | 314168.377 | 307734.586 |  | 0 | 0
5 | 26 | 14 | 115844.973 | 122125.632 | 131997.57 | 139667.894 | 140685.827 |  | 0 | 0
5 | 26 | 15 | 117384.56 | 147817.201 | 203437.4 | 251484.553 | 267492.167 |  | 0 | 0
5 | 26 | 16 | 48887.808 | 70097.144 | 133392.525 | 192540.916 | 218853.504 |  | 0 | 0
5 | 26 | 17 | 12836.374 | 13823.399 | 53485.451 | 116963.701 | 150265.028 |  | 0 | 0
5 | 26 | 18 | 6941.672 | 6941.672 | 6941.672 | 28697.894 | 40578.692 |  | 0 | 0
5 | 26 | 19 | 0 | 0 | 0 | 0 | 0 |  | 0 | 0
5 | 26 | 20 | 0 | 0 | 0 | 0 | 0 |  | 0 | 0
5 | 26 | 21 | 0 | 0 | 0 | 0 | 0 |  | 0 | 0
5 | 26 | 22 | 0 | 0 | 0 | 0 | 0 |  | 0 | 0
5 | 26 | 23 | 0 | 0 | 0 | 0 | 0 |  | 0 | 0
5 | 27 | 0 | 0 | 0 | 0 | 0 | 0 |  | 0 | 0
5 | 27 | 1 | 0 | 0 | 0 | 0 | 0 |  | 0 | 0
5 | 27 | 2 | 0 | 0 | 0 | 0 | 0 |  | 0 | 0
5 | 27 | 3 | 0 | 0 | 0 | 0 | 0 |  | 0 | 0
5 | 27 | 4 | 0 | 0 | 0 | 0 | 0 |  | 0 | 0
5 | 27 | 5 | 6851.896 | 6851.896 | 6851.896 | 6851.896 | 6851.896 |  | 0 | 0
5 | 27 | 6 | 2253.652 | 2253.652 | 2253.652 | 2253.652 | 2253.652 |  | 0 | 0
5 | 27 | 7 | 27657.618 | 27599.709 | 27476.036 | 27359.051 | 27317.275 |  | 0 | 0
5 | 27 | 8 | 180387.604 | 172911.062 | 149914.11 | 124140.785 | 110265.179 |  | 0 | 0
5 | 27 | 9 | 267077.676 | 264248.527 | 237914.385 | 202656.974 | 179291.976 |  | 0 | 0
5 | 27 | 10 | 300642.833 | 307567.692 | 292197.015 | 262872.657 | 236444.601 |  | 0 | 0
5 | 27 | 11 | 292812.833 | 308528.805 | 309150.885 | 294338.861 | 272355.927 |  | 0 | 0
5 | 27 | 12 | 268106.19 | 290413.344 | 306482.508 | 307343.222 | 292526.8 |  | 0 | 0
5 | 27 | 13 | 189118.996 | 205220.374 | 223879.303 | 234269.24 | 230561.883 |  | 0 | 0
5 | 27 | 14 | 181676.563 | 209129.166 | 251210.282 | 282908.812 | 287162.094 |  | 0 | 0
5 | 27 | 15 | 116645.176 | 145845.747 | 199054.21 | 244710.063 | 259931.25 |  | 0 | 0
5 | 27 | 16 | 56275.485 | 59762.589 | 70146.688 | 80565.818 | 85431.316 |  | 0 | 0
5 | 27 | 17 | 12704.697 | 13810.906 | 53696.557 | 116712.198 | 149469.126 |  | 0 | 0
5 | 27 | 18 | 6570.987 | 6570.987 | 6570.987 | 34001.016 | 48761.92 |  | 0 | 0
5 | 27 | 19 | 0 | 0 | 0 | 0 | 0 |  | 0 | 0
5 | 27 | 20 | 0 | 0 | 0 | 0 | 0 |  | 0 | 0
5 | 27 | 21 | 0 | 0 | 0 | 0 | 0 |  | 0 | 0
5 | 27 | 22 | 0 | 0 | 0 | 0 | 0 |  | 0 | 0
5 | 27 | 23 | 0 | 0 | 0 | 0 | 0 |  | 0 | 0
5 | 28 | 0 | 0 | 0 | 0 | 0 | 0 |  | 0 | 0
5 | 28 | 1 | 0 | 0 | 0 | 0 | 0 |  | 0 | 0
5 | 28 | 2 | 0 | 0 | 0 | 0 | 0 |  | 0 | 0
5 | 28 | 3 | 0 | 0 | 0 | 0 | 0 |  | 0 | 0
5 | 28 | 4 | 0 | 0 | 0 | 0 | 0 |  | 0 | 0
5 | 28 | 5 | 54390.222 | 38015.443 | 9263.055 | 8744.637 | 8744.637 |  | 0 | 0
5 | 28 | 6 | 111184.66 | 91556.535 | 53800.117 | 27512.971 | 25286.767 |  | 0 | 0
5 | 28 | 7 | 216990.984 | 192544.037 | 137447.531 | 77430.772 | 56335.344 |  | 0 | 0
5 | 28 | 8 | 216899.731 | 206370.483 | 174091.898 | 137566.459 | 117598.816 |  | 0 | 0
5 | 28 | 9 | 228048.028 | 225818.755 | 206090.657 | 179974.956 | 162859.109 |  | 0 | 0
5 | 28 | 10 | 238670.03 | 243093.606 | 232986.556 | 214022.325 | 197190.953 |  | 0 | 0
5 | 28 | 11 | 227274.832 | 237250.267 | 237589.564 | 228100.934 | 214203.08 |  | 0 | 0
5 | 28 | 12 | 233097.038 | 250053.629 | 262374.697 | 263061.494 | 251729.951 |  | 0 | 0
5 | 28 | 13 | 201531.648 | 221084.026 | 243755.168 | 256408.25 | 251997.845 |  | 0 | 0
5 | 28 | 14 | 151198.696 | 166428.984 | 190316.25 | 208780.261 | 211355.758 |  | 0 | 0
5 | 28 | 15 | 115451.563 | 140391.043 | 186909.406 | 227670.93 | 241489.52 |  | 0 | 0
5 | 28 | 16 | 56662.862 | 71137.433 | 114635.243 | 156349.867 | 175358.389 |  | 0 | 0
5 | 28 | 17 | 15594.106 | 16806.72 | 53118.587 | 110201.162 | 140334.075 |  | 0 | 0
5 | 28 | 18 | 7390.304 | 7390.304 | 7390.304 | 30709.676 | 43784.222 |  | 0 | 0
5 | 28 | 19 | 0 | 0 | 0 | 0 | 0 |  | 0 | 0
5 | 28 | 20 | 0 | 0 | 0 | 0 | 0 |  | 0 | 0
5 | 28 | 21 | 0 | 0 | 0 | 0 | 0 |  | 0 | 0
5 | 28 | 22 | 0 | 0 | 0 | 0 | 0 |  | 0 | 0
5 | 28 | 23 | 0 | 0 | 0 | 0 | 0 |  | 0 | 0
5 | 29 | 0 | 0 | 0 | 0 | 0 | 0 |  | 0 | 0
5 | 29 | 1 | 0 | 0 | 0 | 0 | 0 |  | 0 | 0
5 | 29 | 2 | 0 | 0 | 0 | 0 | 0 |  | 0 | 0
5 | 29 | 3 | 0 | 0 | 0 | 0 | 0 |  | 0 | 0
5 | 29 | 4 | 0 | 0 | 0 | 0 | 0 |  | 0 | 0
5 | 29 | 5 | 18663.855 | 15817.054 | 11088.898 | 10963.915 | 10963.915 |  | 0 | 0
5 | 29 | 6 | 91579.737 | 77033.196 | 49689.957 | 30250.94 | 28219.073 |  | 0 | 0
5 | 29 | 7 | 107551.476 | 100137.106 | 84097.519 | 67837 | 62181.719 |  | 0 | 0
5 | 29 | 8 | 186399.034 | 178334.021 | 153966.347 | 126745.986 | 112172.745 |  | 0 | 0
5 | 29 | 9 | 209530.222 | 207441.138 | 189764.216 | 166524.743 | 151405.653 |  | 0 | 0
5 | 29 | 10 | 260377.98 | 265497.853 | 253427.698 | 230868.131 | 210860.843 |  | 0 | 0
5 | 29 | 11 | 219558.22 | 228914.082 | 229177.762 | 220200.024 | 207112.969 |  | 0 | 0
5 | 29 | 12 | 119670.132 | 123383.394 | 126115.64 | 126273.563 | 123765.276 |  | 0 | 0
5 | 29 | 13 | 67165.336 | 68064.762 | 69128.951 | 69734.635 | 69527.323 |  | 0 | 0
5 | 29 | 14 | 33444.908 | 33528.315 | 33661.374 | 33766.142 | 33781.243 |  | 0 | 0
5 | 29 | 15 | 16235.1 | 16235.1 | 16235.1 | 16235.1 | 16235.1 |  | 0 | 0
5 | 29 | 16 | 59945.979 | 69658.557 | 98917.721 | 127419.932 | 140578.527 |  | 0 | 0
5 | 29 | 17 | 25724.23 | 25825.948 | 26696.872 | 27760.663 | 28393.997 |  | 0 | 0
5 | 29 | 18 | 8615.791 | 8615.791 | 8615.791 | 9176.694 | 9577.701 |  | 0 | 0
5 | 29 | 19 | 0 | 0 | 0 | 0 | 0 |  | 0 | 0
5 | 29 | 20 | 0 | 0 | 0 | 0 | 0 |  | 0 | 0
5 | 29 | 21 | 0 | 0 | 0 | 0 | 0 |  | 0 | 0
5 | 29 | 22 | 0 | 0 | 0 | 0 | 0 |  | 0 | 0
5 | 29 | 23 | 0 | 0 | 0 | 0 | 0 |  | 0 | 0
5 | 30 | 0 | 0 | 0 | 0 | 0 | 0 |  | 0 | 0
5 | 30 | 1 | 0 | 0 | 0 | 0 | 0 |  | 0 | 0
5 | 30 | 2 | 0 | 0 | 0 | 0 | 0 |  | 0 | 0
5 | 30 | 3 | 0 | 0 | 0 | 0 | 0 |  | 0 | 0
5 | 30 | 4 | 0 | 0 | 0 | 0 | 0 |  | 0 | 0
5 | 30 | 5 | 0 | 0 | 0 | 0 | 0 |  | 0 | 0
5 | 30 | 6 | 17537.669 | 17537.669 | 17537.669 | 17537.669 | 17537.669 |  | 0 | 0
5 | 30 | 7 | 100089.634 | 94080.218 | 81129.093 | 67961.683 | 63419.439 |  | 0 | 0
5 | 30 | 8 | 40983.698 | 40866.702 | 40520.225 | 40147.239 | 39966.227 |  | 0 | 0
5 | 30 | 9 | 86142.337 | 85917.034 | 84098.798 | 81750.787 | 80248.844 |  | 0 | 0
5 | 30 | 10 | 163372.704 | 165166.944 | 160816.639 | 152834.469 | 145879.953 |  | 0 | 0
5 | 30 | 11 | 133423.495 | 136348.237 | 136413.537 | 133581.425 | 129502.201 |  | 0 | 0
5 | 30 | 12 | 17136.929 | 17141.291 | 17144.51 | 17144.702 | 17141.752 |  | 0 | 0
5 | 30 | 13 | 13081.408 | 13081.408 | 13081.408 | 13081.408 | 13081.408 |  | 0 | 0
5 | 30 | 14 | 133932.273 | 143871.032 | 159599.697 | 171856.258 | 173651.208 |  | 0 | 0
5 | 30 | 15 | 50247.84 | 50746.456 | 51775.95 | 52736.903 | 53074.246 |  | 0 | 0
5 | 30 | 16 | 54678.914 | 57308.639 | 65230.194 | 73314.695 | 77155.707 |  | 0 | 0
5 | 30 | 17 | 18944.784 | 18958.093 | 19064.618 | 19194.9 | 19272.616 |  | 0 | 0
5 | 30 | 18 | 9777.198 | 9777.198 | 9777.198 | 13397.069 | 15635.374 |  | 0 | 0
5 | 30 | 19 | 0 | 0 | 0 | 0 | 0 |  | 0 | 0
5 | 30 | 20 | 0 | 0 | 0 | 0 | 0 |  | 0 | 0
5 | 30 | 21 | 0 | 0 | 0 | 0 | 0 |  | 0 | 0
5 | 30 | 22 | 0 | 0 | 0 | 0 | 0 |  | 0 | 0
5 | 30 | 23 | 0 | 0 | 0 | 0 | 0 |  | 0 | 0
5 | 31 | 0 | 0 | 0 | 0 | 0 | 0 |  | 0 | 0
5 | 31 | 1 | 0 | 0 | 0 | 0 | 0 |  | 0 | 0
5 | 31 | 2 | 0 | 0 | 0 | 0 | 0 |  | 0 | 0
5 | 31 | 3 | 0 | 0 | 0 | 0 | 0 |  | 0 | 0
5 | 31 | 4 | 0 | 0 | 0 | 0 | 0 |  | 0 | 0
5 | 31 | 5 | 4128.984 | 4128.984 | 4128.984 | 4128.984 | 4128.984 |  | 0 | 0
5 | 31 | 6 | 13858.875 | 13858.875 | 13858.875 | 13858.875 | 13858.875 |  | 0 | 0
5 | 31 | 7 | 52307.2 | 51491.009 | 49770.757 | 48120.009 | 47550.288 |  | 0 | 0
5 | 31 | 8 | 53416.032 | 53115.305 | 52232.274 | 51278.83 | 50806.203 |  | 0 | 0
5 | 31 | 9 | 67080.439 | 66953.997 | 65971.279 | 64707.635 | 63903.361 |  | 0 | 0
5 | 31 | 10 | 106619.857 | 107115.957 | 105877.121 | 103627.072 | 101682.971 |  | 0 | 0
5 | 31 | 11 | 146760.606 | 150110.257 | 150164.811 | 146892.582 | 142198.863 |  | 0 | 0
5 | 31 | 12 | 120521.504 | 124104.002 | 126746.253 | 126906.41 | 124491.194 |  | 0 | 0
5 | 31 | 13 | 159228.143 | 168964.616 | 180466.089 | 187023.462 | 184871.683 |  | 0 | 0
5 | 31 | 14 | 99788.269 | 103876.991 | 110424.431 | 115590.363 | 116366.854 |  | 0 | 0
5 | 31 | 15 | 60849.252 | 61759.816 | 63625.379 | 65363.51 | 65977.147 |  | 0 | 0
5 | 31 | 16 | 57676.565 | 60635.472 | 69601.586 | 78736.157 | 83086.183 |  | 0 | 0
5 | 31 | 17 | 22896.523 | 22948.808 | 23341.997 | 23823.691 | 24111.674 |  | 0 | 0
5 | 31 | 18 | 7737.762 | 7737.762 | 7737.762 | 31639.72 | 45601.182 |  | 0 | 0
5 | 31 | 19 | 0 | 0 | 0 | 0 | 0 |  | 0 | 0
5 | 31 | 20 | 0 | 0 | 0 | 0 | 0 |  | 0 | 0
5 | 31 | 21 | 0 | 0 | 0 | 0 | 0 |  | 0 | 0
5 | 31 | 22 | 0 | 0 | 0 | 0 | 0 |  | 0 | 0
5 | 31 | 23 | 0 | 0 | 0 | 0 | 0 |  | 0 | 0
6 | 1 | 0 | 0 | 0 | 0 | 0 | 0 |  | 0 | 0
6 | 1 | 1 | 0 | 0 | 0 | 0 | 0 |  | 0 | 0
6 | 1 | 2 | 0 | 0 | 0 | 0 | 0 |  | 0 | 0
6 | 1 | 3 | 0 | 0 | 0 | 0 | 0 |  | 0 | 0
6 | 1 | 4 | 0 | 0 | 0 | 0 | 0 |  | 0 | 0
6 | 1 | 5 | 37959.713 | 27646.613 | 10795.616 | 10402.894 | 10402.894 |  | 0 | 0
6 | 1 | 6 | 158285.399 | 125291.867 | 61136.936 | 17106.501 | 13783.642 |  | 0 | 0
6 | 1 | 7 | 165214.102 | 149165.466 | 114249.992 | 77574.498 | 65080.367 |  | 0 | 0
6 | 1 | 8 | 265746.54 | 250446.14 | 204771.748 | 152807.705 | 124215.451 |  | 0 | 0
6 | 1 | 9 | 289403.714 | 285337.503 | 254333.188 | 213401.31 | 186790.227 |  | 0 | 0
6 | 1 | 10 | 296993.38 | 303024.453 | 287436.563 | 258740.397 | 233477.558 |  | 0 | 0
6 | 1 | 11 | 287239.704 | 301750.233 | 301896.898 | 287599.029 | 266873.062 |  | 0 | 0
6 | 1 | 12 | 262426.486 | 283165.862 | 298222.298 | 299143.361 | 285423.349 |  | 0 | 0
6 | 1 | 13 | 225346.343 | 250494.464 | 279704.892 | 296128.789 | 290862.517 |  | 0 | 0
6 | 1 | 14 | 177220.274 | 202961.209 | 243219.764 | 274065.543 | 278711.638 | CFs | 0 | 0
6 | 1 | 15 | 115385.289 | 141547.055 | 190507.935 | 233407.144 | 248205.195 | CFs | 0 | 0
6 | 1 | 16 | 53048.247 | 71138.423 | 126185.404 | 178051.98 | 201660.064 | CFs | 0 | 0
6 | 1 | 17 | 17829.239 | 19468.44 | 53943.626 | 107004.328 | 135091.192 | CFs | 0 | 0
6 | 1 | 18 | 8724.626 | 8724.626 | 8724.626 | 30648.765 | 43781.462 |  | 0 | 0
6 | 1 | 19 | 0 | 0 | 0 | 0 | 0 |  | 0 | 0
6 | 1 | 20 | 0 | 0 | 0 | 0 | 0 |  | 0 | 0
6 | 1 | 21 | 0 | 0 | 0 | 0 | 0 |  | 0 | 0
6 | 1 | 22 | 0 | 0 | 0 | 0 | 0 |  | 0 | 0
6 | 1 | 23 | 0 | 0 | 0 | 0 | 0 |  | 0 | 0
6 | 2 | 0 | 0 | 0 | 0 | 0 | 0 |  | 0 | 0
6 | 2 | 1 | 0 | 0 | 0 | 0 | 0 |  | 0 | 0
6 | 2 | 2 | 0 | 0 | 0 | 0 | 0 |  | 0 | 0
6 | 2 | 3 | 0 | 0 | 0 | 0 | 0 |  | 0 | 0
6 | 2 | 4 | 0 | 0 | 0 | 0 | 0 |  | 0 | 0
6 | 2 | 5 | 36245.406 | 26398.324 | 10493.439 | 10113.534 | 10113.534 |  | 0 | 0
6 | 2 | 6 | 131926.099 | 106053.519 | 56459.106 | 22183.821 | 19356.11 |  | 0 | 0
6 | 2 | 7 | 189757.54 | 169316.187 | 124522.338 | 76793.387 | 60573.071 |  | 0 | 0
6 | 2 | 8 | 210063.225 | 199648.043 | 169006.765 | 134740.529 | 116504.211 |  | 0 | 0
6 | 2 | 9 | 229583.944 | 226720.066 | 205636.832 | 178047.415 | 160265.473 |  | 0 | 0
6 | 2 | 10 | 226782.335 | 230310.781 | 220927.31 | 203852.276 | 188970.496 |  | 0 | 0
6 | 2 | 11 | 229338.85 | 238602.586 | 238639.426 | 229428.724 | 216202.289 |  | 0 | 0
6 | 2 | 12 | 203421.688 | 215670.781 | 224643.466 | 225201.454 | 217028.881 |  | 0 | 0
6 | 2 | 13 | 192079.356 | 208120.997 | 227005.132 | 237765.798 | 234366.553 |  | 0 | 0
6 | 2 | 14 | 160969.038 | 179872.998 | 209805.151 | 233055.282 | 236641.311 | CFs | 0 | 0
6 | 2 | 15 | 112174.978 | 130664.556 | 166240.705 | 198121.343 | 209291.407 | CFs | 0 | 0
6 | 2 | 16 | 53964.051 | 71972.797 | 127018.191 | 179059.206 | 202870.826 | CFs | 0 | 0
6 | 2 | 17 | 17579.963 | 19357.575 | 54586.965 | 108705.196 | 137380.426 | CFs | 0 | 0
6 | 2 | 18 | 8423.778 | 8423.778 | 8457.828 | 32860.595 | 47508.042 |  | 0 | 0
6 | 2 | 19 | 0 | 0 | 0 | 0 | 0 |  | 0 | 0
6 | 2 | 20 | 0 | 0 | 0 | 0 | 0 |  | 0 | 0
6 | 2 | 21 | 0 | 0 | 0 | 0 | 0 |  | 0 | 0
6 | 2 | 22 | 0 | 0 | 0 | 0 | 0 |  | 0 | 0
6 | 2 | 23 | 0 | 0 | 0 | 0 | 0 |  | 0 | 0
6 | 3 | 0 | 0 | 0 | 0 | 0 | 0 |  | 0 | 0
6 | 3 | 1 | 0 | 0 | 0 | 0 | 0 |  | 0 | 0
6 | 3 | 2 | 0 | 0 | 0 | 0 | 0 |  | 0 | 0
6 | 3 | 3 | 0 | 0 | 0 | 0 | 0 |  | 0 | 0
6 | 3 | 4 | 0 | 0 | 0 | 0 | 0 |  | 0 | 0
6 | 3 | 5 | 61356.896 | 41588.025 | 9164.331 | 8580.753 | 8580.753 |  | 0 | 0
6 | 3 | 6 | 156576.015 | 124193.963 | 61582.302 | 18611.744 | 15327.208 |  | 0 | 0
6 | 3 | 7 | 221494.268 | 195639.116 | 138717.159 | 77348.536 | 56609.543 |  | 0 | 0
6 | 3 | 8 | 265599.291 | 250121.346 | 204568.905 | 152921.916 | 124761.011 |  | 0 | 0
6 | 3 | 9 | 290219.71 | 285878.926 | 254760.28 | 213916.615 | 187567.672 |  | 0 | 0
6 | 3 | 10 | 297887.245 | 303631.476 | 287879.425 | 259229.289 | 234205.754 |  | 0 | 0
6 | 3 | 11 | 289877.032 | 304235.066 | 304203.092 | 289798.729 | 269111.992 |  | 0 | 0
6 | 3 | 12 | 264978.808 | 285672.619 | 300724.692 | 301665.319 | 287976.229 |  | 0 | 0
6 | 3 | 13 | 228865.133 | 253539.595 | 282395.616 | 298757.197 | 293682.59 |  | 0 | 0
6 | 3 | 14 | 181190.4 | 207636.872 | 249341.837 | 281536.185 | 286558.414 | CFs | 0 | 0
6 | 3 | 15 | 119193.488 | 146242.878 | 197191.198 | 242226.627 | 257966.493 | CFs | 0 | 0
6 | 3 | 16 | 52514.128 | 71793.229 | 131044.786 | 187073.309 | 212792.038 | CFs | 0 | 0
6 | 3 | 17 | 14845.415 | 16888.736 | 55880.208 | 115876.919 | 147682.162 | CFs | 0 | 0
6 | 3 | 18 | 7932.654 | 7932.654 | 8014.508 | 34808.819 | 50988.477 |  | 0 | 0
6 | 3 | 19 | 0 | 0 | 0 | 0 | 0 |  | 0 | 0
6 | 3 | 20 | 0 | 0 | 0 | 0 | 0 |  | 0 | 0
6 | 3 | 21 | 0 | 0 | 0 | 0 | 0 |  | 0 | 0
6 | 3 | 22 | 0 | 0 | 0 | 0 | 0 |  | 0 | 0
6 | 3 | 23 | 0 | 0 | 0 | 0 | 0 |  | 0 | 0
6 | 4 | 0 | 0 | 0 | 0 | 0 | 0 |  | 0 | 0
6 | 4 | 1 | 0 | 0 | 0 | 0 | 0 |  | 0 | 0
6 | 4 | 2 | 0 | 0 | 0 | 0 | 0 |  | 0 | 0
6 | 4 | 3 | 0 | 0 | 0 | 0 | 0 |  | 0 | 0
6 | 4 | 4 | 0 | 0 | 0 | 0 | 0 |  | 0 | 0
6 | 4 | 5 | 60096.527 | 40721.51 | 9362.613 | 8782.147 | 8782.147 |  | 0 | 0
6 | 4 | 6 | 154538.841 | 122476.849 | 60880.626 | 18770.663 | 15544.358 |  | 0 | 0
6 | 4 | 7 | 217812.234 | 192277.837 | 136467.428 | 76729.672 | 56708.058 |  | 0 | 0
6 | 4 | 8 | 260744.303 | 245509.521 | 201112.295 | 151110.001 | 124100.408 |  | 0 | 0
6 | 4 | 9 | 284605.577 | 280179.567 | 249364.07 | 209150.39 | 183369.98 |  | 0 | 0
6 | 4 | 10 | 292810.556 | 298402.715 | 282621.956 | 254124.824 | 229370.398 |  | 0 | 0
6 | 4 | 11 | 133934.83 | 136782.835 | 136758.57 | 133876.154 | 129816.253 |  | 0 | 0
6 | 4 | 12 | 212761.144 | 225789.562 | 235346.23 | 235948.257 | 227253.898 |  | 0 | 0
6 | 4 | 13 | 166314.747 | 177073.902 | 189879.083 | 197263.245 | 194998.712 |  | 0 | 0
6 | 4 | 14 | 163292.199 | 182370.928 | 212763.249 | 236490.569 | 240265.073 | CFs | 0 | 0
6 | 4 | 15 | 113930.315 | 132388.974 | 168133.206 | 200335.366 | 211726.189 | CFs | 0 | 0
6 | 4 | 16 | 59875.393 | 63749.915 | 75699.833 | 87750.181 | 93519.084 | CFs | 0 | 0
6 | 4 | 17 | 29470.877 | 30536.663 | 43447.052 | 62369.56 | 72839.987 | CFs | 0 | 0
6 | 4 | 18 | 8217.137 | 8217.137 | 8346.241 | 34697.589 | 50822.005 |  | 0 | 0
6 | 4 | 19 | 0 | 0 | 0 | 0 | 0 |  | 0 | 0
6 | 4 | 20 | 0 | 0 | 0 | 0 | 0 |  | 0 | 0
6 | 4 | 21 | 0 | 0 | 0 | 0 | 0 |  | 0 | 0
6 | 4 | 22 | 0 | 0 | 0 | 0 | 0 |  | 0 | 0
6 | 4 | 23 | 0 | 0 | 0 | 0 | 0 |  | 0 | 0
6 | 5 | 0 | 0 | 0 | 0 | 0 | 0 |  | 0 | 0
6 | 5 | 1 | 0 | 0 | 0 | 0 | 0 |  | 0 | 0
6 | 5 | 2 | 0 | 0 | 0 | 0 | 0 |  | 0 | 0
6 | 5 | 3 | 0 | 0 | 0 | 0 | 0 |  | 0 | 0
6 | 5 | 4 | 0 | 0 | 0 | 0 | 0 |  | 0 | 0
6 | 5 | 5 | 16594.83 | 14537.834 | 11428.072 | 11309.854 | 11309.854 |  | 0 | 0
6 | 5 | 6 | 17009.021 | 17009.021 | 17009.021 | 17009.021 | 17009.021 |  | 0 | 0
6 | 5 | 7 | 3118.307 | 3118.307 | 3118.307 | 3118.307 | 3118.307 |  | 0 | 0
6 | 5 | 8 | 79124.85 | 78147.064 | 75379.932 | 72412.541 | 70946.704 |  | 0 | 0
6 | 5 | 9 | 174724.071 | 172953.257 | 161066.882 | 145906.146 | 136384.012 |  | 0 | 0
6 | 5 | 10 | 70780.791 | 70981.257 | 70401.983 | 69382.081 | 68518.912 |  | 0 | 0
6 | 5 | 11 | 142690.111 | 145740.125 | 145694.898 | 142580.725 | 138212.311 |  | 0 | 0
6 | 5 | 12 | 136279.746 | 140621.4 | 143828.078 | 144030.743 | 141111.568 |  | 0 | 0
6 | 5 | 13 | 55006.406 | 55538.368 | 56177.78 | 56550.093 | 56437.243 |  | 0 | 0
6 | 5 | 14 | 98958.216 | 102881.81 | 109247.494 | 114321.726 | 115147.959 | CFs | 0 | 0
6 | 5 | 15 | 88318.012 | 92998.885 | 102560.094 | 111473.532 | 114685.594 | CFs | 0 | 0
6 | 5 | 16 | 43387.647 | 43764.915 | 44915.75 | 46155.484 | 46765.3 | CFs | 0 | 0
6 | 5 | 17 | 30953.946 | 32112.297 | 45139.564 | 64118.157 | 74652.405 | CFs | 0 | 0
6 | 5 | 18 | 10872.513 | 10872.513 | 11006.829 | 26511.311 | 36333.765 |  | 0 | 0
6 | 5 | 19 | 0 | 0 | 0 | 0 | 0 |  | 0 | 0
6 | 5 | 20 | 0 | 0 | 0 | 0 | 0 |  | 0 | 0
6 | 5 | 21 | 0 | 0 | 0 | 0 | 0 |  | 0 | 0
6 | 5 | 22 | 0 | 0 | 0 | 0 | 0 |  | 0 | 0
6 | 5 | 23 | 0 | 0 | 0 | 0 | 0 |  | 0 | 0
6 | 6 | 0 | 0 | 0 | 0 | 0 | 0 |  | 0 | 0
6 | 6 | 1 | 0 | 0 | 0 | 0 | 0 |  | 0 | 0
6 | 6 | 2 | 0 | 0 | 0 | 0 | 0 |  | 0 | 0
6 | 6 | 3 | 0 | 0 | 0 | 0 | 0 |  | 0 | 0
6 | 6 | 4 | 0 | 0 | 0 | 0 | 0 |  | 0 | 0
6 | 6 | 5 | 57458.315 | 39784.09 | 11926.612 | 11318.918 | 11318.918 |  | 0 | 0
6 | 6 | 6 | 150809.215 | 121112.785 | 64782.423 | 26106.624 | 22980.37 |  | 0 | 0
6 | 6 | 7 | 219484.103 | 194799.47 | 141404.033 | 84844.096 | 66087.836 |  | 0 | 0
6 | 6 | 8 | 188888.306 | 180211.998 | 155555.319 | 128555.892 | 114679.951 |  | 0 | 0
6 | 6 | 9 | 298423.899 | 293609.482 | 261649.757 | 220004.114 | 193407.065 |  | 0 | 0
6 | 6 | 10 | 307806.079 | 313242.331 | 296998.83 | 267898.563 | 242723.336 |  | 0 | 0
6 | 6 | 11 | 195131.796 | 201306.104 | 201175.681 | 194815.362 | 185898.338 |  | 0 | 0
6 | 6 | 12 | 278909.748 | 300361.293 | 315933.251 | 316905.703 | 302746.822 |  | 0 | 0
6 | 6 | 13 | 241065.353 | 266794.919 | 296955.692 | 314137.42 | 309025.266 |  | 0 | 0
6 | 6 | 14 | 192208.047 | 219039.079 | 261517.591 | 294372.057 | 299691.604 | CFs | 0 | 0
6 | 6 | 15 | 128688.96 | 156254.637 | 208408.887 | 254634.73 | 270939.209 | CFs | 0 | 0
6 | 6 | 16 | 58999.565 | 78881.694 | 140222.88 | 198070.58 | 224743.749 | CFs | 0 | 0
6 | 6 | 17 | 17725.257 | 20341.65 | 61681.085 | 124058.252 | 156965.634 | CFs | 0 | 0
6 | 6 | 18 | 9607.6 | 9607.6 | 9852.43 | 39850.602 | 58491.515 |  | 0 | 0
6 | 6 | 19 | 0 | 0 | 0 | 0 | 0 |  | 0 | 0
6 | 6 | 20 | 0 | 0 | 0 | 0 | 0 |  | 0 | 0
6 | 6 | 21 | 0 | 0 | 0 | 0 | 0 |  | 0 | 0
6 | 6 | 22 | 0 | 0 | 0 | 0 | 0 |  | 0 | 0
6 | 6 | 23 | 0 | 0 | 0 | 0 | 0 |  | 0 | 0
6 | 7 | 0 | 0 | 0 | 0 | 0 | 0 |  | 0 | 0
6 | 7 | 1 | 0 | 0 | 0 | 0 | 0 |  | 0 | 0
6 | 7 | 2 | 0 | 0 | 0 | 0 | 0 |  | 0 | 0
6 | 7 | 3 | 0 | 0 | 0 | 0 | 0 |  | 0 | 0
6 | 7 | 4 | 0 | 0 | 0 | 0 | 0 |  | 0 | 0
6 | 7 | 5 | 64335.4 | 43822.457 | 11402.887 | 10780.235 | 10780.235 |  | 0 | 0
6 | 7 | 6 | 163389.752 | 129968.283 | 66065.459 | 22365.516 | 19025.999 |  | 0 | 0
6 | 7 | 7 | 230143.345 | 203488.583 | 145508.778 | 83443.053 | 62908.392 |  | 0 | 0
6 | 7 | 8 | 273961.415 | 258123.214 | 212489.643 | 160816.1 | 133031.183 |  | 0 | 0
6 | 7 | 9 | 299081.409 | 294225.741 | 262570.328 | 221110.418 | 194553.48 |  | 0 | 0
6 | 7 | 10 | 304515.861 | 309595.32 | 293974.53 | 265974.677 | 241685.862 |  | 0 | 0
6 | 7 | 11 | 295704.198 | 309082.452 | 308717.851 | 294806.537 | 275043.112 |  | 0 | 0
6 | 7 | 12 | 272737.222 | 292596.311 | 306939.885 | 307826.321 | 294779.276 |  | 0 | 0
6 | 7 | 13 | 236023.797 | 259952.562 | 287851.322 | 303675.866 | 299025.724 |  | 0 | 0
6 | 7 | 14 | 188283.116 | 214336.983 | 255379.793 | 286906.332 | 292039.971 | CFs | 0 | 0
6 | 7 | 15 | 126892.772 | 154163.18 | 205526.597 | 250777.703 | 266703.745 | CFs | 0 | 0
6 | 7 | 16 | 57905.951 | 77726.918 | 138873.22 | 196263.734 | 222678.225 | CFs | 0 | 0
6 | 7 | 17 | 16462.886 | 19146.573 | 60638.783 | 123062.5 | 155946.933 | CFs | 0 | 0
6 | 7 | 18 | 9496.776 | 9496.776 | 9787.037 | 39657.158 | 58403.805 |  | 0 | 0
6 | 7 | 19 | 0 | 0 | 0 | 0 | 0 |  | 0 | 0
6 | 7 | 20 | 0 | 0 | 0 | 0 | 0 |  | 0 | 0
6 | 7 | 21 | 0 | 0 | 0 | 0 | 0 |  | 0 | 0
6 | 7 | 22 | 0 | 0 | 0 | 0 | 0 |  | 0 | 0
6 | 7 | 23 | 0 | 0 | 0 | 0 | 0 |  | 0 | 0
6 | 8 | 0 | 0 | 0 | 0 | 0 | 0 |  | 0 | 0
6 | 8 | 1 | 0 | 0 | 0 | 0 | 0 |  | 0 | 0
6 | 8 | 2 | 0 | 0 | 0 | 0 | 0 |  | 0 | 0
6 | 8 | 3 | 0 | 0 | 0 | 0 | 0 |  | 0 | 0
6 | 8 | 4 | 0 | 0 | 0 | 0 | 0 |  | 0 | 0
6 | 8 | 5 | 61330.848 | 42016.157 | 11791.924 | 11187.384 | 11187.384 |  | 0 | 0
6 | 8 | 6 | 159135.109 | 126849.164 | 65211.017 | 23026.771 | 19790.563 |  | 0 | 0
6 | 8 | 7 | 225961.094 | 199837.034 | 143068.967 | 82289.903 | 62267.451 |  | 0 | 0
6 | 8 | 8 | 268234.759 | 252737.299 | 208240.797 | 157786.713 | 130710.512 |  | 0 | 0
6 | 8 | 9 | 291643.891 | 286878.458 | 256382.101 | 216385.742 | 190770.898 |  | 0 | 0
6 | 8 | 10 | 299811.929 | 304749.649 | 289143.577 | 261236.88 | 237046.773 |  | 0 | 0
6 | 8 | 11 | 290433.228 | 303346.754 | 302913.946 | 289367.1 | 270189.902 |  | 0 | 0
6 | 8 | 12 | 270833.997 | 290396.816 | 304527.132 | 305389.693 | 292519.873 |  | 0 | 0
6 | 8 | 13 | 235839.299 | 259709.874 | 287627.76 | 303517.186 | 298888.828 |  | 0 | 0
6 | 8 | 14 | 188321.108 | 214309.156 | 255386.647 | 287044.959 | 292252.582 | CFs | 0 | 0
6 | 8 | 15 | 126827.407 | 153974.19 | 205272.516 | 250642.319 | 266678.599 | CFs | 0 | 0
6 | 8 | 16 | 57462.221 | 77064.292 | 137664.42 | 194574.715 | 220826.514 | CFs | 0 | 0
6 | 8 | 17 | 16075.732 | 18818.522 | 60566.638 | 123175.46 | 156128.51 | CFs | 0 | 0
6 | 8 | 18 | 8831.447 | 8831.447 | 9163.521 | 40231.583 | 59850.384 |  | 0 | 0
6 | 8 | 19 | 0 | 0 | 0 | 0 | 0 |  | 0 | 0
6 | 8 | 20 | 0 | 0 | 0 | 0 | 0 |  | 0 | 0
6 | 8 | 21 | 0 | 0 | 0 | 0 | 0 |  | 0 | 0
6 | 8 | 22 | 0 | 0 | 0 | 0 | 0 |  | 0 | 0
6 | 8 | 23 | 0 | 0 | 0 | 0 | 0 |  | 0 | 0
6 | 9 | 0 | 0 | 0 | 0 | 0 | 0 |  | 0 | 0
6 | 9 | 1 | 0 | 0 | 0 | 0 | 0 |  | 0 | 0
6 | 9 | 2 | 0 | 0 | 0 | 0 | 0 |  | 0 | 0
6 | 9 | 3 | 0 | 0 | 0 | 0 | 0 |  | 0 | 0
6 | 9 | 4 | 0 | 0 | 0 | 0 | 0 |  | 0 | 0
6 | 9 | 5 | 57802.024 | 39447.28 | 11013.241 | 10446.928 | 10446.928 |  | 0 | 0
6 | 9 | 6 | 149918.81 | 119402.065 | 61668.469 | 22483.234 | 19506.308 |  | 0 | 0
6 | 9 | 7 | 217280.692 | 191820.933 | 137041.055 | 79059.974 | 60150.038 |  | 0 | 0
6 | 9 | 8 | 171609.984 | 164292.417 | 143885.972 | 121709.861 | 110458.819 |  | 0 | 0
6 | 9 | 9 | 130528.203 | 129481.475 | 123054.281 | 114980.178 | 109997.906 |  | 0 | 0
6 | 9 | 10 | 189573.897 | 191679.892 | 184891.161 | 173094.306 | 163167.859 |  | 0 | 0
6 | 9 | 11 | 146836.753 | 150028.612 | 149900.628 | 146527.08 | 141871.68 |  | 0 | 0
6 | 9 | 12 | 232994.33 | 248480.421 | 259781.17 | 260462.75 | 250142.734 |  | 0 | 0
6 | 9 | 13 | 225876.119 | 249362.685 | 277090.487 | 293014.943 | 288402.497 |  | 0 | 0
6 | 9 | 14 | 158831.875 | 174334.064 | 199356.304 | 219124.379 | 222444.583 | CFs | 0 | 0
6 | 9 | 15 | 56018.827 | 56755.699 | 58301.484 | 59762.235 | 60296.341 | CFs | 0 | 0
6 | 9 | 16 | 46698.446 | 47351.428 | 49378.426 | 51509.866 | 52556.417 | CFs | 0 | 0
6 | 9 | 17 | 31450.595 | 32166.64 | 38567.667 | 47564.346 | 52652.903 | CFs | 0 | 0
6 | 9 | 18 | 4287.072 | 4287.072 | 4287.072 | 4287.072 | 4287.072 |  | 0 | 0
6 | 9 | 19 | 0 | 0 | 0 | 0 | 0 |  | 0 | 0
6 | 9 | 20 | 0 | 0 | 0 | 0 | 0 |  | 0 | 0
6 | 9 | 21 | 0 | 0 | 0 | 0 | 0 |  | 0 | 0
6 | 9 | 22 | 0 | 0 | 0 | 0 | 0 |  | 0 | 0
6 | 9 | 23 | 0 | 0 | 0 | 0 | 0 |  | 0 | 0
6 | 10 | 0 | 0 | 0 | 0 | 0 | 0 |  | 0 | 0
6 | 10 | 1 | 0 | 0 | 0 | 0 | 0 |  | 0 | 0
6 | 10 | 2 | 0 | 0 | 0 | 0 | 0 |  | 0 | 0
6 | 10 | 3 | 0 | 0 | 0 | 0 | 0 |  | 0 | 0
6 | 10 | 4 | 0 | 0 | 0 | 0 | 0 |  | 0 | 0
6 | 10 | 5 | 8641.648 | 8593.721 | 8526.083 | 8522.372 | 8522.372 |  | 0 | 0
6 | 10 | 6 | 32841.21 | 32025.72 | 30675.552 | 29581.861 | 29384.62 |  | 0 | 0
6 | 10 | 7 | 59275.735 | 57841.933 | 54906.011 | 52078.404 | 51163.088 |  | 0 | 0
6 | 10 | 8 | 153506.243 | 147439.834 | 130658.882 | 112588.967 | 103599.565 |  | 0 | 0
6 | 10 | 9 | 117685.78 | 116810.87 | 111538.108 | 104940.234 | 100886.965 |  | 0 | 0
6 | 10 | 10 | 80949.249 | 81183.637 | 80410.327 | 79081.897 | 77976.382 |  | 0 | 0
6 | 10 | 11 | 230338.031 | 238978.566 | 238578.929 | 229366.568 | 216634.203 |  | 0 | 0
6 | 10 | 12 | 235125.178 | 250762.274 | 262177.397 | 262851.355 | 252404.185 |  | 0 | 0
6 | 10 | 13 | 145367.966 | 151967.477 | 159910.267 | 164554.242 | 163211.297 |  | 0 | 0
6 | 10 | 14 | 122506.663 | 128830.397 | 139148.01 | 147400.142 | 148803.929 | CFs | 0 | 0
6 | 10 | 15 | 28539.541 | 28564.876 | 28619.979 | 28672.571 | 28691.844 | CFs | 0 | 0
6 | 10 | 16 | 62978.181 | 67095.647 | 79974.984 | 92988.027 | 99290.765 | CFs | 0 | 0
6 | 10 | 17 | 31291.189 | 31939.248 | 37285.511 | 44668.05 | 48883.016 | CFs | 0 | 0
6 | 10 | 18 | 11278.702 | 11278.702 | 11319.446 | 12677.832 | 13602.555 |  | 0 | 0
6 | 10 | 19 | 0 | 0 | 0 | 0 | 0 |  | 0 | 0
6 | 10 | 20 | 0 | 0 | 0 | 0 | 0 |  | 0 | 0
6 | 10 | 21 | 0 | 0 | 0 | 0 | 0 |  | 0 | 0
6 | 10 | 22 | 0 | 0 | 0 | 0 | 0 |  | 0 | 0
6 | 10 | 23 | 0 | 0 | 0 | 0 | 0 |  | 0 | 0
6 | 11 | 0 | 0 | 0 | 0 | 0 | 0 |  | 0 | 0
6 | 11 | 1 | 0 | 0 | 0 | 0 | 0 |  | 0 | 0
6 | 11 | 2 | 0 | 0 | 0 | 0 | 0 |  | 0 | 0
6 | 11 | 3 | 0 | 0 | 0 | 0 | 0 |  | 0 | 0
6 | 11 | 4 | 0 | 0 | 0 | 0 | 0 |  | 0 | 0
6 | 11 | 5 | 19422.722 | 16409.757 | 11887.623 | 11762.243 | 11762.243 |  | 0 | 0
6 | 11 | 6 | 25833.295 | 25467.936 | 24864.078 | 24375.529 | 24288.235 |  | 0 | 0
6 | 11 | 7 | 49233.418 | 48442.297 | 46836.928 | 45327.091 | 44838.69 |  | 0 | 0
6 | 11 | 8 | 223536.148 | 211085.147 | 176457.653 | 138452.64 | 118944.758 |  | 0 | 0
6 | 11 | 9 | 250908.298 | 246773.936 | 222007.328 | 190486.786 | 170866.159 |  | 0 | 0
6 | 11 | 10 | 254450.92 | 258127.859 | 245652.339 | 224000.085 | 205742.56 |  | 0 | 0
6 | 11 | 11 | 227142.816 | 235550.718 | 235110.007 | 226070.643 | 213614.403 |  | 0 | 0
6 | 11 | 12 | 224346.048 | 238039.524 | 248026.35 | 248600.323 | 239437.591 |  | 0 | 0
6 | 11 | 13 | 185898.743 | 200007.735 | 216854.46 | 226636.957 | 223826.634 |  | 0 | 0
6 | 11 | 14 | 149340.062 | 162662.112 | 184230.074 | 201315.136 | 204220.629 | CFs | 0 | 0
6 | 11 | 15 | 41109.795 | 41307.891 | 41739.276 | 42151.257 | 42302.491 | CFs | 0 | 0
6 | 11 | 16 | 37960.991 | 38188.176 | 38890.465 | 39656.52 | 40037.557 | CFs | 0 | 0
6 | 11 | 17 | 30979.83 | 31612.731 | 36754.192 | 43820.903 | 47859.932 | CFs | 0 | 0
6 | 11 | 18 | 9659.475 | 9659.475 | 9677.804 | 10069.539 | 10348.209 |  | 0 | 0
6 | 11 | 19 | 0 | 0 | 0 | 0 | 0 |  | 0 | 0
6 | 11 | 20 | 0 | 0 | 0 | 0 | 0 |  | 0 | 0
6 | 11 | 21 | 0 | 0 | 0 | 0 | 0 |  | 0 | 0
6 | 11 | 22 | 0 | 0 | 0 | 0 | 0 |  | 0 | 0
6 | 11 | 23 | 0 | 0 | 0 | 0 | 0 |  | 0 | 0
6 | 12 | 0 | 0 | 0 | 0 | 0 | 0 |  | 0 | 0
6 | 12 | 1 | 0 | 0 | 0 | 0 | 0 |  | 0 | 0
6 | 12 | 2 | 0 | 0 | 0 | 0 | 0 |  | 0 | 0
6 | 12 | 3 | 0 | 0 | 0 | 0 | 0 |  | 0 | 0
6 | 12 | 4 | 0 | 0 | 0 | 0 | 0 |  | 0 | 0
6 | 12 | 5 | 11668.853 | 11243.31 | 10645.063 | 10614.055 | 10614.055 |  | 0 | 0
6 | 12 | 6 | 45139.282 | 41739.772 | 35851.439 | 31480.615 | 30895.655 |  | 0 | 0
6 | 12 | 7 | 48204.437 | 47474.462 | 45998.453 | 44618.22 | 44173.322 |  | 0 | 0
6 | 12 | 8 | 178302.65 | 169961.274 | 146995.269 | 122131.588 | 109696.833 |  | 0 | 0
6 | 12 | 9 | 160502.292 | 158679.738 | 148007.353 | 134640.745 | 126439.253 |  | 0 | 0
6 | 12 | 10 | 239379.607 | 242505.904 | 231653.67 | 212920.768 | 197194.631 |  | 0 | 0
6 | 12 | 11 | 257301.924 | 267749.339 | 267139.019 | 255811.211 | 240186.792 |  | 0 | 0
6 | 12 | 12 | 198462.664 | 208342.768 | 215556.655 | 215958.464 | 209319.455 |  | 0 | 0
6 | 12 | 13 | 169447.202 | 180017.877 | 192662.63 | 200018.797 | 197910.889 |  | 0 | 0
6 | 12 | 14 | 175409.396 | 198441.15 | 234994.549 | 263248.965 | 268007.124 | CFs | 0 | 0
6 | 12 | 15 | 113871.711 | 128789.1 | 157942.481 | 184407.057 | 193939.06 | CFs | 0 | 0
6 | 12 | 16 | 45924.471 | 46550.145 | 48500.179 | 50550.358 | 51559.705 | CFs | 0 | 0
6 | 12 | 17 | 26148.63 | 28055.076 | 50922.685 | 84248.182 | 102194.007 | CFs | 0 | 0
6 | 12 | 18 | 11939.68 | 11939.68 | 12185.231 | 22044.39 | 28625.545 |  | 0 | 0
6 | 12 | 19 | 0 | 0 | 0 | 0 | 0 |  | 0 | 0
6 | 12 | 20 | 0 | 0 | 0 | 0 | 0 |  | 0 | 0
6 | 12 | 21 | 0 | 0 | 0 | 0 | 0 |  | 0 | 0
6 | 12 | 22 | 0 | 0 | 0 | 0 | 0 |  | 0 | 0
6 | 12 | 23 | 0 | 0 | 0 | 0 | 0 |  | 0 | 0
6 | 13 | 0 | 0 | 0 | 0 | 0 | 0 |  | 0 | 0
6 | 13 | 1 | 0 | 0 | 0 | 0 | 0 |  | 0 | 0
6 | 13 | 2 | 0 | 0 | 0 | 0 | 0 |  | 0 | 0
6 | 13 | 3 | 0 | 0 | 0 | 0 | 0 |  | 0 | 0
6 | 13 | 4 | 0 | 0 | 0 | 0 | 0 |  | 0 | 0
6 | 13 | 5 | 4709.4 | 4709.4 | 4709.4 | 4709.4 | 4709.4 |  | 0 | 0
6 | 13 | 6 | 47018.59 | 43277.687 | 36772.577 | 31987.167 | 31372.948 |  | 0 | 0
6 | 13 | 7 | 207235.598 | 183145.04 | 131548.965 | 77057.703 | 59559.049 |  | 0 | 0
6 | 13 | 8 | 253626.144 | 238231.402 | 195297.96 | 147403.455 | 122437.496 |  | 0 | 0
6 | 13 | 9 | 190779.199 | 188331.967 | 174166.696 | 156386.182 | 145465.878 |  | 0 | 0
6 | 13 | 10 | 199977.634 | 202090.06 | 194604.01 | 181800.625 | 171146.15 |  | 0 | 0
6 | 13 | 11 | 237342.355 | 246269.69 | 245693.487 | 235940.783 | 222605.991 |  | 0 | 0
6 | 13 | 12 | 271715.181 | 292176.089 | 306999.113 | 307791.3 | 294111.768 |  | 0 | 0
6 | 13 | 13 | 155330.562 | 164277.853 | 175045.81 | 181344.543 | 179539.43 |  | 0 | 0
6 | 13 | 14 | 165232.689 | 181685.213 | 208358.625 | 229508.724 | 233131.107 | CFs | 0 | 0
6 | 13 | 15 | 110655.392 | 121630.246 | 143587.142 | 163944.765 | 171375.243 | CFs | 0 | 0
6 | 13 | 16 | 63662.769 | 77319.834 | 120009.077 | 161406.804 | 181062.459 | CFs | 0 | 0
6 | 13 | 17 | 21073.546 | 23646.698 | 55611.198 | 102555.184 | 127749.439 | CFs | 0 | 0
6 | 13 | 18 | 4421.663 | 4421.663 | 4421.663 | 4421.663 | 4421.663 |  | 0 | 0
6 | 13 | 19 | 0 | 0 | 0 | 0 | 0 |  | 0 | 0
6 | 13 | 20 | 0 | 0 | 0 | 0 | 0 |  | 0 | 0
6 | 13 | 21 | 0 | 0 | 0 | 0 | 0 |  | 0 | 0
6 | 13 | 22 | 0 | 0 | 0 | 0 | 0 |  | 0 | 0
6 | 13 | 23 | 0 | 0 | 0 | 0 | 0 |  | 0 | 0
6 | 14 | 0 | 0 | 0 | 0 | 0 | 0 |  | 0 | 0
6 | 14 | 1 | 0 | 0 | 0 | 0 | 0 |  | 0 | 0
6 | 14 | 2 | 0 | 0 | 0 | 0 | 0 |  | 0 | 0
6 | 14 | 3 | 0 | 0 | 0 | 0 | 0 |  | 0 | 0
6 | 14 | 4 | 0 | 0 | 0 | 0 | 0 |  | 0 | 0
6 | 14 | 5 | 73232.123 | 47649.777 | 8407.978 | 7880.377 | 7880.377 |  | 0 | 0
6 | 14 | 6 | 178139.729 | 138770.873 | 64250.319 | 14819.737 | 11581.324 |  | 0 | 0
6 | 14 | 7 | 243572.213 | 213358.542 | 148824.974 | 80588.137 | 58884.3 |  | 0 | 0
6 | 14 | 8 | 286775.958 | 268693.79 | 218605.905 | 162884.733 | 133746.186 |  | 0 | 0
6 | 14 | 9 | 312173.598 | 306131.429 | 271275.577 | 226875.252 | 199302.158 |  | 0 | 0
6 | 14 | 10 | 133290.973 | 134173.804 | 130983.89 | 125579.575 | 121123.439 |  | 0 | 0
6 | 14 | 11 | 252413.895 | 262769.676 | 262040.043 | 250639.604 | 235113.729 |  | 0 | 0
6 | 14 | 12 | 191912.244 | 201086.891 | 207789.42 | 208133.418 | 201920.416 |  | 0 | 0
6 | 14 | 13 | 213361.455 | 232396.232 | 255136.243 | 268349.266 | 264568.095 |  | 0 | 0
6 | 14 | 14 | 172776.095 | 192263.166 | 223839.62 | 248855.42 | 253144.945 | CFs | 0 | 0
6 | 14 | 15 | 113447.449 | 126394.113 | 152375.302 | 176487.615 | 185291.036 | CFs | 0 | 0
6 | 14 | 16 | 64880.032 | 69011.681 | 81973.01 | 95094.624 | 101481.554 | CFs | 0 | 0
6 | 14 | 17 | 11844.582 | 15231.343 | 63045.014 | 134341.823 | 171944.391 | CFs | 0 | 0
6 | 14 | 18 | 9006.507 | 9006.507 | 9577.547 | 38221.635 | 57197.304 |  | 0 | 0
6 | 14 | 19 | 0 | 0 | 0 | 0 | 0 |  | 0 | 0
6 | 14 | 20 | 0 | 0 | 0 | 0 | 0 |  | 0 | 0
6 | 14 | 21 | 0 | 0 | 0 | 0 | 0 |  | 0 | 0
6 | 14 | 22 | 0 | 0 | 0 | 0 | 0 |  | 0 | 0
6 | 14 | 23 | 0 | 0 | 0 | 0 | 0 |  | 0 | 0
6 | 15 | 0 | 0 | 0 | 0 | 0 | 0 |  | 0 | 0
6 | 15 | 1 | 0 | 0 | 0 | 0 | 0 |  | 0 | 0
6 | 15 | 2 | 0 | 0 | 0 | 0 | 0 |  | 0 | 0
6 | 15 | 3 | 0 | 0 | 0 | 0 | 0 |  | 0 | 0
6 | 15 | 4 | 0 | 0 | 0 | 0 | 0 |  | 0 | 0
6 | 15 | 5 | 74284.978 | 48183.262 | 8181.767 | 7672.31 | 7672.31 |  | 0 | 0
6 | 15 | 6 | 174226.369 | 136012.895 | 63662.946 | 15582.769 | 12430.386 |  | 0 | 0
6 | 15 | 7 | 236759.962 | 207779.291 | 145771.063 | 80056.939 | 59177.051 |  | 0 | 0
6 | 15 | 8 | 278080.359 | 260769.365 | 212845.098 | 159367.465 | 131415.196 |  | 0 | 0
6 | 15 | 9 | 301113.729 | 295332.257 | 262283.909 | 220087.166 | 193853.348 |  | 0 | 0
6 | 15 | 10 | 309110.855 | 313747.615 | 296562.295 | 266950.824 | 242049.012 |  | 0 | 0
6 | 15 | 11 | 301194.836 | 314732.194 | 313703.17 | 298676.252 | 278122.998 |  | 0 | 0
6 | 15 | 12 | 276804.327 | 297065.803 | 311663.264 | 312370.3 | 298796.129 |  | 0 | 0
6 | 15 | 13 | 217081.136 | 236405.457 | 259366.379 | 272641.144 | 268839.546 |  | 0 | 0
6 | 15 | 14 | 189364.266 | 215161.148 | 256374.218 | 288469.333 | 293924.331 | CFs | 0 | 0
6 | 15 | 15 | 128170.421 | 154669.521 | 205237.433 | 250647.779 | 266934.393 | CFs | 0 | 0
6 | 15 | 16 | 64876.817 | 77372.243 | 116398.102 | 154411.196 | 172526.461 | CFs | 0 | 0
6 | 15 | 17 | 26346.434 | 28506.192 | 54046.621 | 91331.168 | 111439.832 | CFs | 0 | 0
6 | 15 | 18 | 11392.25 | 11392.25 | 11857.394 | 31636.381 | 44833.778 |  | 0 | 0
6 | 15 | 19 | 0 | 0 | 0 | 0 | 0 |  | 0 | 0
6 | 15 | 20 | 0 | 0 | 0 | 0 | 0 |  | 0 | 0
6 | 15 | 21 | 0 | 0 | 0 | 0 | 0 |  | 0 | 0
6 | 15 | 22 | 0 | 0 | 0 | 0 | 0 |  | 0 | 0
6 | 15 | 23 | 0 | 0 | 0 | 0 | 0 |  | 0 | 0
6 | 16 | 0 | 0 | 0 | 0 | 0 | 0 |  | 0 | 0
6 | 16 | 1 | 0 | 0 | 0 | 0 | 0 |  | 0 | 0
6 | 16 | 2 | 0 | 0 | 0 | 0 | 0 |  | 0 | 0
6 | 16 | 3 | 0 | 0 | 0 | 0 | 0 |  | 0 | 0
6 | 16 | 4 | 0 | 0 | 0 | 0 | 0 |  | 0 | 0
6 | 16 | 5 | 2205.034 | 2205.034 | 2205.034 | 2205.034 | 2205.034 |  | 0 | 0
6 | 16 | 6 | 98622.435 | 81856.205 | 51442.92 | 30662.391 | 28858.47 |  | 0 | 0
6 | 16 | 7 | 213263.802 | 188399.963 | 135575.359 | 80272.748 | 62745.784 |  | 0 | 0
6 | 16 | 8 | 261689.392 | 245671.538 | 201471.037 | 152331.089 | 126962.541 |  | 0 | 0
6 | 16 | 9 | 291255.497 | 285683.4 | 254149.049 | 213931.835 | 188971.532 |  | 0 | 0
6 | 16 | 10 | 302947.195 | 307411.53 | 290549.889 | 261553.217 | 237195.626 |  | 0 | 0
6 | 16 | 11 | 298194.06 | 311576.101 | 310484.37 | 295518.808 | 275088.953 |  | 0 | 0
6 | 16 | 12 | 274946.487 | 295157.071 | 309665.017 | 310325.752 | 296776.162 |  | 0 | 0
6 | 16 | 13 | 240633.502 | 265389.044 | 294581.172 | 311337.806 | 306530.314 |  | 0 | 0
6 | 16 | 14 | 192839.167 | 218888.914 | 260542.866 | 293018.218 | 298539.109 | CFs | 0 | 0
6 | 16 | 15 | 131165.529 | 157876.776 | 208815.753 | 254562.265 | 270963.224 | CFs | 0 | 0
6 | 16 | 16 | 61135.897 | 81052.832 | 142925.335 | 201191.762 | 228417.514 | CFs | 0 | 0
6 | 16 | 17 | 14789.616 | 18273.333 | 63858.319 | 130655.109 | 165655.626 | CFs | 0 | 0
6 | 16 | 18 | 8594.192 | 8594.192 | 9314.571 | 46915.709 | 71744.839 |  | 0 | 0
6 | 16 | 19 | 0 | 0 | 0 | 0 | 0 |  | 0 | 0
6 | 16 | 20 | 0 | 0 | 0 | 0 | 0 |  | 0 | 0
6 | 16 | 21 | 0 | 0 | 0 | 0 | 0 |  | 0 | 0
6 | 16 | 22 | 0 | 0 | 0 | 0 | 0 |  | 0 | 0
6 | 16 | 23 | 0 | 0 | 0 | 0 | 0 |  | 0 | 0
6 | 17 | 0 | 0 | 0 | 0 | 0 | 0 |  | 0 | 0
6 | 17 | 1 | 0 | 0 | 0 | 0 | 0 |  | 0 | 0
6 | 17 | 2 | 0 | 0 | 0 | 0 | 0 |  | 0 | 0
6 | 17 | 3 | 0 | 0 | 0 | 0 | 0 |  | 0 | 0
6 | 17 | 4 | 0 | 0 | 0 | 0 | 0 |  | 0 | 0
6 | 17 | 5 | 69854.229 | 46052.486 | 9581.81 | 9139.895 | 9139.895 |  | 0 | 0
6 | 17 | 6 | 167193.163 | 131566.084 | 63665.086 | 18148.858 | 15157.484 |  | 0 | 0
6 | 17 | 7 | 229782.605 | 202470.17 | 143417.489 | 80127.25 | 59962.909 |  | 0 | 0
6 | 17 | 8 | 271745.486 | 255322.626 | 209570.931 | 157760.519 | 130577.601 |  | 0 | 0
6 | 17 | 9 | 295040.381 | 289546.012 | 258504.32 | 218450.516 | 193371.117 |  | 0 | 0
6 | 17 | 10 | 304217.096 | 308429.582 | 292203.801 | 264142.614 | 240406.466 |  | 0 | 0
6 | 17 | 11 | 273981.933 | 284974.373 | 284017.983 | 271637.302 | 254781.488 |  | 0 | 0
6 | 17 | 12 | 254864.065 | 271554.872 | 283514.097 | 284021.716 | 272798.305 |  | 0 | 0
6 | 17 | 13 | 219215.849 | 238600.181 | 261495.688 | 274654.641 | 270857.321 |  | 0 | 0
6 | 17 | 14 | 176702.248 | 196930.55 | 229360.542 | 254733.339 | 259049.163 | CFs | 0 | 0
6 | 17 | 15 | 130271.07 | 157042.17 | 207762.179 | 253018.485 | 269161.755 | CFs | 0 | 0
6 | 17 | 16 | 60807.488 | 80298.029 | 140626.057 | 197148.98 | 223466.795 | CFs | 0 | 0
6 | 17 | 17 | 17091.364 | 20526.032 | 63500.866 | 125963.663 | 158691.228 | CFs | 0 | 0
6 | 17 | 18 | 9944.598 | 9944.598 | 10682.929 | 43023.016 | 64542.217 |  | 0 | 0
6 | 17 | 19 | 0 | 0 | 0 | 0 | 0 |  | 0 | 0
6 | 17 | 20 | 0 | 0 | 0 | 0 | 0 |  | 0 | 0
6 | 17 | 21 | 0 | 0 | 0 | 0 | 0 |  | 0 | 0
6 | 17 | 22 | 0 | 0 | 0 | 0 | 0 |  | 0 | 0
6 | 17 | 23 | 0 | 0 | 0 | 0 | 0 |  | 0 | 0
6 | 18 | 0 | 0 | 0 | 0 | 0 | 0 |  | 0 | 0
6 | 18 | 1 | 0 | 0 | 0 | 0 | 0 |  | 0 | 0
6 | 18 | 2 | 0 | 0 | 0 | 0 | 0 |  | 0 | 0
6 | 18 | 3 | 0 | 0 | 0 | 0 | 0 |  | 0 | 0
6 | 18 | 4 | 0 | 0 | 0 | 0 | 0 |  | 0 | 0
6 | 18 | 5 | 57309.202 | 38868.79 | 11067.13 | 10674.949 | 10674.949 |  | 0 | 0
6 | 18 | 6 | 148324.124 | 117753.898 | 60809.507 | 22924.081 | 20315.559 |  | 0 | 0
6 | 18 | 7 | 214193.222 | 188875.966 | 135075.156 | 78706.985 | 60943.01 |  | 0 | 0
6 | 18 | 8 | 259367.488 | 243275.761 | 199051.156 | 149853.493 | 124527.455 |  | 0 | 0
6 | 18 | 9 | 284026.53 | 278445.123 | 247385.613 | 207864.747 | 183417.3 |  | 0 | 0
6 | 18 | 10 | 257123.835 | 260429.494 | 247548.452 | 225651.741 | 207454.292 |  | 0 | 0
6 | 18 | 11 | 156942.924 | 160334.213 | 160019.639 | 156181.515 | 151052.44 |  | 0 | 0
6 | 18 | 12 | 263013.661 | 282207.054 | 295934.799 | 296471.676 | 283521.462 |  | 0 | 0
6 | 18 | 13 | 164490.262 | 174275.771 | 185997.367 | 192817.86 | 190829.039 |  | 0 | 0
6 | 18 | 14 | 162566.302 | 178070.328 | 203135.235 | 222948.906 | 226329.869 | CFs | 0 | 0
6 | 18 | 15 | 115141.466 | 129389.642 | 157529.995 | 183432.2 | 192833.322 | CFs | 0 | 0
6 | 18 | 16 | 65166.463 | 80916.93 | 129809.243 | 176426.915 | 198403.263 | CFs | 0 | 0
6 | 18 | 17 | 24651.127 | 27622.365 | 60927.165 | 108880.518 | 134493.848 | CFs | 0 | 0
6 | 18 | 18 | 12746.783 | 12746.783 | 13359.029 | 34423.682 | 48613.249 |  | 0 | 0
6 | 18 | 19 | 0 | 0 | 0 | 0 | 0 |  | 0 | 0
6 | 18 | 20 | 0 | 0 | 0 | 0 | 0 |  | 0 | 0
6 | 18 | 21 | 0 | 0 | 0 | 0 | 0 |  | 0 | 0
6 | 18 | 22 | 0 | 0 | 0 | 0 | 0 |  | 0 | 0
6 | 18 | 23 | 0 | 0 | 0 | 0 | 0 |  | 0 | 0
6 | 19 | 0 | 0 | 0 | 0 | 0 | 0 |  | 0 | 0
6 | 19 | 1 | 0 | 0 | 0 | 0 | 0 |  | 0 | 0
6 | 19 | 2 | 0 | 0 | 0 | 0 | 0 |  | 0 | 0
6 | 19 | 3 | 0 | 0 | 0 | 0 | 0 |  | 0 | 0
6 | 19 | 4 | 0 | 0 | 0 | 0 | 0 |  | 0 | 0
6 | 19 | 5 | 51787.117 | 35609.932 | 11381.261 | 11030.994 | 11030.994 |  | 0 | 0
6 | 19 | 6 | 143671.073 | 114278.469 | 59852.511 | 23730.676 | 21225.421 |  | 0 | 0
6 | 19 | 7 | 207406.073 | 182435.51 | 129641.725 | 74691.68 | 57480.401 |  | 0 | 0
6 | 19 | 8 | 257073.423 | 241056.229 | 197228.411 | 148661.764 | 123793.034 |  | 0 | 0
6 | 19 | 9 | 259098.759 | 254315.793 | 227999.568 | 194813.285 | 174445.028 |  | 0 | 0
6 | 19 | 10 | 248982.087 | 252144.496 | 239648.501 | 218476.698 | 200932.158 |  | 0 | 0
6 | 19 | 11 | 256094.848 | 266220.138 | 265233.092 | 253686.131 | 238146.66 |  | 0 | 0
6 | 19 | 12 | 242852.698 | 258487.297 | 269681.098 | 270079.404 | 259459.482 |  | 0 | 0
6 | 19 | 13 | 223573.631 | 245160.009 | 270623.14 | 285226.726 | 280947.703 |  | 0 | 0
6 | 19 | 14 | 179610.635 | 201347.621 | 236182.579 | 263436.46 | 268044.029 | CFs | 0 | 0
6 | 19 | 15 | 126286.798 | 147089.02 | 187355.203 | 223934.008 | 237095.81 | CFs | 0 | 0
6 | 19 | 16 | 69756.569 | 83842.344 | 127527.534 | 169596.366 | 189538.447 | CFs | 0 | 0
6 | 19 | 17 | 23784.663 | 26461.816 | 54884.949 | 95621.9 | 117571.375 | CFs | 0 | 0
6 | 19 | 18 | 13309.667 | 13309.667 | 13941.934 | 31634.111 | 43661.054 |  | 0 | 0
6 | 19 | 19 | 0 | 0 | 0 | 0 | 0 |  | 0 | 0
6 | 19 | 20 | 0 | 0 | 0 | 0 | 0 |  | 0 | 0
6 | 19 | 21 | 0 | 0 | 0 | 0 | 0 |  | 0 | 0
6 | 19 | 22 | 0 | 0 | 0 | 0 | 0 |  | 0 | 0
6 | 19 | 23 | 0 | 0 | 0 | 0 | 0 |  | 0 | 0
6 | 20 | 0 | 0 | 0 | 0 | 0 | 0 |  | 0 | 0
6 | 20 | 1 | 0 | 0 | 0 | 0 | 0 |  | 0 | 0
6 | 20 | 2 | 0 | 0 | 0 | 0 | 0 |  | 0 | 0
6 | 20 | 3 | 0 | 0 | 0 | 0 | 0 |  | 0 | 0
6 | 20 | 4 | 0 | 0 | 0 | 0 | 0 |  | 0 | 0
6 | 20 | 5 | 26437.667 | 20326.949 | 11250.899 | 11111.211 | 11111.211 |  | 0 | 0
6 | 20 | 6 | 124806.841 | 101616.661 | 59054.199 | 30689.66 | 28636.634 |  | 0 | 0
6 | 20 | 7 | 164130.539 | 147192.271 | 111833.516 | 75701.16 | 64426.138 |  | 0 | 0
6 | 20 | 8 | 226349.998 | 213140.443 | 177184.241 | 137611.858 | 117570.473 |  | 0 | 0
6 | 20 | 9 | 268638.963 | 263477.42 | 235131.765 | 199170.145 | 177000.289 |  | 0 | 0
6 | 20 | 10 | 260521.365 | 263813.524 | 250625.75 | 228248.98 | 209664.292 |  | 0 | 0
6 | 20 | 11 | 231735.098 | 240084.432 | 239229.735 | 229652.481 | 216822.883 |  | 0 | 0
6 | 20 | 12 | 231362.954 | 246019.386 | 256481.942 | 256814.246 | 246830.596 |  | 0 | 0
6 | 20 | 13 | 183595.824 | 197076.58 | 213100.29 | 222349.134 | 219606.356 |  | 0 | 0
6 | 20 | 14 | 152509.111 | 166181.963 | 188271.082 | 205731.032 | 208685.93 | CFs | 0 | 0
6 | 20 | 15 | 116477.649 | 131736.031 | 161577.27 | 188920.233 | 198796.85 | CFs | 0 | 0
6 | 20 | 16 | 68943.863 | 82789.792 | 125599.931 | 166709.074 | 186155.907 | CFs | 0 | 0
6 | 20 | 17 | 30884.925 | 33488.408 | 60974.11 | 100211.03 | 121271.203 | CFs | 0 | 0
6 | 20 | 18 | 13239.383 | 13239.383 | 13898.495 | 31662.798 | 43743.561 |  | 0 | 0
6 | 20 | 19 | 0 | 0 | 0 | 0 | 0 |  | 0 | 0
6 | 20 | 20 | 0 | 0 | 0 | 0 | 0 |  | 0 | 0
6 | 20 | 21 | 0 | 0 | 0 | 0 | 0 |  | 0 | 0
6 | 20 | 22 | 0 | 0 | 0 | 0 | 0 |  | 0 | 0
6 | 20 | 23 | 0 | 0 | 0 | 0 | 0 |  | 0 | 0
6 | 21 | 0 | 0 | 0 | 0 | 0 | 0 |  | 0 | 0
6 | 21 | 1 | 0 | 0 | 0 | 0 | 0 |  | 0 | 0
6 | 21 | 2 | 0 | 0 | 0 | 0 | 0 |  | 0 | 0
6 | 21 | 3 | 0 | 0 | 0 | 0 | 0 |  | 0 | 0
6 | 21 | 4 | 0 | 0 | 0 | 0 | 0 |  | 0 | 0
6 | 21 | 5 | 46924.592 | 33107.278 | 12260.535 | 12023.837 | 12023.837 |  | 0 | 0
6 | 21 | 6 | 136309.419 | 109382.483 | 59365.639 | 25911.731 | 23556.228 |  | 0 | 0
6 | 21 | 7 | 202269.433 | 179202.825 | 130033.928 | 78425.093 | 62205.528 |  | 0 | 0
6 | 21 | 8 | 248711.197 | 233651.659 | 192303.065 | 146074.957 | 122335.402 |  | 0 | 0
6 | 21 | 9 | 276228.185 | 270810.616 | 241062.204 | 203041.767 | 179472.01 |  | 0 | 0
6 | 21 | 10 | 283614.186 | 287396.775 | 272032.86 | 245755.617 | 223734.499 |  | 0 | 0
6 | 21 | 11 | 278248.442 | 289957.583 | 288710.058 | 275181.489 | 256910.146 |  | 0 | 0
6 | 21 | 12 | 255095.274 | 272912.61 | 285494.052 | 285841.61 | 273766.739 |  | 0 | 0
6 | 21 | 13 | 222542.508 | 244153.139 | 269406.029 | 283746.957 | 279462.042 |  | 0 | 0
6 | 21 | 14 | 179071.33 | 201390.767 | 236813.723 | 264231.129 | 268791.554 | CFs | 0 | 0
6 | 21 | 15 | 124536.1 | 146731.148 | 189050.011 | 227014.561 | 240522.57 | CFs | 0 | 0
6 | 21 | 16 | 66751.1 | 82116.865 | 129373.543 | 174105.323 | 195079.13 | CFs | 0 | 0
6 | 21 | 17 | 31606.719 | 32949.354 | 44639.001 | 60873.834 | 69888.514 | CFs | 0 | 0
6 | 21 | 18 | 13167.473 | 13167.473 | 13887.919 | 34719.525 | 48814.48 |  | 0 | 0
6 | 21 | 19 | 0 | 0 | 0 | 0 | 0 |  | 0 | 0
6 | 21 | 20 | 0 | 0 | 0 | 0 | 0 |  | 0 | 0
6 | 21 | 21 | 0 | 0 | 0 | 0 | 0 |  | 0 | 0
6 | 21 | 22 | 0 | 0 | 0 | 0 | 0 |  | 0 | 0
6 | 21 | 23 | 0 | 0 | 0 | 0 | 0 |  | 0 | 0
6 | 22 | 0 | 0 | 0 | 0 | 0 | 0 |  | 0 | 0
6 | 22 | 1 | 0 | 0 | 0 | 0 | 0 |  | 0 | 0
6 | 22 | 2 | 0 | 0 | 0 | 0 | 0 |  | 0 | 0
6 | 22 | 3 | 0 | 0 | 0 | 0 | 0 |  | 0 | 0
6 | 22 | 4 | 0 | 0 | 0 | 0 | 0 |  | 0 | 0
6 | 22 | 5 | 35741.057 | 26703.176 | 13154.381 | 12997.761 | 12997.761 |  | 0 | 0
6 | 22 | 6 | 115357.272 | 95396.84 | 58889.617 | 34136.512 | 32179.508 |  | 0 | 0
6 | 22 | 7 | 177466.48 | 159691.311 | 122188.285 | 83407.933 | 71253.498 |  | 0 | 0
6 | 22 | 8 | 226663.136 | 214225.653 | 180252.547 | 142585.303 | 123510.124 |  | 0 | 0
6 | 22 | 9 | 256919.975 | 252295.687 | 227066 | 194991.247 | 175195.644 |  | 0 | 0
6 | 22 | 10 | 195868.21 | 197714.496 | 190184.857 | 177555.521 | 167185.828 |  | 0 | 0
6 | 22 | 11 | 268095.82 | 279028.52 | 277815.337 | 265121.843 | 248079.293 |  | 0 | 0
6 | 22 | 12 | 248281.856 | 264314.911 | 275653.333 | 275919.063 | 264965.447 |  | 0 | 0
6 | 22 | 13 | 217616.366 | 236544.693 | 258749.207 | 271394.741 | 267562.797 |  | 0 | 0
6 | 22 | 14 | 177027.478 | 195946.833 | 226110.233 | 249604.011 | 253499.121 | CFs | 0 | 0
6 | 22 | 15 | 127876.364 | 145849.759 | 180686.896 | 212279.726 | 223568.718 | CFs | 0 | 0
6 | 22 | 16 | 76395.847 | 88027.944 | 123790.033 | 158291.654 | 174641.424 | CFs | 0 | 0
6 | 22 | 17 | 35624.469 | 38198.671 | 62231.607 | 95774.67 | 113951.985 | CFs | 0 | 0
6 | 22 | 18 | 14130.538 | 14130.538 | 14675.044 | 27845.874 | 36817.295 |  | 0 | 0
6 | 22 | 19 | 0 | 0 | 0 | 0 | 0 |  | 0 | 0
6 | 22 | 20 | 0 | 0 | 0 | 0 | 0 |  | 0 | 0
6 | 22 | 21 | 0 | 0 | 0 | 0 | 0 |  | 0 | 0
6 | 22 | 22 | 0 | 0 | 0 | 0 | 0 |  | 0 | 0
6 | 22 | 23 | 0 | 0 | 0 | 0 | 0 |  | 0 | 0
6 | 23 | 0 | 0 | 0 | 0 | 0 | 0 |  | 0 | 0
6 | 23 | 1 | 0 | 0 | 0 | 0 | 0 |  | 0 | 0
6 | 23 | 2 | 0 | 0 | 0 | 0 | 0 |  | 0 | 0
6 | 23 | 3 | 0 | 0 | 0 | 0 | 0 |  | 0 | 0
6 | 23 | 4 | 0 | 0 | 0 | 0 | 0 |  | 0 | 0
6 | 23 | 5 | 56445.493 | 38290.214 | 10686.523 | 10457.986 | 10457.986 |  | 0 | 0
6 | 23 | 6 | 149437.335 | 118395.344 | 60357.472 | 22164.302 | 19783.341 |  | 0 | 0
6 | 23 | 7 | 214673.913 | 189464.228 | 135342.329 | 78060.422 | 60078.899 |  | 0 | 0
6 | 23 | 8 | 257836.091 | 242047.143 | 198492.771 | 149292.562 | 123845.162 |  | 0 | 0
6 | 23 | 9 | 280670.108 | 275236.03 | 245496.724 | 207328.414 | 183599.35 |  | 0 | 0
6 | 23 | 10 | 289436.678 | 293228.967 | 277544.635 | 250686.648 | 228133.344 |  | 0 | 0
6 | 23 | 11 | 283570.149 | 295377.012 | 294022.339 | 280232.117 | 261642.881 |  | 0 | 0
6 | 23 | 12 | 263189.617 | 281478.404 | 294292.25 | 294534.923 | 282075.567 |  | 0 | 0
6 | 23 | 13 | 230678.459 | 253259.305 | 279534.773 | 294374.77 | 289821.045 |  | 0 | 0
6 | 23 | 14 | 185213.965 | 208842.945 | 246216.903 | 275063.677 | 279784.61 | CFs | 0 | 0
6 | 23 | 15 | 126608.41 | 151156.927 | 197578.005 | 239124.153 | 253831.681 | CFs | 0 | 0
6 | 23 | 16 | 63886.663 | 81178.906 | 134097.388 | 183848.38 | 207079.069 | CFs | 0 | 0
6 | 23 | 17 | 22384.785 | 25780.168 | 62472.357 | 114771.67 | 142297.295 | CFs | 0 | 0
6 | 23 | 18 | 11667.267 | 11667.267 | 12622.917 | 39145.689 | 57061.863 |  | 0 | 0
6 | 23 | 19 | 0 | 0 | 0 | 0 | 0 |  | 0 | 0
6 | 23 | 20 | 0 | 0 | 0 | 0 | 0 |  | 0 | 0
6 | 23 | 21 | 0 | 0 | 0 | 0 | 0 |  | 0 | 0
6 | 23 | 22 | 0 | 0 | 0 | 0 | 0 |  | 0 | 0
6 | 23 | 23 | 0 | 0 | 0 | 0 | 0 |  | 0 | 0
6 | 24 | 0 | 0 | 0 | 0 | 0 | 0 |  | 0 | 0
6 | 24 | 1 | 0 | 0 | 0 | 0 | 0 |  | 0 | 0
6 | 24 | 2 | 0 | 0 | 0 | 0 | 0 |  | 0 | 0
6 | 24 | 3 | 0 | 0 | 0 | 0 | 0 |  | 0 | 0
6 | 24 | 4 | 0 | 0 | 0 | 0 | 0 |  | 0 | 0
6 | 24 | 5 | 51438.888 | 34335.117 | 8256.673 | 8084.126 | 8084.126 |  | 0 | 0
6 | 24 | 6 | 132769.598 | 105085.909 | 53789.662 | 20239.118 | 18132.63 |  | 0 | 0
6 | 24 | 7 | 198056.652 | 174814.233 | 125362.896 | 73684.015 | 57552.645 |  | 0 | 0
6 | 24 | 8 | 241574.999 | 226792.274 | 186206.017 | 140649.001 | 117255.133 |  | 0 | 0
6 | 24 | 9 | 267759.386 | 262460.139 | 233532.078 | 196475.936 | 173478.118 |  | 0 | 0
6 | 24 | 10 | 276972.827 | 280627.176 | 265435.906 | 239506.142 | 217801.206 |  | 0 | 0
6 | 24 | 11 | 227660.796 | 235620.986 | 234674.484 | 225350.551 | 212951.323 |  | 0 | 0
6 | 24 | 12 | 218941.934 | 231609.697 | 240545.405 | 240673.85 | 231923.096 |  | 0 | 0
6 | 24 | 13 | 199925.885 | 216911.071 | 236832.566 | 248154.811 | 244618.318 |  | 0 | 0
6 | 24 | 14 | 84591.939 | 86226.57 | 88888.266 | 91016.898 | 91368.867 | CFs | 0 | 0
6 | 24 | 15 | 100182.659 | 108334.354 | 124687.338 | 139889.145 | 145376.18 | CFs | 0 | 0
6 | 24 | 16 | 58796.733 | 61656.415 | 70468.08 | 79453.576 | 83824.722 | CFs | 0 | 0
6 | 24 | 17 | 31805.735 | 33139.177 | 44146.787 | 59269.974 | 67672.66 | CFs | 0 | 0
6 | 24 | 18 | 4033.314 | 4033.314 | 4033.314 | 4033.314 | 4033.314 |  | 0 | 0
6 | 24 | 19 | 0 | 0 | 0 | 0 | 0 |  | 0 | 0
6 | 24 | 20 | 0 | 0 | 0 | 0 | 0 |  | 0 | 0
6 | 24 | 21 | 0 | 0 | 0 | 0 | 0 |  | 0 | 0
6 | 24 | 22 | 0 | 0 | 0 | 0 | 0 |  | 0 | 0
6 | 24 | 23 | 0 | 0 | 0 | 0 | 0 |  | 0 | 0
6 | 25 | 0 | 0 | 0 | 0 | 0 | 0 |  | 0 | 0
6 | 25 | 1 | 0 | 0 | 0 | 0 | 0 |  | 0 | 0
6 | 25 | 2 | 0 | 0 | 0 | 0 | 0 |  | 0 | 0
6 | 25 | 3 | 0 | 0 | 0 | 0 | 0 |  | 0 | 0
6 | 25 | 4 | 0 | 0 | 0 | 0 | 0 |  | 0 | 0
6 | 25 | 5 | 3498.143 | 3498.143 | 3498.143 | 3498.143 | 3498.143 |  | 0 | 0
6 | 25 | 6 | 51817.843 | 46815.164 | 38098.868 | 32002.148 | 31369.944 |  | 0 | 0
6 | 25 | 7 | 149191.519 | 134580.434 | 104134.786 | 73282.09 | 63695.996 |  | 0 | 0
6 | 25 | 8 | 165571.072 | 158257.492 | 138593.292 | 117293.752 | 106803.51 |  | 0 | 0
6 | 25 | 9 | 215744.15 | 212246.822 | 193358.259 | 169587.146 | 155041.844 |  | 0 | 0
6 | 25 | 10 | 173192.506 | 174678.631 | 168513.433 | 158209.327 | 149774.124 |  | 0 | 0
6 | 25 | 11 | 143744.461 | 146607.323 | 146256.046 | 142893.844 | 138474.446 |  | 0 | 0
6 | 25 | 12 | 255185.874 | 273011.351 | 285430.263 | 285548.326 | 273301.605 |  | 0 | 0
6 | 25 | 13 | 212425.997 | 230720.232 | 252049.917 | 264094.496 | 260272.753 |  | 0 | 0
6 | 25 | 14 | 178365.425 | 201557.175 | 238032.842 | 266041.634 | 270525.304 | CFs | 0 | 0
6 | 25 | 15 | 123393.177 | 145992.353 | 188569.327 | 226574.62 | 239935.155 | CFs | 0 | 0
6 | 25 | 16 | 61136.327 | 64492.781 | 74796.914 | 85197.844 | 90232.636 | CFs | 0 | 0
6 | 25 | 17 | 33005.087 | 33857.184 | 40637.845 | 49881.684 | 55039.844 | CFs | 0 | 0
6 | 25 | 18 | 12578.487 | 12578.487 | 12804.961 | 16466.135 | 18988.352 |  | 0 | 0
6 | 25 | 19 | 0 | 0 | 0 | 0 | 0 |  | 0 | 0
6 | 25 | 20 | 0 | 0 | 0 | 0 | 0 |  | 0 | 0
6 | 25 | 21 | 0 | 0 | 0 | 0 | 0 |  | 0 | 0
6 | 25 | 22 | 0 | 0 | 0 | 0 | 0 |  | 0 | 0
6 | 25 | 23 | 0 | 0 | 0 | 0 | 0 |  | 0 | 0
6 | 26 | 0 | 0 | 0 | 0 | 0 | 0 |  | 0 | 0
6 | 26 | 1 | 0 | 0 | 0 | 0 | 0 |  | 0 | 0
6 | 26 | 2 | 0 | 0 | 0 | 0 | 0 |  | 0 | 0
6 | 26 | 3 | 0 | 0 | 0 | 0 | 0 |  | 0 | 0
6 | 26 | 4 | 0 | 0 | 0 | 0 | 0 |  | 0 | 0
6 | 26 | 5 | 57839.486 | 38095.697 | 7636.672 | 7524.327 | 7524.327 |  | 0 | 0
6 | 26 | 6 | 149492.541 | 116864.038 | 56372.343 | 17374.789 | 15122.253 |  | 0 | 0
6 | 26 | 7 | 213648.38 | 187116.68 | 130716.187 | 71883.664 | 53633.882 |  | 0 | 0
6 | 26 | 8 | 258992.473 | 242358.85 | 196958.702 | 146286.352 | 120315.153 |  | 0 | 0
6 | 26 | 9 | 281639.135 | 275935.515 | 244930.684 | 205500.313 | 181172.656 |  | 0 | 0
6 | 26 | 10 | 237286.268 | 240202.702 | 228050.338 | 207587.776 | 190700.765 |  | 0 | 0
6 | 26 | 11 | 205476.118 | 211669.478 | 210891.757 | 203585.136 | 193948.908 |  | 0 | 0
6 | 26 | 12 | 211409.654 | 223263.125 | 231580.123 | 231617.914 | 223355.203 |  | 0 | 0
6 | 26 | 13 | 199534.277 | 216529.239 | 236404.557 | 247644.925 | 244009.961 |  | 0 | 0
6 | 26 | 14 | 176058.946 | 196308.884 | 228433.35 | 253384.351 | 257358.137 | CFs | 0 | 0
6 | 26 | 15 | 66096.164 | 67325.991 | 69854.29 | 72235.866 | 73096.723 | CFs | 0 | 0
6 | 26 | 16 | 67440.276 | 77976.972 | 110156.518 | 141333.704 | 156146.284 | CFs | 0 | 0
6 | 26 | 17 | 24139.707 | 27120.051 | 56267.396 | 97368.345 | 119306.479 | CFs | 0 | 0
6 | 26 | 18 | 11102.495 | 11102.495 | 12143.373 | 39221.419 | 57467.517 |  | 0 | 0
6 | 26 | 19 | 0 | 0 | 0 | 0 | 0 |  | 0 | 0
6 | 26 | 20 | 0 | 0 | 0 | 0 | 0 |  | 0 | 0
6 | 26 | 21 | 0 | 0 | 0 | 0 | 0 |  | 0 | 0
6 | 26 | 22 | 0 | 0 | 0 | 0 | 0 |  | 0 | 0
6 | 26 | 23 | 0 | 0 | 0 | 0 | 0 |  | 0 | 0
6 | 27 | 0 | 0 | 0 | 0 | 0 | 0 |  | 0 | 0
6 | 27 | 1 | 0 | 0 | 0 | 0 | 0 |  | 0 | 0
6 | 27 | 2 | 0 | 0 | 0 | 0 | 0 |  | 0 | 0
6 | 27 | 3 | 0 | 0 | 0 | 0 | 0 |  | 0 | 0
6 | 27 | 4 | 0 | 0 | 0 | 0 | 0 |  | 0 | 0
6 | 27 | 5 | 42236.671 | 30016.524 | 11361.7 | 11304.437 | 11304.437 |  | 0 | 0
6 | 27 | 6 | 128207.702 | 102768.051 | 56488.216 | 26240.659 | 24234.756 |  | 0 | 0
6 | 27 | 7 | 192403.584 | 170480.534 | 124374.769 | 77078.99 | 62418.248 |  | 0 | 0
6 | 27 | 8 | 240610.551 | 226068.176 | 186544.764 | 142847.089 | 120770.88 |  | 0 | 0
6 | 27 | 9 | 270118.187 | 264736.825 | 235530.356 | 198580.254 | 175875.979 |  | 0 | 0
6 | 27 | 10 | 232277.877 | 234859.856 | 224109.5 | 206072.715 | 191244.57 |  | 0 | 0
6 | 27 | 11 | 253647.899 | 263498.383 | 262236.794 | 250566.561 | 235113.639 |  | 0 | 0
6 | 27 | 12 | 227259.959 | 241535.196 | 251494.587 | 251488.377 | 241520.038 |  | 0 | 0
6 | 27 | 13 | 167166.475 | 177265.884 | 189147.66 | 195894.331 | 193666.801 |  | 0 | 0
6 | 27 | 14 | 94259.529 | 97776.786 | 103457.824 | 107969.667 | 108687.733 | CFs | 0 | 0
6 | 27 | 15 | 71739.448 | 73343.318 | 76610.24 | 79678.291 | 80782.529 | CFs | 0 | 0
6 | 27 | 16 | 69190.963 | 76318.348 | 97993.992 | 119288.764 | 129451.422 | CFs | 0 | 0
6 | 27 | 17 | 27147.356 | 30368.955 | 61531.047 | 105056.161 | 128058.418 | CFs | 0 | 0
6 | 27 | 18 | 13704.133 | 13704.133 | 14546.604 | 32228.533 | 44191.222 |  | 0 | 0
6 | 27 | 19 | 0 | 0 | 0 | 0 | 0 |  | 0 | 0
6 | 27 | 20 | 0 | 0 | 0 | 0 | 0 |  | 0 | 0
6 | 27 | 21 | 0 | 0 | 0 | 0 | 0 |  | 0 | 0
6 | 27 | 22 | 0 | 0 | 0 | 0 | 0 |  | 0 | 0
6 | 27 | 23 | 0 | 0 | 0 | 0 | 0 |  | 0 | 0
6 | 28 | 0 | 0 | 0 | 0 | 0 | 0 |  | 0 | 0
6 | 28 | 1 | 0 | 0 | 0 | 0 | 0 |  | 0 | 0
6 | 28 | 2 | 0 | 0 | 0 | 0 | 0 |  | 0 | 0
6 | 28 | 3 | 0 | 0 | 0 | 0 | 0 |  | 0 | 0
6 | 28 | 4 | 0 | 0 | 0 | 0 | 0 |  | 0 | 0
6 | 28 | 5 | 49449.088 | 34017.734 | 10261.451 | 10228.397 | 10228.397 |  | 0 | 0
6 | 28 | 6 | 137540.836 | 109312.853 | 57179.383 | 23341.769 | 21380.53 |  | 0 | 0
6 | 28 | 7 | 201234.218 | 177952.301 | 128188.398 | 76149.293 | 59897.683 |  | 0 | 0
6 | 28 | 8 | 244336.527 | 229657.178 | 189247.576 | 143714.304 | 120343.757 |  | 0 | 0
6 | 28 | 9 | 263618.937 | 258660.609 | 231496.036 | 196697.236 | 175089.476 |  | 0 | 0
6 | 28 | 10 | 271803.352 | 275236.974 | 260880.556 | 236311.671 | 215684.558 |  | 0 | 0
6 | 28 | 11 | 222830.552 | 230456.706 | 229462.329 | 220399.04 | 208396.363 |  | 0 | 0
6 | 28 | 12 | 245103.289 | 260966.669 | 271878.886 | 271814.383 | 260807.849 |  | 0 | 0
6 | 28 | 13 | 215540.881 | 234438.773 | 256129.217 | 268157.875 | 264126.524 |  | 0 | 0
6 | 28 | 14 | 175938.736 | 195542.017 | 226140.148 | 249499.944 | 253088.775 | CFs | 0 | 0
6 | 28 | 15 | 126556.017 | 146084.334 | 182867.741 | 215721.649 | 227164.326 | CFs | 0 | 0
6 | 28 | 16 | 72293.202 | 85813.797 | 126383.481 | 164804.276 | 182716.524 | CFs | 0 | 0
6 | 28 | 17 | 33338.54 | 36191.452 | 62760.349 | 99601.683 | 119137.779 | CFs | 0 | 0
6 | 28 | 18 | 13701.518 | 13701.518 | 14558.638 | 32084.203 | 43909.585 |  | 0 | 0
6 | 28 | 19 | 0 | 0 | 0 | 0 | 0 |  | 0 | 0
6 | 28 | 20 | 0 | 0 | 0 | 0 | 0 |  | 0 | 0
6 | 28 | 21 | 0 | 0 | 0 | 0 | 0 |  | 0 | 0
6 | 28 | 22 | 0 | 0 | 0 | 0 | 0 |  | 0 | 0
6 | 28 | 23 | 0 | 0 | 0 | 0 | 0 |  | 0 | 0
6 | 29 | 0 | 0 | 0 | 0 | 0 | 0 |  | 0 | 0
6 | 29 | 1 | 0 | 0 | 0 | 0 | 0 |  | 0 | 0
6 | 29 | 2 | 0 | 0 | 0 | 0 | 0 |  | 0 | 0
6 | 29 | 3 | 0 | 0 | 0 | 0 | 0 |  | 0 | 0
6 | 29 | 4 | 0 | 0 | 0 | 0 | 0 |  | 0 | 0
6 | 29 | 5 | 31602.588 | 23757.677 | 11737.491 | 11737.491 | 11737.491 |  | 0 | 0
6 | 29 | 6 | 113593.177 | 93134.304 | 56177.16 | 31919.794 | 30335.318 |  | 0 | 0
6 | 29 | 7 | 181486.016 | 161818.095 | 120458.725 | 78242.145 | 65117.572 |  | 0 | 0
6 | 29 | 8 | 228836.77 | 215636.063 | 179650.54 | 139774.602 | 119639.871 |  | 0 | 0
6 | 29 | 9 | 254844.796 | 250131.385 | 224400.498 | 191832.914 | 171801.265 |  | 0 | 0
6 | 29 | 10 | 269583.216 | 273049.51 | 258655.067 | 234287.454 | 214066.864 |  | 0 | 0
6 | 29 | 11 | 212019.556 | 219271.62 | 218309.462 | 209678.715 | 198332.244 |  | 0 | 0
6 | 29 | 12 | 246576.853 | 262870.218 | 274129.834 | 274001.7 | 262556.969 |  | 0 | 0
6 | 29 | 13 | 183649.7 | 197266.273 | 213161.998 | 222098.08 | 219026.666 |  | 0 | 0
6 | 29 | 14 | 176456.013 | 196230.631 | 227411.947 | 251533.653 | 255209.405 | CFs | 0 | 0
6 | 29 | 15 | 125885.297 | 144867.579 | 181043.976 | 213815.926 | 225297.17 | CFs | 0 | 0
6 | 29 | 16 | 73994.176 | 86506.01 | 124136.747 | 160099.524 | 176991.008 | CFs | 0 | 0
6 | 29 | 17 | 33019.828 | 35840.455 | 61758.365 | 97789.248 | 117000.452 | CFs | 0 | 0
6 | 29 | 18 | 13199.092 | 13199.092 | 14040.805 | 31075.027 | 42554.092 |  | 0 | 0
6 | 29 | 19 | 0 | 0 | 0 | 0 | 0 |  | 0 | 0
6 | 29 | 20 | 0 | 0 | 0 | 0 | 0 |  | 0 | 0
6 | 29 | 21 | 0 | 0 | 0 | 0 | 0 |  | 0 | 0
6 | 29 | 22 | 0 | 0 | 0 | 0 | 0 |  | 0 | 0
6 | 29 | 23 | 0 | 0 | 0 | 0 | 0 |  | 0 | 0
6 | 30 | 0 | 0 | 0 | 0 | 0 | 0 |  | 0 | 0
6 | 30 | 1 | 0 | 0 | 0 | 0 | 0 |  | 0 | 0
6 | 30 | 2 | 0 | 0 | 0 | 0 | 0 |  | 0 | 0
6 | 30 | 3 | 0 | 0 | 0 | 0 | 0 |  | 0 | 0
6 | 30 | 4 | 0 | 0 | 0 | 0 | 0 |  | 0 | 0
6 | 30 | 5 | 48492.253 | 32985.127 | 8819.897 | 8819.897 | 8819.897 |  | 0 | 0
6 | 30 | 6 | 143427.079 | 112264.63 | 54873.432 | 18407.743 | 16617.624 |  | 0 | 0
6 | 30 | 7 | 209449.408 | 183554.618 | 128346.637 | 70929.424 | 53107.233 |  | 0 | 0
6 | 30 | 8 | 254757.403 | 238526.243 | 194014.707 | 144117.641 | 118506.324 |  | 0 | 0
6 | 30 | 9 | 280154.796 | 274430.115 | 242930.641 | 202809.759 | 178000.143 |  | 0 | 0
6 | 30 | 10 | 287865.298 | 291832.568 | 275429.609 | 247554.458 | 224334.381 |  | 0 | 0
6 | 30 | 11 | 281389.677 | 293588.234 | 291954.992 | 277383.576 | 258052.427 |  | 0 | 0
6 | 30 | 12 | 258566.898 | 277248.591 | 290061.605 | 289844.692 | 276716.657 |  | 0 | 0
6 | 30 | 13 | 225747.91 | 248665.828 | 274975.461 | 289521.578 | 284427.209 |  | 0 | 0
6 | 30 | 14 | 180874.035 | 204967.248 | 242548.481 | 271277.556 | 275554.993 | CFs | 0 | 0
6 | 30 | 15 | 122220.255 | 147420.384 | 194003.439 | 235401.71 | 249683.328 | CFs | 0 | 0
6 | 30 | 16 | 59707.087 | 78144.977 | 133026.568 | 183825.881 | 207190.768 | CFs | 0 | 0
6 | 30 | 17 | 17648.836 | 21520.931 | 61581.22 | 117820.873 | 146809.205 | CFs | 0 | 0
6 | 30 | 18 | 13266.431 | 13266.431 | 13821.609 | 24461.295 | 31616.446 |  | 0 | 0
6 | 30 | 19 | 0 | 0 | 0 | 0 | 0 |  | 0 | 0
6 | 30 | 20 | 0 | 0 | 0 | 0 | 0 |  | 0 | 0
6 | 30 | 21 | 0 | 0 | 0 | 0 | 0 |  | 0 | 0
6 | 30 | 22 | 0 | 0 | 0 | 0 | 0 |  | 0 | 0
6 | 30 | 23 | 0 | 0 | 0 | 0 | 0 |  | 0 | 0
7 | 1 | 0 | 0 | 0 | 0 | 0 | 0 |  | 0 | 0
7 | 1 | 1 | 0 | 0 | 0 | 0 | 0 |  | 0 | 0
7 | 1 | 2 | 0 | 0 | 0 | 0 | 0 |  | 0 | 0
7 | 1 | 3 | 0 | 0 | 0 | 0 | 0 |  | 0 | 0
7 | 1 | 4 | 0 | 0 | 0 | 0 | 0 |  | 0 | 0
7 | 1 | 5 | 1020.937 | 1020.937 | 1020.937 | 1020.937 | 1020.937 |  | 0 | 0
7 | 1 | 6 | 25481.031 | 25100.835 | 24479.08 | 23980.058 | 23910.746 |  | 0 | 0
7 | 1 | 7 | 52846.427 | 51800.088 | 49694.879 | 47716.457 | 47096.176 |  | 0 | 0
7 | 1 | 8 | 187037.532 | 177618.34 | 152181.63 | 124589.321 | 110996.903 |  | 0 | 0
7 | 1 | 9 | 176649.75 | 174287.97 | 161417.136 | 145452.11 | 135786.418 |  | 0 | 0
7 | 1 | 10 | 245949.701 | 248888.952 | 236867.533 | 216677.082 | 200074.202 |  | 0 | 0
7 | 1 | 11 | 221610.113 | 229373.918 | 228320.456 | 219051.263 | 206908.953 |  | 0 | 0
7 | 1 | 12 | 206212.7 | 216529.922 | 223664.808 | 223502.667 | 216136.409 |  | 0 | 0
7 | 1 | 13 | 119286.85 | 123604.681 | 128668.209 | 131515.772 | 130490.459 |  | 0 | 0
7 | 1 | 14 | 85942.74 | 87592.39 | 90233.96 | 92319.432 | 92629.607 | CFs | 0 | 0
7 | 1 | 15 | 67316.987 | 68543.98 | 71030.05 | 73356.408 | 74179.149 | CFs | 0 | 0
7 | 1 | 16 | 62938.108 | 66425.236 | 76879.019 | 87375.458 | 92401.141 | CFs | 0 | 0
7 | 1 | 17 | 1350.37 | 1350.37 | 1350.37 | 1350.37 | 1350.37 | CFs | 0 | 0
7 | 1 | 18 | 12159.173 | 12159.173 | 12241.951 | 13032.385 | 13587.761 |  | 0 | 0
7 | 1 | 19 | 0 | 0 | 0 | 0 | 0 |  | 0 | 0
7 | 1 | 20 | 0 | 0 | 0 | 0 | 0 |  | 0 | 0
7 | 1 | 21 | 0 | 0 | 0 | 0 | 0 |  | 0 | 0
7 | 1 | 22 | 0 | 0 | 0 | 0 | 0 |  | 0 | 0
7 | 1 | 23 | 0 | 0 | 0 | 0 | 0 |  | 0 | 0
7 | 2 | 0 | 0 | 0 | 0 | 0 | 0 |  | 0 | 0
7 | 2 | 1 | 0 | 0 | 0 | 0 | 0 |  | 0 | 0
7 | 2 | 2 | 0 | 0 | 0 | 0 | 0 |  | 0 | 0
7 | 2 | 3 | 0 | 0 | 0 | 0 | 0 |  | 0 | 0
7 | 2 | 4 | 0 | 0 | 0 | 0 | 0 |  | 0 | 0
7 | 2 | 5 | 0 | 0 | 0 | 0 | 0 |  | 0 | 0
7 | 2 | 6 | 3524.626 | 3524.626 | 3524.626 | 3524.626 | 3524.626 |  | 0 | 0
7 | 2 | 7 | 3471.946 | 3471.946 | 3471.946 | 3471.946 | 3471.946 |  | 0 | 0
7 | 2 | 8 | 32905.12 | 32858.153 | 32732.415 | 32601.568 | 32542.256 |  | 0 | 0
7 | 2 | 9 | 31626.925 | 31615.069 | 31550.323 | 31470.616 | 31422.638 |  | 0 | 0
7 | 2 | 10 | 49661.975 | 49731.589 | 49450.357 | 48983.037 | 48603.381 |  | 0 | 0
7 | 2 | 11 | 68450.94 | 68902.397 | 68840.585 | 68301.701 | 67601.358 |  | 0 | 0
7 | 2 | 12 | 68001.644 | 68682.519 | 69154.382 | 69140.882 | 68649.925 |  | 0 | 0
7 | 2 | 13 | 31752.974 | 31820.316 | 31899.234 | 31943.498 | 31927.176 |  | 0 | 0
7 | 2 | 14 | 26982.732 | 26999.738 | 27026.908 | 27048.327 | 27051.447 | CFs | 0 | 0
7 | 2 | 15 | 37782.925 | 37908.278 | 38173.408 | 38423.016 | 38510.87 | CFs | 0 | 0
7 | 2 | 16 | 47717.931 | 48286.101 | 49977.61 | 51747.018 | 52601.714 | CFs | 0 | 0
7 | 2 | 17 | 25205.096 | 25295.071 | 25763.075 | 26335.148 | 26676.111 | CFs | 0 | 0
7 | 2 | 18 | 9093.938 | 9093.938 | 9095.766 | 9113.057 | 9125.172 |  | 0 | 0
7 | 2 | 19 | 0 | 0 | 0 | 0 | 0 |  | 0 | 0
7 | 2 | 20 | 0 | 0 | 0 | 0 | 0 |  | 0 | 0
7 | 2 | 21 | 0 | 0 | 0 | 0 | 0 |  | 0 | 0
7 | 2 | 22 | 0 | 0 | 0 | 0 | 0 |  | 0 | 0
7 | 2 | 23 | 0 | 0 | 0 | 0 | 0 |  | 0 | 0
7 | 3 | 0 | 0 | 0 | 0 | 0 | 0 |  | 0 | 0
7 | 3 | 1 | 0 | 0 | 0 | 0 | 0 |  | 0 | 0
7 | 3 | 2 | 0 | 0 | 0 | 0 | 0 |  | 0 | 0
7 | 3 | 3 | 0 | 0 | 0 | 0 | 0 |  | 0 | 0
7 | 3 | 4 | 0 | 0 | 0 | 0 | 0 |  | 0 | 0
7 | 3 | 5 | 10712.332 | 10259.969 | 9639.929 | 9639.929 | 9639.929 |  | 0 | 0
7 | 3 | 6 | 87915.545 | 72922.307 | 46197.366 | 28644.216 | 27604.272 |  | 0 | 0
7 | 3 | 7 | 99051.065 | 92498.741 | 78994.215 | 65722.207 | 61585.605 |  | 0 | 0
7 | 3 | 8 | 181759.258 | 172787.692 | 148359.301 | 121656.859 | 108411.761 |  | 0 | 0
7 | 3 | 9 | 285026.683 | 279425.836 | 247869.342 | 207325.416 | 182030.753 |  | 0 | 0
7 | 3 | 10 | 291694.763 | 295781.704 | 279293.447 | 250965.08 | 227119.836 |  | 0 | 0
7 | 3 | 11 | 281622.804 | 293597.784 | 291966.806 | 277593.539 | 258386.845 |  | 0 | 0
7 | 3 | 12 | 258617.726 | 276119.042 | 287862.057 | 287461.18 | 275127.623 |  | 0 | 0
7 | 3 | 13 | 226938.649 | 248626.373 | 272962.257 | 286071.146 | 281159.814 |  | 0 | 0
7 | 3 | 14 | 184004.514 | 208323.391 | 245438.866 | 273194.219 | 277042.58 | CFs | 0 | 0
7 | 3 | 15 | 125842.158 | 151366.081 | 197691.486 | 238288.67 | 251982.633 | CFs | 0 | 0
7 | 3 | 16 | 62973.628 | 81759.779 | 136650.914 | 186977.434 | 209860.42 | CFs | 0 | 0
7 | 3 | 17 | 20525.34 | 24477.025 | 64315.088 | 119733.924 | 148069.505 | CFs | 0 | 0
7 | 3 | 18 | 10763.584 | 10763.584 | 11994.783 | 42826.792 | 62862.754 |  | 0 | 0
7 | 3 | 19 | 0 | 0 | 0 | 0 | 0 |  | 0 | 0
7 | 3 | 20 | 0 | 0 | 0 | 0 | 0 |  | 0 | 0
7 | 3 | 21 | 0 | 0 | 0 | 0 | 0 |  | 0 | 0
7 | 3 | 22 | 0 | 0 | 0 | 0 | 0 |  | 0 | 0
7 | 3 | 23 | 0 | 0 | 0 | 0 | 0 |  | 0 | 0
7 | 4 | 0 | 0 | 0 | 0 | 0 | 0 |  | 0 | 0
7 | 4 | 1 | 0 | 0 | 0 | 0 | 0 |  | 0 | 0
7 | 4 | 2 | 0 | 0 | 0 | 0 | 0 |  | 0 | 0
7 | 4 | 3 | 0 | 0 | 0 | 0 | 0 |  | 0 | 0
7 | 4 | 4 | 0 | 0 | 0 | 0 | 0 |  | 0 | 0
7 | 4 | 5 | 49284.617 | 33711.984 | 8610.498 | 8610.498 | 8610.498 |  | 0 | 0
7 | 4 | 6 | 144710.634 | 113495.752 | 55630.498 | 19190.942 | 17798.362 |  | 0 | 0
7 | 4 | 7 | 209174.147 | 184029.103 | 129628.165 | 72513.383 | 54571.593 |  | 0 | 0
7 | 4 | 8 | 251554.119 | 236103.155 | 192877.524 | 143456.613 | 117730.827 |  | 0 | 0
7 | 4 | 9 | 277680.973 | 272401.762 | 242268.448 | 203234.449 | 178700.955 |  | 0 | 0
7 | 4 | 10 | 291632.416 | 295790.824 | 279224.228 | 250738.385 | 226753.546 |  | 0 | 0
7 | 4 | 11 | 287971.96 | 300730.576 | 298987.712 | 283686.514 | 263358.023 |  | 0 | 0
7 | 4 | 12 | 266879.232 | 286212.53 | 299245.517 | 298721.383 | 284925.987 |  | 0 | 0
7 | 4 | 13 | 233227.814 | 256753.484 | 283385.255 | 297814.107 | 292258.51 |  | 0 | 0
7 | 4 | 14 | 187541.327 | 212842.327 | 251768.609 | 281201.927 | 285213.398 | CFs | 0 | 0
7 | 4 | 15 | 128856.821 | 154233.308 | 200641.536 | 241744.061 | 255641.448 | CFs | 0 | 0
7 | 4 | 16 | 66501.224 | 84694.241 | 137800.294 | 186984.215 | 209469.025 | CFs | 0 | 0
7 | 4 | 17 | 23624.388 | 27501.345 | 65238.25 | 117628.841 | 144619.912 | CFs | 0 | 0
7 | 4 | 18 | 11533.565 | 11533.565 | 12750.078 | 41100.915 | 59478.727 |  | 0 | 0
7 | 4 | 19 | 0 | 0 | 0 | 0 | 0 |  | 0 | 0
7 | 4 | 20 | 0 | 0 | 0 | 0 | 0 |  | 0 | 0
7 | 4 | 21 | 0 | 0 | 0 | 0 | 0 |  | 0 | 0
7 | 4 | 22 | 0 | 0 | 0 | 0 | 0 |  | 0 | 0
7 | 4 | 23 | 0 | 0 | 0 | 0 | 0 |  | 0 | 0
7 | 5 | 0 | 0 | 0 | 0 | 0 | 0 |  | 0 | 0
7 | 5 | 1 | 0 | 0 | 0 | 0 | 0 |  | 0 | 0
7 | 5 | 2 | 0 | 0 | 0 | 0 | 0 |  | 0 | 0
7 | 5 | 3 | 0 | 0 | 0 | 0 | 0 |  | 0 | 0
7 | 5 | 4 | 0 | 0 | 0 | 0 | 0 |  | 0 | 0
7 | 5 | 5 | 3244.771 | 3244.771 | 3244.771 | 3244.771 | 3244.771 |  | 0 | 0
7 | 5 | 6 | 136284.029 | 107816.053 | 55427.441 | 22420.647 | 21171.726 |  | 0 | 0
7 | 5 | 7 | 67632.067 | 64604.243 | 58437.105 | 52563.736 | 50707.326 |  | 0 | 0
7 | 5 | 8 | 126912.597 | 122684.843 | 111195.903 | 98811.731 | 92773.827 |  | 0 | 0
7 | 5 | 9 | 126113.848 | 124990.04 | 118662.994 | 110799.657 | 106018.545 |  | 0 | 0
7 | 5 | 10 | 287196.307 | 291288.492 | 275212.354 | 247519.748 | 224172.66 |  | 0 | 0
7 | 5 | 11 | 283552.381 | 295974.386 | 294280.877 | 279384.673 | 259570.89 |  | 0 | 0
7 | 5 | 12 | 263854.543 | 282856.709 | 295600.568 | 295011.528 | 281409.574 |  | 0 | 0
7 | 5 | 13 | 230630.497 | 253840.677 | 280004.627 | 294095.16 | 288531.139 |  | 0 | 0
7 | 5 | 14 | 185010.302 | 209956.262 | 248190.758 | 277012.662 | 280837.422 | CFs | 0 | 0
7 | 5 | 15 | 123189.348 | 145107.094 | 185361.521 | 221192.628 | 233284.529 | CFs | 0 | 0
7 | 5 | 16 | 62212.882 | 81586.765 | 137780.546 | 189399.991 | 212837.41 | CFs | 0 | 0
7 | 5 | 17 | 18459.887 | 22595.221 | 64109.964 | 121779.964 | 151156.276 | CFs | 0 | 0
7 | 5 | 18 | 10012.989 | 10012.989 | 11248.413 | 42987.823 | 63296.903 |  | 0 | 0
7 | 5 | 19 | 0 | 0 | 0 | 0 | 0 |  | 0 | 0
7 | 5 | 20 | 0 | 0 | 0 | 0 | 0 |  | 0 | 0
7 | 5 | 21 | 0 | 0 | 0 | 0 | 0 |  | 0 | 0
7 | 5 | 22 | 0 | 0 | 0 | 0 | 0 |  | 0 | 0
7 | 5 | 23 | 0 | 0 | 0 | 0 | 0 |  | 0 | 0
7 | 6 | 0 | 0 | 0 | 0 | 0 | 0 |  | 0 | 0
7 | 6 | 1 | 0 | 0 | 0 | 0 | 0 |  | 0 | 0
7 | 6 | 2 | 0 | 0 | 0 | 0 | 0 |  | 0 | 0
7 | 6 | 3 | 0 | 0 | 0 | 0 | 0 |  | 0 | 0
7 | 6 | 4 | 0 | 0 | 0 | 0 | 0 |  | 0 | 0
7 | 6 | 5 | 16028.053 | 13518.135 | 9559.706 | 9559.706 | 9559.706 |  | 0 | 0
7 | 6 | 6 | 134250.401 | 105973.098 | 53381.205 | 20311.036 | 19200.638 |  | 0 | 0
7 | 6 | 7 | 198424.728 | 175150.597 | 124254.625 | 70414.969 | 53344.402 |  | 0 | 0
7 | 6 | 8 | 239810.608 | 225567.637 | 185206.312 | 138512.178 | 113972.85 |  | 0 | 0
7 | 6 | 9 | 265055.868 | 260205.395 | 231809.902 | 194679.981 | 171124.584 |  | 0 | 0
7 | 6 | 10 | 277648.61 | 281589.305 | 266323.087 | 239826.405 | 217324.834 |  | 0 | 0
7 | 6 | 11 | 276718.548 | 288751.552 | 287119.754 | 272693.243 | 253443.214 |  | 0 | 0
7 | 6 | 12 | 261088.293 | 280032.998 | 292646.545 | 291987.662 | 278409.956 |  | 0 | 0
7 | 6 | 13 | 185520.271 | 199486.573 | 215369.267 | 223968.488 | 220475.451 |  | 0 | 0
7 | 6 | 14 | 185066.256 | 210221.825 | 248504.251 | 277162.707 | 280850.717 | CFs | 0 | 0
7 | 6 | 15 | 125674.964 | 151917.263 | 199182.952 | 240648.576 | 254437.638 | CFs | 0 | 0
7 | 6 | 16 | 37088.83 | 37300.152 | 37913.563 | 38569.76 | 38884.33 | CFs | 0 | 0
7 | 6 | 17 | 33989.455 | 35164.184 | 44544.564 | 57300.424 | 64160.813 | CFs | 0 | 0
7 | 6 | 18 | 12562.455 | 12562.455 | 13080.971 | 21767.529 | 27463.251 |  | 0 | 0
7 | 6 | 19 | 0 | 0 | 0 | 0 | 0 |  | 0 | 0
7 | 6 | 20 | 0 | 0 | 0 | 0 | 0 |  | 0 | 0
7 | 6 | 21 | 0 | 0 | 0 | 0 | 0 |  | 0 | 0
7 | 6 | 22 | 0 | 0 | 0 | 0 | 0 |  | 0 | 0
7 | 6 | 23 | 0 | 0 | 0 | 0 | 0 |  | 0 | 0
7 | 7 | 0 | 0 | 0 | 0 | 0 | 0 |  | 0 | 0
7 | 7 | 1 | 0 | 0 | 0 | 0 | 0 |  | 0 | 0
7 | 7 | 2 | 0 | 0 | 0 | 0 | 0 |  | 0 | 0
7 | 7 | 3 | 0 | 0 | 0 | 0 | 0 |  | 0 | 0
7 | 7 | 4 | 0 | 0 | 0 | 0 | 0 |  | 0 | 0
7 | 7 | 5 | 46421.529 | 31950.637 | 8024.526 | 8024.526 | 8024.526 |  | 0 | 0
7 | 7 | 6 | 130875.401 | 103793.217 | 54133.895 | 23010.71 | 21970.237 |  | 0 | 0
7 | 7 | 7 | 195230.885 | 172663.847 | 124021.91 | 73584.724 | 57676.673 |  | 0 | 0
7 | 7 | 8 | 244045.212 | 229248.836 | 187872.621 | 141139.331 | 117020.951 |  | 0 | 0
7 | 7 | 9 | 274014.463 | 268801.898 | 238217.62 | 198887.892 | 174249.237 |  | 0 | 0
7 | 7 | 10 | 283710.06 | 288046.608 | 271574.646 | 243183.279 | 219270.73 |  | 0 | 0
7 | 7 | 11 | 276639.986 | 289068.788 | 287391.737 | 272524.541 | 252801.518 |  | 0 | 0
7 | 7 | 12 | 254400.346 | 273317.599 | 285928.985 | 285191.499 | 271509.408 |  | 0 | 0
7 | 7 | 13 | 221583.027 | 244447.593 | 270105.48 | 283800.055 | 278099.029 |  | 0 | 0
7 | 7 | 14 | 177475.607 | 201093.738 | 237149.924 | 264281.928 | 267682.203 | CFs | 0 | 0
7 | 7 | 15 | 122607.981 | 146298.691 | 189307.57 | 227349.184 | 239993.972 | CFs | 0 | 0
7 | 7 | 16 | 64746.23 | 81395.12 | 129292.123 | 173702.232 | 193894.664 | CFs | 0 | 0
7 | 7 | 17 | 24864.509 | 28441.42 | 61683.35 | 107519.299 | 131190.239 | CFs | 0 | 0
7 | 7 | 18 | 12324.729 | 12324.729 | 13249.011 | 34102.944 | 47370.953 |  | 0 | 0
7 | 7 | 19 | 0 | 0 | 0 | 0 | 0 |  | 0 | 0
7 | 7 | 20 | 0 | 0 | 0 | 0 | 0 |  | 0 | 0
7 | 7 | 21 | 0 | 0 | 0 | 0 | 0 |  | 0 | 0
7 | 7 | 22 | 0 | 0 | 0 | 0 | 0 |  | 0 | 0
7 | 7 | 23 | 0 | 0 | 0 | 0 | 0 |  | 0 | 0
7 | 8 | 0 | 0 | 0 | 0 | 0 | 0 |  | 0 | 0
7 | 8 | 1 | 0 | 0 | 0 | 0 | 0 |  | 0 | 0
7 | 8 | 2 | 0 | 0 | 0 | 0 | 0 |  | 0 | 0
7 | 8 | 3 | 0 | 0 | 0 | 0 | 0 |  | 0 | 0
7 | 8 | 4 | 0 | 0 | 0 | 0 | 0 |  | 0 | 0
7 | 8 | 5 | 23836.247 | 18350.534 | 9554.29 | 9554.29 | 9554.29 |  | 0 | 0
7 | 8 | 6 | 115213.562 | 93039.132 | 52707.972 | 27512.949 | 26714.495 |  | 0 | 0
7 | 8 | 7 | 192209.905 | 169252.999 | 119794.735 | 68705.387 | 52594.999 |  | 0 | 0
7 | 8 | 8 | 154641.976 | 148028.145 | 129794.519 | 109904.542 | 100031.743 |  | 0 | 0
7 | 8 | 9 | 246922.273 | 242623.168 | 217164.373 | 184641.607 | 164355.129 |  | 0 | 0
7 | 8 | 10 | 248486.045 | 251947.063 | 239062.269 | 216925.439 | 198362.32 |  | 0 | 0
7 | 8 | 11 | 192898.4 | 198828.762 | 198033.359 | 190965.017 | 181689.936 |  | 0 | 0
7 | 8 | 12 | 231038.682 | 246138.765 | 256191.66 | 255541.138 | 244547.65 |  | 0 | 0
7 | 8 | 13 | 204417.449 | 223721.456 | 245384.939 | 256917.043 | 251982.339 |  | 0 | 0
7 | 8 | 14 | 175213.263 | 197723.1 | 231989.218 | 257726.96 | 260849.299 | CFs | 0 | 0
7 | 8 | 15 | 121176.252 | 143024.842 | 182745.265 | 217990.559 | 229660.667 | CFs | 0 | 0
7 | 8 | 16 | 66372.267 | 76521.789 | 105707.459 | 133593.177 | 146439.506 | CFs | 0 | 0
7 | 8 | 17 | 26731.242 | 29534.783 | 55719.098 | 91993.811 | 110809.137 | CFs | 0 | 0
7 | 8 | 18 | 12384.313 | 12384.313 | 13277.465 | 32444.705 | 44583.982 |  | 0 | 0
7 | 8 | 19 | 0 | 0 | 0 | 0 | 0 |  | 0 | 0
7 | 8 | 20 | 0 | 0 | 0 | 0 | 0 |  | 0 | 0
7 | 8 | 21 | 0 | 0 | 0 | 0 | 0 |  | 0 | 0
7 | 8 | 22 | 0 | 0 | 0 | 0 | 0 |  | 0 | 0
7 | 8 | 23 | 0 | 0 | 0 | 0 | 0 |  | 0 | 0
7 | 9 | 0 | 0 | 0 | 0 | 0 | 0 |  | 0 | 0
7 | 9 | 1 | 0 | 0 | 0 | 0 | 0 |  | 0 | 0
7 | 9 | 2 | 0 | 0 | 0 | 0 | 0 |  | 0 | 0
7 | 9 | 3 | 0 | 0 | 0 | 0 | 0 |  | 0 | 0
7 | 9 | 4 | 0 | 0 | 0 | 0 | 0 |  | 0 | 0
7 | 9 | 5 | 34589.647 | 24966.211 | 8928.844 | 8928.844 | 8928.844 |  | 0 | 0
7 | 9 | 6 | 61565.64 | 53207.603 | 38498.83 | 28695.023 | 28245.76 |  | 0 | 0
7 | 9 | 7 | 152469.718 | 136992.699 | 104031.985 | 70611.85 | 60033.717 |  | 0 | 0
7 | 9 | 8 | 239563.892 | 224777.546 | 183144.628 | 136050.014 | 111642.3 |  | 0 | 0
7 | 9 | 9 | 268391.928 | 263355.515 | 232976.716 | 193879.916 | 169320.545 |  | 0 | 0
7 | 9 | 10 | 264174.94 | 268030.036 | 253958.136 | 229706.322 | 209323.768 |  | 0 | 0
7 | 9 | 11 | 255477.329 | 266101.939 | 264698.246 | 252043.821 | 235295.142 |  | 0 | 0
7 | 9 | 12 | 223085.8 | 237797.167 | 247571.235 | 246877.713 | 236103.962 |  | 0 | 0
7 | 9 | 13 | 199380.384 | 217252.38 | 237283.884 | 247905.127 | 243232.883 |  | 0 | 0
7 | 9 | 14 | 167643.807 | 187274.473 | 217155.903 | 239632.715 | 242269.974 | CFs | 0 | 0
7 | 9 | 15 | 115125.632 | 130596.885 | 159112.269 | 184629.172 | 193065.074 | CFs | 0 | 0
7 | 9 | 16 | 63315.805 | 80326.264 | 128635.549 | 173124.174 | 193164.6 | CFs | 0 | 0
7 | 9 | 17 | 24425.617 | 27995.381 | 61144.244 | 106658.146 | 129987.555 | CFs | 0 | 0
7 | 9 | 18 | 10814.108 | 10814.108 | 11937.824 | 37302.229 | 53154.408 |  | 0 | 0
7 | 9 | 19 | 0 | 0 | 0 | 0 | 0 |  | 0 | 0
7 | 9 | 20 | 0 | 0 | 0 | 0 | 0 |  | 0 | 0
7 | 9 | 21 | 0 | 0 | 0 | 0 | 0 |  | 0 | 0
7 | 9 | 22 | 0 | 0 | 0 | 0 | 0 |  | 0 | 0
7 | 9 | 23 | 0 | 0 | 0 | 0 | 0 |  | 0 | 0
7 | 10 | 0 | 0 | 0 | 0 | 0 | 0 |  | 0 | 0
7 | 10 | 1 | 0 | 0 | 0 | 0 | 0 |  | 0 | 0
7 | 10 | 2 | 0 | 0 | 0 | 0 | 0 |  | 0 | 0
7 | 10 | 3 | 0 | 0 | 0 | 0 | 0 |  | 0 | 0
7 | 10 | 4 | 0 | 0 | 0 | 0 | 0 |  | 0 | 0
7 | 10 | 5 | 0 | 0 | 0 | 0 | 0 |  | 0 | 0
7 | 10 | 6 | 4167.396 | 4167.396 | 4167.396 | 4167.396 | 4167.396 |  | 0 | 0
7 | 10 | 7 | 104257.236 | 96227.006 | 79408.665 | 62857.981 | 57578.835 |  | 0 | 0
7 | 10 | 8 | 36796.709 | 36700.155 | 36433.542 | 36153.066 | 36023.012 |  | 0 | 0
7 | 10 | 9 | 42809.695 | 42756.253 | 42434.27 | 42032.378 | 41785.995 |  | 0 | 0
7 | 10 | 10 | 72877.778 | 73074.81 | 72374.261 | 71186.189 | 70206.454 |  | 0 | 0
7 | 10 | 11 | 207165.057 | 213941.553 | 213057.432 | 205017.546 | 194455.698 |  | 0 | 0
7 | 10 | 12 | 191498.286 | 201110.502 | 207507.553 | 207012.89 | 199908.864 |  | 0 | 0
7 | 10 | 13 | 170636.365 | 181732.49 | 194222.81 | 200849.601 | 197849.153 |  | 0 | 0
7 | 10 | 14 | 135276.803 | 145142.471 | 160294.376 | 171825.898 | 173137.648 | CFs | 0 | 0
7 | 10 | 15 | 104231.781 | 113969.179 | 132274.015 | 148819.851 | 154282.203 | CFs | 0 | 0
7 | 10 | 16 | 63225.019 | 81419.642 | 132766.666 | 179923.319 | 201066.739 | CFs | 0 | 0
7 | 10 | 17 | 15851.101 | 19941.805 | 61490.611 | 119099.128 | 148147.706 | CFs | 0 | 0
7 | 10 | 18 | 8635.347 | 8635.347 | 9808.897 | 42610.746 | 62536.6 |  | 0 | 0
7 | 10 | 19 | 0 | 0 | 0 | 0 | 0 |  | 0 | 0
7 | 10 | 20 | 0 | 0 | 0 | 0 | 0 |  | 0 | 0
7 | 10 | 21 | 0 | 0 | 0 | 0 | 0 |  | 0 | 0
7 | 10 | 22 | 0 | 0 | 0 | 0 | 0 |  | 0 | 0
7 | 10 | 23 | 0 | 0 | 0 | 0 | 0 |  | 0 | 0
7 | 11 | 0 | 0 | 0 | 0 | 0 | 0 |  | 0 | 0
7 | 11 | 1 | 0 | 0 | 0 | 0 | 0 |  | 0 | 0
7 | 11 | 2 | 0 | 0 | 0 | 0 | 0 |  | 0 | 0
7 | 11 | 3 | 0 | 0 | 0 | 0 | 0 |  | 0 | 0
7 | 11 | 4 | 0 | 0 | 0 | 0 | 0 |  | 0 | 0
7 | 11 | 5 | 51599.525 | 35312.252 | 6109.591 | 6109.591 | 6109.591 |  | 0 | 0
7 | 11 | 6 | 156350.965 | 120344.373 | 53143.199 | 12956.807 | 12230.815 |  | 0 | 0
7 | 11 | 7 | 220800.132 | 193380.331 | 132997.821 | 69407.318 | 49139.843 |  | 0 | 0
7 | 11 | 8 | 266504.064 | 249741.998 | 201851.223 | 146909.418 | 117927.028 |  | 0 | 0
7 | 11 | 9 | 293336.689 | 287926.448 | 254077.587 | 210194.526 | 182395.559 |  | 0 | 0
7 | 11 | 10 | 299949.608 | 304936.235 | 287478.28 | 257024.072 | 231156.689 |  | 0 | 0
7 | 11 | 11 | 292850.582 | 306596.713 | 304842.953 | 288546.453 | 266838.293 |  | 0 | 0
7 | 11 | 12 | 271397.216 | 291966.01 | 305449.639 | 304327.917 | 289215.266 |  | 0 | 0
7 | 11 | 13 | 236602.479 | 261514.419 | 289009.087 | 303305.93 | 296667.777 |  | 0 | 0
7 | 11 | 14 | 189020.437 | 216008.142 | 256447.27 | 286398.019 | 289626.385 | CFs | 0 | 0
7 | 11 | 15 | 128113.946 | 156499 | 206592.387 | 250255.33 | 264276.009 | CFs | 0 | 0
7 | 11 | 16 | 61908.193 | 83045.827 | 142251.322 | 196028.829 | 219924.617 | CFs | 0 | 0
7 | 11 | 17 | 18420.083 | 22690.767 | 66037.477 | 125889.813 | 155930.807 | CFs | 0 | 0
7 | 11 | 18 | 10350.31 | 10350.31 | 11550.026 | 43111.798 | 62140.118 |  | 0 | 0
7 | 11 | 19 | 0 | 0 | 0 | 0 | 0 |  | 0 | 0
7 | 11 | 20 | 0 | 0 | 0 | 0 | 0 |  | 0 | 0
7 | 11 | 21 | 0 | 0 | 0 | 0 | 0 |  | 0 | 0
7 | 11 | 22 | 0 | 0 | 0 | 0 | 0 |  | 0 | 0
7 | 11 | 23 | 0 | 0 | 0 | 0 | 0 |  | 0 | 0
7 | 12 | 0 | 0 | 0 | 0 | 0 | 0 |  | 0 | 0
7 | 12 | 1 | 0 | 0 | 0 | 0 | 0 |  | 0 | 0
7 | 12 | 2 | 0 | 0 | 0 | 0 | 0 |  | 0 | 0
7 | 12 | 3 | 0 | 0 | 0 | 0 | 0 |  | 0 | 0
7 | 12 | 4 | 0 | 0 | 0 | 0 | 0 |  | 0 | 0
7 | 12 | 5 | 51743.58 | 35638.627 | 6202.531 | 6202.531 | 6202.531 |  | 0 | 0
7 | 12 | 6 | 162526.042 | 124866.497 | 54231.533 | 12267.492 | 11608.359 |  | 0 | 0
7 | 12 | 7 | 229356.446 | 200790.97 | 137366.598 | 70124.263 | 48569.818 |  | 0 | 0
7 | 12 | 8 | 273636.381 | 256688.106 | 207858.076 | 151371.665 | 121270.478 |  | 0 | 0
7 | 12 | 9 | 299459.62 | 294149.886 | 260167.417 | 215768.02 | 187423.374 |  | 0 | 0
7 | 12 | 10 | 306443.64 | 311608.921 | 293913.925 | 262742.066 | 236020.303 |  | 0 | 0
7 | 12 | 11 | 297697.342 | 311595.567 | 309863.007 | 293424.179 | 271362.582 |  | 0 | 0
7 | 12 | 12 | 276196.932 | 297024.089 | 310538.52 | 309333.62 | 294053.72 |  | 0 | 0
7 | 12 | 13 | 239992.051 | 265438.091 | 293176.953 | 307401.149 | 300617.972 |  | 0 | 0
7 | 12 | 14 | 192790.824 | 220145.06 | 260613.399 | 290189.654 | 293221.928 | CFs | 0 | 0
7 | 12 | 15 | 131293.129 | 160974.315 | 212192.193 | 256173.734 | 270070.698 | CFs | 0 | 0
7 | 12 | 16 | 59147.062 | 82513.053 | 147142.686 | 204546.711 | 229623.089 | CFs | 0 | 0
7 | 12 | 17 | 11925.321 | 16554.383 | 66824.197 | 136184.725 | 170310.047 | CFs | 0 | 0
7 | 12 | 18 | 8133.476 | 8133.476 | 9403.836 | 49038.462 | 72259.7 |  | 0 | 0
7 | 12 | 19 | 0 | 0 | 0 | 0 | 0 |  | 0 | 0
7 | 12 | 20 | 0 | 0 | 0 | 0 | 0 |  | 0 | 0
7 | 12 | 21 | 0 | 0 | 0 | 0 | 0 |  | 0 | 0
7 | 12 | 22 | 0 | 0 | 0 | 0 | 0 |  | 0 | 0
7 | 12 | 23 | 0 | 0 | 0 | 0 | 0 |  | 0 | 0
7 | 13 | 0 | 0 | 0 | 0 | 0 | 0 |  | 0 | 0
7 | 13 | 1 | 0 | 0 | 0 | 0 | 0 |  | 0 | 0
7 | 13 | 2 | 0 | 0 | 0 | 0 | 0 |  | 0 | 0
7 | 13 | 3 | 0 | 0 | 0 | 0 | 0 |  | 0 | 0
7 | 13 | 4 | 0 | 0 | 0 | 0 | 0 |  | 0 | 0
7 | 13 | 5 | 49680.988 | 34388.406 | 5885.576 | 5885.576 | 5885.576 |  | 0 | 0
7 | 13 | 6 | 155405.778 | 119730.971 | 52275.133 | 12126.135 | 11561.47 |  | 0 | 0
7 | 13 | 7 | 218393.068 | 191746.737 | 131856.541 | 67670.125 | 46895.62 |  | 0 | 0
7 | 13 | 8 | 262722.347 | 246648.756 | 199752.855 | 144914.409 | 115458.965 |  | 0 | 0
7 | 13 | 9 | 286557.612 | 281680.442 | 249711.125 | 207644.125 | 180593.797 |  | 0 | 0
7 | 13 | 10 | 295887.015 | 300938.345 | 284046.919 | 254142.325 | 228407.32 |  | 0 | 0
7 | 13 | 11 | 289363.469 | 302963.043 | 301307.711 | 285284.032 | 263765.001 |  | 0 | 0
7 | 13 | 12 | 269187.764 | 289745.019 | 303063.777 | 301793.513 | 286620.359 |  | 0 | 0
7 | 13 | 13 | 185570.098 | 200244.234 | 216496.851 | 224916.134 | 220773.348 |  | 0 | 0
7 | 13 | 14 | 186817.17 | 213317.615 | 252618.365 | 281465.766 | 284293.662 | CFs | 0 | 0
7 | 13 | 15 | 125356.325 | 153953.36 | 203655.061 | 246634.757 | 260172.321 | CFs | 0 | 0
7 | 13 | 16 | 58127.445 | 79690.037 | 139324.163 | 193148.663 | 216825.451 | CFs | 0 | 0
7 | 13 | 17 | 15905.99 | 20109.75 | 63691.125 | 123940.025 | 154008.89 | CFs | 0 | 0
7 | 13 | 18 | 8799.522 | 8799.522 | 9931.809 | 43177.108 | 62583.765 |  | 0 | 0
7 | 13 | 19 | 0 | 0 | 0 | 0 | 0 |  | 0 | 0
7 | 13 | 20 | 0 | 0 | 0 | 0 | 0 |  | 0 | 0
7 | 13 | 21 | 0 | 0 | 0 | 0 | 0 |  | 0 | 0
7 | 13 | 22 | 0 | 0 | 0 | 0 | 0 |  | 0 | 0
7 | 13 | 23 | 0 | 0 | 0 | 0 | 0 |  | 0 | 0
7 | 14 | 0 | 0 | 0 | 0 | 0 | 0 |  | 0 | 0
7 | 14 | 1 | 0 | 0 | 0 | 0 | 0 |  | 0 | 0
7 | 14 | 2 | 0 | 0 | 0 | 0 | 0 |  | 0 | 0
7 | 14 | 3 | 0 | 0 | 0 | 0 | 0 |  | 0 | 0
7 | 14 | 4 | 0 | 0 | 0 | 0 | 0 |  | 0 | 0
7 | 14 | 5 | 42121.326 | 29640.742 | 6761.133 | 6761.133 | 6761.133 |  | 0 | 0
7 | 14 | 6 | 143808.119 | 111477.979 | 51235.787 | 15489.477 | 15008.296 |  | 0 | 0
7 | 14 | 7 | 209929.537 | 184116.158 | 126792.522 | 66512.322 | 47045.288 |  | 0 | 0
7 | 14 | 8 | 254893.035 | 239245.182 | 193759.711 | 141272.055 | 113328.647 |  | 0 | 0
7 | 14 | 9 | 283125.777 | 278234.141 | 245590.428 | 202933.633 | 175626.44 |  | 0 | 0
7 | 14 | 10 | 290853.158 | 296064.008 | 279106.297 | 249157.066 | 223494.185 |  | 0 | 0
7 | 14 | 11 | 284553.641 | 298414.695 | 296770.176 | 280518.185 | 258766.159 |  | 0 | 0
7 | 14 | 12 | 264159.119 | 284861.605 | 298273.652 | 296910.815 | 281520.722 |  | 0 | 0
7 | 14 | 13 | 228893.75 | 253923.08 | 281225.565 | 295136.186 | 288106.283 |  | 0 | 0
7 | 14 | 14 | 183451.815 | 210060.432 | 249456.949 | 278359.856 | 281050.866 | CFs | 0 | 0
7 | 14 | 15 | 75177.733 | 78475.887 | 84805.288 | 90545.563 | 92383.794 | CFs | 0 | 0
7 | 14 | 16 | 60943.567 | 64942.833 | 76036.334 | 86845.499 | 91761.267 | CFs | 0 | 0
7 | 14 | 17 | 28416.793 | 30787.099 | 50127.903 | 76280.176 | 89874.505 | CFs | 0 | 0
7 | 14 | 18 | 10249.929 | 10249.929 | 11001.339 | 31155.917 | 42915.944 |  | 0 | 0
7 | 14 | 19 | 0 | 0 | 0 | 0 | 0 |  | 0 | 0
7 | 14 | 20 | 0 | 0 | 0 | 0 | 0 |  | 0 | 0
7 | 14 | 21 | 0 | 0 | 0 | 0 | 0 |  | 0 | 0
7 | 14 | 22 | 0 | 0 | 0 | 0 | 0 |  | 0 | 0
7 | 14 | 23 | 0 | 0 | 0 | 0 | 0 |  | 0 | 0
7 | 15 | 0 | 0 | 0 | 0 | 0 | 0 |  | 0 | 0
7 | 15 | 1 | 0 | 0 | 0 | 0 | 0 |  | 0 | 0
7 | 15 | 2 | 0 | 0 | 0 | 0 | 0 |  | 0 | 0
7 | 15 | 3 | 0 | 0 | 0 | 0 | 0 |  | 0 | 0
7 | 15 | 4 | 0 | 0 | 0 | 0 | 0 |  | 0 | 0
7 | 15 | 5 | 15685.66 | 12495.876 | 7258.782 | 7258.782 | 7258.782 |  | 0 | 0
7 | 15 | 6 | 140665.462 | 108384.379 | 48144.038 | 12811.769 | 12426.466 |  | 0 | 0
7 | 15 | 7 | 204662 | 179207.824 | 122338.244 | 62330.147 | 42879.737 |  | 0 | 0
7 | 15 | 8 | 248179.655 | 232944.349 | 188203.506 | 136143.343 | 108184.505 |  | 0 | 0
7 | 15 | 9 | 270494.923 | 266067.033 | 235685.252 | 195668.453 | 169844.041 |  | 0 | 0
7 | 15 | 10 | 277983.175 | 282968.328 | 267142.925 | 238906.247 | 214483.104 |  | 0 | 0
7 | 15 | 11 | 159233.635 | 163175.159 | 162719.357 | 158128.714 | 152062.917 |  | 0 | 0
7 | 15 | 12 | 250497.372 | 269863.213 | 282317.519 | 280978.365 | 266570.754 |  | 0 | 0
7 | 15 | 13 | 218644.175 | 242597.293 | 268521.275 | 281592.887 | 274799.659 |  | 0 | 0
7 | 15 | 14 | 175954.176 | 201182.84 | 238309.29 | 265396.013 | 267773.94 | CFs | 0 | 0
7 | 15 | 15 | 119729.294 | 147198.016 | 194691.4 | 235609.183 | 248260.2 | CFs | 0 | 0
7 | 15 | 16 | 64100.476 | 71268.608 | 90994.262 | 109835.275 | 118299.711 | CFs | 0 | 0
7 | 15 | 17 | 30820.955 | 32477.598 | 44902.773 | 61512.434 | 70242.645 | CFs | 0 | 0
7 | 15 | 18 | 8124.358 | 8124.358 | 9136.665 | 40057.427 | 57614.138 |  | 0 | 0
7 | 15 | 19 | 0 | 0 | 0 | 0 | 0 |  | 0 | 0
7 | 15 | 20 | 0 | 0 | 0 | 0 | 0 |  | 0 | 0
7 | 15 | 21 | 0 | 0 | 0 | 0 | 0 |  | 0 | 0
7 | 15 | 22 | 0 | 0 | 0 | 0 | 0 |  | 0 | 0
7 | 15 | 23 | 0 | 0 | 0 | 0 | 0 |  | 0 | 0
7 | 16 | 0 | 0 | 0 | 0 | 0 | 0 |  | 0 | 0
7 | 16 | 1 | 0 | 0 | 0 | 0 | 0 |  | 0 | 0
7 | 16 | 2 | 0 | 0 | 0 | 0 | 0 |  | 0 | 0
7 | 16 | 3 | 0 | 0 | 0 | 0 | 0 |  | 0 | 0
7 | 16 | 4 | 0 | 0 | 0 | 0 | 0 |  | 0 | 0
7 | 16 | 5 | 35273.745 | 25141.764 | 6584.872 | 6584.872 | 6584.872 |  | 0 | 0
7 | 16 | 6 | 141205.557 | 108665.675 | 47713.019 | 12187.08 | 11881.099 |  | 0 | 0
7 | 16 | 7 | 205329.585 | 180092.904 | 123291.103 | 63021.793 | 43385.735 |  | 0 | 0
7 | 16 | 8 | 249483.637 | 234265.757 | 189180.246 | 136431.676 | 107920.892 |  | 0 | 0
7 | 16 | 9 | 273528.123 | 269096.146 | 237832.367 | 196483.775 | 169670.84 |  | 0 | 0
7 | 16 | 10 | 283043.175 | 288298.493 | 272067.143 | 242998.024 | 217800.838 |  | 0 | 0
7 | 16 | 11 | 277959.656 | 291586.457 | 290073.128 | 274234.63 | 252867.731 |  | 0 | 0
7 | 16 | 12 | 257931.717 | 278114.809 | 291041.215 | 289574.225 | 274507.355 |  | 0 | 0
7 | 16 | 13 | 225096.786 | 249712.018 | 276219.499 | 289477.426 | 282388.393 |  | 0 | 0
7 | 16 | 14 | 179006.15 | 205749.472 | 244793.666 | 273059.79 | 275384.399 | CFs | 0 | 0
7 | 16 | 15 | 120241.395 | 148222.918 | 195983.008 | 236784.25 | 249230.166 | CFs | 0 | 0
7 | 16 | 16 | 55249.879 | 76655.641 | 134587.541 | 186331.164 | 208684.613 | CFs | 0 | 0
7 | 16 | 17 | 14403.356 | 18407.269 | 61039.287 | 119796.495 | 148754.907 | CFs | 0 | 0
7 | 16 | 18 | 7747.613 | 7747.613 | 8766.994 | 41620 | 59876.156 |  | 0 | 0
7 | 16 | 19 | 0 | 0 | 0 | 0 | 0 |  | 0 | 0
7 | 16 | 20 | 0 | 0 | 0 | 0 | 0 |  | 0 | 0
7 | 16 | 21 | 0 | 0 | 0 | 0 | 0 |  | 0 | 0
7 | 16 | 22 | 0 | 0 | 0 | 0 | 0 |  | 0 | 0
7 | 16 | 23 | 0 | 0 | 0 | 0 | 0 |  | 0 | 0
7 | 17 | 0 | 0 | 0 | 0 | 0 | 0 |  | 0 | 0
7 | 17 | 1 | 0 | 0 | 0 | 0 | 0 |  | 0 | 0
7 | 17 | 2 | 0 | 0 | 0 | 0 | 0 |  | 0 | 0
7 | 17 | 3 | 0 | 0 | 0 | 0 | 0 |  | 0 | 0
7 | 17 | 4 | 0 | 0 | 0 | 0 | 0 |  | 0 | 0
7 | 17 | 5 | 39759.242 | 28230.161 | 5449.037 | 5449.037 | 5449.037 |  | 0 | 0
7 | 17 | 6 | 137827.926 | 106417.976 | 47020.25 | 12317.141 | 12091.408 |  | 0 | 0
7 | 17 | 7 | 199043.042 | 175048.649 | 120195.34 | 61186.611 | 41704.893 |  | 0 | 0
7 | 17 | 8 | 240446.286 | 226327.258 | 183841.138 | 133400.722 | 105787.096 |  | 0 | 0
7 | 17 | 9 | 149403.894 | 147982.412 | 137813.689 | 124701.175 | 116363.15 |  | 0 | 0
7 | 17 | 10 | 269517.312 | 274416.978 | 259665.694 | 232857.638 | 209294.918 |  | 0 | 0
7 | 17 | 11 | 214159.282 | 222438.117 | 221551.151 | 211986.175 | 199124.382 |  | 0 | 0
7 | 17 | 12 | 170902.932 | 179281.35 | 184688.655 | 184040.474 | 177703.332 |  | 0 | 0
7 | 17 | 13 | 145761.315 | 154596.66 | 164232.148 | 169083.089 | 166408.121 |  | 0 | 0
7 | 17 | 14 | 172477.892 | 197404.626 | 233085.261 | 258371.924 | 260294.981 | CFs | 0 | 0
7 | 17 | 15 | 90496.896 | 96548.14 | 107611.379 | 117435.191 | 120467.836 | CFs | 0 | 0
7 | 17 | 16 | 53877.665 | 74843.19 | 130720.284 | 179738.749 | 200545.548 | CFs | 0 | 0
7 | 17 | 17 | 14348.817 | 18223.084 | 59595.667 | 116154.222 | 143710.217 | CFs | 0 | 0
7 | 17 | 18 | 7980.822 | 7980.822 | 8909.105 | 39111.073 | 55622.179 |  | 0 | 0
7 | 17 | 19 | 0 | 0 | 0 | 0 | 0 |  | 0 | 0
7 | 17 | 20 | 0 | 0 | 0 | 0 | 0 |  | 0 | 0
7 | 17 | 21 | 0 | 0 | 0 | 0 | 0 |  | 0 | 0
7 | 17 | 22 | 0 | 0 | 0 | 0 | 0 |  | 0 | 0
7 | 17 | 23 | 0 | 0 | 0 | 0 | 0 |  | 0 | 0
7 | 18 | 0 | 0 | 0 | 0 | 0 | 0 |  | 0 | 0
7 | 18 | 1 | 0 | 0 | 0 | 0 | 0 |  | 0 | 0
7 | 18 | 2 | 0 | 0 | 0 | 0 | 0 |  | 0 | 0
7 | 18 | 3 | 0 | 0 | 0 | 0 | 0 |  | 0 | 0
7 | 18 | 4 | 0 | 0 | 0 | 0 | 0 |  | 0 | 0
7 | 18 | 5 | 4074.678 | 4074.678 | 4074.678 | 4074.678 | 4074.678 |  | 0 | 0
7 | 18 | 6 | 95824.699 | 77196.714 | 42787.06 | 22291.012 | 22180.54 |  | 0 | 0
7 | 18 | 7 | 193305.729 | 170523.346 | 118338.62 | 62306.524 | 43689.771 |  | 0 | 0
7 | 18 | 8 | 234360.389 | 220877.89 | 179872.301 | 130924.199 | 104000.791 |  | 0 | 0
7 | 18 | 9 | 257218.298 | 253526.73 | 225623.579 | 187908.738 | 162929.879 |  | 0 | 0
7 | 18 | 10 | 157331.194 | 158971.345 | 154208.304 | 145761.603 | 138551.375 |  | 0 | 0
7 | 18 | 11 | 214709.382 | 223546.926 | 222638.415 | 212486.387 | 198822.651 |  | 0 | 0
7 | 18 | 12 | 247866.26 | 267340.265 | 279673.222 | 278131.365 | 263536.645 |  | 0 | 0
7 | 18 | 13 | 216161.598 | 239722.833 | 264741.056 | 277006.331 | 270066.616 |  | 0 | 0
7 | 18 | 14 | 125430.005 | 134610.97 | 148182.08 | 158173.321 | 158891.499 | CFs | 0 | 0
7 | 18 | 15 | 108128.746 | 122710.245 | 148431.942 | 170814.284 | 177584.516 | CFs | 0 | 0
7 | 18 | 16 | 63142.176 | 76181.888 | 111148.686 | 143135.576 | 157030.022 | CFs | 0 | 0
7 | 18 | 17 | 18570.926 | 22007.488 | 56998.836 | 104997.202 | 128739.802 | CFs | 0 | 0
7 | 18 | 18 | 9616.855 | 9616.855 | 10468.855 | 33500.416 | 46304.78 |  | 0 | 0
7 | 18 | 19 | 0 | 0 | 0 | 0 | 0 |  | 0 | 0
7 | 18 | 20 | 0 | 0 | 0 | 0 | 0 |  | 0 | 0
7 | 18 | 21 | 0 | 0 | 0 | 0 | 0 |  | 0 | 0
7 | 18 | 22 | 0 | 0 | 0 | 0 | 0 |  | 0 | 0
7 | 18 | 23 | 0 | 0 | 0 | 0 | 0 |  | 0 | 0
7 | 19 | 0 | 0 | 0 | 0 | 0 | 0 |  | 0 | 0
7 | 19 | 1 | 0 | 0 | 0 | 0 | 0 |  | 0 | 0
7 | 19 | 2 | 0 | 0 | 0 | 0 | 0 |  | 0 | 0
7 | 19 | 3 | 0 | 0 | 0 | 0 | 0 |  | 0 | 0
7 | 19 | 4 | 0 | 0 | 0 | 0 | 0 |  | 0 | 0
7 | 19 | 5 | 26457.727 | 19772.053 | 7018.445 | 7018.445 | 7018.445 |  | 0 | 0
7 | 19 | 6 | 125315.572 | 97932.21 | 46864.963 | 17150.503 | 17083.018 |  | 0 | 0
7 | 19 | 7 | 194275.385 | 171152.698 | 118741.013 | 63414.454 | 45087.689 |  | 0 | 0
7 | 19 | 8 | 242696.919 | 228272.842 | 184697.67 | 133725.33 | 106046.109 |  | 0 | 0
7 | 19 | 9 | 268777.947 | 264796.377 | 234015.876 | 193166.542 | 166482.563 |  | 0 | 0
7 | 19 | 10 | 279046.57 | 284768.311 | 268564.844 | 239169.589 | 213500.293 |  | 0 | 0
7 | 19 | 11 | 273417.938 | 287570.205 | 286183.713 | 270009.708 | 248061.659 |  | 0 | 0
7 | 19 | 12 | 255008.638 | 275580.918 | 288628.888 | 286920.262 | 271384.945 |  | 0 | 0
7 | 19 | 13 | 221807.969 | 247320.857 | 274437.88 | 287685.507 | 279967.584 |  | 0 | 0
7 | 19 | 14 | 158405.847 | 177385.235 | 205039.502 | 225094.544 | 226410.674 | CFs | 0 | 0
7 | 19 | 15 | 117702.254 | 146233.589 | 194402.449 | 235287.799 | 247371.339 | CFs | 0 | 0
7 | 19 | 16 | 54347.394 | 75895.336 | 133165.324 | 184193.054 | 205934.966 | CFs | 0 | 0
7 | 19 | 17 | 15063.972 | 18863.252 | 60345.305 | 117651.82 | 145793.193 | CFs | 0 | 0
7 | 19 | 18 | 8400.745 | 8400.745 | 9255.341 | 38165.523 | 53533.159 |  | 0 | 0
7 | 19 | 19 | 0 | 0 | 0 | 0 | 0 |  | 0 | 0
7 | 19 | 20 | 0 | 0 | 0 | 0 | 0 |  | 0 | 0
7 | 19 | 21 | 0 | 0 | 0 | 0 | 0 |  | 0 | 0
7 | 19 | 22 | 0 | 0 | 0 | 0 | 0 |  | 0 | 0
7 | 19 | 23 | 0 | 0 | 0 | 0 | 0 |  | 0 | 0
7 | 20 | 0 | 0 | 0 | 0 | 0 | 0 |  | 0 | 0
7 | 20 | 1 | 0 | 0 | 0 | 0 | 0 |  | 0 | 0
7 | 20 | 2 | 0 | 0 | 0 | 0 | 0 |  | 0 | 0
7 | 20 | 3 | 0 | 0 | 0 | 0 | 0 |  | 0 | 0
7 | 20 | 4 | 0 | 0 | 0 | 0 | 0 |  | 0 | 0
7 | 20 | 5 | 34295.872 | 24839.4 | 5316.01 | 5316.01 | 5316.01 |  | 0 | 0
7 | 20 | 6 | 134959.674 | 104307.152 | 46689.39 | 13636.199 | 13636.199 |  | 0 | 0
7 | 20 | 7 | 201580.734 | 177212.931 | 121362.511 | 61874.233 | 42055.297 |  | 0 | 0
7 | 20 | 8 | 242986.884 | 228869.962 | 185618.839 | 134371.886 | 106155.045 |  | 0 | 0
7 | 20 | 9 | 265702.752 | 262003.135 | 232198.513 | 192180.584 | 165739.278 |  | 0 | 0
7 | 20 | 10 | 245793.143 | 250358.38 | 237818.184 | 214984.397 | 195012.924 |  | 0 | 0
7 | 20 | 11 | 268374.187 | 282024.234 | 280755.136 | 265244.179 | 244051.908 |  | 0 | 0
7 | 20 | 12 | 247386.988 | 267063.791 | 279450.554 | 277761.619 | 262901.977 |  | 0 | 0
7 | 20 | 13 | 215111.137 | 239166.968 | 264516.386 | 276757.842 | 269423.315 |  | 0 | 0
7 | 20 | 14 | 149519.682 | 164647.259 | 186605.564 | 202482.718 | 203429.638 | CFs | 0 | 0
7 | 20 | 15 | 31042.898 | 31109.783 | 31239.209 | 31355.361 | 31390.197 | CFs | 0 | 0
7 | 20 | 16 | 51316.852 | 53587.885 | 59605.431 | 65532.359 | 68153.972 | CFs | 0 | 0
7 | 20 | 17 | 2967.895 | 2967.895 | 2967.895 | 2967.895 | 2967.895 | CFs | 0 | 0
7 | 20 | 18 | 0 | 0 | 0 | 0 | 0 |  | 0 | 0
7 | 20 | 19 | 0 | 0 | 0 | 0 | 0 |  | 0 | 0
7 | 20 | 20 | 0 | 0 | 0 | 0 | 0 |  | 0 | 0
7 | 20 | 21 | 0 | 0 | 0 | 0 | 0 |  | 0 | 0
7 | 20 | 22 | 0 | 0 | 0 | 0 | 0 |  | 0 | 0
7 | 20 | 23 | 0 | 0 | 0 | 0 | 0 |  | 0 | 0
7 | 21 | 0 | 0 | 0 | 0 | 0 | 0 |  | 0 | 0
7 | 21 | 1 | 0 | 0 | 0 | 0 | 0 |  | 0 | 0
7 | 21 | 2 | 0 | 0 | 0 | 0 | 0 |  | 0 | 0
7 | 21 | 3 | 0 | 0 | 0 | 0 | 0 |  | 0 | 0
7 | 21 | 4 | 0 | 0 | 0 | 0 | 0 |  | 0 | 0
7 | 21 | 5 | 0 | 0 | 0 | 0 | 0 |  | 0 | 0
7 | 21 | 6 | 15316.12 | 15316.12 | 15316.12 | 15316.12 | 15316.12 |  | 0 | 0
7 | 21 | 7 | 47726.93 | 46837.412 | 44926.399 | 43078.918 | 42439.204 |  | 0 | 0
7 | 21 | 8 | 18074.075 | 18074.075 | 18074.075 | 18074.075 | 18074.075 |  | 0 | 0
7 | 21 | 9 | 106136.541 | 105560.104 | 100818.293 | 94660.128 | 90698.927 |  | 0 | 0
7 | 21 | 10 | 42739.977 | 42810.474 | 42623.601 | 42288.807 | 42002.201 |  | 0 | 0
7 | 21 | 11 | 118448.73 | 120932.843 | 120712.695 | 117915.985 | 114170.418 |  | 0 | 0
7 | 21 | 12 | 163835.045 | 171914.713 | 177065.876 | 176331.333 | 170130.155 |  | 0 | 0
7 | 21 | 13 | 163369.154 | 174468.4 | 186345.708 | 192127.654 | 188555.915 |  | 0 | 0
7 | 21 | 14 | 41341.576 | 41599.595 | 41979.547 | 42258.861 | 42273.94 | CFs | 0 | 0
7 | 21 | 15 | 79320.561 | 83437.338 | 90962.519 | 97605.504 | 99565.968 | CFs | 0 | 0
7 | 21 | 16 | 44006.152 | 44560.828 | 46014.625 | 47482.931 | 48132.847 | CFs | 0 | 0
7 | 21 | 17 | 31629.735 | 32633.003 | 40354.49 | 50562.173 | 55849.052 | CFs | 0 | 0
7 | 21 | 18 | 8060.717 | 8060.717 | 8072.45 | 8222.953 | 8323.819 |  | 0 | 0
7 | 21 | 19 | 0 | 0 | 0 | 0 | 0 |  | 0 | 0
7 | 21 | 20 | 0 | 0 | 0 | 0 | 0 |  | 0 | 0
7 | 21 | 21 | 0 | 0 | 0 | 0 | 0 |  | 0 | 0
7 | 21 | 22 | 0 | 0 | 0 | 0 | 0 |  | 0 | 0
7 | 21 | 23 | 0 | 0 | 0 | 0 | 0 |  | 0 | 0
7 | 22 | 0 | 0 | 0 | 0 | 0 | 0 |  | 0 | 0
7 | 22 | 1 | 0 | 0 | 0 | 0 | 0 |  | 0 | 0
7 | 22 | 2 | 0 | 0 | 0 | 0 | 0 |  | 0 | 0
7 | 22 | 3 | 0 | 0 | 0 | 0 | 0 |  | 0 | 0
7 | 22 | 4 | 0 | 0 | 0 | 0 | 0 |  | 0 | 0
7 | 22 | 5 | 30178.619 | 22127.685 | 5562.832 | 5562.832 | 5562.832 |  | 0 | 0
7 | 22 | 6 | 68072.945 | 57358.489 | 37737.687 | 25842.275 | 25842.275 |  | 0 | 0
7 | 22 | 7 | 104798.982 | 96775.421 | 78952.916 | 60912.833 | 54766.663 |  | 0 | 0
7 | 22 | 8 | 248585.503 | 234330.966 | 189863.934 | 136906.532 | 107474.427 |  | 0 | 0
7 | 22 | 9 | 278709.142 | 275055.231 | 243110.743 | 200044.19 | 171402.921 |  | 0 | 0
7 | 22 | 10 | 287863.86 | 294230.656 | 277768.226 | 247271.573 | 220238.136 |  | 0 | 0
7 | 22 | 11 | 282117.459 | 297086.284 | 295848.823 | 279070.007 | 256046.13 |  | 0 | 0
7 | 22 | 12 | 261955.479 | 283769.233 | 297422.806 | 295413.214 | 278822.359 |  | 0 | 0
7 | 22 | 13 | 227028.566 | 253314.189 | 280788.645 | 293844.892 | 285564.722 |  | 0 | 0
7 | 22 | 14 | 181051.601 | 208968.971 | 248392.716 | 276087.308 | 277380.996 | CFs | 0 | 0
7 | 22 | 15 | 119062.772 | 149613.509 | 199643.31 | 241144.567 | 252875.236 | CFs | 0 | 0
7 | 22 | 16 | 52831.139 | 76110.56 | 136311.769 | 188540.44 | 210111.76 | CFs | 0 | 0
7 | 22 | 17 | 12552.256 | 16006.14 | 60319.515 | 121295.447 | 150496.953 | CFs | 0 | 0
7 | 22 | 18 | 7252.32 | 7252.32 | 7982.017 | 40225.509 | 55928.634 |  | 0 | 0
7 | 22 | 19 | 0 | 0 | 0 | 0 | 0 |  | 0 | 0
7 | 22 | 20 | 0 | 0 | 0 | 0 | 0 |  | 0 | 0
7 | 22 | 21 | 0 | 0 | 0 | 0 | 0 |  | 0 | 0
7 | 22 | 22 | 0 | 0 | 0 | 0 | 0 |  | 0 | 0
7 | 22 | 23 | 0 | 0 | 0 | 0 | 0 |  | 0 | 0
7 | 23 | 0 | 0 | 0 | 0 | 0 | 0 |  | 0 | 0
7 | 23 | 1 | 0 | 0 | 0 | 0 | 0 |  | 0 | 0
7 | 23 | 2 | 0 | 0 | 0 | 0 | 0 |  | 0 | 0
7 | 23 | 3 | 0 | 0 | 0 | 0 | 0 |  | 0 | 0
7 | 23 | 4 | 0 | 0 | 0 | 0 | 0 |  | 0 | 0
7 | 23 | 5 | 26824.059 | 19651.182 | 4987.911 | 4987.911 | 4987.911 |  | 0 | 0
7 | 23 | 6 | 78578.572 | 64570.483 | 38848.669 | 23396.715 | 23396.715 |  | 0 | 0
7 | 23 | 7 | 195054.496 | 171772.026 | 117732.101 | 60156.443 | 40684.675 |  | 0 | 0
7 | 23 | 8 | 252524.997 | 237870.676 | 191698.11 | 136505.117 | 105642.216 |  | 0 | 0
7 | 23 | 9 | 277231.278 | 273790.427 | 242254.97 | 199583.89 | 171073.169 |  | 0 | 0
7 | 23 | 10 | 286777.787 | 293365.941 | 276858.827 | 246064.943 | 218640.377 |  | 0 | 0
7 | 23 | 11 | 281835.787 | 297174.306 | 295989.678 | 278921.939 | 255458.46 |  | 0 | 0
7 | 23 | 12 | 259626.15 | 281608.589 | 295358.552 | 293261.71 | 276458.859 |  | 0 | 0
7 | 23 | 13 | 224445.55 | 251361.053 | 279484.25 | 292779.563 | 284103.514 |  | 0 | 0
7 | 23 | 14 | 177349.348 | 205226.363 | 244672.61 | 272473.193 | 273598.43 | CFs | 0 | 0
7 | 23 | 15 | 117873.612 | 147256.687 | 195945.018 | 236799.837 | 248299.189 | CFs | 0 | 0
7 | 23 | 16 | 55936.93 | 77200.844 | 132235.207 | 181045.113 | 201377.035 | CFs | 0 | 0
7 | 23 | 17 | 29323.44 | 30871.834 | 45808.276 | 65985.644 | 76185.806 | CFs | 0 | 0
7 | 23 | 18 | 10276.356 | 10276.356 | 10439.55 | 14801.503 | 17154.478 |  | 0 | 0
7 | 23 | 19 | 0 | 0 | 0 | 0 | 0 |  | 0 | 0
7 | 23 | 20 | 0 | 0 | 0 | 0 | 0 |  | 0 | 0
7 | 23 | 21 | 0 | 0 | 0 | 0 | 0 |  | 0 | 0
7 | 23 | 22 | 0 | 0 | 0 | 0 | 0 |  | 0 | 0
7 | 23 | 23 | 0 | 0 | 0 | 0 | 0 |  | 0 | 0
7 | 24 | 0 | 0 | 0 | 0 | 0 | 0 |  | 0 | 0
7 | 24 | 1 | 0 | 0 | 0 | 0 | 0 |  | 0 | 0
7 | 24 | 2 | 0 | 0 | 0 | 0 | 0 |  | 0 | 0
7 | 24 | 3 | 0 | 0 | 0 | 0 | 0 |  | 0 | 0
7 | 24 | 4 | 0 | 0 | 0 | 0 | 0 |  | 0 | 0
7 | 24 | 5 | 15222.222 | 12151.162 | 6009.122 | 6009.122 | 6009.122 |  | 0 | 0
7 | 24 | 6 | 102416.397 | 81434.728 | 42471.663 | 19851.227 | 19851.227 |  | 0 | 0
7 | 24 | 7 | 213631.044 | 187780.16 | 127355.458 | 62740.78 | 40798.592 |  | 0 | 0
7 | 24 | 8 | 264200.179 | 248929.672 | 200379.046 | 142283.075 | 109670.622 |  | 0 | 0
7 | 24 | 9 | 291985.427 | 288502.266 | 254931.514 | 209440.844 | 178962.102 |  | 0 | 0
7 | 24 | 10 | 303006.598 | 310272.39 | 292647.208 | 259599.054 | 230096.382 |  | 0 | 0
7 | 24 | 11 | 295943.272 | 312467.898 | 311284.95 | 293034.898 | 267873.752 |  | 0 | 0
7 | 24 | 12 | 274765.492 | 298756.522 | 313708.78 | 311353.741 | 292970.555 |  | 0 | 0
7 | 24 | 13 | 238247.92 | 267085.179 | 297076.808 | 311131.185 | 301699.682 |  | 0 | 0
7 | 24 | 14 | 188782.59 | 219274.525 | 262141.562 | 292165.886 | 293184.011 | CFs | 0 | 0
7 | 24 | 15 | 124343.208 | 157325.647 | 210972.353 | 255564.422 | 267916.055 | CFs | 0 | 0
7 | 24 | 16 | 52020.044 | 77956.782 | 144570.41 | 202564.874 | 226365.429 | CFs | 0 | 0
7 | 24 | 17 | 10443.455 | 13759.25 | 63072.303 | 131742.353 | 164499.478 | CFs | 0 | 0
7 | 24 | 18 | 5686.833 | 5686.833 | 6359.894 | 44491.286 | 61755.056 |  | 0 | 0
7 | 24 | 19 | 0 | 0 | 0 | 0 | 0 |  | 0 | 0
7 | 24 | 20 | 0 | 0 | 0 | 0 | 0 |  | 0 | 0
7 | 24 | 21 | 0 | 0 | 0 | 0 | 0 |  | 0 | 0
7 | 24 | 22 | 0 | 0 | 0 | 0 | 0 |  | 0 | 0
7 | 24 | 23 | 0 | 0 | 0 | 0 | 0 |  | 0 | 0
7 | 25 | 0 | 0 | 0 | 0 | 0 | 0 |  | 0 | 0
7 | 25 | 1 | 0 | 0 | 0 | 0 | 0 |  | 0 | 0
7 | 25 | 2 | 0 | 0 | 0 | 0 | 0 |  | 0 | 0
7 | 25 | 3 | 0 | 0 | 0 | 0 | 0 |  | 0 | 0
7 | 25 | 4 | 0 | 0 | 0 | 0 | 0 |  | 0 | 0
7 | 25 | 5 | 33425.423 | 25092.535 | 3997.799 | 3997.799 | 3997.799 |  | 0 | 0
7 | 25 | 6 | 139462.755 | 107131.466 | 45177.645 | 11095.121 | 11095.121 |  | 0 | 0
7 | 25 | 7 | 185390.002 | 164436.637 | 115283.267 | 62779.611 | 44717.505 |  | 0 | 0
7 | 25 | 8 | 263077.737 | 248400.101 | 200918.649 | 143232.06 | 110326.328 |  | 0 | 0
7 | 25 | 9 | 262698.946 | 259877.853 | 231097.647 | 191913.198 | 165509.84 |  | 0 | 0
7 | 25 | 10 | 299990.626 | 307269.881 | 290152.126 | 257621.998 | 228242.793 |  | 0 | 0
7 | 25 | 11 | 292902.565 | 309155.054 | 308088.487 | 290268.372 | 265477.821 |  | 0 | 0
7 | 25 | 12 | 270151.466 | 293365.722 | 307716.315 | 305390.15 | 287625.052 |  | 0 | 0
7 | 25 | 13 | 206786.171 | 228668.085 | 251351.357 | 261898.726 | 254620.413 |  | 0 | 0
7 | 25 | 14 | 155959.4 | 173414.978 | 198053.301 | 215407.344 | 215882.419 | CFs | 0 | 0
7 | 25 | 15 | 114491.195 | 138094.041 | 177019.084 | 209432.499 | 218297.394 | CFs | 0 | 0
7 | 25 | 16 | 61321.021 | 73270.195 | 103787.722 | 131469.976 | 142998.601 | CFs | 0 | 0
7 | 25 | 17 | 12575.533 | 15648.653 | 62376.998 | 126838.874 | 157302.455 | CFs | 0 | 0
7 | 25 | 18 | 7072.68 | 7072.68 | 7671.458 | 41000.275 | 55862.612 |  | 0 | 0
7 | 25 | 19 | 0 | 0 | 0 | 0 | 0 |  | 0 | 0
7 | 25 | 20 | 0 | 0 | 0 | 0 | 0 |  | 0 | 0
7 | 25 | 21 | 0 | 0 | 0 | 0 | 0 |  | 0 | 0
7 | 25 | 22 | 0 | 0 | 0 | 0 | 0 |  | 0 | 0
7 | 25 | 23 | 0 | 0 | 0 | 0 | 0 |  | 0 | 0
7 | 26 | 0 | 0 | 0 | 0 | 0 | 0 |  | 0 | 0
7 | 26 | 1 | 0 | 0 | 0 | 0 | 0 |  | 0 | 0
7 | 26 | 2 | 0 | 0 | 0 | 0 | 0 |  | 0 | 0
7 | 26 | 3 | 0 | 0 | 0 | 0 | 0 |  | 0 | 0
7 | 26 | 4 | 0 | 0 | 0 | 0 | 0 |  | 0 | 0
7 | 26 | 5 | 26046.843 | 19471.265 | 4517.201 | 4517.201 | 4517.201 |  | 0 | 0
7 | 26 | 6 | 32476.635 | 30840.919 | 27893.814 | 25919.402 | 25919.402 |  | 0 | 0
7 | 26 | 7 | 89343.307 | 83806.949 | 71247.088 | 58464.235 | 53998.874 |  | 0 | 0
7 | 26 | 8 | 58983.602 | 58521.604 | 57056.711 | 55422.759 | 54576.599 |  | 0 | 0
7 | 26 | 9 | 58638.656 | 58563.274 | 57758.797 | 56696.302 | 55998.215 |  | 0 | 0
7 | 26 | 10 | 83346.329 | 83732.18 | 82859.406 | 81238.432 | 79818.399 |  | 0 | 0
7 | 26 | 11 | 104460.146 | 105752.489 | 105674.616 | 104272.016 | 102364.745 |  | 0 | 0
7 | 26 | 12 | 76737.57 | 77770.046 | 78422.331 | 78312.646 | 77505.174 |  | 0 | 0
7 | 26 | 13 | 85987.994 | 87595.475 | 89297.779 | 90098.431 | 89529.392 |  | 0 | 0
7 | 26 | 14 | 82806.804 | 84667.07 | 87335.099 | 89247.863 | 89287.567 | CFs | 0 | 0
7 | 26 | 15 | 71997.073 | 74054.034 | 77690.783 | 80849.482 | 81720.633 | CFs | 0 | 0
7 | 26 | 16 | 48977.47 | 50078.861 | 52875.306 | 55582.641 | 56733.751 | CFs | 0 | 0
7 | 26 | 17 | 30713.77 | 31500.443 | 38981.508 | 48860.554 | 53886.875 | CFs | 0 | 0
7 | 26 | 18 | 9714.631 | 9714.631 | 9838.945 | 14231.818 | 16431.232 |  | 0 | 0
7 | 26 | 19 | 0 | 0 | 0 | 0 | 0 |  | 0 | 0
7 | 26 | 20 | 0 | 0 | 0 | 0 | 0 |  | 0 | 0
7 | 26 | 21 | 0 | 0 | 0 | 0 | 0 |  | 0 | 0
7 | 26 | 22 | 0 | 0 | 0 | 0 | 0 |  | 0 | 0
7 | 26 | 23 | 0 | 0 | 0 | 0 | 0 |  | 0 | 0
7 | 27 | 0 | 0 | 0 | 0 | 0 | 0 |  | 0 | 0
7 | 27 | 1 | 0 | 0 | 0 | 0 | 0 |  | 0 | 0
7 | 27 | 2 | 0 | 0 | 0 | 0 | 0 |  | 0 | 0
7 | 27 | 3 | 0 | 0 | 0 | 0 | 0 |  | 0 | 0
7 | 27 | 4 | 0 | 0 | 0 | 0 | 0 |  | 0 | 0
7 | 27 | 5 | 31263.37 | 23712.248 | 3678.792 | 3678.792 | 3678.792 |  | 0 | 0
7 | 27 | 6 | 153038.011 | 116808.604 | 47186.977 | 9945.379 | 9945.379 |  | 0 | 0
7 | 27 | 7 | 225733.835 | 198390.45 | 132841.767 | 61778.004 | 37275.939 |  | 0 | 0
7 | 27 | 8 | 272024.889 | 256771.984 | 206510.104 | 145506.14 | 110517.092 |  | 0 | 0
7 | 27 | 9 | 170664.846 | 169564.305 | 156927.944 | 140020.612 | 128769.049 |  | 0 | 0
7 | 27 | 10 | 312793.113 | 321212.94 | 302703.339 | 267270.27 | 235256.431 |  | 0 | 0
7 | 27 | 11 | 225616.635 | 236120.513 | 235554.13 | 224238.81 | 208662.804 |  | 0 | 0
7 | 27 | 12 | 213773.848 | 229097.976 | 238672.697 | 237023.514 | 225086.716 |  | 0 | 0
7 | 27 | 13 | 246245.798 | 277683.785 | 310040.567 | 324838.36 | 314049.05 |  | 0 | 0
7 | 27 | 14 | 195259.899 | 228601.682 | 274916.189 | 307006.193 | 307441.471 | CFs | 0 | 0
7 | 27 | 15 | 127416.531 | 163800.501 | 222101.114 | 270114.544 | 282864.861 | CFs | 0 | 0
7 | 27 | 16 | 50551.799 | 79096.898 | 151220.458 | 213683.751 | 238817.741 | CFs | 0 | 0
7 | 27 | 17 | 10408.472 | 13114.89 | 64915.87 | 137984.417 | 172437.71 | CFs | 0 | 0
7 | 27 | 18 | 4994.706 | 4994.706 | 5524.969 | 46066.475 | 62453.397 |  | 0 | 0
7 | 27 | 19 | 0 | 0 | 0 | 0 | 0 |  | 0 | 0
7 | 27 | 20 | 0 | 0 | 0 | 0 | 0 |  | 0 | 0
7 | 27 | 21 | 0 | 0 | 0 | 0 | 0 |  | 0 | 0
7 | 27 | 22 | 0 | 0 | 0 | 0 | 0 |  | 0 | 0
7 | 27 | 23 | 0 | 0 | 0 | 0 | 0 |  | 0 | 0
7 | 28 | 0 | 0 | 0 | 0 | 0 | 0 |  | 0 | 0
7 | 28 | 1 | 0 | 0 | 0 | 0 | 0 |  | 0 | 0
7 | 28 | 2 | 0 | 0 | 0 | 0 | 0 |  | 0 | 0
7 | 28 | 3 | 0 | 0 | 0 | 0 | 0 |  | 0 | 0
7 | 28 | 4 | 0 | 0 | 0 | 0 | 0 |  | 0 | 0
7 | 28 | 5 | 32741.312 | 24890.929 | 3136.91 | 3136.91 | 3136.91 |  | 0 | 0
7 | 28 | 6 | 155613.714 | 119223.691 | 48355.811 | 10769.617 | 10769.617 |  | 0 | 0
7 | 28 | 7 | 223474.508 | 197149.493 | 132978.732 | 62405.8 | 37747.93 |  | 0 | 0
7 | 28 | 8 | 266598.526 | 252382.172 | 204502.474 | 145339.229 | 110846.399 |  | 0 | 0
7 | 28 | 9 | 294004.314 | 291389.66 | 258349.995 | 212180.417 | 180224.058 |  | 0 | 0
7 | 28 | 10 | 305895.669 | 313936.118 | 296806.617 | 263410.562 | 232727.881 |  | 0 | 0
7 | 28 | 11 | 300057.386 | 317451.626 | 316629.011 | 298023.794 | 271812.568 |  | 0 | 0
7 | 28 | 12 | 279035.507 | 304099.259 | 319466.524 | 316766.818 | 297438.636 |  | 0 | 0
7 | 28 | 13 | 241321.326 | 271422.905 | 301995.577 | 315754.274 | 305452.669 |  | 0 | 0
7 | 28 | 14 | 190987.317 | 222945.203 | 266693.489 | 296549.289 | 296743.149 | CFs | 0 | 0
7 | 28 | 15 | 124762.504 | 159279.089 | 213800.66 | 257991.345 | 269459.352 | CFs | 0 | 0
7 | 28 | 16 | 51150.887 | 78211.489 | 145625.233 | 203237.28 | 226043.071 | CFs | 0 | 0
7 | 28 | 17 | 19877.948 | 21930.604 | 53536.663 | 97110.971 | 118112.869 | CFs | 0 | 0
7 | 28 | 18 | 6972.207 | 6972.207 | 7369.241 | 32412.994 | 43007.743 |  | 0 | 0
7 | 28 | 19 | 0 | 0 | 0 | 0 | 0 |  | 0 | 0
7 | 28 | 20 | 0 | 0 | 0 | 0 | 0 |  | 0 | 0
7 | 28 | 21 | 0 | 0 | 0 | 0 | 0 |  | 0 | 0
7 | 28 | 22 | 0 | 0 | 0 | 0 | 0 |  | 0 | 0
7 | 28 | 23 | 0 | 0 | 0 | 0 | 0 |  | 0 | 0
7 | 29 | 0 | 0 | 0 | 0 | 0 | 0 |  | 0 | 0
7 | 29 | 1 | 0 | 0 | 0 | 0 | 0 |  | 0 | 0
7 | 29 | 2 | 0 | 0 | 0 | 0 | 0 |  | 0 | 0
7 | 29 | 3 | 0 | 0 | 0 | 0 | 0 |  | 0 | 0
7 | 29 | 4 | 0 | 0 | 0 | 0 | 0 |  | 0 | 0
7 | 29 | 5 | 24909.709 | 18694.103 | 3616.677 | 3616.677 | 3616.677 |  | 0 | 0
7 | 29 | 6 | 128262.952 | 100070.747 | 45435.282 | 15652.702 | 15652.702 |  | 0 | 0
7 | 29 | 7 | 173366.297 | 154796.45 | 109886.932 | 61263.123 | 44055.674 |  | 0 | 0
7 | 29 | 8 | 140425.297 | 135596.388 | 119512.135 | 100726.064 | 90365.724 |  | 0 | 0
7 | 29 | 9 | 153281.905 | 152501.808 | 141941.963 | 127623.161 | 117955.129 |  | 0 | 0
7 | 29 | 10 | 128210.386 | 129748.109 | 126596.939 | 120576.701 | 115200.114 |  | 0 | 0
7 | 29 | 11 | 125029.218 | 128088.839 | 127962.323 | 124722.891 | 120252.673 |  | 0 | 0
7 | 29 | 12 | 68626.839 | 69486.781 | 70025.545 | 69927.89 | 69250.937 |  | 0 | 0
7 | 29 | 13 | 89203.777 | 91019.685 | 92915.504 | 93782.304 | 93114.365 |  | 0 | 0
7 | 29 | 14 | 77464.568 | 79136.582 | 81496.818 | 83162.64 | 83161.57 | CFs | 0 | 0
7 | 29 | 15 | 71128.025 | 74600.212 | 80707.911 | 85951.425 | 87327.759 | CFs | 0 | 0
7 | 29 | 16 | 58390.081 | 65292.959 | 82472.313 | 98353.117 | 104855.907 | CFs | 0 | 0
7 | 29 | 17 | 29250.645 | 29527.895 | 32262.448 | 35780.48 | 37575.557 | CFs | 0 | 0
7 | 29 | 18 | 7058.549 | 7058.549 | 7067.398 | 7295.942 | 7445.174 |  | 0 | 0
7 | 29 | 19 | 0 | 0 | 0 | 0 | 0 |  | 0 | 0
7 | 29 | 20 | 0 | 0 | 0 | 0 | 0 |  | 0 | 0
7 | 29 | 21 | 0 | 0 | 0 | 0 | 0 |  | 0 | 0
7 | 29 | 22 | 0 | 0 | 0 | 0 | 0 |  | 0 | 0
7 | 29 | 23 | 0 | 0 | 0 | 0 | 0 |  | 0 | 0
7 | 30 | 0 | 0 | 0 | 0 | 0 | 0 |  | 0 | 0
7 | 30 | 1 | 0 | 0 | 0 | 0 | 0 |  | 0 | 0
7 | 30 | 2 | 0 | 0 | 0 | 0 | 0 |  | 0 | 0
7 | 30 | 3 | 0 | 0 | 0 | 0 | 0 |  | 0 | 0
7 | 30 | 4 | 0 | 0 | 0 | 0 | 0 |  | 0 | 0
7 | 30 | 5 | 0 | 0 | 0 | 0 | 0 |  | 0 | 0
7 | 30 | 6 | 7729.02 | 7729.02 | 7729.02 | 7729.02 | 7729.02 |  | 0 | 0
7 | 30 | 7 | 20939.646 | 20939.646 | 20939.646 | 20939.646 | 20939.646 |  | 0 | 0
7 | 30 | 8 | 29462.99 | 29442.341 | 29373.237 | 29296.16 | 29256.261 |  | 0 | 0
7 | 30 | 9 | 70592.92 | 70507.218 | 69235.238 | 67521.501 | 66369.969 |  | 0 | 0
7 | 30 | 10 | 44982.513 | 45080.842 | 44886.151 | 44512.494 | 44178.759 |  | 0 | 0
7 | 30 | 11 | 58219.512 | 58655.476 | 58640.263 | 58182.782 | 57550.953 |  | 0 | 0
7 | 30 | 12 | 61686.305 | 62408.433 | 62859.818 | 62776.187 | 62206.496 |  | 0 | 0
7 | 30 | 13 | 46344.291 | 46775.381 | 47224.024 | 47427.431 | 47266.474 |  | 0 | 0
7 | 30 | 14 | 31058.633 | 31126.619 | 31222.229 | 31289.456 | 31288.918 | CFs | 0 | 0
7 | 30 | 15 | 44028.243 | 44363.388 | 44974.021 | 45502.423 | 45639.098 | CFs | 0 | 0
7 | 30 | 16 | 26452.444 | 26506.066 | 26636.427 | 26767.17 | 26821.702 | CFs | 0 | 0
7 | 30 | 17 | 2728.974 | 2728.974 | 2728.974 | 2728.974 | 2728.974 | CFs | 0 | 0
7 | 30 | 18 | 9298.188 | 9298.188 | 9452.096 | 18285.975 | 22390.256 |  | 0 | 0
7 | 30 | 19 | 0 | 0 | 0 | 0 | 0 |  | 0 | 0
7 | 30 | 20 | 0 | 0 | 0 | 0 | 0 |  | 0 | 0
7 | 30 | 21 | 0 | 0 | 0 | 0 | 0 |  | 0 | 0
7 | 30 | 22 | 0 | 0 | 0 | 0 | 0 |  | 0 | 0
7 | 30 | 23 | 0 | 0 | 0 | 0 | 0 |  | 0 | 0
7 | 31 | 0 | 0 | 0 | 0 | 0 | 0 |  | 0 | 0
7 | 31 | 1 | 0 | 0 | 0 | 0 | 0 |  | 0 | 0
7 | 31 | 2 | 0 | 0 | 0 | 0 | 0 |  | 0 | 0
7 | 31 | 3 | 0 | 0 | 0 | 0 | 0 |  | 0 | 0
7 | 31 | 4 | 0 | 0 | 0 | 0 | 0 |  | 0 | 0
7 | 31 | 5 | 0 | 0 | 0 | 0 | 0 |  | 0 | 0
7 | 31 | 6 | 117316.998 | 92058.056 | 43426.858 | 17209.987 | 17209.987 |  | 0 | 0
7 | 31 | 7 | 27940.004 | 27830.996 | 27584.8 | 27345.654 | 27253.624 |  | 0 | 0
7 | 31 | 8 | 43219.178 | 43066.92 | 42549.619 | 41970.296 | 41668.316 |  | 0 | 0
7 | 31 | 9 | 100275.895 | 100017.079 | 95716.588 | 89876.239 | 85919.256 |  | 0 | 0
7 | 31 | 10 | 116413.973 | 117800.717 | 115145.181 | 109988.471 | 105343.255 |  | 0 | 0
7 | 31 | 11 | 72919.259 | 73626.851 | 73606.832 | 72870.915 | 71849.831 |  | 0 | 0
7 | 31 | 12 | 159062.558 | 166428.901 | 171000.949 | 170137.65 | 164335.768 |  | 0 | 0
7 | 31 | 13 | 132213.561 | 139155.977 | 146314.606 | 149517.944 | 146916.379 |  | 0 | 0
7 | 31 | 14 | 176686.933 | 207526.989 | 249317.761 | 277569.675 | 277138.795 | CFs | 0 | 0
7 | 31 | 15 | 115306.091 | 148052.248 | 199635.15 | 241355.302 | 251714.035 | CFs | 0 | 0
7 | 31 | 16 | 48282.524 | 73042.754 | 134039.148 | 186787.933 | 207411.787 | CFs | 0 | 0
7 | 31 | 17 | 27867.393 | 28684.729 | 39365.796 | 53496.772 | 60546.015 | CFs | 0 | 0
7 | 31 | 18 | 7083.89 | 7083.89 | 7312.004 | 28809.075 | 37337.667 |  | 0 | 0
7 | 31 | 19 | 0 | 0 | 0 | 0 | 0 |  | 0 | 0
7 | 31 | 20 | 0 | 0 | 0 | 0 | 0 |  | 0 | 0
7 | 31 | 21 | 0 | 0 | 0 | 0 | 0 |  | 0 | 0
7 | 31 | 22 | 0 | 0 | 0 | 0 | 0 |  | 0 | 0
7 | 31 | 23 | 0 | 0 | 0 | 0 | 0 |  | 0 | 0
8 | 1 | 0 | 0 | 0 | 0 | 0 | 0 |  | 0 | 0
8 | 1 | 1 | 0 | 0 | 0 | 0 | 0 |  | 0 | 0
8 | 1 | 2 | 0 | 0 | 0 | 0 | 0 |  | 0 | 0
8 | 1 | 3 | 0 | 0 | 0 | 0 | 0 |  | 0 | 0
8 | 1 | 4 | 0 | 0 | 0 | 0 | 0 |  | 0 | 0
8 | 1 | 5 | 16063.069 | 11674.499 | 2881.211 | 2881.211 | 2881.211 |  | 0 | 0
8 | 1 | 6 | 118951.085 | 93344.753 | 43834.773 | 17333.73 | 17333.73 |  | 0 | 0
8 | 1 | 7 | 193455.409 | 172052.18 | 119071.275 | 61264.907 | 40540.771 |  | 0 | 0
8 | 1 | 8 | 242929.403 | 230659.091 | 187156.827 | 133318.696 | 101607.472 |  | 0 | 0
8 | 1 | 9 | 271622.723 | 270027.03 | 239320.164 | 195853.051 | 165261.594 |  | 0 | 0
8 | 1 | 10 | 281207.151 | 289535.232 | 274057.886 | 242931.181 | 213864.019 |  | 0 | 0
8 | 1 | 11 | 274219.821 | 291009.434 | 290650.562 | 273332.936 | 248525.834 |  | 0 | 0
8 | 1 | 12 | 250534.098 | 273499.585 | 287410.119 | 284751.746 | 266926.54 |  | 0 | 0
8 | 1 | 13 | 216192.495 | 243077.557 | 269744.175 | 281253.062 | 271673.789 |  | 0 | 0
8 | 1 | 14 | 170118.13 | 198793.69 | 236951.526 | 262258.54 | 261686.955 | CFs | 0 | 0
8 | 1 | 15 | 112602.273 | 143175.489 | 190663.972 | 228338.503 | 237439.414 | CFs | 0 | 0
8 | 1 | 16 | 51358.238 | 73872.73 | 128543.68 | 175334.056 | 193348.725 | CFs | 0 | 0
8 | 1 | 17 | 19341.783 | 20854.646 | 56026.988 | 105207.429 | 128349.847 | CFs | 0 | 0
8 | 1 | 18 | 7034.736 | 7034.736 | 7201.839 | 26957.537 | 34734.938 |  | 0 | 0
8 | 1 | 19 | 0 | 0 | 0 | 0 | 0 |  | 0 | 0
8 | 1 | 20 | 0 | 0 | 0 | 0 | 0 |  | 0 | 0
8 | 1 | 21 | 0 | 0 | 0 | 0 | 0 |  | 0 | 0
8 | 1 | 22 | 0 | 0 | 0 | 0 | 0 |  | 0 | 0
8 | 1 | 23 | 0 | 0 | 0 | 0 | 0 |  | 0 | 0
8 | 2 | 0 | 0 | 0 | 0 | 0 | 0 |  | 0 | 0
8 | 2 | 1 | 0 | 0 | 0 | 0 | 0 |  | 0 | 0
8 | 2 | 2 | 0 | 0 | 0 | 0 | 0 |  | 0 | 0
8 | 2 | 3 | 0 | 0 | 0 | 0 | 0 |  | 0 | 0
8 | 2 | 4 | 0 | 0 | 0 | 0 | 0 |  | 0 | 0
8 | 2 | 5 | 0 | 0 | 0 | 0 | 0 |  | 0 | 0
8 | 2 | 6 | 41299.502 | 37060.694 | 29129.343 | 24340.755 | 24340.755 |  | 0 | 0
8 | 2 | 7 | 150607.744 | 137381.025 | 105223.763 | 71130.543 | 58659.058 |  | 0 | 0
8 | 2 | 8 | 206457.411 | 197937.496 | 167585.867 | 130824.837 | 109553.337 |  | 0 | 0
8 | 2 | 9 | 247408.079 | 246284.128 | 221218.017 | 186024.021 | 161402.288 |  | 0 | 0
8 | 2 | 10 | 269567.245 | 277581.608 | 263207.002 | 234228.627 | 207246.788 |  | 0 | 0
8 | 2 | 11 | 269298.767 | 286162.729 | 285914.124 | 268687.276 | 244035.432 |  | 0 | 0
8 | 2 | 12 | 251378.489 | 275164.452 | 289616.943 | 286800.653 | 268233.334 |  | 0 | 0
8 | 2 | 13 | 215469.486 | 243866.399 | 272155.102 | 284331.437 | 273927.719 |  | 0 | 0
8 | 2 | 14 | 163081.285 | 187784.199 | 221056.292 | 243422.437 | 242743.52 | CFs | 0 | 0
8 | 2 | 15 | 111166.53 | 139767.005 | 184591.42 | 220497.823 | 229082.6 | CFs | 0 | 0
8 | 2 | 16 | 52661.778 | 70184.974 | 112746.916 | 149999.332 | 164437.614 | CFs | 0 | 0
8 | 2 | 17 | 22918.661 | 24232.194 | 53774.711 | 94740.38 | 114213.976 | CFs | 0 | 0
8 | 2 | 18 | 7407.705 | 7407.705 | 7485.593 | 20216.149 | 25326.791 |  | 0 | 0
8 | 2 | 19 | 0 | 0 | 0 | 0 | 0 |  | 0 | 0
8 | 2 | 20 | 0 | 0 | 0 | 0 | 0 |  | 0 | 0
8 | 2 | 21 | 0 | 0 | 0 | 0 | 0 |  | 0 | 0
8 | 2 | 22 | 0 | 0 | 0 | 0 | 0 |  | 0 | 0
8 | 2 | 23 | 0 | 0 | 0 | 0 | 0 |  | 0 | 0
8 | 3 | 0 | 0 | 0 | 0 | 0 | 0 |  | 0 | 0
8 | 3 | 1 | 0 | 0 | 0 | 0 | 0 |  | 0 | 0
8 | 3 | 2 | 0 | 0 | 0 | 0 | 0 |  | 0 | 0
8 | 3 | 3 | 0 | 0 | 0 | 0 | 0 |  | 0 | 0
8 | 3 | 4 | 0 | 0 | 0 | 0 | 0 |  | 0 | 0
8 | 3 | 5 | 7855.935 | 5785.054 | 1929.726 | 1929.726 | 1929.726 |  | 0 | 0
8 | 3 | 6 | 99009.215 | 79715.812 | 42334.272 | 22255.626 | 22255.626 |  | 0 | 0
8 | 3 | 7 | 173976.786 | 156018.398 | 111039.368 | 61956.675 | 44062.586 |  | 0 | 0
8 | 3 | 8 | 227647.576 | 216959.238 | 177845.807 | 129203.827 | 100293.499 |  | 0 | 0
8 | 3 | 9 | 261416.14 | 260345.094 | 231376.83 | 190047.325 | 160668.194 |  | 0 | 0
8 | 3 | 10 | 275401.476 | 284158.695 | 268973.857 | 237908.313 | 208651.907 |  | 0 | 0
8 | 3 | 11 | 231530.243 | 244666.693 | 244561.219 | 231272.124 | 212280.213 |  | 0 | 0
8 | 3 | 12 | 230707.482 | 250485.486 | 262537.019 | 260145.657 | 244625.585 |  | 0 | 0
8 | 3 | 13 | 196779.706 | 219233.307 | 241691.71 | 251329.226 | 242879.561 |  | 0 | 0
8 | 3 | 14 | 166443.627 | 192370.586 | 227128.082 | 250380.737 | 249495.987 | CFs | 0 | 0
8 | 3 | 15 | 106203.824 | 125226.275 | 155715.843 | 180579.698 | 186479.332 | CFs | 0 | 0
8 | 3 | 16 | 50213.324 | 71244.68 | 122195.357 | 166337.814 | 183241.808 | CFs | 0 | 0
8 | 3 | 17 | 27555.518 | 28512.287 | 48503.218 | 75782.986 | 88973.101 | CFs | 0 | 0
8 | 3 | 18 | 7041.031 | 7041.031 | 7061.084 | 13323.879 | 15998.197 |  | 0 | 0
8 | 3 | 19 | 0 | 0 | 0 | 0 | 0 |  | 0 | 0
8 | 3 | 20 | 0 | 0 | 0 | 0 | 0 |  | 0 | 0
8 | 3 | 21 | 0 | 0 | 0 | 0 | 0 |  | 0 | 0
8 | 3 | 22 | 0 | 0 | 0 | 0 | 0 |  | 0 | 0
8 | 3 | 23 | 0 | 0 | 0 | 0 | 0 |  | 0 | 0
8 | 4 | 0 | 0 | 0 | 0 | 0 | 0 |  | 0 | 0
8 | 4 | 1 | 0 | 0 | 0 | 0 | 0 |  | 0 | 0
8 | 4 | 2 | 0 | 0 | 0 | 0 | 0 |  | 0 | 0
8 | 4 | 3 | 0 | 0 | 0 | 0 | 0 |  | 0 | 0
8 | 4 | 4 | 0 | 0 | 0 | 0 | 0 |  | 0 | 0
8 | 4 | 5 | 329.11 | 277.376 | 49.995 | 49.995 | 49.995 |  | 0 | 0
8 | 4 | 6 | 77060.577 | 64921.797 | 41742.273 | 28456.377 | 28456.377 |  | 0 | 0
8 | 4 | 7 | 158606.502 | 144158.431 | 108189.429 | 69502.565 | 55249.862 |  | 0 | 0
8 | 4 | 8 | 216858.796 | 207557.337 | 173114.565 | 130670.64 | 105597.217 |  | 0 | 0
8 | 4 | 9 | 250967.64 | 250215.618 | 224444.654 | 187680.363 | 161474.997 |  | 0 | 0
8 | 4 | 10 | 268042.748 | 276348.107 | 262443.723 | 233795.664 | 206758.837 |  | 0 | 0
8 | 4 | 11 | 266591.186 | 283372.015 | 283351.282 | 266540.147 | 242232.551 |  | 0 | 0
8 | 4 | 12 | 236163.334 | 256742.763 | 269235.78 | 266719.781 | 250567.364 |  | 0 | 0
8 | 4 | 13 | 214864.455 | 242382.207 | 269542.404 | 281006.808 | 270701.002 |  | 0 | 0
8 | 4 | 14 | 146386.453 | 164183.123 | 188133.024 | 204223.406 | 203483.004 | CFs | 0 | 0
8 | 4 | 15 | 112231.891 | 142508.406 | 189415.583 | 226633.405 | 235194.466 | CFs | 0 | 0
8 | 4 | 16 | 53121.753 | 74384.417 | 125472.036 | 169546.715 | 186242.963 | CFs | 0 | 0
8 | 4 | 17 | 22999.089 | 24035.477 | 54570.975 | 97408.233 | 117642.068 | CFs | 0 | 0
8 | 4 | 18 | 7008.095 | 7008.095 | 7008.095 | 19029.371 | 23632.298 |  | 0 | 0
8 | 4 | 19 | 0 | 0 | 0 | 0 | 0 |  | 0 | 0
8 | 4 | 20 | 0 | 0 | 0 | 0 | 0 |  | 0 | 0
8 | 4 | 21 | 0 | 0 | 0 | 0 | 0 |  | 0 | 0
8 | 4 | 22 | 0 | 0 | 0 | 0 | 0 |  | 0 | 0
8 | 4 | 23 | 0 | 0 | 0 | 0 | 0 |  | 0 | 0
8 | 5 | 0 | 0 | 0 | 0 | 0 | 0 |  | 0 | 0
8 | 5 | 1 | 0 | 0 | 0 | 0 | 0 |  | 0 | 0
8 | 5 | 2 | 0 | 0 | 0 | 0 | 0 |  | 0 | 0
8 | 5 | 3 | 0 | 0 | 0 | 0 | 0 |  | 0 | 0
8 | 5 | 4 | 0 | 0 | 0 | 0 | 0 |  | 0 | 0
8 | 5 | 5 | 954.184 | 954.184 | 954.184 | 954.184 | 954.184 |  | 0 | 0
8 | 5 | 6 | 73494.159 | 61825.444 | 39471.525 | 26858.584 | 26858.584 |  | 0 | 0
8 | 5 | 7 | 66912.643 | 63860.225 | 56465.764 | 48849.127 | 45938.323 |  | 0 | 0
8 | 5 | 8 | 180847.143 | 173783.508 | 147365.571 | 115212.689 | 96372.801 |  | 0 | 0
8 | 5 | 9 | 156891.783 | 156654.698 | 145506.224 | 129851.613 | 118843.737 |  | 0 | 0
8 | 5 | 10 | 117578.074 | 119228.379 | 116567.063 | 111139.834 | 106117.4 |  | 0 | 0
8 | 5 | 11 | 144628.254 | 149163.447 | 149188.885 | 144689.883 | 138274.917 |  | 0 | 0
8 | 5 | 12 | 163530.092 | 173305.346 | 179301.248 | 178071.696 | 170319.762 |  | 0 | 0
8 | 5 | 13 | 186159.52 | 205444.257 | 224675.737 | 232805.398 | 225310.535 |  | 0 | 0
8 | 5 | 14 | 135525.002 | 149319.235 | 167923.839 | 180449.54 | 179772.088 | CFs | 0 | 0
8 | 5 | 15 | 87218.626 | 96702.378 | 112309.165 | 125184.94 | 128142.649 | CFs | 0 | 0
8 | 5 | 16 | 53980.747 | 68217.019 | 102418.431 | 132583.941 | 144077.312 | CFs | 0 | 0
8 | 5 | 17 | 20898.932 | 20943.755 | 21495.414 | 22114.483 | 22438.144 | CFs | 0 | 0
8 | 5 | 18 | 6172.859 | 6172.859 | 6172.859 | 8889.066 | 9989.529 |  | 0 | 0
8 | 5 | 19 | 0 | 0 | 0 | 0 | 0 |  | 0 | 0
8 | 5 | 20 | 0 | 0 | 0 | 0 | 0 |  | 0 | 0
8 | 5 | 21 | 0 | 0 | 0 | 0 | 0 |  | 0 | 0
8 | 5 | 22 | 0 | 0 | 0 | 0 | 0 |  | 0 | 0
8 | 5 | 23 | 0 | 0 | 0 | 0 | 0 |  | 0 | 0
8 | 6 | 0 | 0 | 0 | 0 | 0 | 0 |  | 0 | 0
8 | 6 | 1 | 0 | 0 | 0 | 0 | 0 |  | 0 | 0
8 | 6 | 2 | 0 | 0 | 0 | 0 | 0 |  | 0 | 0
8 | 6 | 3 | 0 | 0 | 0 | 0 | 0 |  | 0 | 0
8 | 6 | 4 | 0 | 0 | 0 | 0 | 0 |  | 0 | 0
8 | 6 | 5 | 3981.479 | 3084.78 | 1257.947 | 1257.947 | 1257.947 |  | 0 | 0
8 | 6 | 6 | 38714.171 | 34841.187 | 27469.646 | 23085.692 | 23085.692 |  | 0 | 0
8 | 6 | 7 | 28942.693 | 28802.205 | 28468.386 | 28136.826 | 28001.705 |  | 0 | 0
8 | 6 | 8 | 133094.218 | 129144.561 | 114148.7 | 96137.351 | 85729.648 |  | 0 | 0
8 | 6 | 9 | 245328.377 | 245002.394 | 219376.296 | 182440.628 | 155731.882 |  | 0 | 0
8 | 6 | 10 | 239984.613 | 247530.44 | 235756.904 | 211134.463 | 187804.179 |  | 0 | 0
8 | 6 | 11 | 265814.672 | 283959.254 | 284183.994 | 266367.564 | 240373.968 |  | 0 | 0
8 | 6 | 12 | 246027.954 | 271209.889 | 286403.035 | 283260.411 | 263477.735 |  | 0 | 0
8 | 6 | 13 | 210705.833 | 240101.222 | 268911.751 | 280853.332 | 269571.881 |  | 0 | 0
8 | 6 | 14 | 137658.078 | 154335.486 | 176620.231 | 191476.724 | 190555.633 | CFs | 0 | 0
8 | 6 | 15 | 95833.446 | 109267.944 | 130746.342 | 148182.958 | 152090.898 | CFs | 0 | 0
8 | 6 | 16 | 5849.861 | 5849.861 | 5849.861 | 5849.861 | 5849.861 | CFs | 0 | 0
8 | 6 | 17 | 18796.021 | 19466.559 | 46101.845 | 83915.373 | 101649.174 | CFs | 0 | 0
8 | 6 | 18 | 5674.176 | 5674.176 | 5674.176 | 11537.43 | 13841.781 |  | 0 | 0
8 | 6 | 19 | 0 | 0 | 0 | 0 | 0 |  | 0 | 0
8 | 6 | 20 | 0 | 0 | 0 | 0 | 0 |  | 0 | 0
8 | 6 | 21 | 0 | 0 | 0 | 0 | 0 |  | 0 | 0
8 | 6 | 22 | 0 | 0 | 0 | 0 | 0 |  | 0 | 0
8 | 6 | 23 | 0 | 0 | 0 | 0 | 0 |  | 0 | 0
8 | 7 | 0 | 0 | 0 | 0 | 0 | 0 |  | 0 | 0
8 | 7 | 1 | 0 | 0 | 0 | 0 | 0 |  | 0 | 0
8 | 7 | 2 | 0 | 0 | 0 | 0 | 0 |  | 0 | 0
8 | 7 | 3 | 0 | 0 | 0 | 0 | 0 |  | 0 | 0
8 | 7 | 4 | 0 | 0 | 0 | 0 | 0 |  | 0 | 0
8 | 7 | 5 | 908.534 | 908.534 | 908.534 | 908.534 | 908.534 |  | 0 | 0
8 | 7 | 6 | 15505.272 | 15422.1 | 15268.124 | 15151.808 | 15151.808 |  | 0 | 0
8 | 7 | 7 | 12891.866 | 12891.866 | 12891.866 | 12891.866 | 12891.866 |  | 0 | 0
8 | 7 | 8 | 25078.255 | 25076.445 | 25069.473 | 25061.422 | 25057.009 |  | 0 | 0
8 | 7 | 9 | 155584.553 | 155538.786 | 144533.746 | 128778.364 | 117455.035 |  | 0 | 0
8 | 7 | 10 | 228412.172 | 235504.914 | 224810.208 | 202039.712 | 180150.509 |  | 0 | 0
8 | 7 | 11 | 242461.448 | 257840.398 | 258135.871 | 243188.631 | 221261.042 |  | 0 | 0
8 | 7 | 12 | 150150.604 | 157493.531 | 161991.467 | 161044.725 | 155198.564 |  | 0 | 0
8 | 7 | 13 | 49832.989 | 50406.73 | 50983.642 | 51225.787 | 50991.332 |  | 0 | 0
8 | 7 | 14 | 110497.195 | 117925.415 | 127906.624 | 134596.962 | 134125.997 | CFs | 0 | 0
8 | 7 | 15 | 98835.774 | 113447.921 | 136633.422 | 155360.063 | 159467.635 | CFs | 0 | 0
8 | 7 | 16 | 19107.794 | 19107.794 | 19107.794 | 19107.794 | 19107.794 | CFs | 0 | 0
8 | 7 | 17 | 18932.072 | 19498.406 | 46016.991 | 84039.349 | 101908.771 | CFs | 0 | 0
8 | 7 | 18 | 5671.27 | 5671.27 | 5671.27 | 12174.333 | 14676.85 |  | 0 | 0
8 | 7 | 19 | 0 | 0 | 0 | 0 | 0 |  | 0 | 0
8 | 7 | 20 | 0 | 0 | 0 | 0 | 0 |  | 0 | 0
8 | 7 | 21 | 0 | 0 | 0 | 0 | 0 |  | 0 | 0
8 | 7 | 22 | 0 | 0 | 0 | 0 | 0 |  | 0 | 0
8 | 7 | 23 | 0 | 0 | 0 | 0 | 0 |  | 0 | 0
8 | 8 | 0 | 0 | 0 | 0 | 0 | 0 |  | 0 | 0
8 | 8 | 1 | 0 | 0 | 0 | 0 | 0 |  | 0 | 0
8 | 8 | 2 | 0 | 0 | 0 | 0 | 0 |  | 0 | 0
8 | 8 | 3 | 0 | 0 | 0 | 0 | 0 |  | 0 | 0
8 | 8 | 4 | 0 | 0 | 0 | 0 | 0 |  | 0 | 0
8 | 8 | 5 | 0 | 0 | 0 | 0 | 0 |  | 0 | 0
8 | 8 | 6 | 49082.24 | 42345.242 | 29328.885 | 21859.928 | 21859.928 |  | 0 | 0
8 | 8 | 7 | 105920.105 | 98074.314 | 78048.465 | 56570.945 | 48408.185 |  | 0 | 0
8 | 8 | 8 | 127645.988 | 124106.703 | 110088.42 | 93081.032 | 83116.764 |  | 0 | 0
8 | 8 | 9 | 126036.133 | 126067.617 | 119408.385 | 109898.268 | 103077.781 |  | 0 | 0
8 | 8 | 10 | 101228.624 | 102119.423 | 100825.562 | 98101.341 | 95539.98 |  | 0 | 0
8 | 8 | 11 | 151801.412 | 157194.949 | 157336.538 | 152144.637 | 144623.991 |  | 0 | 0
8 | 8 | 12 | 168456.478 | 179255.689 | 185844.786 | 184443.173 | 175850.642 |  | 0 | 0
8 | 8 | 13 | 155936.384 | 168974.201 | 181896.936 | 187227.898 | 181941.304 |  | 0 | 0
8 | 8 | 14 | 152411.245 | 176211.006 | 207420.82 | 227816.012 | 226224.978 | CFs | 0 | 0
8 | 8 | 15 | 103436.398 | 131095.955 | 173260.12 | 206206.7 | 213180.274 | CFs | 0 | 0
8 | 8 | 16 | 53766.205 | 63326.346 | 85858.528 | 105791.026 | 113205.529 | CFs | 0 | 0
8 | 8 | 17 | 24429.477 | 24696.873 | 38780.218 | 58810.143 | 68283.379 | CFs | 0 | 0
8 | 8 | 18 | 1353.365 | 1353.365 | 1353.365 | 1353.365 | 1353.365 |  | 0 | 0
8 | 8 | 19 | 0 | 0 | 0 | 0 | 0 |  | 0 | 0
8 | 8 | 20 | 0 | 0 | 0 | 0 | 0 |  | 0 | 0
8 | 8 | 21 | 0 | 0 | 0 | 0 | 0 |  | 0 | 0
8 | 8 | 22 | 0 | 0 | 0 | 0 | 0 |  | 0 | 0
8 | 8 | 23 | 0 | 0 | 0 | 0 | 0 |  | 0 | 0
8 | 9 | 0 | 0 | 0 | 0 | 0 | 0 |  | 0 | 0
8 | 9 | 1 | 0 | 0 | 0 | 0 | 0 |  | 0 | 0
8 | 9 | 2 | 0 | 0 | 0 | 0 | 0 |  | 0 | 0
8 | 9 | 3 | 0 | 0 | 0 | 0 | 0 |  | 0 | 0
8 | 9 | 4 | 0 | 0 | 0 | 0 | 0 |  | 0 | 0
8 | 9 | 5 | 7648.542 | 5251.232 | 835.218 | 835.218 | 835.218 |  | 0 | 0
8 | 9 | 6 | 112432.522 | 87836.246 | 38751.878 | 14058.253 | 14058.253 |  | 0 | 0
8 | 9 | 7 | 187215.693 | 167112.029 | 113650.495 | 54055.133 | 31792.386 |  | 0 | 0
8 | 9 | 8 | 238103.299 | 227398.354 | 183383.281 | 127027.137 | 92062.475 |  | 0 | 0
8 | 9 | 9 | 212397.601 | 212671.073 | 192857.46 | 164069.359 | 142981.376 |  | 0 | 0
8 | 9 | 10 | 279773.195 | 290829.074 | 275292.167 | 241491.629 | 208670.464 |  | 0 | 0
8 | 9 | 11 | 271819.369 | 291501.716 | 292148.804 | 273410.961 | 245659.852 |  | 0 | 0
8 | 9 | 12 | 250061.499 | 276685.527 | 292691.698 | 289265.396 | 268261.603 |  | 0 | 0
8 | 9 | 13 | 213975.902 | 245772.441 | 276571.065 | 288975.626 | 276378.558 |  | 0 | 0
8 | 9 | 14 | 165945.728 | 198861.249 | 241468.564 | 268924.594 | 266564.211 | CFs | 0 | 0
8 | 9 | 15 | 102813.966 | 137644.571 | 189922.277 | 230272.713 | 238593.919 | CFs | 0 | 0
8 | 9 | 16 | 51336.016 | 64533.454 | 95552.077 | 122725.956 | 132690.735 | CFs | 0 | 0
8 | 9 | 17 | 15342.141 | 15682.035 | 49357.139 | 99468.668 | 122440.523 | CFs | 0 | 0
8 | 9 | 18 | 4550.349 | 4550.349 | 4550.349 | 15201.498 | 19076.747 |  | 0 | 0
8 | 9 | 19 | 0 | 0 | 0 | 0 | 0 |  | 0 | 0
8 | 9 | 20 | 0 | 0 | 0 | 0 | 0 |  | 0 | 0
8 | 9 | 21 | 0 | 0 | 0 | 0 | 0 |  | 0 | 0
8 | 9 | 22 | 0 | 0 | 0 | 0 | 0 |  | 0 | 0
8 | 9 | 23 | 0 | 0 | 0 | 0 | 0 |  | 0 | 0
8 | 10 | 0 | 0 | 0 | 0 | 0 | 0 |  | 0 | 0
8 | 10 | 1 | 0 | 0 | 0 | 0 | 0 |  | 0 | 0
8 | 10 | 2 | 0 | 0 | 0 | 0 | 0 |  | 0 | 0
8 | 10 | 3 | 0 | 0 | 0 | 0 | 0 |  | 0 | 0
8 | 10 | 4 | 0 | 0 | 0 | 0 | 0 |  | 0 | 0
8 | 10 | 5 | 7413.319 | 5085.356 | 720.134 | 720.134 | 720.134 |  | 0 | 0
8 | 10 | 6 | 116312.901 | 90840.153 | 39407.383 | 13553.949 | 13553.949 |  | 0 | 0
8 | 10 | 7 | 189153.865 | 169271.402 | 115222.225 | 53876.756 | 30678.284 |  | 0 | 0
8 | 10 | 8 | 238992.914 | 228855.158 | 185845.171 | 129579.281 | 93933.061 |  | 0 | 0
8 | 10 | 9 | 270607.192 | 271303.61 | 240891.657 | 195320.182 | 160788.437 |  | 0 | 0
8 | 10 | 10 | 283246.397 | 294281.087 | 279304.292 | 246151.013 | 213538.126 |  | 0 | 0
8 | 10 | 11 | 280128.904 | 300496.535 | 301302.901 | 282121.261 | 253413.136 |  | 0 | 0
8 | 10 | 12 | 235340.945 | 257988.763 | 271607.754 | 268662.996 | 250758.583 |  | 0 | 0
8 | 10 | 13 | 199107.974 | 224437.61 | 249020.35 | 258869.936 | 248630.209 |  | 0 | 0
8 | 10 | 14 | 172633.64 | 206699.134 | 250444.888 | 278395.916 | 275763.846 | CFs | 0 | 0
8 | 10 | 15 | 106105.552 | 143498.397 | 198961.04 | 241332.987 | 249846.777 | CFs | 0 | 0
8 | 10 | 16 | 38162.53 | 65834.69 | 130755.001 | 185044.257 | 204217.267 | CFs | 0 | 0
8 | 10 | 17 | 12547.045 | 12779.972 | 51531.457 | 109938.872 | 136391.243 | CFs | 0 | 0
8 | 10 | 18 | 3422.014 | 3422.014 | 3422.014 | 19524.674 | 24949.259 |  | 0 | 0
8 | 10 | 19 | 0 | 0 | 0 | 0 | 0 |  | 0 | 0
8 | 10 | 20 | 0 | 0 | 0 | 0 | 0 |  | 0 | 0
8 | 10 | 21 | 0 | 0 | 0 | 0 | 0 |  | 0 | 0
8 | 10 | 22 | 0 | 0 | 0 | 0 | 0 |  | 0 | 0
8 | 10 | 23 | 0 | 0 | 0 | 0 | 0 |  | 0 | 0
8 | 11 | 0 | 0 | 0 | 0 | 0 | 0 |  | 0 | 0
8 | 11 | 1 | 0 | 0 | 0 | 0 | 0 |  | 0 | 0
8 | 11 | 2 | 0 | 0 | 0 | 0 | 0 |  | 0 | 0
8 | 11 | 3 | 0 | 0 | 0 | 0 | 0 |  | 0 | 0
8 | 11 | 4 | 0 | 0 | 0 | 0 | 0 |  | 0 | 0
8 | 11 | 5 | 8792.082 | 6136.678 | 611.722 | 611.722 | 611.722 |  | 0 | 0
8 | 11 | 6 | 126247.525 | 97739.645 | 39729.878 | 11128.744 | 11128.744 |  | 0 | 0
8 | 11 | 7 | 197896.589 | 176925.674 | 119321.911 | 53768.441 | 28941.347 |  | 0 | 0
8 | 11 | 8 | 245228.183 | 234930.359 | 190247.655 | 131617.345 | 94266.512 |  | 0 | 0
8 | 11 | 9 | 273826.767 | 274825.887 | 243976.696 | 197457.237 | 161916.315 |  | 0 | 0
8 | 11 | 10 | 282438.858 | 293682.722 | 278951.863 | 245916.776 | 213187.292 |  | 0 | 0
8 | 11 | 11 | 276214.399 | 296381.298 | 297315.732 | 278525.683 | 250219.221 |  | 0 | 0
8 | 11 | 12 | 255169.695 | 282485.841 | 298781.418 | 295234.313 | 273723.355 |  | 0 | 0
8 | 11 | 13 | 218962.807 | 251841.32 | 283255.895 | 295612.581 | 282463.148 |  | 0 | 0
8 | 11 | 14 | 169668.735 | 203942.35 | 247633.569 | 275328.203 | 272490.922 | CFs | 0 | 0
8 | 11 | 15 | 105474.171 | 142062.061 | 195970.794 | 236833.042 | 244830.015 | CFs | 0 | 0
8 | 11 | 16 | 38715.215 | 65552.126 | 128045.592 | 179998.192 | 198098.259 | CFs | 0 | 0
8 | 11 | 17 | 13905.564 | 13999.594 | 50156.441 | 104759.557 | 129403.344 | CFs | 0 | 0
8 | 11 | 18 | 3207.618 | 3207.618 | 3207.618 | 15639.296 | 20272.582 |  | 0 | 0
8 | 11 | 19 | 0 | 0 | 0 | 0 | 0 |  | 0 | 0
8 | 11 | 20 | 0 | 0 | 0 | 0 | 0 |  | 0 | 0
8 | 11 | 21 | 0 | 0 | 0 | 0 | 0 |  | 0 | 0
8 | 11 | 22 | 0 | 0 | 0 | 0 | 0 |  | 0 | 0
8 | 11 | 23 | 0 | 0 | 0 | 0 | 0 |  | 0 | 0
8 | 12 | 0 | 0 | 0 | 0 | 0 | 0 |  | 0 | 0
8 | 12 | 1 | 0 | 0 | 0 | 0 | 0 |  | 0 | 0
8 | 12 | 2 | 0 | 0 | 0 | 0 | 0 |  | 0 | 0
8 | 12 | 3 | 0 | 0 | 0 | 0 | 0 |  | 0 | 0
8 | 12 | 4 | 0 | 0 | 0 | 0 | 0 |  | 0 | 0
8 | 12 | 5 | 6695.392 | 4550.21 | 610.433 | 610.433 | 610.433 |  | 0 | 0
8 | 12 | 6 | 114521.12 | 90022.72 | 40189.503 | 15310.669 | 15310.669 |  | 0 | 0
8 | 12 | 7 | 187468.511 | 168577.086 | 116300.231 | 56814.077 | 34017.071 |  | 0 | 0
8 | 12 | 8 | 236866.394 | 227419.453 | 185366.773 | 130009.77 | 94592.332 |  | 0 | 0
8 | 12 | 9 | 267670.556 | 268918.288 | 239293.071 | 194315.064 | 159685.375 |  | 0 | 0
8 | 12 | 10 | 279912.78 | 291392.563 | 276877.262 | 243927.249 | 211093.394 |  | 0 | 0
8 | 12 | 11 | 276603.551 | 297398.617 | 298502.435 | 279333.233 | 250308.095 |  | 0 | 0
8 | 12 | 12 | 255082.51 | 283180.113 | 299926.287 | 296251.646 | 274103.635 |  | 0 | 0
8 | 12 | 13 | 218867.485 | 251677.476 | 282945.371 | 295137.4 | 281862.491 |  | 0 | 0
8 | 12 | 14 | 170132.14 | 204274.374 | 247647.284 | 275030.824 | 271992.317 | CFs | 0 | 0
8 | 12 | 15 | 105397.804 | 141295.45 | 194343.111 | 234582.117 | 242276.358 | CFs | 0 | 0
8 | 12 | 16 | 43048.034 | 68070.863 | 126269.312 | 175141.027 | 192124.965 | CFs | 0 | 0
8 | 12 | 17 | 18322.276 | 18322.276 | 50081.115 | 98006.557 | 119817.407 | CFs | 0 | 0
8 | 12 | 18 | 2857.957 | 2857.957 | 2857.957 | 12197.776 | 16102.914 |  | 0 | 0
8 | 12 | 19 | 0 | 0 | 0 | 0 | 0 |  | 0 | 0
8 | 12 | 20 | 0 | 0 | 0 | 0 | 0 |  | 0 | 0
8 | 12 | 21 | 0 | 0 | 0 | 0 | 0 |  | 0 | 0
8 | 12 | 22 | 0 | 0 | 0 | 0 | 0 |  | 0 | 0
8 | 12 | 23 | 0 | 0 | 0 | 0 | 0 |  | 0 | 0
8 | 13 | 0 | 0 | 0 | 0 | 0 | 0 |  | 0 | 0
8 | 13 | 1 | 0 | 0 | 0 | 0 | 0 |  | 0 | 0
8 | 13 | 2 | 0 | 0 | 0 | 0 | 0 |  | 0 | 0
8 | 13 | 3 | 0 | 0 | 0 | 0 | 0 |  | 0 | 0
8 | 13 | 4 | 0 | 0 | 0 | 0 | 0 |  | 0 | 0
8 | 13 | 5 | 595.97 | 595.97 | 595.97 | 595.97 | 595.97 |  | 0 | 0
8 | 13 | 6 | 103930.997 | 82521.23 | 38914.589 | 16856.047 | 16856.047 |  | 0 | 0
8 | 13 | 7 | 176732.747 | 159520.79 | 111547.128 | 57030.885 | 36017.094 |  | 0 | 0
8 | 13 | 8 | 162826.184 | 157801.063 | 135208.184 | 106534.615 | 88754.394 |  | 0 | 0
8 | 13 | 9 | 208041.029 | 209028.44 | 190233.466 | 162086.28 | 140733.402 |  | 0 | 0
8 | 13 | 10 | 250314.445 | 260046.785 | 248176.727 | 221117.478 | 194278.029 |  | 0 | 0
8 | 13 | 11 | 216329.525 | 229484.027 | 230275.595 | 218264.594 | 200221.081 |  | 0 | 0
8 | 13 | 12 | 115587.973 | 120429.453 | 123379.062 | 122722.555 | 118840.708 |  | 0 | 0
8 | 13 | 13 | 130849.09 | 139142.24 | 147231.993 | 150418.494 | 146871.848 |  | 0 | 0
8 | 13 | 14 | 146306.706 | 167544.604 | 194791.73 | 212162.766 | 210075.429 | CFs | 0 | 0
8 | 13 | 15 | 102185.733 | 136049.467 | 185986.078 | 223739.361 | 230774.11 | CFs | 0 | 0
8 | 13 | 16 | 43562.83 | 66406.851 | 119429.278 | 164098.614 | 179506.819 | CFs | 0 | 0
8 | 13 | 17 | 18793.271 | 18793.271 | 47617.917 | 91443.281 | 111443.536 | CFs | 0 | 0
8 | 13 | 18 | 2592.838 | 2592.838 | 2592.838 | 8970.879 | 11485.209 |  | 0 | 0
8 | 13 | 19 | 0 | 0 | 0 | 0 | 0 |  | 0 | 0
8 | 13 | 20 | 0 | 0 | 0 | 0 | 0 |  | 0 | 0
8 | 13 | 21 | 0 | 0 | 0 | 0 | 0 |  | 0 | 0
8 | 13 | 22 | 0 | 0 | 0 | 0 | 0 |  | 0 | 0
8 | 13 | 23 | 0 | 0 | 0 | 0 | 0 |  | 0 | 0
8 | 14 | 0 | 0 | 0 | 0 | 0 | 0 |  | 0 | 0
8 | 14 | 1 | 0 | 0 | 0 | 0 | 0 |  | 0 | 0
8 | 14 | 2 | 0 | 0 | 0 | 0 | 0 |  | 0 | 0
8 | 14 | 3 | 0 | 0 | 0 | 0 | 0 |  | 0 | 0
8 | 14 | 4 | 0 | 0 | 0 | 0 | 0 |  | 0 | 0
8 | 14 | 5 | 2217.136 | 1949.353 | 853.454 | 853.454 | 853.454 |  | 0 | 0
8 | 14 | 6 | 107006.177 | 84604.778 | 38855.079 | 16070.322 | 16070.322 |  | 0 | 0
8 | 14 | 7 | 181450.433 | 163551.563 | 113341.336 | 56494.365 | 34573.128 |  | 0 | 0
8 | 14 | 8 | 230381.266 | 221653.191 | 180888.256 | 127279.573 | 92823.715 |  | 0 | 0
8 | 14 | 9 | 256164.397 | 257898.752 | 230139.431 | 187660.244 | 154616.062 |  | 0 | 0
8 | 14 | 10 | 265136.525 | 276514.185 | 263117.875 | 231966.287 | 200608.15 |  | 0 | 0
8 | 14 | 11 | 257214.296 | 276731.087 | 278027.214 | 260423.415 | 233440.219 |  | 0 | 0
8 | 14 | 12 | 234415.042 | 259991.746 | 275161.557 | 271789.542 | 251640.294 |  | 0 | 0
8 | 14 | 13 | 199868.247 | 228912.638 | 256290.332 | 266734.709 | 254838.432 |  | 0 | 0
8 | 14 | 14 | 155299.404 | 184287.846 | 220702.134 | 243407.212 | 240500.37 | CFs | 0 | 0
8 | 14 | 15 | 100989.935 | 129237.7 | 170950.702 | 202433.902 | 208145.454 | CFs | 0 | 0
8 | 14 | 16 | 50497.304 | 68049.028 | 108505.746 | 142793.595 | 154550.406 | CFs | 0 | 0
8 | 14 | 17 | 24337.571 | 24337.571 | 44186.888 | 73715.494 | 87307.523 | CFs | 0 | 0
8 | 14 | 18 | 1382.33 | 1382.33 | 1382.33 | 3284.626 | 4099.537 |  | 0 | 0
8 | 14 | 19 | 0 | 0 | 0 | 0 | 0 |  | 0 | 0
8 | 14 | 20 | 0 | 0 | 0 | 0 | 0 |  | 0 | 0
8 | 14 | 21 | 0 | 0 | 0 | 0 | 0 |  | 0 | 0
8 | 14 | 22 | 0 | 0 | 0 | 0 | 0 |  | 0 | 0
8 | 14 | 23 | 0 | 0 | 0 | 0 | 0 |  | 0 | 0
8 | 15 | 0 | 0 | 0 | 0 | 0 | 0 |  | 0 | 0
8 | 15 | 1 | 0 | 0 | 0 | 0 | 0 |  | 0 | 0
8 | 15 | 2 | 0 | 0 | 0 | 0 | 0 |  | 0 | 0
8 | 15 | 3 | 0 | 0 | 0 | 0 | 0 |  | 0 | 0
8 | 15 | 4 | 0 | 0 | 0 | 0 | 0 |  | 0 | 0
8 | 15 | 5 | 0 | 0 | 0 | 0 | 0 |  | 0 | 0
8 | 15 | 6 | 81340.628 | 66626.769 | 36726.022 | 21248.011 | 21248.011 |  | 0 | 0
8 | 15 | 7 | 160304.253 | 145700.473 | 104648.541 | 58531.034 | 40496.756 |  | 0 | 0
8 | 15 | 8 | 216276.694 | 208647.241 | 172114.992 | 124272.492 | 93558.626 |  | 0 | 0
8 | 15 | 9 | 251315.715 | 253302.81 | 226145.9 | 184556.82 | 152154.582 |  | 0 | 0
8 | 15 | 10 | 265915.734 | 277940.305 | 264281.119 | 232227.686 | 199941.6 |  | 0 | 0
8 | 15 | 11 | 261643.085 | 282634.714 | 284170.938 | 265432.9 | 236673.051 |  | 0 | 0
8 | 15 | 12 | 212108.942 | 233452.001 | 246241.111 | 243371.88 | 226415.731 |  | 0 | 0
8 | 15 | 13 | 203642.874 | 235513.961 | 265510.485 | 276861.337 | 263645.193 |  | 0 | 0
8 | 15 | 14 | 156598.398 | 189236.871 | 230029.785 | 255312.24 | 251857.015 | CFs | 0 | 0
8 | 15 | 15 | 96877.743 | 130145.12 | 178580.283 | 214659.961 | 221002.077 | CFs | 0 | 0
8 | 15 | 16 | 41131.537 | 62982.579 | 113295.156 | 155305.094 | 169415.912 | CFs | 0 | 0
8 | 15 | 17 | 21711.566 | 21711.566 | 33377.832 | 51014.711 | 59159.575 | CFs | 0 | 0
8 | 15 | 18 | 1261.172 | 1261.172 | 1261.172 | 4567.817 | 6086.278 |  | 0 | 0
8 | 15 | 19 | 0 | 0 | 0 | 0 | 0 |  | 0 | 0
8 | 15 | 20 | 0 | 0 | 0 | 0 | 0 |  | 0 | 0
8 | 15 | 21 | 0 | 0 | 0 | 0 | 0 |  | 0 | 0
8 | 15 | 22 | 0 | 0 | 0 | 0 | 0 |  | 0 | 0
8 | 15 | 23 | 0 | 0 | 0 | 0 | 0 |  | 0 | 0
8 | 16 | 0 | 0 | 0 | 0 | 0 | 0 |  | 0 | 0
8 | 16 | 1 | 0 | 0 | 0 | 0 | 0 |  | 0 | 0
8 | 16 | 2 | 0 | 0 | 0 | 0 | 0 |  | 0 | 0
8 | 16 | 3 | 0 | 0 | 0 | 0 | 0 |  | 0 | 0
8 | 16 | 4 | 0 | 0 | 0 | 0 | 0 |  | 0 | 0
8 | 16 | 5 | 730.977 | 593.087 | 34.124 | 34.124 | 34.124 |  | 0 | 0
8 | 16 | 6 | 95901.179 | 76603.745 | 36860.757 | 16899.083 | 16899.083 |  | 0 | 0
8 | 16 | 7 | 170990.048 | 154803.062 | 108270.22 | 55197.055 | 34493.416 |  | 0 | 0
8 | 16 | 8 | 223559.754 | 215663.718 | 176444.132 | 124118.182 | 89911.216 |  | 0 | 0
8 | 16 | 9 | 251907.615 | 254179.29 | 227024.505 | 184734.987 | 151172.548 |  | 0 | 0
8 | 16 | 10 | 264417.318 | 276474.847 | 263257.103 | 231621.778 | 199306.941 |  | 0 | 0
8 | 16 | 11 | 258947.357 | 279643.61 | 281290.425 | 263027.651 | 234700.39 |  | 0 | 0
8 | 16 | 12 | 237017.193 | 264263.917 | 280405.087 | 276776.626 | 255279.852 |  | 0 | 0
8 | 16 | 13 | 202872.861 | 234474.767 | 264085.61 | 275176.419 | 261978.732 |  | 0 | 0
8 | 16 | 14 | 157624.747 | 190373.551 | 231152.716 | 256349.223 | 252682.48 | CFs | 0 | 0
8 | 16 | 15 | 98115.608 | 131350.83 | 179826.617 | 215990.835 | 222183.567 | CFs | 0 | 0
8 | 16 | 16 | 41569.071 | 63567.351 | 114357.383 | 157080.242 | 171356.263 | CFs | 0 | 0
8 | 16 | 17 | 19100.741 | 19100.741 | 43830.831 | 82665.846 | 100309.805 | CFs | 0 | 0
8 | 16 | 18 | 1013.852 | 1013.852 | 1013.852 | 4074.832 | 5462.16 |  | 0 | 0
8 | 16 | 19 | 0 | 0 | 0 | 0 | 0 |  | 0 | 0
8 | 16 | 20 | 0 | 0 | 0 | 0 | 0 |  | 0 | 0
8 | 16 | 21 | 0 | 0 | 0 | 0 | 0 |  | 0 | 0
8 | 16 | 22 | 0 | 0 | 0 | 0 | 0 |  | 0 | 0
8 | 16 | 23 | 0 | 0 | 0 | 0 | 0 |  | 0 | 0
8 | 17 | 0 | 0 | 0 | 0 | 0 | 0 |  | 0 | 0
8 | 17 | 1 | 0 | 0 | 0 | 0 | 0 |  | 0 | 0
8 | 17 | 2 | 0 | 0 | 0 | 0 | 0 |  | 0 | 0
8 | 17 | 3 | 0 | 0 | 0 | 0 | 0 |  | 0 | 0
8 | 17 | 4 | 0 | 0 | 0 | 0 | 0 |  | 0 | 0
8 | 17 | 5 | 388.706 | 278.26 | 0 | 0 | 0 |  | 0 | 0
8 | 17 | 6 | 96115.183 | 76510.751 | 35959.305 | 15851.836 | 15851.836 |  | 0 | 0
8 | 17 | 7 | 170265.563 | 154083.854 | 107073.095 | 53445.415 | 32521.598 |  | 0 | 0
8 | 17 | 8 | 186179.46 | 180356.664 | 150789.708 | 112140.082 | 87284.171 |  | 0 | 0
8 | 17 | 9 | 254281.137 | 256976.708 | 228588.611 | 184391.965 | 149285.874 |  | 0 | 0
8 | 17 | 10 | 266403.642 | 279286.869 | 265663.502 | 232810.789 | 199330.395 |  | 0 | 0
8 | 17 | 11 | 262233.339 | 284358.625 | 286269.991 | 266941.089 | 236996.512 |  | 0 | 0
8 | 17 | 12 | 239904.517 | 269004.454 | 286334.208 | 282413.542 | 259347.795 |  | 0 | 0
8 | 17 | 13 | 204387.168 | 238031.949 | 269633.789 | 281407.286 | 267097.107 |  | 0 | 0
8 | 17 | 14 | 155892.919 | 190509.323 | 233445.65 | 259928.721 | 255836.359 | CFs | 0 | 0
8 | 17 | 15 | 92786.752 | 128808.129 | 180934.448 | 219518.476 | 225922.136 | CFs | 0 | 0
8 | 17 | 16 | 37170.859 | 59500.068 | 111084.84 | 154191.995 | 168377.381 | CFs | 0 | 0
8 | 17 | 17 | 13317.722 | 13317.722 | 40223.947 | 84405.247 | 104204.036 | CFs | 0 | 0
8 | 17 | 18 | 962.102 | 962.102 | 962.102 | 3860.955 | 5211.509 |  | 0 | 0
8 | 17 | 19 | 0 | 0 | 0 | 0 | 0 |  | 0 | 0
8 | 17 | 20 | 0 | 0 | 0 | 0 | 0 |  | 0 | 0
8 | 17 | 21 | 0 | 0 | 0 | 0 | 0 |  | 0 | 0
8 | 17 | 22 | 0 | 0 | 0 | 0 | 0 |  | 0 | 0
8 | 17 | 23 | 0 | 0 | 0 | 0 | 0 |  | 0 | 0
8 | 18 | 0 | 0 | 0 | 0 | 0 | 0 |  | 0 | 0
8 | 18 | 1 | 0 | 0 | 0 | 0 | 0 |  | 0 | 0
8 | 18 | 2 | 0 | 0 | 0 | 0 | 0 |  | 0 | 0
8 | 18 | 3 | 0 | 0 | 0 | 0 | 0 |  | 0 | 0
8 | 18 | 4 | 0 | 0 | 0 | 0 | 0 |  | 0 | 0
8 | 18 | 5 | 0 | 0 | 0 | 0 | 0 |  | 0 | 0
8 | 18 | 6 | 24371.42 | 23378.374 | 21369.774 | 20082.011 | 20082.011 |  | 0 | 0
8 | 18 | 7 | 44153.095 | 43468.381 | 41579.402 | 39568.367 | 38682.943 |  | 0 | 0
8 | 18 | 8 | 134158.615 | 131163.922 | 115551.278 | 95530.986 | 82871.456 |  | 0 | 0
8 | 18 | 9 | 106922.649 | 107438.429 | 102635.347 | 95308.86 | 89694.82 |  | 0 | 0
8 | 18 | 10 | 212205.239 | 220475.691 | 212039.316 | 191627.996 | 171000.545 |  | 0 | 0
8 | 18 | 11 | 176212.214 | 185615.301 | 186495.932 | 178350.892 | 165863.983 |  | 0 | 0
8 | 18 | 12 | 155780.115 | 164993.578 | 170574.393 | 169299.993 | 161903.577 |  | 0 | 0
8 | 18 | 13 | 126526.535 | 134774.103 | 142685.891 | 145657.064 | 141972.96 |  | 0 | 0
8 | 18 | 14 | 141057.662 | 162638.891 | 189645.347 | 206459.93 | 203698.323 | CFs | 0 | 0
8 | 18 | 15 | 99362.12 | 140052.357 | 198382.007 | 241119.654 | 247976.032 | CFs | 0 | 0
8 | 18 | 16 | 34700.708 | 62277.527 | 125975.981 | 178594.427 | 195585.385 | CFs | 0 | 0
8 | 18 | 17 | 15164.516 | 15164.516 | 45642.506 | 96470.214 | 119072.371 | CFs | 0 | 0
8 | 18 | 18 | 2218.981 | 2218.981 | 2218.981 | 2901.329 | 3373.826 |  | 0 | 0
8 | 18 | 19 | 0 | 0 | 0 | 0 | 0 |  | 0 | 0
8 | 18 | 20 | 0 | 0 | 0 | 0 | 0 |  | 0 | 0
8 | 18 | 21 | 0 | 0 | 0 | 0 | 0 |  | 0 | 0
8 | 18 | 22 | 0 | 0 | 0 | 0 | 0 |  | 0 | 0
8 | 18 | 23 | 0 | 0 | 0 | 0 | 0 |  | 0 | 0
8 | 19 | 0 | 0 | 0 | 0 | 0 | 0 |  | 0 | 0
8 | 19 | 1 | 0 | 0 | 0 | 0 | 0 |  | 0 | 0
8 | 19 | 2 | 0 | 0 | 0 | 0 | 0 |  | 0 | 0
8 | 19 | 3 | 0 | 0 | 0 | 0 | 0 |  | 0 | 0
8 | 19 | 4 | 0 | 0 | 0 | 0 | 0 |  | 0 | 0
8 | 19 | 5 | 797.043 | 657.208 | 97.672 | 97.672 | 97.672 |  | 0 | 0
8 | 19 | 6 | 43493.432 | 37790.005 | 26043.891 | 19562.353 | 19562.353 |  | 0 | 0
8 | 19 | 7 | 190331.58 | 172077.774 | 117183.51 | 53487.655 | 28460.916 |  | 0 | 0
8 | 19 | 8 | 242204.593 | 234217.881 | 190265.357 | 130410.12 | 90293.407 |  | 0 | 0
8 | 19 | 9 | 268187.641 | 271608.587 | 242497.723 | 196105.109 | 158259.516 |  | 0 | 0
8 | 19 | 10 | 241969.324 | 252917.258 | 242144.143 | 215433 | 187913.814 |  | 0 | 0
8 | 19 | 11 | 203783.555 | 217026.878 | 218348.457 | 207012.35 | 189412.875 |  | 0 | 0
8 | 19 | 12 | 162237.916 | 173907.315 | 180952.441 | 179339.444 | 169986.503 |  | 0 | 0
8 | 19 | 13 | 130840.213 | 139688.37 | 148136.864 | 151276.475 | 147301.783 |  | 0 | 0
8 | 19 | 14 | 98412.338 | 105160.516 | 113687.801 | 119034.7 | 118104.718 | CFs | 0 | 0
8 | 19 | 15 | 64784.747 | 67237.684 | 71030.933 | 73983.003 | 74451.143 | CFs | 0 | 0
8 | 19 | 16 | 22972.096 | 22996.04 | 23045.953 | 23092.598 | 23108.648 | CFs | 0 | 0
8 | 19 | 17 | 19261.707 | 19261.707 | 19971.53 | 20815.672 | 21221.058 | CFs | 0 | 0
8 | 19 | 18 | 0 | 0 | 0 | 0 | 0 |  | 0 | 0
8 | 19 | 19 | 0 | 0 | 0 | 0 | 0 |  | 0 | 0
8 | 19 | 20 | 0 | 0 | 0 | 0 | 0 |  | 0 | 0
8 | 19 | 21 | 0 | 0 | 0 | 0 | 0 |  | 0 | 0
8 | 19 | 22 | 0 | 0 | 0 | 0 | 0 |  | 0 | 0
8 | 19 | 23 | 0 | 0 | 0 | 0 | 0 |  | 0 | 0
8 | 20 | 0 | 0 | 0 | 0 | 0 | 0 |  | 0 | 0
8 | 20 | 1 | 0 | 0 | 0 | 0 | 0 |  | 0 | 0
8 | 20 | 2 | 0 | 0 | 0 | 0 | 0 |  | 0 | 0
8 | 20 | 3 | 0 | 0 | 0 | 0 | 0 |  | 0 | 0
8 | 20 | 4 | 0 | 0 | 0 | 0 | 0 |  | 0 | 0
8 | 20 | 5 | 0 | 0 | 0 | 0 | 0 |  | 0 | 0
8 | 20 | 6 | 23283.994 | 22440.848 | 20712.83 | 19580.209 | 19580.209 |  | 0 | 0
8 | 20 | 7 | 65080.17 | 62459.168 | 54883.06 | 46569.389 | 43029.907 |  | 0 | 0
8 | 20 | 8 | 166928.84 | 162794.062 | 139458.317 | 108666.512 | 88577.51 |  | 0 | 0
8 | 20 | 9 | 51670.042 | 51737.955 | 51220.12 | 50419.806 | 49800.834 |  | 0 | 0
8 | 20 | 10 | 135619.628 | 138841.229 | 135782.779 | 128207.862 | 120525.465 |  | 0 | 0
8 | 20 | 11 | 143755.675 | 149505.666 | 150119.276 | 145242.803 | 137698.246 |  | 0 | 0
8 | 20 | 12 | 142453.628 | 150316.786 | 155076.824 | 153982.814 | 147664.852 |  | 0 | 0
8 | 20 | 13 | 153304.813 | 168068.923 | 182042.885 | 187166.803 | 180544.15 |  | 0 | 0
8 | 20 | 14 | 129259.185 | 145400.617 | 165428.705 | 177811.469 | 175552.02 | CFs | 0 | 0
8 | 20 | 15 | 78975.372 | 87181.482 | 99620.298 | 109149.392 | 110605.021 | CFs | 0 | 0
8 | 20 | 16 | 45973.604 | 53286.267 | 69661.822 | 84006.717 | 88718.991 | CFs | 0 | 0
8 | 20 | 17 | 19224.359 | 19224.359 | 33101.195 | 55625.426 | 65856.007 | CFs | 0 | 0
8 | 20 | 18 | 109.696 | 109.696 | 109.696 | 948.426 | 1319.192 |  | 0 | 0
8 | 20 | 19 | 0 | 0 | 0 | 0 | 0 |  | 0 | 0
8 | 20 | 20 | 0 | 0 | 0 | 0 | 0 |  | 0 | 0
8 | 20 | 21 | 0 | 0 | 0 | 0 | 0 |  | 0 | 0
8 | 20 | 22 | 0 | 0 | 0 | 0 | 0 |  | 0 | 0
8 | 20 | 23 | 0 | 0 | 0 | 0 | 0 |  | 0 | 0
8 | 21 | 0 | 0 | 0 | 0 | 0 | 0 |  | 0 | 0
8 | 21 | 1 | 0 | 0 | 0 | 0 | 0 |  | 0 | 0
8 | 21 | 2 | 0 | 0 | 0 | 0 | 0 |  | 0 | 0
8 | 21 | 3 | 0 | 0 | 0 | 0 | 0 |  | 0 | 0
8 | 21 | 4 | 0 | 0 | 0 | 0 | 0 |  | 0 | 0
8 | 21 | 5 | 0 | 0 | 0 | 0 | 0 |  | 0 | 0
8 | 21 | 6 | 23591.787 | 22600.4 | 20545.475 | 19264.203 | 19264.203 |  | 0 | 0
8 | 21 | 7 | 21559.964 | 21553.045 | 21533.425 | 21512.598 | 21502.762 |  | 0 | 0
8 | 21 | 8 | 59653.205 | 59347.216 | 57565.948 | 55303.881 | 53885.558 |  | 0 | 0
8 | 21 | 9 | 45879.668 | 45929.212 | 45583.737 | 45045.627 | 44628.376 |  | 0 | 0
8 | 21 | 10 | 171807.044 | 177704.19 | 172304.521 | 158673.879 | 144696.267 |  | 0 | 0
8 | 21 | 11 | 151798.702 | 158428.606 | 159178.074 | 153616.484 | 144954.286 |  | 0 | 0
8 | 21 | 12 | 73456.734 | 74776.48 | 75578.465 | 75393.474 | 74329.707 |  | 0 | 0
8 | 21 | 13 | 201708.434 | 234901.74 | 265542.863 | 276501.541 | 262029.722 |  | 0 | 0
8 | 21 | 14 | 141938.963 | 166154.565 | 195641.822 | 213602.024 | 210172.314 | CFs | 0 | 0
8 | 21 | 15 | 84172.198 | 98231.749 | 119116.566 | 134834.048 | 137140.928 | CFs | 0 | 0
8 | 21 | 16 | 38551.121 | 60264.503 | 110196.255 | 151742.177 | 164767.328 | CFs | 0 | 0
8 | 21 | 17 | 19942.14 | 19942.14 | 29215.927 | 44362.224 | 51240.788 | CFs | 0 | 0
8 | 21 | 18 | 0 | 0 | 0 | 0 | 0 |  | 0 | 0
8 | 21 | 19 | 0 | 0 | 0 | 0 | 0 |  | 0 | 0
8 | 21 | 20 | 0 | 0 | 0 | 0 | 0 |  | 0 | 0
8 | 21 | 21 | 0 | 0 | 0 | 0 | 0 |  | 0 | 0
8 | 21 | 22 | 0 | 0 | 0 | 0 | 0 |  | 0 | 0
8 | 21 | 23 | 0 | 0 | 0 | 0 | 0 |  | 0 | 0
8 | 22 | 0 | 0 | 0 | 0 | 0 | 0 |  | 0 | 0
8 | 22 | 1 | 0 | 0 | 0 | 0 | 0 |  | 0 | 0
8 | 22 | 2 | 0 | 0 | 0 | 0 | 0 |  | 0 | 0
8 | 22 | 3 | 0 | 0 | 0 | 0 | 0 |  | 0 | 0
8 | 22 | 4 | 0 | 0 | 0 | 0 | 0 |  | 0 | 0
8 | 22 | 5 | 0 | 0 | 0 | 0 | 0 |  | 0 | 0
8 | 22 | 6 | 68748.658 | 56105.038 | 29252.189 | 16072.795 | 16072.795 |  | 0 | 0
8 | 22 | 7 | 153592.228 | 141012.863 | 102095.31 | 57142.061 | 38894.913 |  | 0 | 0
8 | 22 | 8 | 142267.271 | 139370.776 | 121657.593 | 98158.45 | 82692.86 |  | 0 | 0
8 | 22 | 9 | 242314.032 | 246152.11 | 221300.459 | 181161.686 | 148030.373 |  | 0 | 0
8 | 22 | 10 | 257343.482 | 270928.598 | 258939.03 | 227718.861 | 194830.614 |  | 0 | 0
8 | 22 | 11 | 251831.759 | 273902.163 | 276505.046 | 258268.782 | 229061.772 |  | 0 | 0
8 | 22 | 12 | 227822.893 | 255547.255 | 271939.474 | 268181.781 | 246249.066 |  | 0 | 0
8 | 22 | 13 | 192449.038 | 223496.253 | 251947.343 | 261997.988 | 248454.051 |  | 0 | 0
8 | 22 | 14 | 147096.429 | 178966.42 | 216751.871 | 239244.29 | 234769.426 | CFs | 0 | 0
8 | 22 | 15 | 90442.666 | 122242.462 | 167140.077 | 199270.765 | 203735.116 | CFs | 0 | 0
8 | 22 | 16 | 37593.519 | 58028.633 | 104838.971 | 143545.537 | 155481.491 | CFs | 0 | 0
8 | 22 | 17 | 19035.584 | 19035.584 | 20025.194 | 21249.276 | 21825.311 | CFs | 0 | 0
8 | 22 | 18 | 0 | 0 | 0 | 0 | 0 |  | 0 | 0
8 | 22 | 19 | 0 | 0 | 0 | 0 | 0 |  | 0 | 0
8 | 22 | 20 | 0 | 0 | 0 | 0 | 0 |  | 0 | 0
8 | 22 | 21 | 0 | 0 | 0 | 0 | 0 |  | 0 | 0
8 | 22 | 22 | 0 | 0 | 0 | 0 | 0 |  | 0 | 0
8 | 22 | 23 | 0 | 0 | 0 | 0 | 0 |  | 0 | 0
8 | 23 | 0 | 0 | 0 | 0 | 0 | 0 |  | 0 | 0
8 | 23 | 1 | 0 | 0 | 0 | 0 | 0 |  | 0 | 0
8 | 23 | 2 | 0 | 0 | 0 | 0 | 0 |  | 0 | 0
8 | 23 | 3 | 0 | 0 | 0 | 0 | 0 |  | 0 | 0
8 | 23 | 4 | 0 | 0 | 0 | 0 | 0 |  | 0 | 0
8 | 23 | 5 | 0 | 0 | 0 | 0 | 0 |  | 0 | 0
8 | 23 | 6 | 77481.193 | 63396.764 | 33228.085 | 18353.349 | 18353.349 |  | 0 | 0
8 | 23 | 7 | 157549.771 | 144345.027 | 102698.886 | 54220.382 | 34630.111 |  | 0 | 0
8 | 23 | 8 | 86126.201 | 85117.6 | 78693.94 | 70363.396 | 65008.267 |  | 0 | 0
8 | 23 | 9 | 246114.308 | 250471.241 | 224391.837 | 181844.118 | 146341.658 |  | 0 | 0
8 | 23 | 10 | 259556.13 | 273930.018 | 261699.348 | 229334.402 | 195030.864 |  | 0 | 0
8 | 23 | 11 | 253465.879 | 276518.691 | 279381.538 | 260537.048 | 230222.597 |  | 0 | 0
8 | 23 | 12 | 229322.777 | 258221.482 | 275340.793 | 271408.307 | 248509.143 |  | 0 | 0
8 | 23 | 13 | 173498.919 | 196848.017 | 218495.138 | 226150.545 | 215640.314 |  | 0 | 0
8 | 23 | 14 | 147285.465 | 180197.783 | 219153.848 | 242338.901 | 237506.581 | CFs | 0 | 0
8 | 23 | 15 | 86463.041 | 109724.738 | 143179.302 | 167564.477 | 170855.262 | CFs | 0 | 0
8 | 23 | 16 | 39426.423 | 58561.67 | 102401.531 | 138923.557 | 150108.627 | CFs | 0 | 0
8 | 23 | 17 | 19996.411 | 19996.411 | 35991.215 | 63610.867 | 75933.146 | CFs | 0 | 0
8 | 23 | 18 | 0 | 0 | 0 | 0 | 0 |  | 0 | 0
8 | 23 | 19 | 0 | 0 | 0 | 0 | 0 |  | 0 | 0
8 | 23 | 20 | 0 | 0 | 0 | 0 | 0 |  | 0 | 0
8 | 23 | 21 | 0 | 0 | 0 | 0 | 0 |  | 0 | 0
8 | 23 | 22 | 0 | 0 | 0 | 0 | 0 |  | 0 | 0
8 | 23 | 23 | 0 | 0 | 0 | 0 | 0 |  | 0 | 0
8 | 24 | 0 | 0 | 0 | 0 | 0 | 0 |  | 0 | 0
8 | 24 | 1 | 0 | 0 | 0 | 0 | 0 |  | 0 | 0
8 | 24 | 2 | 0 | 0 | 0 | 0 | 0 |  | 0 | 0
8 | 24 | 3 | 0 | 0 | 0 | 0 | 0 |  | 0 | 0
8 | 24 | 4 | 0 | 0 | 0 | 0 | 0 |  | 0 | 0
8 | 24 | 5 | 0 | 0 | 0 | 0 | 0 |  | 0 | 0
8 | 24 | 6 | 2176.949 | 2176.949 | 2176.949 | 2176.949 | 2176.949 |  | 0 | 0
8 | 24 | 7 | 25567.9 | 25483.408 | 25232.551 | 24962.31 | 24830.967 |  | 0 | 0
8 | 24 | 8 | 155016.234 | 151844.453 | 130455.96 | 101507.488 | 82052.675 |  | 0 | 0
8 | 24 | 9 | 43211.072 | 43259.337 | 42993.992 | 42570.469 | 42236.863 |  | 0 | 0
8 | 24 | 10 | 229568.375 | 241232.679 | 231663.778 | 205971.499 | 178641.318 |  | 0 | 0
8 | 24 | 11 | 225111.898 | 243401.17 | 245787.646 | 230991.564 | 207117.342 |  | 0 | 0
8 | 24 | 12 | 233496.559 | 263704.298 | 281484.467 | 277403.918 | 253569.086 |  | 0 | 0
8 | 24 | 13 | 197264.597 | 231384.721 | 262384.949 | 273115.246 | 258076.443 |  | 0 | 0
8 | 24 | 14 | 149204.787 | 184492.997 | 225742.423 | 250052.462 | 244769.655 | CFs | 0 | 0
8 | 24 | 15 | 93003.036 | 123477.136 | 166673.468 | 197616.342 | 201601.468 | CFs | 0 | 0
8 | 24 | 16 | 43459.164 | 61082.797 | 101634.556 | 135453.979 | 145694.251 | CFs | 0 | 0
8 | 24 | 17 | 20487.136 | 20487.136 | 35735.176 | 62275.105 | 74104.632 | CFs | 0 | 0
8 | 24 | 18 | 0 | 0 | 0 | 0 | 0 |  | 0 | 0
8 | 24 | 19 | 0 | 0 | 0 | 0 | 0 |  | 0 | 0
8 | 24 | 20 | 0 | 0 | 0 | 0 | 0 |  | 0 | 0
8 | 24 | 21 | 0 | 0 | 0 | 0 | 0 |  | 0 | 0
8 | 24 | 22 | 0 | 0 | 0 | 0 | 0 |  | 0 | 0
8 | 24 | 23 | 0 | 0 | 0 | 0 | 0 |  | 0 | 0
8 | 25 | 0 | 0 | 0 | 0 | 0 | 0 |  | 0 | 0
8 | 25 | 1 | 0 | 0 | 0 | 0 | 0 |  | 0 | 0
8 | 25 | 2 | 0 | 0 | 0 | 0 | 0 |  | 0 | 0
8 | 25 | 3 | 0 | 0 | 0 | 0 | 0 |  | 0 | 0
8 | 25 | 4 | 0 | 0 | 0 | 0 | 0 |  | 0 | 0
8 | 25 | 5 | 0 | 0 | 0 | 0 | 0 |  | 0 | 0
8 | 25 | 6 | 61601.56 | 52361.252 | 31468.692 | 20815.223 | 20815.223 |  | 0 | 0
8 | 25 | 7 | 142112.475 | 131740.628 | 98254.872 | 59315.274 | 43265.774 |  | 0 | 0
8 | 25 | 8 | 202736.049 | 198230.077 | 166092.857 | 121684.496 | 91216.456 |  | 0 | 0
8 | 25 | 9 | 234732.224 | 239106.175 | 216530.222 | 179269.493 | 147926.23 |  | 0 | 0
8 | 25 | 10 | 251820.371 | 265409.121 | 254663.628 | 225343.885 | 193998.801 |  | 0 | 0
8 | 25 | 11 | 249716.995 | 271670.772 | 274667.795 | 257100.814 | 228589.522 |  | 0 | 0
8 | 25 | 12 | 226577.738 | 253592.064 | 269647.237 | 265949.594 | 244488.243 |  | 0 | 0
8 | 25 | 13 | 193410.358 | 223566.508 | 251174.726 | 260714.167 | 247097.864 |  | 0 | 0
8 | 25 | 14 | 147860.36 | 178487.019 | 214472.339 | 235762.566 | 230925.78 | CFs | 0 | 0
8 | 25 | 15 | 91741.624 | 122230.747 | 165404.743 | 196251.483 | 200060.929 | CFs | 0 | 0
8 | 25 | 16 | 42422.786 | 59979.79 | 100570.567 | 134455.484 | 144589.398 | CFs | 0 | 0
8 | 25 | 17 | 19959.629 | 19959.629 | 34763.118 | 61082.673 | 72805.695 | CFs | 0 | 0
8 | 25 | 18 | 0 | 0 | 0 | 0 | 0 |  | 0 | 0
8 | 25 | 19 | 0 | 0 | 0 | 0 | 0 |  | 0 | 0
8 | 25 | 20 | 0 | 0 | 0 | 0 | 0 |  | 0 | 0
8 | 25 | 21 | 0 | 0 | 0 | 0 | 0 |  | 0 | 0
8 | 25 | 22 | 0 | 0 | 0 | 0 | 0 |  | 0 | 0
8 | 25 | 23 | 0 | 0 | 0 | 0 | 0 |  | 0 | 0
8 | 26 | 0 | 0 | 0 | 0 | 0 | 0 |  | 0 | 0
8 | 26 | 1 | 0 | 0 | 0 | 0 | 0 |  | 0 | 0
8 | 26 | 2 | 0 | 0 | 0 | 0 | 0 |  | 0 | 0
8 | 26 | 3 | 0 | 0 | 0 | 0 | 0 |  | 0 | 0
8 | 26 | 4 | 0 | 0 | 0 | 0 | 0 |  | 0 | 0
8 | 26 | 5 | 0 | 0 | 0 | 0 | 0 |  | 0 | 0
8 | 26 | 6 | 0 | 0 | 0 | 0 | 0 |  | 0 | 0
8 | 26 | 7 | 97477.443 | 91545.2 | 72274.126 | 50042.894 | 40737.371 |  | 0 | 0
8 | 26 | 8 | 30305.867 | 30287.465 | 30150.581 | 29975.408 | 29864.558 |  | 0 | 0
8 | 26 | 9 | 52949.947 | 53076.453 | 52471.223 | 51488.532 | 50695.003 |  | 0 | 0
8 | 26 | 10 | 70929.201 | 71611.187 | 71090.649 | 69671.914 | 68185.334 |  | 0 | 0
8 | 26 | 11 | 105385.675 | 109087.717 | 109621.327 | 106676.657 | 101966.908 |  | 0 | 0
8 | 26 | 12 | 64189.162 | 65276.441 | 65936.796 | 65783.699 | 64906.745 |  | 0 | 0
8 | 26 | 13 | 157918.52 | 177727.542 | 196037.199 | 202360.011 | 193173.223 |  | 0 | 0
8 | 26 | 14 | 147614.117 | 182041.498 | 222094.864 | 245644.333 | 240077.254 | CFs | 0 | 0
8 | 26 | 15 | 87404.368 | 122140.83 | 170839.73 | 205234.269 | 209288.324 | CFs | 0 | 0
8 | 26 | 16 | 38692.603 | 40277.121 | 43716.029 | 46733.903 | 47660.717 | CFs | 0 | 0
8 | 26 | 17 | 17740.885 | 17740.885 | 18998.574 | 20897.564 | 21756.172 | CFs | 0 | 0
8 | 26 | 18 | 0 | 0 | 0 | 0 | 0 |  | 0 | 0
8 | 26 | 19 | 0 | 0 | 0 | 0 | 0 |  | 0 | 0
8 | 26 | 20 | 0 | 0 | 0 | 0 | 0 |  | 0 | 0
8 | 26 | 21 | 0 | 0 | 0 | 0 | 0 |  | 0 | 0
8 | 26 | 22 | 0 | 0 | 0 | 0 | 0 |  | 0 | 0
8 | 26 | 23 | 0 | 0 | 0 | 0 | 0 |  | 0 | 0
8 | 27 | 0 | 0 | 0 | 0 | 0 | 0 |  | 0 | 0
8 | 27 | 1 | 0 | 0 | 0 | 0 | 0 |  | 0 | 0
8 | 27 | 2 | 0 | 0 | 0 | 0 | 0 |  | 0 | 0
8 | 27 | 3 | 0 | 0 | 0 | 0 | 0 |  | 0 | 0
8 | 27 | 4 | 0 | 0 | 0 | 0 | 0 |  | 0 | 0
8 | 27 | 5 | 0 | 0 | 0 | 0 | 0 |  | 0 | 0
8 | 27 | 6 | 0 | 0 | 0 | 0 | 0 |  | 0 | 0
8 | 27 | 7 | 38921.058 | 38482.776 | 37108.525 | 35598.754 | 34854.187 |  | 0 | 0
8 | 27 | 8 | 171847.464 | 168687.132 | 143355.125 | 107796.166 | 82973.62 |  | 0 | 0
8 | 27 | 9 | 246257.805 | 251897.74 | 226291.484 | 182607.258 | 144426.73 |  | 0 | 0
8 | 27 | 10 | 258897.907 | 274618.243 | 263086.229 | 230163.401 | 194016.969 |  | 0 | 0
8 | 27 | 11 | 221036.385 | 239909.452 | 242709.599 | 227933.776 | 203672.992 |  | 0 | 0
8 | 27 | 12 | 196406.363 | 217537.466 | 230131.347 | 227228.53 | 210408.54 |  | 0 | 0
8 | 27 | 13 | 166036.717 | 188406.991 | 208885.377 | 215859.983 | 205531.245 |  | 0 | 0
8 | 27 | 14 | 122488.548 | 140418.384 | 161556.092 | 174079.28 | 170990.106 | CFs | 0 | 0
8 | 27 | 15 | 79883.432 | 95740.045 | 118580.394 | 135136.173 | 137015.085 | CFs | 0 | 0
8 | 27 | 16 | 29904.287 | 49952.343 | 97228.414 | 136461.957 | 147818.574 | CFs | 0 | 0
8 | 27 | 17 | 17139.155 | 17139.155 | 24726.188 | 38585.111 | 44549.986 | CFs | 0 | 0
8 | 27 | 18 | 0 | 0 | 0 | 0 | 0 |  | 0 | 0
8 | 27 | 19 | 0 | 0 | 0 | 0 | 0 |  | 0 | 0
8 | 27 | 20 | 0 | 0 | 0 | 0 | 0 |  | 0 | 0
8 | 27 | 21 | 0 | 0 | 0 | 0 | 0 |  | 0 | 0
8 | 27 | 22 | 0 | 0 | 0 | 0 | 0 |  | 0 | 0
8 | 27 | 23 | 0 | 0 | 0 | 0 | 0 |  | 0 | 0
8 | 28 | 0 | 0 | 0 | 0 | 0 | 0 |  | 0 | 0
8 | 28 | 1 | 0 | 0 | 0 | 0 | 0 |  | 0 | 0
8 | 28 | 2 | 0 | 0 | 0 | 0 | 0 |  | 0 | 0
8 | 28 | 3 | 0 | 0 | 0 | 0 | 0 |  | 0 | 0
8 | 28 | 4 | 0 | 0 | 0 | 0 | 0 |  | 0 | 0
8 | 28 | 5 | 0 | 0 | 0 | 0 | 0 |  | 0 | 0
8 | 28 | 6 | 84817.287 | 69969.725 | 31638.233 | 13451.129 | 13451.129 |  | 0 | 0
8 | 28 | 7 | 168663.007 | 154756.921 | 106583.409 | 48751.445 | 25327.974 |  | 0 | 0
8 | 28 | 8 | 220274.043 | 215725.578 | 176540.543 | 119994.181 | 79534.63 |  | 0 | 0
8 | 28 | 9 | 208842.164 | 213431.744 | 193931.41 | 160773.723 | 132081.058 |  | 0 | 0
8 | 28 | 10 | 254227.852 | 269829.37 | 258809.812 | 226646.773 | 190915.986 |  | 0 | 0
8 | 28 | 11 | 220826.026 | 239891.064 | 242822.051 | 228076.64 | 203605.018 |  | 0 | 0
8 | 28 | 12 | 202627.341 | 226691.458 | 240909.706 | 237642.911 | 218605.381 |  | 0 | 0
8 | 28 | 13 | 174432.646 | 202163.87 | 227103.695 | 235434.016 | 222853.429 |  | 0 | 0
8 | 28 | 14 | 131327.552 | 160617.142 | 193937.122 | 213142.007 | 208256.169 | CFs | 0 | 0
8 | 28 | 15 | 78177.297 | 111021.348 | 156241.76 | 187392.108 | 190698.757 | CFs | 0 | 0
8 | 28 | 16 | 23822.626 | 46637.157 | 100854.511 | 144876.92 | 157230.377 | CFs | 0 | 0
8 | 28 | 17 | 10116.297 | 10116.297 | 30886.673 | 73005.311 | 89609.911 | CFs | 0 | 0
8 | 28 | 18 | 0 | 0 | 0 | 0 | 0 |  | 0 | 0
8 | 28 | 19 | 0 | 0 | 0 | 0 | 0 |  | 0 | 0
8 | 28 | 20 | 0 | 0 | 0 | 0 | 0 |  | 0 | 0
8 | 28 | 21 | 0 | 0 | 0 | 0 | 0 |  | 0 | 0
8 | 28 | 22 | 0 | 0 | 0 | 0 | 0 |  | 0 | 0
8 | 28 | 23 | 0 | 0 | 0 | 0 | 0 |  | 0 | 0
8 | 29 | 0 | 0 | 0 | 0 | 0 | 0 |  | 0 | 0
8 | 29 | 1 | 0 | 0 | 0 | 0 | 0 |  | 0 | 0
8 | 29 | 2 | 0 | 0 | 0 | 0 | 0 |  | 0 | 0
8 | 29 | 3 | 0 | 0 | 0 | 0 | 0 |  | 0 | 0
8 | 29 | 4 | 0 | 0 | 0 | 0 | 0 |  | 0 | 0
8 | 29 | 5 | 0 | 0 | 0 | 0 | 0 |  | 0 | 0
8 | 29 | 6 | 94949.652 | 78188.792 | 32282.646 | 11101.731 | 11101.731 |  | 0 | 0
8 | 29 | 7 | 177093.649 | 162336.953 | 109816.482 | 45873.042 | 20095.115 |  | 0 | 0
8 | 29 | 8 | 226391.68 | 221978.77 | 181108.048 | 121343.785 | 78028.102 |  | 0 | 0
8 | 29 | 9 | 254956.745 | 261814.194 | 234304.403 | 186685.228 | 144379.583 |  | 0 | 0
8 | 29 | 10 | 262443.923 | 279470.459 | 267879.337 | 233647.682 | 195749.733 |  | 0 | 0
8 | 29 | 11 | 254692.39 | 280557.59 | 284673.068 | 264904.308 | 231790.146 |  | 0 | 0
8 | 29 | 12 | 230626.457 | 263223.421 | 282411.842 | 278012.159 | 252294.963 |  | 0 | 0
8 | 29 | 13 | 193018.838 | 229888.616 | 262792.394 | 273644.826 | 256948.627 |  | 0 | 0
8 | 29 | 14 | 141058.193 | 181997.091 | 227635.812 | 253629.991 | 246786.246 | CFs | 0 | 0
8 | 29 | 15 | 77747.396 | 99162.721 | 129438.385 | 150872.492 | 153054.612 | CFs | 0 | 0
8 | 29 | 16 | 28376.696 | 47103.295 | 91641.387 | 128422.104 | 138735.047 | CFs | 0 | 0
8 | 29 | 17 | 9990.72 | 9990.72 | 31872.656 | 77598.142 | 94456.449 | CFs | 0 | 0
8 | 29 | 18 | 0 | 0 | 0 | 0 | 0 |  | 0 | 0
8 | 29 | 19 | 0 | 0 | 0 | 0 | 0 |  | 0 | 0
8 | 29 | 20 | 0 | 0 | 0 | 0 | 0 |  | 0 | 0
8 | 29 | 21 | 0 | 0 | 0 | 0 | 0 |  | 0 | 0
8 | 29 | 22 | 0 | 0 | 0 | 0 | 0 |  | 0 | 0
8 | 29 | 23 | 0 | 0 | 0 | 0 | 0 |  | 0 | 0
8 | 30 | 0 | 0 | 0 | 0 | 0 | 0 |  | 0 | 0
8 | 30 | 1 | 0 | 0 | 0 | 0 | 0 |  | 0 | 0
8 | 30 | 2 | 0 | 0 | 0 | 0 | 0 |  | 0 | 0
8 | 30 | 3 | 0 | 0 | 0 | 0 | 0 |  | 0 | 0
8 | 30 | 4 | 0 | 0 | 0 | 0 | 0 |  | 0 | 0
8 | 30 | 5 | 0 | 0 | 0 | 0 | 0 |  | 0 | 0
8 | 30 | 6 | 79268.651 | 66527.582 | 30503.157 | 13326.548 | 13326.548 |  | 0 | 0
8 | 30 | 7 | 157920.021 | 145841.497 | 102137.049 | 48752.129 | 26858.737 |  | 0 | 0
8 | 30 | 8 | 209160.412 | 205587.336 | 169759.268 | 117012.952 | 78523.841 |  | 0 | 0
8 | 30 | 9 | 236983.171 | 243316.737 | 219310.212 | 177188.183 | 139383.729 |  | 0 | 0
8 | 30 | 10 | 249165.828 | 265083.814 | 254656.118 | 223116.435 | 187736.097 |  | 0 | 0
8 | 30 | 11 | 243294.664 | 267595.981 | 271584.902 | 253244.034 | 222160.373 |  | 0 | 0
8 | 30 | 12 | 222921.638 | 254394.103 | 272840.916 | 268621.944 | 243872.134 |  | 0 | 0
8 | 30 | 13 | 188069.839 | 224137.668 | 256214.304 | 266693.763 | 250280.446 |  | 0 | 0
8 | 30 | 14 | 139430.496 | 178194.009 | 221451.935 | 246076.55 | 239352.157 | CFs | 0 | 0
8 | 30 | 15 | 79051.552 | 116627.29 | 168315.467 | 203722.097 | 207098.144 | CFs | 0 | 0
8 | 30 | 16 | 28030.446 | 49066.338 | 99886.954 | 141728.629 | 153253.898 | CFs | 0 | 0
8 | 30 | 17 | 14242.005 | 14242.005 | 30359.42 | 63216.426 | 74949.781 | CFs | 0 | 0
8 | 30 | 18 | 0 | 0 | 0 | 0 | 0 |  | 0 | 0
8 | 30 | 19 | 0 | 0 | 0 | 0 | 0 |  | 0 | 0
8 | 30 | 20 | 0 | 0 | 0 | 0 | 0 |  | 0 | 0
8 | 30 | 21 | 0 | 0 | 0 | 0 | 0 |  | 0 | 0
8 | 30 | 22 | 0 | 0 | 0 | 0 | 0 |  | 0 | 0
8 | 30 | 23 | 0 | 0 | 0 | 0 | 0 |  | 0 | 0
8 | 31 | 0 | 0 | 0 | 0 | 0 | 0 |  | 0 | 0
8 | 31 | 1 | 0 | 0 | 0 | 0 | 0 |  | 0 | 0
8 | 31 | 2 | 0 | 0 | 0 | 0 | 0 |  | 0 | 0
8 | 31 | 3 | 0 | 0 | 0 | 0 | 0 |  | 0 | 0
8 | 31 | 4 | 0 | 0 | 0 | 0 | 0 |  | 0 | 0
8 | 31 | 5 | 0 | 0 | 0 | 0 | 0 |  | 0 | 0
8 | 31 | 6 | 79030.74 | 66794.882 | 30804.002 | 13712.163 | 13712.163 |  | 0 | 0
8 | 31 | 7 | 161245.276 | 148894.832 | 103626.75 | 48651.786 | 26254.544 |  | 0 | 0
8 | 31 | 8 | 215535.872 | 212046.088 | 174145.772 | 118612.407 | 78205.883 |  | 0 | 0
8 | 31 | 9 | 247370.776 | 254665.808 | 228567.211 | 182633.544 | 141292.85 |  | 0 | 0
8 | 31 | 10 | 257817.106 | 275201.246 | 264231.675 | 230542.547 | 192748.558 |  | 0 | 0
8 | 31 | 11 | 251503.492 | 277853.921 | 282337.715 | 262636.447 | 229218.294 |  | 0 | 0
8 | 31 | 12 | 227131.498 | 259835.311 | 279112.536 | 274702.623 | 248891.12 |  | 0 | 0
8 | 31 | 13 | 190415.758 | 228281.036 | 261981.262 | 272918.456 | 255490.624 |  | 0 | 0
8 | 31 | 14 | 139671.666 | 180367.33 | 225503.978 | 251095.582 | 243862.24 | CFs | 0 | 0
8 | 31 | 15 | 77715.726 | 116742.779 | 170292.177 | 206771.006 | 210046.139 | CFs | 0 | 0
8 | 31 | 16 | 26165.123 | 47901.971 | 101183.817 | 144958.906 | 156808.73 | CFs | 0 | 0
8 | 31 | 17 | 13361.643 | 13361.643 | 29992.035 | 65126.502 | 76757.85 | CFs | 0 | 0
8 | 31 | 18 | 0 | 0 | 0 | 0 | 0 |  | 0 | 0
8 | 31 | 19 | 0 | 0 | 0 | 0 | 0 |  | 0 | 0
8 | 31 | 20 | 0 | 0 | 0 | 0 | 0 |  | 0 | 0
8 | 31 | 21 | 0 | 0 | 0 | 0 | 0 |  | 0 | 0
8 | 31 | 22 | 0 | 0 | 0 | 0 | 0 |  | 0 | 0
8 | 31 | 23 | 0 | 0 | 0 | 0 | 0 |  | 0 | 0
9 | 1 | 0 | 0 | 0 | 0 | 0 | 0 |  | 0 | 0
9 | 1 | 1 | 0 | 0 | 0 | 0 | 0 |  | 0 | 0
9 | 1 | 2 | 0 | 0 | 0 | 0 | 0 |  | 0 | 0
9 | 1 | 3 | 0 | 0 | 0 | 0 | 0 |  | 0 | 0
9 | 1 | 4 | 0 | 0 | 0 | 0 | 0 |  | 0 | 0
9 | 1 | 5 | 0 | 0 | 0 | 0 | 0 |  | 0 | 0
9 | 1 | 6 | 111482.254 | 93373.006 | 34406.53 | 8114.805 | 8114.805 |  | 0 | 0
9 | 1 | 7 | 198254.319 | 182241.585 | 121510.136 | 46345.542 | 16443.083 |  | 0 | 0
9 | 1 | 8 | 246819.58 | 243072.161 | 198160.387 | 130898.631 | 80951.694 |  | 0 | 0
9 | 1 | 9 | 273463.741 | 282028.422 | 252968.557 | 201113.176 | 153565.687 |  | 0 | 0
9 | 1 | 10 | 281343.215 | 301062.835 | 289093.059 | 251464.579 | 208783.246 |  | 0 | 0
9 | 1 | 11 | 272872.964 | 302387.112 | 307560.007 | 285751.535 | 248428.264 |  | 0 | 0
9 | 1 | 12 | 247474.355 | 284892.072 | 306899.229 | 301876.95 | 272400.597 |  | 0 | 0
9 | 1 | 13 | 206164.742 | 248789.429 | 286552.37 | 298682.839 | 279011.532 |  | 0 | 0
9 | 1 | 14 | 149870.368 | 197012.864 | 248533.009 | 277530.101 | 269063.276 |  | 0 | 0
9 | 1 | 15 | 77585.873 | 126455.887 | 192529.969 | 236651.211 | 240353.572 |  | 0 | 0
9 | 1 | 16 | 15145.704 | 43665.867 | 116438.544 | 175260.525 | 190689.692 |  | 0 | 0
9 | 1 | 17 | 7526.678 | 7526.678 | 32017.672 | 88385.682 | 104593.553 |  | 0 | 0
9 | 1 | 18 | 0 | 0 | 0 | 0 | 0 |  | 0 | 0
9 | 1 | 19 | 0 | 0 | 0 | 0 | 0 |  | 0 | 0
9 | 1 | 20 | 0 | 0 | 0 | 0 | 0 |  | 0 | 0
9 | 1 | 21 | 0 | 0 | 0 | 0 | 0 |  | 0 | 0
9 | 1 | 22 | 0 | 0 | 0 | 0 | 0 |  | 0 | 0
9 | 1 | 23 | 0 | 0 | 0 | 0 | 0 |  | 0 | 0
9 | 2 | 0 | 0 | 0 | 0 | 0 | 0 |  | 0 | 0
9 | 2 | 1 | 0 | 0 | 0 | 0 | 0 |  | 0 | 0
9 | 2 | 2 | 0 | 0 | 0 | 0 | 0 |  | 0 | 0
9 | 2 | 3 | 0 | 0 | 0 | 0 | 0 |  | 0 | 0
9 | 2 | 4 | 0 | 0 | 0 | 0 | 0 |  | 0 | 0
9 | 2 | 5 | 0 | 0 | 0 | 0 | 0 |  | 0 | 0
9 | 2 | 6 | 107801.919 | 91287.197 | 33840.858 | 8148.049 | 8148.049 |  | 0 | 0
9 | 2 | 7 | 192026.53 | 177224.745 | 119187.448 | 45805.222 | 16284.846 |  | 0 | 0
9 | 2 | 8 | 237135.656 | 233989.657 | 191619.613 | 126429.205 | 76895.501 |  | 0 | 0
9 | 2 | 9 | 259519.788 | 267679.769 | 241322.074 | 193243.634 | 148157.644 |  | 0 | 0
9 | 2 | 10 | 268144.952 | 286453.87 | 275778.125 | 241202.499 | 201202.689 |  | 0 | 0
9 | 2 | 11 | 259907.372 | 287037.419 | 291899.893 | 272147.68 | 237726.966 |  | 0 | 0
9 | 2 | 12 | 235905.658 | 270268.294 | 290211.381 | 285687.61 | 258877.52 |  | 0 | 0
9 | 2 | 13 | 198138.121 | 237872.702 | 272402.295 | 283269.445 | 265308.662 |  | 0 | 0
9 | 2 | 14 | 144501.228 | 189269.618 | 236955.068 | 263216.456 | 255333.096 |  | 0 | 0
9 | 2 | 15 | 74003.197 | 121250.592 | 184004.519 | 224870.829 | 228038.18 |  | 0 | 0
9 | 2 | 16 | 15058.85 | 42046.771 | 110701.629 | 165394.723 | 179370.185 |  | 0 | 0
9 | 2 | 17 | 8496.757 | 8496.757 | 30210.625 | 80870.5 | 94126.281 |  | 0 | 0
9 | 2 | 18 | 0 | 0 | 0 | 0 | 0 |  | 0 | 0
9 | 2 | 19 | 0 | 0 | 0 | 0 | 0 |  | 0 | 0
9 | 2 | 20 | 0 | 0 | 0 | 0 | 0 |  | 0 | 0
9 | 2 | 21 | 0 | 0 | 0 | 0 | 0 |  | 0 | 0
9 | 2 | 22 | 0 | 0 | 0 | 0 | 0 |  | 0 | 0
9 | 2 | 23 | 0 | 0 | 0 | 0 | 0 |  | 0 | 0
9 | 3 | 0 | 0 | 0 | 0 | 0 | 0 |  | 0 | 0
9 | 3 | 1 | 0 | 0 | 0 | 0 | 0 |  | 0 | 0
9 | 3 | 2 | 0 | 0 | 0 | 0 | 0 |  | 0 | 0
9 | 3 | 3 | 0 | 0 | 0 | 0 | 0 |  | 0 | 0
9 | 3 | 4 | 0 | 0 | 0 | 0 | 0 |  | 0 | 0
9 | 3 | 5 | 0 | 0 | 0 | 0 | 0 |  | 0 | 0
9 | 3 | 6 | 97879.581 | 83907.873 | 32543.546 | 9427.644 | 9427.644 |  | 0 | 0
9 | 3 | 7 | 184989.415 | 171022.698 | 115352.003 | 45109.397 | 16708.54 |  | 0 | 0
9 | 3 | 8 | 230007.01 | 227326.154 | 186637.094 | 123880.742 | 76052.814 |  | 0 | 0
9 | 3 | 9 | 253919.376 | 262248.502 | 236691.696 | 189674.711 | 145262.668 |  | 0 | 0
9 | 3 | 10 | 261349.375 | 279511.388 | 269325.173 | 235644.206 | 196449.053 |  | 0 | 0
9 | 3 | 11 | 251399.43 | 277661.388 | 282496.156 | 263600.459 | 230387.42 |  | 0 | 0
9 | 3 | 12 | 227484.699 | 260243.547 | 279238.481 | 274940.291 | 249408.982 |  | 0 | 0
9 | 3 | 13 | 189275.499 | 227453.512 | 260392.05 | 270633.794 | 253407.328 |  | 0 | 0
9 | 3 | 14 | 137323.905 | 179762.88 | 224509.836 | 248897.314 | 241353.6 |  | 0 | 0
9 | 3 | 15 | 70935.293 | 114613.479 | 172317.359 | 209523.738 | 212190.468 |  | 0 | 0
9 | 3 | 16 | 19059.974 | 42745.119 | 103142.218 | 151403.483 | 163578.081 |  | 0 | 0
9 | 3 | 17 | 10930.131 | 10930.131 | 28095.249 | 68210.51 | 78036.564 |  | 0 | 0
9 | 3 | 18 | 0 | 0 | 0 | 0 | 0 |  | 0 | 0
9 | 3 | 19 | 0 | 0 | 0 | 0 | 0 |  | 0 | 0
9 | 3 | 20 | 0 | 0 | 0 | 0 | 0 |  | 0 | 0
9 | 3 | 21 | 0 | 0 | 0 | 0 | 0 |  | 0 | 0
9 | 3 | 22 | 0 | 0 | 0 | 0 | 0 |  | 0 | 0
9 | 3 | 23 | 0 | 0 | 0 | 0 | 0 |  | 0 | 0
9 | 4 | 0 | 0 | 0 | 0 | 0 | 0 |  | 0 | 0
9 | 4 | 1 | 0 | 0 | 0 | 0 | 0 |  | 0 | 0
9 | 4 | 2 | 0 | 0 | 0 | 0 | 0 |  | 0 | 0
9 | 4 | 3 | 0 | 0 | 0 | 0 | 0 |  | 0 | 0
9 | 4 | 4 | 0 | 0 | 0 | 0 | 0 |  | 0 | 0
9 | 4 | 5 | 0 | 0 | 0 | 0 | 0 |  | 0 | 0
9 | 4 | 6 | 57851.837 | 51142.353 | 27739.171 | 16178.057 | 16178.057 |  | 0 | 0
9 | 4 | 7 | 134424.572 | 126109.331 | 93155.859 | 52704.059 | 35761.741 |  | 0 | 0
9 | 4 | 8 | 161554.326 | 160243.952 | 137782.572 | 104881.553 | 80857.147 |  | 0 | 0
9 | 4 | 9 | 205593.418 | 212103.641 | 193228.82 | 159135.278 | 128061.269 |  | 0 | 0
9 | 4 | 10 | 218706.858 | 233170.338 | 225339.061 | 199399.503 | 169902.039 |  | 0 | 0
9 | 4 | 11 | 198328.472 | 215474.141 | 218785.627 | 206442.194 | 185314.851 |  | 0 | 0
9 | 4 | 12 | 206815.461 | 231829.574 | 246724.189 | 243334.099 | 223484.765 |  | 0 | 0
9 | 4 | 13 | 164805.181 | 188481.306 | 209678.004 | 216391.317 | 204962.805 |  | 0 | 0
9 | 4 | 14 | 84168.908 | 91251.263 | 99442.431 | 104136.434 | 102617.51 |  | 0 | 0
9 | 4 | 15 | 64677.461 | 72719.486 | 84195.778 | 92317.014 | 92870.184 |  | 0 | 0
9 | 4 | 16 | 30576.01 | 43551.873 | 76081.551 | 103158.551 | 110123.047 |  | 0 | 0
9 | 4 | 17 | 14945.833 | 14945.833 | 18836.195 | 27114.261 | 29342.725 |  | 0 | 0
9 | 4 | 18 | 0 | 0 | 0 | 0 | 0 |  | 0 | 0
9 | 4 | 19 | 0 | 0 | 0 | 0 | 0 |  | 0 | 0
9 | 4 | 20 | 0 | 0 | 0 | 0 | 0 |  | 0 | 0
9 | 4 | 21 | 0 | 0 | 0 | 0 | 0 |  | 0 | 0
9 | 4 | 22 | 0 | 0 | 0 | 0 | 0 |  | 0 | 0
9 | 4 | 23 | 0 | 0 | 0 | 0 | 0 |  | 0 | 0
9 | 5 | 0 | 0 | 0 | 0 | 0 | 0 |  | 0 | 0
9 | 5 | 1 | 0 | 0 | 0 | 0 | 0 |  | 0 | 0
9 | 5 | 2 | 0 | 0 | 0 | 0 | 0 |  | 0 | 0
9 | 5 | 3 | 0 | 0 | 0 | 0 | 0 |  | 0 | 0
9 | 5 | 4 | 0 | 0 | 0 | 0 | 0 |  | 0 | 0
9 | 5 | 5 | 0 | 0 | 0 | 0 | 0 |  | 0 | 0
9 | 5 | 6 | 4744.468 | 4744.468 | 4744.468 | 4744.468 | 4744.468 |  | 0 | 0
9 | 5 | 7 | 86415.015 | 82236.987 | 65680.073 | 45790.152 | 37114.371 |  | 0 | 0
9 | 5 | 8 | 28560.054 | 28555.228 | 28458.537 | 28326.629 | 28236.774 |  | 0 | 0
9 | 5 | 9 | 102415.46 | 104001.406 | 99643.021 | 91872.309 | 85090.006 |  | 0 | 0
9 | 5 | 10 | 177273.303 | 186471.323 | 181672.651 | 165580.452 | 147442.735 |  | 0 | 0
9 | 5 | 11 | 101104.655 | 105197.661 | 106016.678 | 103085.38 | 98110.852 |  | 0 | 0
9 | 5 | 12 | 135648.72 | 145273.604 | 151103.604 | 149773.104 | 142047.299 |  | 0 | 0
9 | 5 | 13 | 142589.2 | 160056.037 | 175815.717 | 180796.631 | 172186.92 |  | 0 | 0
9 | 5 | 14 | 134674.905 | 178376.692 | 225442.831 | 251543.58 | 242905.092 |  | 0 | 0
9 | 5 | 15 | 70289.143 | 84665.441 | 104935.652 | 119042.627 | 119919.5 |  | 0 | 0
9 | 5 | 16 | 2102.902 | 2102.902 | 2102.902 | 2102.902 | 2102.902 |  | 0 | 0
9 | 5 | 17 | 0 | 0 | 0 | 0 | 0 |  | 0 | 0
9 | 5 | 18 | 0 | 0 | 0 | 0 | 0 |  | 0 | 0
9 | 5 | 19 | 0 | 0 | 0 | 0 | 0 |  | 0 | 0
9 | 5 | 20 | 0 | 0 | 0 | 0 | 0 |  | 0 | 0
9 | 5 | 21 | 0 | 0 | 0 | 0 | 0 |  | 0 | 0
9 | 5 | 22 | 0 | 0 | 0 | 0 | 0 |  | 0 | 0
9 | 5 | 23 | 0 | 0 | 0 | 0 | 0 |  | 0 | 0
9 | 6 | 0 | 0 | 0 | 0 | 0 | 0 |  | 0 | 0
9 | 6 | 1 | 0 | 0 | 0 | 0 | 0 |  | 0 | 0
9 | 6 | 2 | 0 | 0 | 0 | 0 | 0 |  | 0 | 0
9 | 6 | 3 | 0 | 0 | 0 | 0 | 0 |  | 0 | 0
9 | 6 | 4 | 0 | 0 | 0 | 0 | 0 |  | 0 | 0
9 | 6 | 5 | 0 | 0 | 0 | 0 | 0 |  | 0 | 0
9 | 6 | 6 | 53311.715 | 47621.803 | 23859.762 | 12707.773 | 12707.773 |  | 0 | 0
9 | 6 | 7 | 15819.513 | 15819.513 | 15819.513 | 15819.513 | 15819.513 |  | 0 | 0
9 | 6 | 8 | 91747.854 | 91443.472 | 83962.298 | 73272.801 | 65637.111 |  | 0 | 0
9 | 6 | 9 | 62504.95 | 62871.517 | 61910.665 | 60185.058 | 58676.567 |  | 0 | 0
9 | 6 | 10 | 61211.612 | 61845.24 | 61526.909 | 60443.038 | 59228.463 |  | 0 | 0
9 | 6 | 11 | 11639.79 | 11639.79 | 11639.79 | 11639.79 | 11639.79 |  | 0 | 0
9 | 6 | 12 | 145120.209 | 158525.684 | 166640.237 | 164793.502 | 154043.445 |  | 0 | 0
9 | 6 | 13 | 108916.302 | 117253.712 | 124816.127 | 127197.245 | 123017.838 |  | 0 | 0
9 | 6 | 14 | 101757.297 | 113804.039 | 127403.215 | 135101.914 | 132462.002 |  | 0 | 0
9 | 6 | 15 | 71988.369 | 102748.854 | 145221.998 | 173887.131 | 175493.049 |  | 0 | 0
9 | 6 | 16 | 12470.318 | 12470.318 | 12470.318 | 12470.318 | 12470.318 |  | 0 | 0
9 | 6 | 17 | 7813.445 | 7813.445 | 7813.445 | 7813.445 | 7813.445 |  | 0 | 0
9 | 6 | 18 | 0 | 0 | 0 | 0 | 0 |  | 0 | 0
9 | 6 | 19 | 0 | 0 | 0 | 0 | 0 |  | 0 | 0
9 | 6 | 20 | 0 | 0 | 0 | 0 | 0 |  | 0 | 0
9 | 6 | 21 | 0 | 0 | 0 | 0 | 0 |  | 0 | 0
9 | 6 | 22 | 0 | 0 | 0 | 0 | 0 |  | 0 | 0
9 | 6 | 23 | 0 | 0 | 0 | 0 | 0 |  | 0 | 0
9 | 7 | 0 | 0 | 0 | 0 | 0 | 0 |  | 0 | 0
9 | 7 | 1 | 0 | 0 | 0 | 0 | 0 |  | 0 | 0
9 | 7 | 2 | 0 | 0 | 0 | 0 | 0 |  | 0 | 0
9 | 7 | 3 | 0 | 0 | 0 | 0 | 0 |  | 0 | 0
9 | 7 | 4 | 0 | 0 | 0 | 0 | 0 |  | 0 | 0
9 | 7 | 5 | 0 | 0 | 0 | 0 | 0 |  | 0 | 0
9 | 7 | 6 | 13358.47 | 13132.553 | 12578.406 | 12192.199 | 12192.199 |  | 0 | 0
9 | 7 | 7 | 1012.382 | 1012.382 | 1012.382 | 1012.382 | 1012.382 |  | 0 | 0
9 | 7 | 8 | 13879.192 | 13879.192 | 13879.192 | 13879.192 | 13879.192 |  | 0 | 0
9 | 7 | 9 | 44582.289 | 44698.324 | 44407.72 | 43880.751 | 43426.131 |  | 0 | 0
9 | 7 | 10 | 90167.34 | 91756.786 | 90989.406 | 88313.496 | 85294.415 |  | 0 | 0
9 | 7 | 11 | 187084.779 | 202455.677 | 205671.219 | 194915.199 | 176303.292 |  | 0 | 0
9 | 7 | 12 | 175363.599 | 196879.269 | 209835.232 | 206899.135 | 189717.373 |  | 0 | 0
9 | 7 | 13 | 51281.132 | 52114.848 | 52871.787 | 53108.543 | 52686.431 |  | 0 | 0
9 | 7 | 14 | 89299.592 | 98014.196 | 107900.954 | 113475.225 | 111508.635 |  | 0 | 0
9 | 7 | 15 | 30013.395 | 30193.612 | 30458.333 | 30652.49 | 30662.32 |  | 0 | 0
9 | 7 | 16 | 33474.304 | 40980.146 | 59662.44 | 75464.589 | 79399.527 |  | 0 | 0
9 | 7 | 17 | 12460.111 | 12460.111 | 14648.427 | 19345.432 | 20484.636 |  | 0 | 0
9 | 7 | 18 | 0 | 0 | 0 | 0 | 0 |  | 0 | 0
9 | 7 | 19 | 0 | 0 | 0 | 0 | 0 |  | 0 | 0
9 | 7 | 20 | 0 | 0 | 0 | 0 | 0 |  | 0 | 0
9 | 7 | 21 | 0 | 0 | 0 | 0 | 0 |  | 0 | 0
9 | 7 | 22 | 0 | 0 | 0 | 0 | 0 |  | 0 | 0
9 | 7 | 23 | 0 | 0 | 0 | 0 | 0 |  | 0 | 0
9 | 8 | 0 | 0 | 0 | 0 | 0 | 0 |  | 0 | 0
9 | 8 | 1 | 0 | 0 | 0 | 0 | 0 |  | 0 | 0
9 | 8 | 2 | 0 | 0 | 0 | 0 | 0 |  | 0 | 0
9 | 8 | 3 | 0 | 0 | 0 | 0 | 0 |  | 0 | 0
9 | 8 | 4 | 0 | 0 | 0 | 0 | 0 |  | 0 | 0
9 | 8 | 5 | 0 | 0 | 0 | 0 | 0 |  | 0 | 0
9 | 8 | 6 | 0 | 0 | 0 | 0 | 0 |  | 0 | 0
9 | 8 | 7 | 15073.377 | 15073.377 | 15073.377 | 15073.377 | 15073.377 |  | 0 | 0
9 | 8 | 8 | 58114.772 | 58073.355 | 56188.888 | 53493.003 | 51564.728 |  | 0 | 0
9 | 8 | 9 | 100769.795 | 102530.983 | 98307.591 | 90535.023 | 83580.55 |  | 0 | 0
9 | 8 | 10 | 59448.898 | 60048.18 | 59770.182 | 58777.531 | 57651.299 |  | 0 | 0
9 | 8 | 11 | 99079.882 | 101714.468 | 102281.367 | 100450.713 | 97288.938 |  | 0 | 0
9 | 8 | 12 | 118145.293 | 125693.612 | 130268.902 | 129232.808 | 123180.391 |  | 0 | 0
9 | 8 | 13 | 58745.367 | 59939.564 | 61020.519 | 61355.518 | 60748.634 |  | 0 | 0
9 | 8 | 14 | 58598.022 | 60198.7 | 62032.205 | 63063.207 | 62689.096 |  | 0 | 0
9 | 8 | 15 | 54298.008 | 57160.067 | 61221.65 | 64061.836 | 64188.64 |  | 0 | 0
9 | 8 | 16 | 5657.327 | 5657.327 | 5657.327 | 5657.327 | 5657.327 |  | 0 | 0
9 | 8 | 17 | 4054.095 | 4054.095 | 4054.095 | 4054.095 | 4054.095 |  | 0 | 0
9 | 8 | 18 | 0 | 0 | 0 | 0 | 0 |  | 0 | 0
9 | 8 | 19 | 0 | 0 | 0 | 0 | 0 |  | 0 | 0
9 | 8 | 20 | 0 | 0 | 0 | 0 | 0 |  | 0 | 0
9 | 8 | 21 | 0 | 0 | 0 | 0 | 0 |  | 0 | 0
9 | 8 | 22 | 0 | 0 | 0 | 0 | 0 |  | 0 | 0
9 | 8 | 23 | 0 | 0 | 0 | 0 | 0 |  | 0 | 0
9 | 9 | 0 | 0 | 0 | 0 | 0 | 0 |  | 0 | 0
9 | 9 | 1 | 0 | 0 | 0 | 0 | 0 |  | 0 | 0
9 | 9 | 2 | 0 | 0 | 0 | 0 | 0 |  | 0 | 0
9 | 9 | 3 | 0 | 0 | 0 | 0 | 0 |  | 0 | 0
9 | 9 | 4 | 0 | 0 | 0 | 0 | 0 |  | 0 | 0
9 | 9 | 5 | 0 | 0 | 0 | 0 | 0 |  | 0 | 0
9 | 9 | 6 | 71886.171 | 65384.642 | 27744.4 | 10601.346 | 10601.346 |  | 0 | 0
9 | 9 | 7 | 168441.034 | 157468.712 | 107372.705 | 43583.141 | 18013.212 |  | 0 | 0
9 | 9 | 8 | 223222.338 | 222732.083 | 182528.409 | 119298.708 | 70196.95 |  | 0 | 0
9 | 9 | 9 | 250866.041 | 261937.303 | 236360.482 | 187387.015 | 139950.039 |  | 0 | 0
9 | 9 | 10 | 262586.935 | 284802.632 | 274969.67 | 238106.906 | 194396.662 |  | 0 | 0
9 | 9 | 11 | 255429.693 | 287533.422 | 294460.691 | 272634.368 | 233590.994 |  | 0 | 0
9 | 9 | 12 | 191368.443 | 216899.814 | 232190.506 | 228750.022 | 208461.226 |  | 0 | 0
9 | 9 | 13 | 190341.225 | 235377.296 | 274522.61 | 286247.558 | 264559.467 |  | 0 | 0
9 | 9 | 14 | 132603.382 | 182820.31 | 234816.282 | 262872.84 | 252503.429 |  | 0 | 0
9 | 9 | 15 | 62509.318 | 111166.857 | 176280.711 | 217882.895 | 219463.255 |  | 0 | 0
9 | 9 | 16 | 13721.764 | 35064.635 | 99491.356 | 152084.788 | 164130.422 |  | 0 | 0
9 | 9 | 17 | 7921.484 | 7921.484 | 22118.052 | 60858.18 | 65549.064 |  | 0 | 0
9 | 9 | 18 | 0 | 0 | 0 | 0 | 0 |  | 0 | 0
9 | 9 | 19 | 0 | 0 | 0 | 0 | 0 |  | 0 | 0
9 | 9 | 20 | 0 | 0 | 0 | 0 | 0 |  | 0 | 0
9 | 9 | 21 | 0 | 0 | 0 | 0 | 0 |  | 0 | 0
9 | 9 | 22 | 0 | 0 | 0 | 0 | 0 |  | 0 | 0
9 | 9 | 23 | 0 | 0 | 0 | 0 | 0 |  | 0 | 0
9 | 10 | 0 | 0 | 0 | 0 | 0 | 0 |  | 0 | 0
9 | 10 | 1 | 0 | 0 | 0 | 0 | 0 |  | 0 | 0
9 | 10 | 2 | 0 | 0 | 0 | 0 | 0 |  | 0 | 0
9 | 10 | 3 | 0 | 0 | 0 | 0 | 0 |  | 0 | 0
9 | 10 | 4 | 0 | 0 | 0 | 0 | 0 |  | 0 | 0
9 | 10 | 5 | 0 | 0 | 0 | 0 | 0 |  | 0 | 0
9 | 10 | 6 | 73012.778 | 67101.839 | 27926.931 | 10216.395 | 10216.395 |  | 0 | 0
9 | 10 | 7 | 26838.825 | 26728.055 | 26254.662 | 25696.08 | 25379.47 |  | 0 | 0
9 | 10 | 8 | 153692.89 | 153634.818 | 132055.751 | 98926.314 | 73677.35 |  | 0 | 0
9 | 10 | 9 | 120304.145 | 123048.139 | 117006.305 | 105626.05 | 95161.991 |  | 0 | 0
9 | 10 | 10 | 193110.538 | 205771.671 | 200382.815 | 179807.605 | 155516.402 |  | 0 | 0
9 | 10 | 11 | 241843.726 | 270441.186 | 276680.902 | 257553.975 | 222626.941 |  | 0 | 0
9 | 10 | 12 | 218453.18 | 254656.694 | 275698.595 | 271020.866 | 242864.34 |  | 0 | 0
9 | 10 | 13 | 180333.448 | 221338.777 | 256309.933 | 266578.35 | 247238.302 |  | 0 | 0
9 | 10 | 14 | 126980.764 | 173250.457 | 220211.652 | 245119.529 | 235693.196 |  | 0 | 0
9 | 10 | 15 | 60812.878 | 105773.669 | 165411.133 | 202971.47 | 204172.797 |  | 0 | 0
9 | 10 | 16 | 17943.689 | 36275.731 | 91866.763 | 137329.845 | 147579.793 |  | 0 | 0
9 | 10 | 17 | 9704.2 | 9704.2 | 20090.024 | 46942.166 | 51077.23 |  | 0 | 0
9 | 10 | 18 | 0 | 0 | 0 | 0 | 0 |  | 0 | 0
9 | 10 | 19 | 0 | 0 | 0 | 0 | 0 |  | 0 | 0
9 | 10 | 20 | 0 | 0 | 0 | 0 | 0 |  | 0 | 0
9 | 10 | 21 | 0 | 0 | 0 | 0 | 0 |  | 0 | 0
9 | 10 | 22 | 0 | 0 | 0 | 0 | 0 |  | 0 | 0
9 | 10 | 23 | 0 | 0 | 0 | 0 | 0 |  | 0 | 0
9 | 11 | 0 | 0 | 0 | 0 | 0 | 0 |  | 0 | 0
9 | 11 | 1 | 0 | 0 | 0 | 0 | 0 |  | 0 | 0
9 | 11 | 2 | 0 | 0 | 0 | 0 | 0 |  | 0 | 0
9 | 11 | 3 | 0 | 0 | 0 | 0 | 0 |  | 0 | 0
9 | 11 | 4 | 0 | 0 | 0 | 0 | 0 |  | 0 | 0
9 | 11 | 5 | 0 | 0 | 0 | 0 | 0 |  | 0 | 0
9 | 11 | 6 | 81015.31 | 75338.385 | 30067.266 | 10006.053 | 10006.053 |  | 0 | 0
9 | 11 | 7 | 188478.465 | 176482.751 | 118467.475 | 44080.065 | 14927.4 |  | 0 | 0
9 | 11 | 8 | 245506.858 | 245821.5 | 200838.717 | 128988.011 | 72474.437 |  | 0 | 0
9 | 11 | 9 | 275764.271 | 289200.819 | 260673.215 | 204885.695 | 149692.529 |  | 0 | 0
9 | 11 | 10 | 284404.765 | 309948.613 | 299539.492 | 258478.411 | 209190.66 |  | 0 | 0
9 | 11 | 11 | 273868.468 | 309823.878 | 317905.289 | 293958.632 | 250582.776 |  | 0 | 0
9 | 11 | 12 | 244779.548 | 288797.649 | 314774.162 | 308988.541 | 274407.304 |  | 0 | 0
9 | 11 | 13 | 199857.421 | 249150.431 | 291786.871 | 304334.979 | 280384.54 |  | 0 | 0
9 | 11 | 14 | 136376.978 | 191749.54 | 248124.366 | 278247.112 | 266513.528 |  | 0 | 0
9 | 11 | 15 | 61311.023 | 115288.343 | 187349.261 | 232669.15 | 233858.342 |  | 0 | 0
9 | 11 | 16 | 10727.825 | 32132.019 | 104533.581 | 163931.272 | 176980.405 |  | 0 | 0
9 | 11 | 17 | 5893.789 | 5893.789 | 20928.275 | 63216.355 | 68108.506 |  | 0 | 0
9 | 11 | 18 | 0 | 0 | 0 | 0 | 0 |  | 0 | 0
9 | 11 | 19 | 0 | 0 | 0 | 0 | 0 |  | 0 | 0
9 | 11 | 20 | 0 | 0 | 0 | 0 | 0 |  | 0 | 0
9 | 11 | 21 | 0 | 0 | 0 | 0 | 0 |  | 0 | 0
9 | 11 | 22 | 0 | 0 | 0 | 0 | 0 |  | 0 | 0
9 | 11 | 23 | 0 | 0 | 0 | 0 | 0 |  | 0 | 0
9 | 12 | 0 | 0 | 0 | 0 | 0 | 0 |  | 0 | 0
9 | 12 | 1 | 0 | 0 | 0 | 0 | 0 |  | 0 | 0
9 | 12 | 2 | 0 | 0 | 0 | 0 | 0 |  | 0 | 0
9 | 12 | 3 | 0 | 0 | 0 | 0 | 0 |  | 0 | 0
9 | 12 | 4 | 0 | 0 | 0 | 0 | 0 |  | 0 | 0
9 | 12 | 5 | 0 | 0 | 0 | 0 | 0 |  | 0 | 0
9 | 12 | 6 | 94336.122 | 89378.643 | 31445.674 | 6748.852 | 6748.852 |  | 0 | 0
9 | 12 | 7 | 197981.824 | 185726.566 | 123773.882 | 42579.439 | 11258.711 |  | 0 | 0
9 | 12 | 8 | 244955.971 | 245686.37 | 201906.794 | 130039.574 | 72183.019 |  | 0 | 0
9 | 12 | 9 | 271234.202 | 284474.468 | 257421.119 | 203192.699 | 148115.887 |  | 0 | 0
9 | 12 | 10 | 278854.722 | 303391.488 | 293833.15 | 254741.74 | 206802.696 |  | 0 | 0
9 | 12 | 11 | 268042.505 | 302456.53 | 310278.126 | 287706.218 | 246084.74 |  | 0 | 0
9 | 12 | 12 | 240887.861 | 283496.072 | 308357.551 | 302855.287 | 269664.977 |  | 0 | 0
9 | 12 | 13 | 198253.54 | 246804.924 | 288137.89 | 300088.273 | 276876.755 |  | 0 | 0
9 | 12 | 14 | 135579.184 | 191403.394 | 246862.646 | 275928.185 | 264351.964 |  | 0 | 0
9 | 12 | 15 | 59719.76 | 114670.557 | 186862.401 | 231128.635 | 232020.407 |  | 0 | 0
9 | 12 | 16 | 9850.873 | 30958.701 | 105594.791 | 165921.187 | 178743.559 |  | 0 | 0
9 | 12 | 17 | 5844.968 | 5844.968 | 20442.996 | 62427.873 | 66882.656 |  | 0 | 0
9 | 12 | 18 | 0 | 0 | 0 | 0 | 0 |  | 0 | 0
9 | 12 | 19 | 0 | 0 | 0 | 0 | 0 |  | 0 | 0
9 | 12 | 20 | 0 | 0 | 0 | 0 | 0 |  | 0 | 0
9 | 12 | 21 | 0 | 0 | 0 | 0 | 0 |  | 0 | 0
9 | 12 | 22 | 0 | 0 | 0 | 0 | 0 |  | 0 | 0
9 | 12 | 23 | 0 | 0 | 0 | 0 | 0 |  | 0 | 0
9 | 13 | 0 | 0 | 0 | 0 | 0 | 0 |  | 0 | 0
9 | 13 | 1 | 0 | 0 | 0 | 0 | 0 |  | 0 | 0
9 | 13 | 2 | 0 | 0 | 0 | 0 | 0 |  | 0 | 0
9 | 13 | 3 | 0 | 0 | 0 | 0 | 0 |  | 0 | 0
9 | 13 | 4 | 0 | 0 | 0 | 0 | 0 |  | 0 | 0
9 | 13 | 5 | 0 | 0 | 0 | 0 | 0 |  | 0 | 0
9 | 13 | 6 | 85223.956 | 80368.277 | 29532.609 | 7031.292 | 7031.292 |  | 0 | 0
9 | 13 | 7 | 185640.557 | 174594.108 | 117057.229 | 41500.868 | 12424.048 |  | 0 | 0
9 | 13 | 8 | 236419.561 | 237558.816 | 194750.847 | 124514.42 | 68049.522 |  | 0 | 0
9 | 13 | 9 | 260255.306 | 273601.659 | 247446.25 | 194898.601 | 141663.597 |  | 0 | 0
9 | 13 | 10 | 268486.304 | 293006.443 | 283836.052 | 245511.571 | 198641.469 |  | 0 | 0
9 | 13 | 11 | 257814.873 | 291905.379 | 299834.461 | 277632.455 | 236721.545 |  | 0 | 0
9 | 13 | 12 | 231535.223 | 273555.355 | 298253.389 | 292790.272 | 259908.572 |  | 0 | 0
9 | 13 | 13 | 189241.984 | 236419.031 | 276817.539 | 288459.489 | 265523.563 |  | 0 | 0
9 | 13 | 14 | 128827.34 | 182498.456 | 236131.613 | 264362.765 | 252810.411 |  | 0 | 0
9 | 13 | 15 | 55163.164 | 107743.612 | 177671.049 | 220974.187 | 221593.227 |  | 0 | 0
9 | 13 | 16 | 10235.806 | 28905.977 | 97275.097 | 153363.219 | 165175.739 |  | 0 | 0
9 | 13 | 17 | 5653.154 | 5653.154 | 17990.972 | 52632.214 | 57013.476 |  | 0 | 0
9 | 13 | 18 | 0 | 0 | 0 | 0 | 0 |  | 0 | 0
9 | 13 | 19 | 0 | 0 | 0 | 0 | 0 |  | 0 | 0
9 | 13 | 20 | 0 | 0 | 0 | 0 | 0 |  | 0 | 0
9 | 13 | 21 | 0 | 0 | 0 | 0 | 0 |  | 0 | 0
9 | 13 | 22 | 0 | 0 | 0 | 0 | 0 |  | 0 | 0
9 | 13 | 23 | 0 | 0 | 0 | 0 | 0 |  | 0 | 0
9 | 14 | 0 | 0 | 0 | 0 | 0 | 0 |  | 0 | 0
9 | 14 | 1 | 0 | 0 | 0 | 0 | 0 |  | 0 | 0
9 | 14 | 2 | 0 | 0 | 0 | 0 | 0 |  | 0 | 0
9 | 14 | 3 | 0 | 0 | 0 | 0 | 0 |  | 0 | 0
9 | 14 | 4 | 0 | 0 | 0 | 0 | 0 |  | 0 | 0
9 | 14 | 5 | 0 | 0 | 0 | 0 | 0 |  | 0 | 0
9 | 14 | 6 | 65293.839 | 61187.49 | 26152.601 | 9839.584 | 9839.584 |  | 0 | 0
9 | 14 | 7 | 162548.784 | 153464.177 | 105507.926 | 43772.276 | 19568.53 |  | 0 | 0
9 | 14 | 8 | 221567.831 | 223024.831 | 183574.03 | 120003.529 | 69704.381 |  | 0 | 0
9 | 14 | 9 | 153130.913 | 158525.893 | 148418.605 | 128576.216 | 109696.384 |  | 0 | 0
9 | 14 | 10 | 268102.852 | 293713.186 | 284506.595 | 245335.452 | 197921.647 |  | 0 | 0
9 | 14 | 11 | 260777.645 | 296736.734 | 305331.341 | 281997.741 | 239328.484 |  | 0 | 0
9 | 14 | 12 | 231839.444 | 275206.047 | 301033.815 | 295313.423 | 261080.697 |  | 0 | 0
9 | 14 | 13 | 191910.856 | 240334.624 | 282288.715 | 294384.418 | 270238.159 |  | 0 | 0
9 | 14 | 14 | 131097.038 | 185886.798 | 241350.271 | 270740.768 | 258385.071 |  | 0 | 0
9 | 14 | 15 | 58075.911 | 109395.828 | 178540.799 | 221915.394 | 222277.894 |  | 0 | 0
9 | 14 | 16 | 15960.85 | 32815.973 | 96239.554 | 149204.551 | 160296.71 |  | 0 | 0
9 | 14 | 17 | 7359.2 | 7359.2 | 17630.59 | 45846.312 | 49960.165 |  | 0 | 0
9 | 14 | 18 | 0 | 0 | 0 | 0 | 0 |  | 0 | 0
9 | 14 | 19 | 0 | 0 | 0 | 0 | 0 |  | 0 | 0
9 | 14 | 20 | 0 | 0 | 0 | 0 | 0 |  | 0 | 0
9 | 14 | 21 | 0 | 0 | 0 | 0 | 0 |  | 0 | 0
9 | 14 | 22 | 0 | 0 | 0 | 0 | 0 |  | 0 | 0
9 | 14 | 23 | 0 | 0 | 0 | 0 | 0 |  | 0 | 0
9 | 15 | 0 | 0 | 0 | 0 | 0 | 0 |  | 0 | 0
9 | 15 | 1 | 0 | 0 | 0 | 0 | 0 |  | 0 | 0
9 | 15 | 2 | 0 | 0 | 0 | 0 | 0 |  | 0 | 0
9 | 15 | 3 | 0 | 0 | 0 | 0 | 0 |  | 0 | 0
9 | 15 | 4 | 0 | 0 | 0 | 0 | 0 |  | 0 | 0
9 | 15 | 5 | 0 | 0 | 0 | 0 | 0 |  | 0 | 0
9 | 15 | 6 | 90236.522 | 85245.153 | 31495.706 | 7066.656 | 7066.656 |  | 0 | 0
9 | 15 | 7 | 200748.971 | 189387.672 | 126321.218 | 43329.822 | 12180.76 |  | 0 | 0
9 | 15 | 8 | 254129.102 | 256272.956 | 210566.983 | 134701.933 | 73183.745 |  | 0 | 0
9 | 15 | 9 | 224276.9 | 235693.514 | 215054.419 | 173362.899 | 131762.893 |  | 0 | 0
9 | 15 | 10 | 225833.19 | 244940.348 | 238361.342 | 209579.238 | 174575.026 |  | 0 | 0
9 | 15 | 11 | 218107.826 | 243937.001 | 250212.181 | 233622.284 | 203068.835 |  | 0 | 0
9 | 15 | 12 | 195108.276 | 225406.938 | 243395.616 | 239425.907 | 215574.683 |  | 0 | 0
9 | 15 | 13 | 171762.484 | 209288.614 | 241293.632 | 250362.198 | 231945.622 |  | 0 | 0
9 | 15 | 14 | 129502.877 | 185460.096 | 239379.852 | 266880.905 | 255121.602 |  | 0 | 0
9 | 15 | 15 | 56314.104 | 109934.808 | 180150.879 | 222356.067 | 222451.933 |  | 0 | 0
9 | 15 | 16 | 13980.082 | 30709.061 | 97034.064 | 151205.071 | 162095.332 |  | 0 | 0
9 | 15 | 17 | 7221.361 | 7221.361 | 17173.183 | 44754.954 | 48674.009 |  | 0 | 0
9 | 15 | 18 | 0 | 0 | 0 | 0 | 0 |  | 0 | 0
9 | 15 | 19 | 0 | 0 | 0 | 0 | 0 |  | 0 | 0
9 | 15 | 20 | 0 | 0 | 0 | 0 | 0 |  | 0 | 0
9 | 15 | 21 | 0 | 0 | 0 | 0 | 0 |  | 0 | 0
9 | 15 | 22 | 0 | 0 | 0 | 0 | 0 |  | 0 | 0
9 | 15 | 23 | 0 | 0 | 0 | 0 | 0 |  | 0 | 0
9 | 16 | 0 | 0 | 0 | 0 | 0 | 0 |  | 0 | 0
9 | 16 | 1 | 0 | 0 | 0 | 0 | 0 |  | 0 | 0
9 | 16 | 2 | 0 | 0 | 0 | 0 | 0 |  | 0 | 0
9 | 16 | 3 | 0 | 0 | 0 | 0 | 0 |  | 0 | 0
9 | 16 | 4 | 0 | 0 | 0 | 0 | 0 |  | 0 | 0
9 | 16 | 5 | 0 | 0 | 0 | 0 | 0 |  | 0 | 0
9 | 16 | 6 | 4342.211 | 4342.211 | 4342.211 | 4342.211 | 4342.211 |  | 0 | 0
9 | 16 | 7 | 31162.809 | 30995.987 | 30130.733 | 29074.31 | 28445.442 |  | 0 | 0
9 | 16 | 8 | 61175.501 | 61303.365 | 59106.858 | 55771.343 | 53254.72 |  | 0 | 0
9 | 16 | 9 | 245767.541 | 259371.358 | 235671.541 | 186982.356 | 137478.757 |  | 0 | 0
9 | 16 | 10 | 257530.754 | 282389.382 | 274216.375 | 237174.406 | 191424.582 |  | 0 | 0
9 | 16 | 11 | 124958.89 | 132322.91 | 134169.894 | 129435.707 | 120854.66 |  | 0 | 0
9 | 16 | 12 | 70366.96 | 72091.951 | 73145.64 | 72911.71 | 71526.937 |  | 0 | 0
9 | 16 | 13 | 155547.626 | 184584.35 | 209782.739 | 216951.608 | 202216.648 |  | 0 | 0
9 | 16 | 14 | 98309.02 | 116292.526 | 135295.937 | 145423.025 | 140943.956 |  | 0 | 0
9 | 16 | 15 | 58973.443 | 69552.584 | 84142.705 | 93702.712 | 93666.148 |  | 0 | 0
9 | 16 | 16 | 28359.549 | 33063.971 | 48727.726 | 61985.112 | 64758.078 |  | 0 | 0
9 | 16 | 17 | 7573.428 | 7573.428 | 8610.642 | 11012.302 | 11689.542 |  | 0 | 0
9 | 16 | 18 | 0 | 0 | 0 | 0 | 0 |  | 0 | 0
9 | 16 | 19 | 0 | 0 | 0 | 0 | 0 |  | 0 | 0
9 | 16 | 20 | 0 | 0 | 0 | 0 | 0 |  | 0 | 0
9 | 16 | 21 | 0 | 0 | 0 | 0 | 0 |  | 0 | 0
9 | 16 | 22 | 0 | 0 | 0 | 0 | 0 |  | 0 | 0
9 | 16 | 23 | 0 | 0 | 0 | 0 | 0 |  | 0 | 0
9 | 17 | 0 | 0 | 0 | 0 | 0 | 0 |  | 0 | 0
9 | 17 | 1 | 0 | 0 | 0 | 0 | 0 |  | 0 | 0
9 | 17 | 2 | 0 | 0 | 0 | 0 | 0 |  | 0 | 0
9 | 17 | 3 | 0 | 0 | 0 | 0 | 0 |  | 0 | 0
9 | 17 | 4 | 0 | 0 | 0 | 0 | 0 |  | 0 | 0
9 | 17 | 5 | 0 | 0 | 0 | 0 | 0 |  | 0 | 0
9 | 17 | 6 | 5702.165 | 5702.165 | 5702.165 | 5702.165 | 5702.165 |  | 0 | 0
9 | 17 | 7 | 140804.044 | 134164.208 | 95342.688 | 44968.055 | 25000.203 |  | 0 | 0
9 | 17 | 8 | 201732.32 | 204054.328 | 169960.932 | 113999.707 | 69119.377 |  | 0 | 0
9 | 17 | 9 | 237624.934 | 251468.929 | 228247.955 | 180233.368 | 131319.956 |  | 0 | 0
9 | 17 | 10 | 249448.95 | 274482.13 | 266601.328 | 229903.381 | 184564.269 |  | 0 | 0
9 | 17 | 11 | 240934.615 | 274929.523 | 283452.689 | 262042.155 | 222104.957 |  | 0 | 0
9 | 17 | 12 | 216424.337 | 258166.407 | 282946.719 | 277507.256 | 244683.056 |  | 0 | 0
9 | 17 | 13 | 176205.199 | 222388.087 | 261947.811 | 273023.814 | 249873.847 |  | 0 | 0
9 | 17 | 14 | 116854.17 | 169399.01 | 221408.376 | 248409.554 | 236240.718 |  | 0 | 0
9 | 17 | 15 | 50422.928 | 98133.378 | 162276.231 | 201637.9 | 201248.644 |  | 0 | 0
9 | 17 | 16 | 15169.693 | 28066.923 | 84668.632 | 132157.66 | 141449.799 |  | 0 | 0
9 | 17 | 17 | 5706.066 | 5706.066 | 12952.681 | 32839.474 | 36200.957 |  | 0 | 0
9 | 17 | 18 | 0 | 0 | 0 | 0 | 0 |  | 0 | 0
9 | 17 | 19 | 0 | 0 | 0 | 0 | 0 |  | 0 | 0
9 | 17 | 20 | 0 | 0 | 0 | 0 | 0 |  | 0 | 0
9 | 17 | 21 | 0 | 0 | 0 | 0 | 0 |  | 0 | 0
9 | 17 | 22 | 0 | 0 | 0 | 0 | 0 |  | 0 | 0
9 | 17 | 23 | 0 | 0 | 0 | 0 | 0 |  | 0 | 0
9 | 18 | 0 | 0 | 0 | 0 | 0 | 0 |  | 0 | 0
9 | 18 | 1 | 0 | 0 | 0 | 0 | 0 |  | 0 | 0
9 | 18 | 2 | 0 | 0 | 0 | 0 | 0 |  | 0 | 0
9 | 18 | 3 | 0 | 0 | 0 | 0 | 0 |  | 0 | 0
9 | 18 | 4 | 0 | 0 | 0 | 0 | 0 |  | 0 | 0
9 | 18 | 5 | 0 | 0 | 0 | 0 | 0 |  | 0 | 0
9 | 18 | 6 | 57557.837 | 53921.316 | 24176.35 | 9272.012 | 9272.012 |  | 0 | 0
9 | 18 | 7 | 156520.116 | 148944.694 | 102463.149 | 41445.96 | 18214.87 |  | 0 | 0
9 | 18 | 8 | 213269.301 | 216232.566 | 178547.811 | 115839.764 | 65068.712 |  | 0 | 0
9 | 18 | 9 | 241505.448 | 256213.443 | 232429.278 | 182682.905 | 131532.574 |  | 0 | 0
9 | 18 | 10 | 251871.286 | 277877.698 | 270054.272 | 232453.207 | 185697.837 |  | 0 | 0
9 | 18 | 11 | 243192.334 | 278355.964 | 287303.539 | 265370.065 | 224197.046 |  | 0 | 0
9 | 18 | 12 | 217121.756 | 259747.952 | 285034.249 | 279498.84 | 246013.46 |  | 0 | 0
9 | 18 | 13 | 176052.689 | 222906.492 | 262916.745 | 274014.607 | 250466.918 |  | 0 | 0
9 | 18 | 14 | 116042.603 | 169237.936 | 221553.48 | 248564.961 | 236112.431 |  | 0 | 0
9 | 18 | 15 | 52214.773 | 97526.642 | 158598.357 | 196020.624 | 195420.102 |  | 0 | 0
9 | 18 | 16 | 19161.613 | 30217.783 | 80156.911 | 122306.402 | 130420.101 |  | 0 | 0
9 | 18 | 17 | 6661.705 | 6661.705 | 11597.519 | 24916.625 | 27442.244 |  | 0 | 0
9 | 18 | 18 | 0 | 0 | 0 | 0 | 0 |  | 0 | 0
9 | 18 | 19 | 0 | 0 | 0 | 0 | 0 |  | 0 | 0
9 | 18 | 20 | 0 | 0 | 0 | 0 | 0 |  | 0 | 0
9 | 18 | 21 | 0 | 0 | 0 | 0 | 0 |  | 0 | 0
9 | 18 | 22 | 0 | 0 | 0 | 0 | 0 |  | 0 | 0
9 | 18 | 23 | 0 | 0 | 0 | 0 | 0 |  | 0 | 0
9 | 19 | 0 | 0 | 0 | 0 | 0 | 0 |  | 0 | 0
9 | 19 | 1 | 0 | 0 | 0 | 0 | 0 |  | 0 | 0
9 | 19 | 2 | 0 | 0 | 0 | 0 | 0 |  | 0 | 0
9 | 19 | 3 | 0 | 0 | 0 | 0 | 0 |  | 0 | 0
9 | 19 | 4 | 0 | 0 | 0 | 0 | 0 |  | 0 | 0
9 | 19 | 5 | 0 | 0 | 0 | 0 | 0 |  | 0 | 0
9 | 19 | 6 | 39183.114 | 36542.145 | 20482.824 | 11755.133 | 11755.133 |  | 0 | 0
9 | 19 | 7 | 133487.61 | 127514.226 | 89467.517 | 39486.336 | 20187.187 |  | 0 | 0
9 | 19 | 8 | 180314.01 | 182926.921 | 153724.629 | 105107.445 | 65705.926 |  | 0 | 0
9 | 19 | 9 | 195938.474 | 206619.382 | 189968.013 | 154905.407 | 119134.214 |  | 0 | 0
9 | 19 | 10 | 196792.583 | 213085.349 | 208394.551 | 185227.027 | 156485.593 |  | 0 | 0
9 | 19 | 11 | 207524.236 | 233788.523 | 240556.795 | 224348.118 | 193662.713 |  | 0 | 0
9 | 19 | 12 | 198821.414 | 235003.856 | 256122.55 | 251533.757 | 223447.066 |  | 0 | 0
9 | 19 | 13 | 144881.478 | 172417.267 | 195837.102 | 202271.071 | 188412.418 |  | 0 | 0
9 | 19 | 14 | 109571.302 | 153762.827 | 196009.237 | 217255.146 | 207279.581 |  | 0 | 0
9 | 19 | 15 | 52277.576 | 90903.955 | 141975.278 | 172458.617 | 171786.788 |  | 0 | 0
9 | 19 | 16 | 21302.084 | 30475.699 | 72283.556 | 107195.842 | 113741.398 |  | 0 | 0
9 | 19 | 17 | 5742.117 | 5742.117 | 9410.55 | 19118.022 | 21239.383 |  | 0 | 0
9 | 19 | 18 | 0 | 0 | 0 | 0 | 0 |  | 0 | 0
9 | 19 | 19 | 0 | 0 | 0 | 0 | 0 |  | 0 | 0
9 | 19 | 20 | 0 | 0 | 0 | 0 | 0 |  | 0 | 0
9 | 19 | 21 | 0 | 0 | 0 | 0 | 0 |  | 0 | 0
9 | 19 | 22 | 0 | 0 | 0 | 0 | 0 |  | 0 | 0
9 | 19 | 23 | 0 | 0 | 0 | 0 | 0 |  | 0 | 0
9 | 20 | 0 | 0 | 0 | 0 | 0 | 0 |  | 0 | 0
9 | 20 | 1 | 0 | 0 | 0 | 0 | 0 |  | 0 | 0
9 | 20 | 2 | 0 | 0 | 0 | 0 | 0 |  | 0 | 0
9 | 20 | 3 | 0 | 0 | 0 | 0 | 0 |  | 0 | 0
9 | 20 | 4 | 0 | 0 | 0 | 0 | 0 |  | 0 | 0
9 | 20 | 5 | 0 | 0 | 0 | 0 | 0 |  | 0 | 0
9 | 20 | 6 | 42693.543 | 40065.263 | 20913.205 | 10711.336 | 10711.336 |  | 0 | 0
9 | 20 | 7 | 135082.406 | 129490.024 | 91967.54 | 41760.505 | 22318.121 |  | 0 | 0
9 | 20 | 8 | 190393.733 | 193521.359 | 162182.449 | 108580.848 | 64189.426 |  | 0 | 0
9 | 20 | 9 | 211502.239 | 223647.096 | 205355.782 | 166086.879 | 125101.5 |  | 0 | 0
9 | 20 | 10 | 225814.557 | 247422.598 | 241502.36 | 211077.361 | 172685.046 |  | 0 | 0
9 | 20 | 11 | 222006.467 | 252513.524 | 260484.709 | 241832.5 | 206311.027 |  | 0 | 0
9 | 20 | 12 | 195737.852 | 229674.88 | 249787.569 | 245406.403 | 218789.757 |  | 0 | 0
9 | 20 | 13 | 161111.105 | 198068.502 | 229450.38 | 237997.794 | 219313.201 |  | 0 | 0
9 | 20 | 14 | 112239.266 | 152552.977 | 192161.195 | 212399.354 | 202646.103 |  | 0 | 0
9 | 20 | 15 | 57295.039 | 91618.552 | 137838.542 | 166071.502 | 165268.671 |  | 0 | 0
9 | 20 | 16 | 25954.533 | 33371.463 | 68488.214 | 98182.859 | 103680.863 |  | 0 | 0
9 | 20 | 17 | 4956.56 | 4956.56 | 7938.383 | 15805.165 | 17678.803 |  | 0 | 0
9 | 20 | 18 | 0 | 0 | 0 | 0 | 0 |  | 0 | 0
9 | 20 | 19 | 0 | 0 | 0 | 0 | 0 |  | 0 | 0
9 | 20 | 20 | 0 | 0 | 0 | 0 | 0 |  | 0 | 0
9 | 20 | 21 | 0 | 0 | 0 | 0 | 0 |  | 0 | 0
9 | 20 | 22 | 0 | 0 | 0 | 0 | 0 |  | 0 | 0
9 | 20 | 23 | 0 | 0 | 0 | 0 | 0 |  | 0 | 0
9 | 21 | 0 | 0 | 0 | 0 | 0 | 0 |  | 0 | 0
9 | 21 | 1 | 0 | 0 | 0 | 0 | 0 |  | 0 | 0
9 | 21 | 2 | 0 | 0 | 0 | 0 | 0 |  | 0 | 0
9 | 21 | 3 | 0 | 0 | 0 | 0 | 0 |  | 0 | 0
9 | 21 | 4 | 0 | 0 | 0 | 0 | 0 |  | 0 | 0
9 | 21 | 5 | 0 | 0 | 0 | 0 | 0 |  | 0 | 0
9 | 21 | 6 | 42524.527 | 39869.349 | 21203.711 | 11030.443 | 11030.443 |  | 0 | 0
9 | 21 | 7 | 137232.038 | 131854.179 | 94176.744 | 43719.051 | 24334.269 |  | 0 | 0
9 | 21 | 8 | 194984.853 | 198529.007 | 166606.508 | 111923.848 | 66659.946 |  | 0 | 0
9 | 21 | 9 | 230804.644 | 245562.617 | 224100.666 | 177534.11 | 128416.846 |  | 0 | 0
9 | 21 | 10 | 242914.549 | 268557.011 | 261855.822 | 226243.887 | 181104.213 |  | 0 | 0
9 | 21 | 11 | 234677.176 | 269615.157 | 278878.976 | 257692.716 | 217182.252 |  | 0 | 0
9 | 21 | 12 | 208773.04 | 250441.77 | 275123.364 | 269759.599 | 237104.732 |  | 0 | 0
9 | 21 | 13 | 167973.494 | 213435.902 | 251908.386 | 262284.971 | 239258.9 |  | 0 | 0
9 | 21 | 14 | 111354.948 | 162168.785 | 211210.904 | 236076.393 | 223836.93 |  | 0 | 0
9 | 21 | 15 | 49945.44 | 92388.466 | 149589.722 | 183912.135 | 182723.094 |  | 0 | 0
9 | 21 | 16 | 19380.918 | 28082.829 | 74619.216 | 114098.205 | 121155.876 |  | 0 | 0
9 | 21 | 17 | 4170.237 | 4170.237 | 8150.433 | 18993.851 | 21408.648 |  | 0 | 0
9 | 21 | 18 | 0 | 0 | 0 | 0 | 0 |  | 0 | 0
9 | 21 | 19 | 0 | 0 | 0 | 0 | 0 |  | 0 | 0
9 | 21 | 20 | 0 | 0 | 0 | 0 | 0 |  | 0 | 0
9 | 21 | 21 | 0 | 0 | 0 | 0 | 0 |  | 0 | 0
9 | 21 | 22 | 0 | 0 | 0 | 0 | 0 |  | 0 | 0
9 | 21 | 23 | 0 | 0 | 0 | 0 | 0 |  | 0 | 0
9 | 22 | 0 | 0 | 0 | 0 | 0 | 0 |  | 0 | 0
9 | 22 | 1 | 0 | 0 | 0 | 0 | 0 |  | 0 | 0
9 | 22 | 2 | 0 | 0 | 0 | 0 | 0 |  | 0 | 0
9 | 22 | 3 | 0 | 0 | 0 | 0 | 0 |  | 0 | 0
9 | 22 | 4 | 0 | 0 | 0 | 0 | 0 |  | 0 | 0
9 | 22 | 5 | 0 | 0 | 0 | 0 | 0 |  | 0 | 0
9 | 22 | 6 | 40742.721 | 38230.177 | 20194.746 | 10265.256 | 10265.256 |  | 0 | 0
9 | 22 | 7 | 132418.385 | 127422.771 | 90981.685 | 42588.527 | 24242.653 |  | 0 | 0
9 | 22 | 8 | 187891.895 | 191617.592 | 161197.694 | 109194.538 | 66296.495 |  | 0 | 0
9 | 22 | 9 | 219928.669 | 233936.905 | 214250.978 | 170961.766 | 124894.513 |  | 0 | 0
9 | 22 | 10 | 231255.066 | 255000.931 | 249102.268 | 216471.525 | 174511.464 |  | 0 | 0
9 | 22 | 11 | 225183.575 | 257681.639 | 266360.649 | 246912.079 | 209223.435 |  | 0 | 0
9 | 22 | 12 | 200355.122 | 238681.892 | 261207.697 | 256334.13 | 226475.56 |  | 0 | 0
9 | 22 | 13 | 163143.308 | 205414.369 | 240821.677 | 250239.041 | 229002.642 |  | 0 | 0
9 | 22 | 14 | 109077.774 | 156474.814 | 201670.223 | 224322.68 | 212944.805 |  | 0 | 0
9 | 22 | 15 | 50413.41 | 90440.179 | 144156.997 | 176075.316 | 174772.15 |  | 0 | 0
9 | 22 | 16 | 21012.986 | 28596.503 | 70444.466 | 105968.165 | 112180.596 |  | 0 | 0
9 | 22 | 17 | 3666.77 | 3666.77 | 6099.332 | 12776.694 | 14296.165 |  | 0 | 0
9 | 22 | 18 | 0 | 0 | 0 | 0 | 0 |  | 0 | 0
9 | 22 | 19 | 0 | 0 | 0 | 0 | 0 |  | 0 | 0
9 | 22 | 20 | 0 | 0 | 0 | 0 | 0 |  | 0 | 0
9 | 22 | 21 | 0 | 0 | 0 | 0 | 0 |  | 0 | 0
9 | 22 | 22 | 0 | 0 | 0 | 0 | 0 |  | 0 | 0
9 | 22 | 23 | 0 | 0 | 0 | 0 | 0 |  | 0 | 0
9 | 23 | 0 | 0 | 0 | 0 | 0 | 0 |  | 0 | 0
9 | 23 | 1 | 0 | 0 | 0 | 0 | 0 |  | 0 | 0
9 | 23 | 2 | 0 | 0 | 0 | 0 | 0 |  | 0 | 0
9 | 23 | 3 | 0 | 0 | 0 | 0 | 0 |  | 0 | 0
9 | 23 | 4 | 0 | 0 | 0 | 0 | 0 |  | 0 | 0
9 | 23 | 5 | 0 | 0 | 0 | 0 | 0 |  | 0 | 0
9 | 23 | 6 | 46728.294 | 43707.117 | 21071.665 | 8490.307 | 8490.307 |  | 0 | 0
9 | 23 | 7 | 147147.769 | 141502.683 | 97631.664 | 38490.888 | 17240.362 |  | 0 | 0
9 | 23 | 8 | 202446.67 | 207168.306 | 171757.209 | 109870.328 | 58068.809 |  | 0 | 0
9 | 23 | 9 | 231711.956 | 248192.371 | 225805.096 | 176014.001 | 122372.321 |  | 0 | 0
9 | 23 | 10 | 241431.9 | 268703.269 | 262240.445 | 225340.121 | 178021.013 |  | 0 | 0
9 | 23 | 11 | 232813.193 | 269735.004 | 279788.768 | 257775.362 | 215276.992 |  | 0 | 0
9 | 23 | 12 | 206578.208 | 250778.698 | 277022.112 | 271336.994 | 236665.889 |  | 0 | 0
9 | 23 | 13 | 165645.646 | 214113.89 | 255069.292 | 265939.942 | 241110.367 |  | 0 | 0
9 | 23 | 14 | 41738.282 | 42400.015 | 43138.462 | 43521 | 43323.472 |  | 0 | 0
9 | 23 | 15 | 40468.233 | 87772.964 | 152023.359 | 190043.009 | 188246.925 |  | 0 | 0
9 | 23 | 16 | 14373.238 | 22297.561 | 73243.569 | 117077.423 | 124494.14 |  | 0 | 0
9 | 23 | 17 | 2269.503 | 2269.503 | 5149.275 | 13278.518 | 15002.323 |  | 0 | 0
9 | 23 | 18 | 0 | 0 | 0 | 0 | 0 |  | 0 | 0
9 | 23 | 19 | 0 | 0 | 0 | 0 | 0 |  | 0 | 0
9 | 23 | 20 | 0 | 0 | 0 | 0 | 0 |  | 0 | 0
9 | 23 | 21 | 0 | 0 | 0 | 0 | 0 |  | 0 | 0
9 | 23 | 22 | 0 | 0 | 0 | 0 | 0 |  | 0 | 0
9 | 23 | 23 | 0 | 0 | 0 | 0 | 0 |  | 0 | 0
9 | 24 | 0 | 0 | 0 | 0 | 0 | 0 |  | 0 | 0
9 | 24 | 1 | 0 | 0 | 0 | 0 | 0 |  | 0 | 0
9 | 24 | 2 | 0 | 0 | 0 | 0 | 0 |  | 0 | 0
9 | 24 | 3 | 0 | 0 | 0 | 0 | 0 |  | 0 | 0
9 | 24 | 4 | 0 | 0 | 0 | 0 | 0 |  | 0 | 0
9 | 24 | 5 | 0 | 0 | 0 | 0 | 0 |  | 0 | 0
9 | 24 | 6 | 48179.771 | 45240.031 | 20552.828 | 6833.198 | 6833.198 |  | 0 | 0
9 | 24 | 7 | 59895.572 | 58667.454 | 48951.45 | 36208.839 | 31019.594 |  | 0 | 0
9 | 24 | 8 | 201587.18 | 206776.078 | 170985.605 | 108277.145 | 55834.394 |  | 0 | 0
9 | 24 | 9 | 229984.079 | 246762.126 | 224725.85 | 175305.367 | 121801.313 |  | 0 | 0
9 | 24 | 10 | 240323.763 | 268325.984 | 262011.294 | 224625.753 | 176525.353 |  | 0 | 0
9 | 24 | 11 | 232086.291 | 270035.899 | 280504.051 | 258058.065 | 214539.466 |  | 0 | 0
9 | 24 | 12 | 203885.909 | 248193.532 | 274536.602 | 268837.2 | 234059.893 |  | 0 | 0
9 | 24 | 13 | 162657.539 | 210954.968 | 251743.304 | 262484.209 | 237596.536 |  | 0 | 0
9 | 24 | 14 | 102168.075 | 157283.962 | 209600.374 | 235802.202 | 222057.977 |  | 0 | 0
9 | 24 | 15 | 39157.29 | 85555.937 | 148832.213 | 186148.929 | 184147.713 |  | 0 | 0
9 | 24 | 16 | 13262.632 | 20587.581 | 71605.052 | 115821.841 | 123112.201 |  | 0 | 0
9 | 24 | 17 | 1386.382 | 1386.382 | 3943.065 | 11271.28 | 12740.352 |  | 0 | 0
9 | 24 | 18 | 0 | 0 | 0 | 0 | 0 |  | 0 | 0
9 | 24 | 19 | 0 | 0 | 0 | 0 | 0 |  | 0 | 0
9 | 24 | 20 | 0 | 0 | 0 | 0 | 0 |  | 0 | 0
9 | 24 | 21 | 0 | 0 | 0 | 0 | 0 |  | 0 | 0
9 | 24 | 22 | 0 | 0 | 0 | 0 | 0 |  | 0 | 0
9 | 24 | 23 | 0 | 0 | 0 | 0 | 0 |  | 0 | 0
9 | 25 | 0 | 0 | 0 | 0 | 0 | 0 |  | 0 | 0
9 | 25 | 1 | 0 | 0 | 0 | 0 | 0 |  | 0 | 0
9 | 25 | 2 | 0 | 0 | 0 | 0 | 0 |  | 0 | 0
9 | 25 | 3 | 0 | 0 | 0 | 0 | 0 |  | 0 | 0
9 | 25 | 4 | 0 | 0 | 0 | 0 | 0 |  | 0 | 0
9 | 25 | 5 | 0 | 0 | 0 | 0 | 0 |  | 0 | 0
9 | 25 | 6 | 3955.617 | 3955.617 | 3955.617 | 3955.617 | 3955.617 |  | 0 | 0
9 | 25 | 7 | 86779.246 | 84388.1 | 64162.102 | 37352.357 | 26930.396 |  | 0 | 0
9 | 25 | 8 | 133928.175 | 136783.114 | 118664.949 | 87879.655 | 62693.171 |  | 0 | 0
9 | 25 | 9 | 117396.277 | 121889.716 | 116189.086 | 103572.324 | 90724.06 |  | 0 | 0
9 | 25 | 10 | 109381.348 | 114684.092 | 113537.583 | 106605.07 | 97917.904 |  | 0 | 0
9 | 25 | 11 | 120033.799 | 128234.233 | 130567.725 | 125687.325 | 116415.242 |  | 0 | 0
9 | 25 | 12 | 98851.122 | 105983.757 | 110341.934 | 109392.451 | 103686.027 |  | 0 | 0
9 | 25 | 13 | 99168.622 | 109286.727 | 118059.409 | 120391.636 | 114937.124 |  | 0 | 0
9 | 25 | 14 | 42748.606 | 43451.108 | 44230.063 | 44629.133 | 44414.496 |  | 0 | 0
9 | 25 | 15 | 46418.001 | 79460.232 | 124739.612 | 151878.676 | 150243.94 |  | 0 | 0
9 | 25 | 16 | 8604.84 | 8604.84 | 8604.84 | 8604.84 | 8604.84 |  | 0 | 0
9 | 25 | 17 | 0 | 0 | 0 | 0 | 0 |  | 0 | 0
9 | 25 | 18 | 0 | 0 | 0 | 0 | 0 |  | 0 | 0
9 | 25 | 19 | 0 | 0 | 0 | 0 | 0 |  | 0 | 0
9 | 25 | 20 | 0 | 0 | 0 | 0 | 0 |  | 0 | 0
9 | 25 | 21 | 0 | 0 | 0 | 0 | 0 |  | 0 | 0
9 | 25 | 22 | 0 | 0 | 0 | 0 | 0 |  | 0 | 0
9 | 25 | 23 | 0 | 0 | 0 | 0 | 0 |  | 0 | 0
9 | 26 | 0 | 0 | 0 | 0 | 0 | 0 |  | 0 | 0
9 | 26 | 1 | 0 | 0 | 0 | 0 | 0 |  | 0 | 0
9 | 26 | 2 | 0 | 0 | 0 | 0 | 0 |  | 0 | 0
9 | 26 | 3 | 0 | 0 | 0 | 0 | 0 |  | 0 | 0
9 | 26 | 4 | 0 | 0 | 0 | 0 | 0 |  | 0 | 0
9 | 26 | 5 | 0 | 0 | 0 | 0 | 0 |  | 0 | 0
9 | 26 | 6 | 9395.298 | 9204.794 | 8574.922 | 8146.676 | 8146.676 |  | 0 | 0
9 | 26 | 7 | 25959.208 | 25885.368 | 25265.878 | 24463.958 | 24008.189 |  | 0 | 0
9 | 26 | 8 | 58365.15 | 58742.549 | 56521.753 | 52866.756 | 49937.977 |  | 0 | 0
9 | 26 | 9 | 52767.074 | 53206.61 | 52666.845 | 51463.702 | 50281.541 |  | 0 | 0
9 | 26 | 10 | 128197.795 | 135549.63 | 134042.961 | 124534.333 | 112495.438 |  | 0 | 0
9 | 26 | 11 | 66832.808 | 68268.829 | 68683.213 | 67833.768 | 66217.094 |  | 0 | 0
9 | 26 | 12 | 99124.125 | 106429.804 | 110886.742 | 109917.486 | 104080.641 |  | 0 | 0
9 | 26 | 13 | 53265.506 | 54415.993 | 55414.952 | 55678.804 | 55053.161 |  | 0 | 0
9 | 26 | 14 | 56586.015 | 58970.967 | 61482.261 | 62760.706 | 62059.313 |  | 0 | 0
9 | 26 | 15 | 21347.045 | 21347.113 | 21347.204 | 21347.266 | 21347.262 |  | 0 | 0
9 | 26 | 16 | 23096.715 | 23614.484 | 25855.591 | 27717.068 | 28037.896 |  | 0 | 0
9 | 26 | 17 | 163.341 | 163.341 | 163.341 | 163.341 | 163.341 |  | 0 | 0
9 | 26 | 18 | 0 | 0 | 0 | 0 | 0 |  | 0 | 0
9 | 26 | 19 | 0 | 0 | 0 | 0 | 0 |  | 0 | 0
9 | 26 | 20 | 0 | 0 | 0 | 0 | 0 |  | 0 | 0
9 | 26 | 21 | 0 | 0 | 0 | 0 | 0 |  | 0 | 0
9 | 26 | 22 | 0 | 0 | 0 | 0 | 0 |  | 0 | 0
9 | 26 | 23 | 0 | 0 | 0 | 0 | 0 |  | 0 | 0
9 | 27 | 0 | 0 | 0 | 0 | 0 | 0 |  | 0 | 0
9 | 27 | 1 | 0 | 0 | 0 | 0 | 0 |  | 0 | 0
9 | 27 | 2 | 0 | 0 | 0 | 0 | 0 |  | 0 | 0
9 | 27 | 3 | 0 | 0 | 0 | 0 | 0 |  | 0 | 0
9 | 27 | 4 | 0 | 0 | 0 | 0 | 0 |  | 0 | 0
9 | 27 | 5 | 0 | 0 | 0 | 0 | 0 |  | 0 | 0
9 | 27 | 6 | 50696.272 | 47790.651 | 21760.046 | 6345.01 | 6345.01 |  | 0 | 0
9 | 27 | 7 | 165108.138 | 159916.89 | 107857.36 | 35585.444 | 11757.834 |  | 0 | 0
9 | 27 | 8 | 219984.611 | 226929.655 | 188141.146 | 117139.771 | 55984.962 |  | 0 | 0
9 | 27 | 9 | 248545.471 | 268035.957 | 244806.01 | 190437.431 | 129310.377 |  | 0 | 0
9 | 27 | 10 | 258055.932 | 289559.991 | 283501.854 | 242897.912 | 189432.847 |  | 0 | 0
9 | 27 | 11 | 246708.223 | 288343.209 | 300173.301 | 276229.379 | 228826.469 |  | 0 | 0
9 | 27 | 12 | 216441.668 | 265547.295 | 294543.922 | 288308.811 | 249982.164 |  | 0 | 0
9 | 27 | 13 | 169923.973 | 223543.735 | 267748.875 | 279013.827 | 251696.445 |  | 0 | 0
9 | 27 | 14 | 103949.206 | 166901.356 | 224759.096 | 252946.44 | 237262.776 |  | 0 | 0
9 | 27 | 15 | 34085.714 | 87619.799 | 160641.171 | 202166.431 | 199154.418 |  | 0 | 0
9 | 27 | 16 | 11437.441 | 17649.712 | 75051.266 | 125167.001 | 132658.547 |  | 0 | 0
9 | 27 | 17 | 946.026 | 946.026 | 2850.678 | 8327.045 | 9472.653 |  | 0 | 0
9 | 27 | 18 | 0 | 0 | 0 | 0 | 0 |  | 0 | 0
9 | 27 | 19 | 0 | 0 | 0 | 0 | 0 |  | 0 | 0
9 | 27 | 20 | 0 | 0 | 0 | 0 | 0 |  | 0 | 0
9 | 27 | 21 | 0 | 0 | 0 | 0 | 0 |  | 0 | 0
9 | 27 | 22 | 0 | 0 | 0 | 0 | 0 |  | 0 | 0
9 | 27 | 23 | 0 | 0 | 0 | 0 | 0 |  | 0 | 0
9 | 28 | 0 | 0 | 0 | 0 | 0 | 0 |  | 0 | 0
9 | 28 | 1 | 0 | 0 | 0 | 0 | 0 |  | 0 | 0
9 | 28 | 2 | 0 | 0 | 0 | 0 | 0 |  | 0 | 0
9 | 28 | 3 | 0 | 0 | 0 | 0 | 0 |  | 0 | 0
9 | 28 | 4 | 0 | 0 | 0 | 0 | 0 |  | 0 | 0
9 | 28 | 5 | 0 | 0 | 0 | 0 | 0 |  | 0 | 0
9 | 28 | 6 | 50250.754 | 47401.187 | 21477.073 | 5769.686 | 5769.686 |  | 0 | 0
9 | 28 | 7 | 164699.678 | 159882.96 | 107759.669 | 34725.343 | 11038.588 |  | 0 | 0
9 | 28 | 8 | 217138.181 | 224394.586 | 186319.843 | 115662.437 | 54264.242 |  | 0 | 0
9 | 28 | 9 | 243892.464 | 263318.197 | 240883.494 | 187530.327 | 126737.895 |  | 0 | 0
9 | 28 | 10 | 252252.143 | 282981.69 | 277400.564 | 238199.801 | 185936.629 |  | 0 | 0
9 | 28 | 11 | 241023.853 | 281278.257 | 292766.92 | 269908.067 | 224077.038 |  | 0 | 0
9 | 28 | 12 | 212088.687 | 259871.385 | 287787.958 | 281810.723 | 244803.516 |  | 0 | 0
9 | 28 | 13 | 167597.916 | 221175.825 | 264514.852 | 275368.499 | 248592.972 |  | 0 | 0
9 | 28 | 14 | 102876.178 | 166038.763 | 222923.388 | 250107.289 | 234707.391 |  | 0 | 0
9 | 28 | 15 | 31804.108 | 86818.53 | 161307.464 | 202575.703 | 199333.956 |  | 0 | 0
9 | 28 | 16 | 9323.379 | 15165.485 | 76119.549 | 129356.78 | 137006.364 |  | 0 | 0
9 | 28 | 17 | 589.835 | 589.835 | 2458.612 | 7773.751 | 8851.374 |  | 0 | 0
9 | 28 | 18 | 0 | 0 | 0 | 0 | 0 |  | 0 | 0
9 | 28 | 19 | 0 | 0 | 0 | 0 | 0 |  | 0 | 0
9 | 28 | 20 | 0 | 0 | 0 | 0 | 0 |  | 0 | 0
9 | 28 | 21 | 0 | 0 | 0 | 0 | 0 |  | 0 | 0
9 | 28 | 22 | 0 | 0 | 0 | 0 | 0 |  | 0 | 0
9 | 28 | 23 | 0 | 0 | 0 | 0 | 0 |  | 0 | 0
9 | 29 | 0 | 0 | 0 | 0 | 0 | 0 |  | 0 | 0
9 | 29 | 1 | 0 | 0 | 0 | 0 | 0 |  | 0 | 0
9 | 29 | 2 | 0 | 0 | 0 | 0 | 0 |  | 0 | 0
9 | 29 | 3 | 0 | 0 | 0 | 0 | 0 |  | 0 | 0
9 | 29 | 4 | 0 | 0 | 0 | 0 | 0 |  | 0 | 0
9 | 29 | 5 | 0 | 0 | 0 | 0 | 0 |  | 0 | 0
9 | 29 | 6 | 46000.048 | 43347.274 | 20396.134 | 6130.373 | 6130.373 |  | 0 | 0
9 | 29 | 7 | 163442.591 | 158974.265 | 107110.757 | 35094.971 | 12160.646 |  | 0 | 0
9 | 29 | 8 | 219260.688 | 227170.925 | 188259.592 | 116422.218 | 54519.279 |  | 0 | 0
9 | 29 | 9 | 248735.593 | 269850.649 | 246223.662 | 189895.701 | 126270.891 |  | 0 | 0
9 | 29 | 10 | 256268.906 | 288891.484 | 283270.895 | 242247.2 | 187883.673 |  | 0 | 0
9 | 29 | 11 | 245166.073 | 287990.15 | 300435.174 | 276157.005 | 227744.118 |  | 0 | 0
9 | 29 | 12 | 216204.786 | 266967.337 | 296992.28 | 290542.999 | 250888.442 |  | 0 | 0
9 | 29 | 13 | 169988.793 | 226566.733 | 272781.66 | 284360.531 | 255458.557 |  | 0 | 0
9 | 29 | 14 | 101555.846 | 167953.843 | 228962.331 | 258282.922 | 241312.228 |  | 0 | 0
9 | 29 | 15 | 31403.078 | 86951.374 | 163779.026 | 206958.28 | 203261.205 |  | 0 | 0
9 | 29 | 16 | 7255.739 | 12360.085 | 75059.323 | 131011.228 | 138967.768 |  | 0 | 0
9 | 29 | 17 | 2390.274 | 2390.274 | 2390.274 | 2390.274 | 2390.274 |  | 0 | 0
9 | 29 | 18 | 0 | 0 | 0 | 0 | 0 |  | 0 | 0
9 | 29 | 19 | 0 | 0 | 0 | 0 | 0 |  | 0 | 0
9 | 29 | 20 | 0 | 0 | 0 | 0 | 0 |  | 0 | 0
9 | 29 | 21 | 0 | 0 | 0 | 0 | 0 |  | 0 | 0
9 | 29 | 22 | 0 | 0 | 0 | 0 | 0 |  | 0 | 0
9 | 29 | 23 | 0 | 0 | 0 | 0 | 0 |  | 0 | 0
9 | 30 | 0 | 0 | 0 | 0 | 0 | 0 |  | 0 | 0
9 | 30 | 1 | 0 | 0 | 0 | 0 | 0 |  | 0 | 0
9 | 30 | 2 | 0 | 0 | 0 | 0 | 0 |  | 0 | 0
9 | 30 | 3 | 0 | 0 | 0 | 0 | 0 |  | 0 | 0
9 | 30 | 4 | 0 | 0 | 0 | 0 | 0 |  | 0 | 0
9 | 30 | 5 | 0 | 0 | 0 | 0 | 0 |  | 0 | 0
9 | 30 | 6 | 18273.845 | 17294.964 | 11119.465 | 7116.199 | 7116.199 |  | 0 | 0
9 | 30 | 7 | 107418.97 | 105028.418 | 75578.195 | 35463.108 | 21670.636 |  | 0 | 0
9 | 30 | 8 | 214519.224 | 222742.992 | 184626.9 | 114157.889 | 53585.974 |  | 0 | 0
9 | 30 | 9 | 242632.901 | 263797.399 | 240836.041 | 185709.071 | 123484.736 |  | 0 | 0
9 | 30 | 10 | 249585.13 | 282612.751 | 277229.843 | 236229.308 | 181988.027 |  | 0 | 0
9 | 30 | 11 | 237787.71 | 280882.62 | 293588.528 | 269252.665 | 220787.863 |  | 0 | 0
9 | 30 | 12 | 207146.356 | 256953.603 | 286618.194 | 280235.312 | 241138.087 |  | 0 | 0
9 | 30 | 13 | 160972.633 | 215679.901 | 260528.295 | 271717.531 | 243419.191 |  | 0 | 0
9 | 30 | 14 | 97524.387 | 159086.771 | 216327.338 | 243844.309 | 227590.198 |  | 0 | 0
9 | 30 | 15 | 32717.765 | 81881.456 | 150626.153 | 189713.369 | 186096.088 |  | 0 | 0
9 | 30 | 16 | 13626.333 | 17662.369 | 66028.682 | 109459.567 | 115653.362 |  | 0 | 0
9 | 30 | 17 | 563.296 | 563.296 | 935.901 | 1772.473 | 1855.597 |  | 0 | 0
9 | 30 | 18 | 0 | 0 | 0 | 0 | 0 |  | 0 | 0
9 | 30 | 19 | 0 | 0 | 0 | 0 | 0 |  | 0 | 0
9 | 30 | 20 | 0 | 0 | 0 | 0 | 0 |  | 0 | 0
9 | 30 | 21 | 0 | 0 | 0 | 0 | 0 |  | 0 | 0
9 | 30 | 22 | 0 | 0 | 0 | 0 | 0 |  | 0 | 0
9 | 30 | 23 | 0 | 0 | 0 | 0 | 0 |  | 0 | 0
10 | 1 | 0 | 0 | 0 | 0 | 0 | 0 |  | 0 | 0
10 | 1 | 1 | 0 | 0 | 0 | 0 | 0 |  | 0 | 0
10 | 1 | 2 | 0 | 0 | 0 | 0 | 0 |  | 0 | 0
10 | 1 | 3 | 0 | 0 | 0 | 0 | 0 |  | 0 | 0
10 | 1 | 4 | 0 | 0 | 0 | 0 | 0 |  | 0 | 0
10 | 1 | 5 | 0 | 0 | 0 | 0 | 0 |  | 0 | 0
10 | 1 | 6 | 6383.837 | 6311.233 | 5973.437 | 5746.966 | 5746.966 |  | 0 | 0
10 | 1 | 7 | 45164.581 | 44716.491 | 38847.817 | 30932.225 | 27753.084 |  | 0 | 0
10 | 1 | 8 | 86218.196 | 87990.237 | 80284.556 | 66780.216 | 55555.858 |  | 0 | 0
10 | 1 | 9 | 120352.992 | 126666.061 | 120023.852 | 104216.64 | 87467.574 |  | 0 | 0
10 | 1 | 10 | 163789.99 | 179592.947 | 177151.08 | 157822.109 | 132579.504 |  | 0 | 0
10 | 1 | 11 | 156856.266 | 175241.755 | 180786.427 | 170372.365 | 149882.07 |  | 0 | 0
10 | 1 | 12 | 184439.879 | 227176.213 | 252692.024 | 247198.455 | 213594.306 |  | 0 | 0
10 | 1 | 13 | 116427.072 | 137546.969 | 155277.015 | 159720.313 | 148366.3 |  | 0 | 0
10 | 1 | 14 | 82074.12 | 105546.228 | 128448.945 | 139600.519 | 132870.495 |  | 0 | 0
10 | 1 | 15 | 26788.532 | 77143.627 | 147859.111 | 187349.7 | 183441.999 |  | 0 | 0
10 | 1 | 16 | 8234.465 | 12053.536 | 67150.541 | 116857.702 | 123767.315 |  | 0 | 0
10 | 1 | 17 | 950.519 | 950.519 | 1635.577 | 3036.764 | 3182.791 |  | 0 | 0
10 | 1 | 18 | 0 | 0 | 0 | 0 | 0 |  | 0 | 0
10 | 1 | 19 | 0 | 0 | 0 | 0 | 0 |  | 0 | 0
10 | 1 | 20 | 0 | 0 | 0 | 0 | 0 |  | 0 | 0
10 | 1 | 21 | 0 | 0 | 0 | 0 | 0 |  | 0 | 0
10 | 1 | 22 | 0 | 0 | 0 | 0 | 0 |  | 0 | 0
10 | 1 | 23 | 0 | 0 | 0 | 0 | 0 |  | 0 | 0
10 | 2 | 0 | 0 | 0 | 0 | 0 | 0 |  | 0 | 0
10 | 2 | 1 | 0 | 0 | 0 | 0 | 0 |  | 0 | 0
10 | 2 | 2 | 0 | 0 | 0 | 0 | 0 |  | 0 | 0
10 | 2 | 3 | 0 | 0 | 0 | 0 | 0 |  | 0 | 0
10 | 2 | 4 | 0 | 0 | 0 | 0 | 0 |  | 0 | 0
10 | 2 | 5 | 0 | 0 | 0 | 0 | 0 |  | 0 | 0
10 | 2 | 6 | 22088.333 | 20680.809 | 12036.539 | 6240.205 | 6240.205 |  | 0 | 0
10 | 2 | 7 | 133424.655 | 130731.984 | 89607.094 | 32422.113 | 14675.315 |  | 0 | 0
10 | 2 | 8 | 201531.191 | 210098.655 | 174401.414 | 107022.411 | 48510.411 |  | 0 | 0
10 | 2 | 9 | 229074.535 | 249849.059 | 228628.755 | 176142.268 | 115523.441 |  | 0 | 0
10 | 2 | 10 | 235592.11 | 266807.12 | 262310.461 | 224340.155 | 173108.332 |  | 0 | 0
10 | 2 | 11 | 148285.257 | 165040.678 | 170136.553 | 160718.142 | 142086.955 |  | 0 | 0
10 | 2 | 12 | 192280.817 | 238914.994 | 266404.7 | 260509.126 | 224170.133 |  | 0 | 0
10 | 2 | 13 | 152922.189 | 206247.547 | 248774.552 | 259090.319 | 232138.364 |  | 0 | 0
10 | 2 | 14 | 88927.705 | 150550.19 | 206467.884 | 232507.3 | 216565.995 |  | 0 | 0
10 | 2 | 15 | 26285.986 | 75932.357 | 145208.663 | 183089.565 | 179108.506 |  | 0 | 0
10 | 2 | 16 | 9273.472 | 12502.55 | 63720.074 | 109803.294 | 116089.893 |  | 0 | 0
10 | 2 | 17 | 170.236 | 170.236 | 415.337 | 852.715 | 900.96 |  | 0 | 0
10 | 2 | 18 | 0 | 0 | 0 | 0 | 0 |  | 0 | 0
10 | 2 | 19 | 0 | 0 | 0 | 0 | 0 |  | 0 | 0
10 | 2 | 20 | 0 | 0 | 0 | 0 | 0 |  | 0 | 0
10 | 2 | 21 | 0 | 0 | 0 | 0 | 0 |  | 0 | 0
10 | 2 | 22 | 0 | 0 | 0 | 0 | 0 |  | 0 | 0
10 | 2 | 23 | 0 | 0 | 0 | 0 | 0 |  | 0 | 0
10 | 3 | 0 | 0 | 0 | 0 | 0 | 0 |  | 0 | 0
10 | 3 | 1 | 0 | 0 | 0 | 0 | 0 |  | 0 | 0
10 | 3 | 2 | 0 | 0 | 0 | 0 | 0 |  | 0 | 0
10 | 3 | 3 | 0 | 0 | 0 | 0 | 0 |  | 0 | 0
10 | 3 | 4 | 0 | 0 | 0 | 0 | 0 |  | 0 | 0
10 | 3 | 5 | 0 | 0 | 0 | 0 | 0 |  | 0 | 0
10 | 3 | 6 | 35331.093 | 33265.141 | 16666.286 | 5251.766 | 5251.766 |  | 0 | 0
10 | 3 | 7 | 132575.782 | 130152.908 | 88666.501 | 31036.301 | 13581.192 |  | 0 | 0
10 | 3 | 8 | 200129.775 | 209218.653 | 173271.004 | 105290.48 | 46462.396 |  | 0 | 0
10 | 3 | 9 | 230805.279 | 252829.571 | 230988.562 | 176643.708 | 113965.788 |  | 0 | 0
10 | 3 | 10 | 210809.703 | 239253.141 | 235383.412 | 201262.747 | 155783.924 |  | 0 | 0
10 | 3 | 11 | 205596.065 | 243370.433 | 254861.339 | 233918.788 | 191863.481 |  | 0 | 0
10 | 3 | 12 | 168455.048 | 205465.305 | 227723.965 | 222918.287 | 193662.3 |  | 0 | 0
10 | 3 | 13 | 150699.545 | 207045.115 | 252478.212 | 263496.337 | 234365.988 |  | 0 | 0
10 | 3 | 14 | 86694.501 | 148007.957 | 204778.241 | 231417.985 | 214769.084 |  | 0 | 0
10 | 3 | 15 | 22931.32 | 74969.822 | 149243.362 | 190241.928 | 185636.803 |  | 0 | 0
10 | 3 | 16 | 7899.047 | 10656.729 | 65262.653 | 115580.191 | 122365.246 |  | 0 | 0
10 | 3 | 17 | 344.77 | 344.77 | 804.132 | 1582.87 | 1671.913 |  | 0 | 0
10 | 3 | 18 | 0 | 0 | 0 | 0 | 0 |  | 0 | 0
10 | 3 | 19 | 0 | 0 | 0 | 0 | 0 |  | 0 | 0
10 | 3 | 20 | 0 | 0 | 0 | 0 | 0 |  | 0 | 0
10 | 3 | 21 | 0 | 0 | 0 | 0 | 0 |  | 0 | 0
10 | 3 | 22 | 0 | 0 | 0 | 0 | 0 |  | 0 | 0
10 | 3 | 23 | 0 | 0 | 0 | 0 | 0 |  | 0 | 0
10 | 4 | 0 | 0 | 0 | 0 | 0 | 0 |  | 0 | 0
10 | 4 | 1 | 0 | 0 | 0 | 0 | 0 |  | 0 | 0
10 | 4 | 2 | 0 | 0 | 0 | 0 | 0 |  | 0 | 0
10 | 4 | 3 | 0 | 0 | 0 | 0 | 0 |  | 0 | 0
10 | 4 | 4 | 0 | 0 | 0 | 0 | 0 |  | 0 | 0
10 | 4 | 5 | 0 | 0 | 0 | 0 | 0 |  | 0 | 0
10 | 4 | 6 | 3620.358 | 3620.358 | 3620.358 | 3620.358 | 3620.358 |  | 0 | 0
10 | 4 | 7 | 14629.479 | 14611.326 | 14255.261 | 13764.402 | 13633.812 |  | 0 | 0
10 | 4 | 8 | 26550.181 | 26631.672 | 26327.243 | 25771.585 | 25302.503 |  | 0 | 0
10 | 4 | 9 | 42457.026 | 42703.201 | 42466.018 | 41884.451 | 41299.217 |  | 0 | 0
10 | 4 | 10 | 21551.173 | 21551.173 | 21551.173 | 21551.173 | 21551.173 |  | 0 | 0
10 | 4 | 11 | 78208.735 | 80909.098 | 81751.579 | 80244.214 | 77267.5 |  | 0 | 0
10 | 4 | 12 | 65626.635 | 67703.067 | 68975.115 | 68698.697 | 67035.442 |  | 0 | 0
10 | 4 | 13 | 69623.328 | 75181.374 | 79876.614 | 81026.106 | 77960.879 |  | 0 | 0
10 | 4 | 14 | 39009.519 | 39690.408 | 40414.099 | 40765.893 | 40541.198 |  | 0 | 0
10 | 4 | 15 | 18278.066 | 18476.711 | 18767.461 | 18930.57 | 18910.99 |  | 0 | 0
10 | 4 | 16 | 1066.686 | 1066.686 | 1066.686 | 1066.686 | 1066.686 |  | 0 | 0
10 | 4 | 17 | 0 | 0 | 0 | 0 | 0 |  | 0 | 0
10 | 4 | 18 | 0 | 0 | 0 | 0 | 0 |  | 0 | 0
10 | 4 | 19 | 0 | 0 | 0 | 0 | 0 |  | 0 | 0
10 | 4 | 20 | 0 | 0 | 0 | 0 | 0 |  | 0 | 0
10 | 4 | 21 | 0 | 0 | 0 | 0 | 0 |  | 0 | 0
10 | 4 | 22 | 0 | 0 | 0 | 0 | 0 |  | 0 | 0
10 | 4 | 23 | 0 | 0 | 0 | 0 | 0 |  | 0 | 0
10 | 5 | 0 | 0 | 0 | 0 | 0 | 0 |  | 0 | 0
10 | 5 | 1 | 0 | 0 | 0 | 0 | 0 |  | 0 | 0
10 | 5 | 2 | 0 | 0 | 0 | 0 | 0 |  | 0 | 0
10 | 5 | 3 | 0 | 0 | 0 | 0 | 0 |  | 0 | 0
10 | 5 | 4 | 0 | 0 | 0 | 0 | 0 |  | 0 | 0
10 | 5 | 5 | 0 | 0 | 0 | 0 | 0 |  | 0 | 0
10 | 5 | 6 | 31376.187 | 29471.971 | 15072.878 | 4648.583 | 4648.583 |  | 0 | 0
10 | 5 | 7 | 136210.428 | 134318.645 | 91062.166 | 30183.52 | 12505.692 |  | 0 | 0
10 | 5 | 8 | 147927.268 | 154554.89 | 130773.757 | 86008.728 | 47455.677 |  | 0 | 0
10 | 5 | 9 | 222372.351 | 244076.785 | 223765.636 | 171838.98 | 110924.243 |  | 0 | 0
10 | 5 | 10 | 202552.3 | 229648.335 | 226421.368 | 194566.89 | 151558.059 |  | 0 | 0
10 | 5 | 11 | 189546.322 | 223357.558 | 233793.341 | 215328.1 | 177843.302 |  | 0 | 0
10 | 5 | 12 | 173987.327 | 216580.336 | 241890.088 | 236436.65 | 203042.875 |  | 0 | 0
10 | 5 | 13 | 135569.39 | 185179.564 | 224687.525 | 234064.769 | 208499.536 |  | 0 | 0
10 | 5 | 14 | 80199.711 | 124282.433 | 165690.172 | 184924.832 | 172448.051 |  | 0 | 0
10 | 5 | 15 | 21685.004 | 70380.203 | 139930.945 | 177982.304 | 173232.518 |  | 0 | 0
10 | 5 | 16 | 9010.488 | 10978.032 | 58382.24 | 102113.668 | 107682.479 |  | 0 | 0
10 | 5 | 17 | 0 | 0 | 0 | 159.203 | 186.191 |  | 0 | 0
10 | 5 | 18 | 0 | 0 | 0 | 0 | 0 |  | 0 | 0
10 | 5 | 19 | 0 | 0 | 0 | 0 | 0 |  | 0 | 0
10 | 5 | 20 | 0 | 0 | 0 | 0 | 0 |  | 0 | 0
10 | 5 | 21 | 0 | 0 | 0 | 0 | 0 |  | 0 | 0
10 | 5 | 22 | 0 | 0 | 0 | 0 | 0 |  | 0 | 0
10 | 5 | 23 | 0 | 0 | 0 | 0 | 0 |  | 0 | 0
10 | 6 | 0 | 0 | 0 | 0 | 0 | 0 |  | 0 | 0
10 | 6 | 1 | 0 | 0 | 0 | 0 | 0 |  | 0 | 0
10 | 6 | 2 | 0 | 0 | 0 | 0 | 0 |  | 0 | 0
10 | 6 | 3 | 0 | 0 | 0 | 0 | 0 |  | 0 | 0
10 | 6 | 4 | 0 | 0 | 0 | 0 | 0 |  | 0 | 0
10 | 6 | 5 | 0 | 0 | 0 | 0 | 0 |  | 0 | 0
10 | 6 | 6 | 12944.433 | 12233.114 | 7982.006 | 4915.55 | 4915.55 |  | 0 | 0
10 | 6 | 7 | 132311.408 | 130770.099 | 88693.664 | 29561.694 | 12701.775 |  | 0 | 0
10 | 6 | 8 | 190805.984 | 200715.388 | 166620.145 | 100667.792 | 43162.461 |  | 0 | 0
10 | 6 | 9 | 216918.597 | 238548.342 | 218871.721 | 168169.862 | 108734.46 |  | 0 | 0
10 | 6 | 10 | 171359.207 | 191349.121 | 189118.505 | 165897.556 | 134795.425 |  | 0 | 0
10 | 6 | 11 | 222450.849 | 266584.488 | 280261.458 | 256386.554 | 207503.769 |  | 0 | 0
10 | 6 | 12 | 152782.513 | 188328.073 | 209713.381 | 205081.515 | 176959.134 |  | 0 | 0
10 | 6 | 13 | 54288.092 | 63608.243 | 71328.971 | 73182.749 | 68089.157 |  | 0 | 0
10 | 6 | 14 | 24616.398 | 26900.489 | 29132.925 | 30189.736 | 29489.763 |  | 0 | 0
10 | 6 | 15 | 9573.272 | 9635.093 | 9726.822 | 9778.107 | 9771.288 |  | 0 | 0
10 | 6 | 16 | 9665.392 | 11271.878 | 56039.228 | 97478.155 | 101331.238 |  | 0 | 0
10 | 6 | 17 | 0 | 0 | 0 | 0 | 0 |  | 0 | 0
10 | 6 | 18 | 0 | 0 | 0 | 0 | 0 |  | 0 | 0
10 | 6 | 19 | 0 | 0 | 0 | 0 | 0 |  | 0 | 0
10 | 6 | 20 | 0 | 0 | 0 | 0 | 0 |  | 0 | 0
10 | 6 | 21 | 0 | 0 | 0 | 0 | 0 |  | 0 | 0
10 | 6 | 22 | 0 | 0 | 0 | 0 | 0 |  | 0 | 0
10 | 6 | 23 | 0 | 0 | 0 | 0 | 0 |  | 0 | 0
10 | 7 | 0 | 0 | 0 | 0 | 0 | 0 |  | 0 | 0
10 | 7 | 1 | 0 | 0 | 0 | 0 | 0 |  | 0 | 0
10 | 7 | 2 | 0 | 0 | 0 | 0 | 0 |  | 0 | 0
10 | 7 | 3 | 0 | 0 | 0 | 0 | 0 |  | 0 | 0
10 | 7 | 4 | 0 | 0 | 0 | 0 | 0 |  | 0 | 0
10 | 7 | 5 | 0 | 0 | 0 | 0 | 0 |  | 0 | 0
10 | 7 | 6 | 20780.327 | 19363.986 | 10496.037 | 3947.8 | 3947.8 |  | 0 | 0
10 | 7 | 7 | 101851.445 | 100977.299 | 71579.091 | 30311.392 | 17980.91 |  | 0 | 0
10 | 7 | 8 | 199109.774 | 209842.688 | 174391.373 | 104395.44 | 42627.925 |  | 0 | 0
10 | 7 | 9 | 212106.409 | 233581.857 | 214586.329 | 164946.233 | 106382.381 |  | 0 | 0
10 | 7 | 10 | 232638.215 | 267146.345 | 263591.597 | 223774.243 | 169052.081 |  | 0 | 0
10 | 7 | 11 | 123860.555 | 143533.699 | 149773.441 | 139059.549 | 117459.38 |  | 0 | 0
10 | 7 | 12 | 143789.723 | 171132.704 | 187641.103 | 184055.431 | 162361.87 |  | 0 | 0
10 | 7 | 13 | 114659.884 | 144798.333 | 169200.307 | 174948.079 | 158862.358 |  | 0 | 0
10 | 7 | 14 | 48481.512 | 54738.151 | 60959.945 | 63891.461 | 61915.079 |  | 0 | 0
10 | 7 | 15 | 24634.607 | 33335.12 | 45899.586 | 53179.99 | 52161.879 |  | 0 | 0
10 | 7 | 16 | 5245.885 | 5245.885 | 5245.885 | 5245.885 | 5245.885 |  | 0 | 0
10 | 7 | 17 | 0 | 0 | 0 | 0 | 0 |  | 0 | 0
10 | 7 | 18 | 0 | 0 | 0 | 0 | 0 |  | 0 | 0
10 | 7 | 19 | 0 | 0 | 0 | 0 | 0 |  | 0 | 0
10 | 7 | 20 | 0 | 0 | 0 | 0 | 0 |  | 0 | 0
10 | 7 | 21 | 0 | 0 | 0 | 0 | 0 |  | 0 | 0
10 | 7 | 22 | 0 | 0 | 0 | 0 | 0 |  | 0 | 0
10 | 7 | 23 | 0 | 0 | 0 | 0 | 0 |  | 0 | 0
10 | 8 | 0 | 0 | 0 | 0 | 0 | 0 |  | 0 | 0
10 | 8 | 1 | 0 | 0 | 0 | 0 | 0 |  | 0 | 0
10 | 8 | 2 | 0 | 0 | 0 | 0 | 0 |  | 0 | 0
10 | 8 | 3 | 0 | 0 | 0 | 0 | 0 |  | 0 | 0
10 | 8 | 4 | 0 | 0 | 0 | 0 | 0 |  | 0 | 0
10 | 8 | 5 | 0 | 0 | 0 | 0 | 0 |  | 0 | 0
10 | 8 | 6 | 26291.4 | 24838.842 | 13139.559 | 3743.691 | 3743.691 |  | 0 | 0
10 | 8 | 7 | 145279.305 | 144219.227 | 96086.22 | 27770.802 | 9526.607 |  | 0 | 0
10 | 8 | 8 | 202266.083 | 213802.868 | 177302.992 | 105103.683 | 41690.247 |  | 0 | 0
10 | 8 | 9 | 231049.561 | 255548.208 | 234469.111 | 178718.471 | 111935.965 |  | 0 | 0
10 | 8 | 10 | 238184.864 | 274549.006 | 271071.477 | 229533.294 | 172335.114 |  | 0 | 0
10 | 8 | 11 | 224856.627 | 270948.934 | 285429.218 | 260820.439 | 209991.631 |  | 0 | 0
10 | 8 | 12 | 172655.719 | 216841.061 | 243228.736 | 237505.249 | 202704.773 |  | 0 | 0
10 | 8 | 13 | 139217.274 | 194451.583 | 237844.58 | 247859.99 | 219293.673 |  | 0 | 0
10 | 8 | 14 | 77384.118 | 137544.151 | 193145.706 | 218210.418 | 201055.956 |  | 0 | 0
10 | 8 | 15 | 20268.089 | 66461.482 | 134209.268 | 171467.408 | 166079.611 |  | 0 | 0
10 | 8 | 16 | 8220.094 | 9236.519 | 51684.468 | 91756.24 | 92932.231 |  | 0 | 0
10 | 8 | 17 | 0 | 0 | 0 | 0 | 0 |  | 0 | 0
10 | 8 | 18 | 0 | 0 | 0 | 0 | 0 |  | 0 | 0
10 | 8 | 19 | 0 | 0 | 0 | 0 | 0 |  | 0 | 0
10 | 8 | 20 | 0 | 0 | 0 | 0 | 0 |  | 0 | 0
10 | 8 | 21 | 0 | 0 | 0 | 0 | 0 |  | 0 | 0
10 | 8 | 22 | 0 | 0 | 0 | 0 | 0 |  | 0 | 0
10 | 8 | 23 | 0 | 0 | 0 | 0 | 0 |  | 0 | 0
10 | 9 | 0 | 0 | 0 | 0 | 0 | 0 |  | 0 | 0
10 | 9 | 1 | 0 | 0 | 0 | 0 | 0 |  | 0 | 0
10 | 9 | 2 | 0 | 0 | 0 | 0 | 0 |  | 0 | 0
10 | 9 | 3 | 0 | 0 | 0 | 0 | 0 |  | 0 | 0
10 | 9 | 4 | 0 | 0 | 0 | 0 | 0 |  | 0 | 0
10 | 9 | 5 | 0 | 0 | 0 | 0 | 0 |  | 0 | 0
10 | 9 | 6 | 18620.444 | 17438.973 | 9402.977 | 3042.402 | 3042.402 |  | 0 | 0
10 | 9 | 7 | 123284.857 | 122702.438 | 83785.434 | 28802.855 | 13861.863 |  | 0 | 0
10 | 9 | 8 | 190012.403 | 201222.495 | 167190.219 | 99897.545 | 41004.651 |  | 0 | 0
10 | 9 | 9 | 221515.741 | 245662.553 | 225441.069 | 171486.625 | 107065.45 |  | 0 | 0
10 | 9 | 10 | 84499.473 | 89632.289 | 89172.882 | 83388.852 | 75645.692 |  | 0 | 0
10 | 9 | 11 | 135679.435 | 152714.464 | 158205.544 | 149020.949 | 130412.144 |  | 0 | 0
10 | 9 | 12 | 154659.621 | 189869.284 | 211070.537 | 206449.16 | 178542.805 |  | 0 | 0
10 | 9 | 13 | 107117.287 | 130816.031 | 149994.881 | 154438.295 | 141631.15 |  | 0 | 0
10 | 9 | 14 | 68689.988 | 108189.266 | 145696.808 | 162752.285 | 150854.172 |  | 0 | 0
10 | 9 | 15 | 26213.828 | 55591.578 | 98732.493 | 123127.421 | 119412.656 |  | 0 | 0
10 | 9 | 16 | 12428.78 | 12897.326 | 28876.549 | 43218.603 | 43853.384 |  | 0 | 0
10 | 9 | 17 | 0 | 0 | 0 | 0 | 0 |  | 0 | 0
10 | 9 | 18 | 0 | 0 | 0 | 0 | 0 |  | 0 | 0
10 | 9 | 19 | 0 | 0 | 0 | 0 | 0 |  | 0 | 0
10 | 9 | 20 | 0 | 0 | 0 | 0 | 0 |  | 0 | 0
10 | 9 | 21 | 0 | 0 | 0 | 0 | 0 |  | 0 | 0
10 | 9 | 22 | 0 | 0 | 0 | 0 | 0 |  | 0 | 0
10 | 9 | 23 | 0 | 0 | 0 | 0 | 0 |  | 0 | 0
10 | 10 | 0 | 0 | 0 | 0 | 0 | 0 |  | 0 | 0
10 | 10 | 1 | 0 | 0 | 0 | 0 | 0 |  | 0 | 0
10 | 10 | 2 | 0 | 0 | 0 | 0 | 0 |  | 0 | 0
10 | 10 | 3 | 0 | 0 | 0 | 0 | 0 |  | 0 | 0
10 | 10 | 4 | 0 | 0 | 0 | 0 | 0 |  | 0 | 0
10 | 10 | 5 | 0 | 0 | 0 | 0 | 0 |  | 0 | 0
10 | 10 | 6 | 0 | 0 | 0 | 0 | 0 |  | 0 | 0
10 | 10 | 7 | 10288.683 | 10288.683 | 10288.683 | 10288.683 | 10288.683 |  | 0 | 0
10 | 10 | 8 | 22760.38 | 22784.542 | 22714.436 | 22581.894 | 22468.357 |  | 0 | 0
10 | 10 | 9 | 35772.019 | 36022.018 | 35817.9 | 35279.3 | 34693.59 |  | 0 | 0
10 | 10 | 10 | 23982.322 | 23982.322 | 23982.322 | 23982.322 | 23982.322 |  | 0 | 0
10 | 10 | 11 | 70016.573 | 74196.62 | 75559.59 | 73309.232 | 68760.571 |  | 0 | 0
10 | 10 | 12 | 57011.741 | 58782.827 | 59866.734 | 59628.619 | 58207.936 |  | 0 | 0
10 | 10 | 13 | 141545.004 | 200394.874 | 246221.246 | 256591.327 | 226084.609 |  | 0 | 0
10 | 10 | 14 | 75439.442 | 138478.197 | 196611.972 | 222421.054 | 204115.37 |  | 0 | 0
10 | 10 | 15 | 15642.907 | 70433.003 | 152736.446 | 197401.971 | 190378.584 |  | 0 | 0
10 | 10 | 16 | 7633.666 | 8270.147 | 61340.37 | 109441.053 | 110579.989 |  | 0 | 0
10 | 10 | 17 | 0 | 0 | 0 | 0 | 0 |  | 0 | 0
10 | 10 | 18 | 0 | 0 | 0 | 0 | 0 |  | 0 | 0
10 | 10 | 19 | 0 | 0 | 0 | 0 | 0 |  | 0 | 0
10 | 10 | 20 | 0 | 0 | 0 | 0 | 0 |  | 0 | 0
10 | 10 | 21 | 0 | 0 | 0 | 0 | 0 |  | 0 | 0
10 | 10 | 22 | 0 | 0 | 0 | 0 | 0 |  | 0 | 0
10 | 10 | 23 | 0 | 0 | 0 | 0 | 0 |  | 0 | 0
10 | 11 | 0 | 0 | 0 | 0 | 0 | 0 |  | 0 | 0
10 | 11 | 1 | 0 | 0 | 0 | 0 | 0 |  | 0 | 0
10 | 11 | 2 | 0 | 0 | 0 | 0 | 0 |  | 0 | 0
10 | 11 | 3 | 0 | 0 | 0 | 0 | 0 |  | 0 | 0
10 | 11 | 4 | 0 | 0 | 0 | 0 | 0 |  | 0 | 0
10 | 11 | 5 | 0 | 0 | 0 | 0 | 0 |  | 0 | 0
10 | 11 | 6 | 21772.543 | 20649.251 | 11015.603 | 2078.409 | 2078.409 |  | 0 | 0
10 | 11 | 7 | 84430.707 | 84420.058 | 61028.484 | 28115.816 | 19171.86 |  | 0 | 0
10 | 11 | 8 | 77619.209 | 79990.767 | 73358.353 | 60773.251 | 49969.021 |  | 0 | 0
10 | 11 | 9 | 257142.058 | 286464.73 | 263189.373 | 199346.735 | 121294.633 |  | 0 | 0
10 | 11 | 10 | 263874.068 | 306652.61 | 303460.689 | 255930.243 | 189128.1 |  | 0 | 0
10 | 11 | 11 | 248721.959 | 302679.78 | 319957.213 | 291651.931 | 232525.567 |  | 0 | 0
10 | 11 | 12 | 214361.806 | 276713.602 | 313609.129 | 305563.521 | 256694.685 |  | 0 | 0
10 | 11 | 13 | 157965.583 | 228701.756 | 282966.482 | 295073.565 | 258839.336 |  | 0 | 0
10 | 11 | 14 | 83908.587 | 161023.542 | 231232.797 | 261930.145 | 239780.765 |  | 0 | 0
10 | 11 | 15 | 15801.643 | 72321.984 | 158044.352 | 204547.903 | 196929.858 |  | 0 | 0
10 | 11 | 16 | 8378.875 | 8869.068 | 61660.529 | 108133.14 | 109227.749 |  | 0 | 0
10 | 11 | 17 | 0 | 0 | 0 | 0 | 0 |  | 0 | 0
10 | 11 | 18 | 0 | 0 | 0 | 0 | 0 |  | 0 | 0
10 | 11 | 19 | 0 | 0 | 0 | 0 | 0 |  | 0 | 0
10 | 11 | 20 | 0 | 0 | 0 | 0 | 0 |  | 0 | 0
10 | 11 | 21 | 0 | 0 | 0 | 0 | 0 |  | 0 | 0
10 | 11 | 22 | 0 | 0 | 0 | 0 | 0 |  | 0 | 0
10 | 11 | 23 | 0 | 0 | 0 | 0 | 0 |  | 0 | 0
10 | 12 | 0 | 0 | 0 | 0 | 0 | 0 |  | 0 | 0
10 | 12 | 1 | 0 | 0 | 0 | 0 | 0 |  | 0 | 0
10 | 12 | 2 | 0 | 0 | 0 | 0 | 0 |  | 0 | 0
10 | 12 | 3 | 0 | 0 | 0 | 0 | 0 |  | 0 | 0
10 | 12 | 4 | 0 | 0 | 0 | 0 | 0 |  | 0 | 0
10 | 12 | 5 | 0 | 0 | 0 | 0 | 0 |  | 0 | 0
10 | 12 | 6 | 1446.98 | 1363.606 | 795.123 | 296.106 | 296.106 |  | 0 | 0
10 | 12 | 7 | 11735.263 | 11735.263 | 11735.263 | 11735.263 | 11735.263 |  | 0 | 0
10 | 12 | 8 | 16426.283 | 16426.283 | 16426.283 | 16426.283 | 16426.283 |  | 0 | 0
10 | 12 | 9 | 19065.528 | 19065.528 | 19065.528 | 19065.528 | 19065.528 |  | 0 | 0
10 | 12 | 10 | 29198.627 | 29227.563 | 29225.566 | 29193.806 | 29150.888 |  | 0 | 0
10 | 12 | 11 | 26922.569 | 26922.569 | 26922.569 | 26922.569 | 26922.569 |  | 0 | 0
10 | 12 | 12 | 28476.252 | 28499.326 | 28513.437 | 28510.318 | 28491.795 |  | 0 | 0
10 | 12 | 13 | 24088.358 | 24088.358 | 24088.358 | 24088.358 | 24088.358 |  | 0 | 0
10 | 12 | 14 | 17888.594 | 17888.594 | 17888.594 | 17888.594 | 17888.594 |  | 0 | 0
10 | 12 | 15 | 17804.719 | 17869.697 | 17971.866 | 18028.416 | 18018.695 |  | 0 | 0
10 | 12 | 16 | 3622.183 | 3622.183 | 3622.183 | 3622.183 | 3622.183 |  | 0 | 0
10 | 12 | 17 | 0 | 0 | 0 | 0 | 0 |  | 0 | 0
10 | 12 | 18 | 0 | 0 | 0 | 0 | 0 |  | 0 | 0
10 | 12 | 19 | 0 | 0 | 0 | 0 | 0 |  | 0 | 0
10 | 12 | 20 | 0 | 0 | 0 | 0 | 0 |  | 0 | 0
10 | 12 | 21 | 0 | 0 | 0 | 0 | 0 |  | 0 | 0
10 | 12 | 22 | 0 | 0 | 0 | 0 | 0 |  | 0 | 0
10 | 12 | 23 | 0 | 0 | 0 | 0 | 0 |  | 0 | 0
10 | 13 | 0 | 0 | 0 | 0 | 0 | 0 |  | 0 | 0
10 | 13 | 1 | 0 | 0 | 0 | 0 | 0 |  | 0 | 0
10 | 13 | 2 | 0 | 0 | 0 | 0 | 0 |  | 0 | 0
10 | 13 | 3 | 0 | 0 | 0 | 0 | 0 |  | 0 | 0
10 | 13 | 4 | 0 | 0 | 0 | 0 | 0 |  | 0 | 0
10 | 13 | 5 | 0 | 0 | 0 | 0 | 0 |  | 0 | 0
10 | 13 | 6 | 16917.743 | 16047.291 | 9100.309 | 2147.444 | 2147.444 |  | 0 | 0
10 | 13 | 7 | 128525.672 | 129093.956 | 88327.489 | 29542.977 | 14806.486 |  | 0 | 0
10 | 13 | 8 | 91649.541 | 95340.281 | 85714.719 | 67091.611 | 50952.768 |  | 0 | 0
10 | 13 | 9 | 115514.271 | 123433.385 | 117454.398 | 100986.88 | 82175.978 |  | 0 | 0
10 | 13 | 10 | 64496.859 | 65935.874 | 65845.776 | 64279.264 | 62144.66 |  | 0 | 0
10 | 13 | 11 | 76578.053 | 79304.055 | 80208.991 | 78764.242 | 75813.952 |  | 0 | 0
10 | 13 | 12 | 70475.517 | 73122.778 | 74739.864 | 74381.13 | 72256.259 |  | 0 | 0
10 | 13 | 13 | 47922.638 | 48869.534 | 49660.486 | 49837.081 | 49295.877 |  | 0 | 0
10 | 13 | 14 | 34994.445 | 35483.004 | 35996.289 | 36233.584 | 36055.835 |  | 0 | 0
10 | 13 | 15 | 18650.129 | 18650.129 | 18650.129 | 18650.129 | 18650.129 |  | 0 | 0
10 | 13 | 16 | 2359.963 | 2359.963 | 2359.963 | 2359.963 | 2359.963 |  | 0 | 0
10 | 13 | 17 | 0 | 0 | 0 | 0 | 0 |  | 0 | 0
10 | 13 | 18 | 0 | 0 | 0 | 0 | 0 |  | 0 | 0
10 | 13 | 19 | 0 | 0 | 0 | 0 | 0 |  | 0 | 0
10 | 13 | 20 | 0 | 0 | 0 | 0 | 0 |  | 0 | 0
10 | 13 | 21 | 0 | 0 | 0 | 0 | 0 |  | 0 | 0
10 | 13 | 22 | 0 | 0 | 0 | 0 | 0 |  | 0 | 0
10 | 13 | 23 | 0 | 0 | 0 | 0 | 0 |  | 0 | 0
10 | 14 | 0 | 0 | 0 | 0 | 0 | 0 |  | 0 | 0
10 | 14 | 1 | 0 | 0 | 0 | 0 | 0 |  | 0 | 0
10 | 14 | 2 | 0 | 0 | 0 | 0 | 0 |  | 0 | 0
10 | 14 | 3 | 0 | 0 | 0 | 0 | 0 |  | 0 | 0
10 | 14 | 4 | 0 | 0 | 0 | 0 | 0 |  | 0 | 0
10 | 14 | 5 | 0 | 0 | 0 | 0 | 0 |  | 0 | 0
10 | 14 | 6 | 111.147 | 111.147 | 111.147 | 111.147 | 111.147 |  | 0 | 0
10 | 14 | 7 | 17486.669 | 17491.371 | 17293.569 | 17009.217 | 16882.826 |  | 0 | 0
10 | 14 | 8 | 29436.831 | 29524.803 | 29303.279 | 28902.085 | 28556.264 |  | 0 | 0
10 | 14 | 9 | 49958.792 | 50548.204 | 50114.025 | 48910.531 | 47621.191 |  | 0 | 0
10 | 14 | 10 | 44045.264 | 44546.283 | 44518.003 | 43976.99 | 43236.838 |  | 0 | 0
10 | 14 | 11 | 39472.588 | 39811.195 | 39924.282 | 39745.597 | 39379.819 |  | 0 | 0
10 | 14 | 12 | 43214.142 | 43761.157 | 44095.313 | 44020.873 | 43581.442 |  | 0 | 0
10 | 14 | 13 | 46085.616 | 47054.206 | 47857.201 | 48034.473 | 47482.222 |  | 0 | 0
10 | 14 | 14 | 20505.642 | 20505.642 | 20505.642 | 20505.642 | 20505.642 |  | 0 | 0
10 | 14 | 15 | 5985.558 | 5985.558 | 5985.558 | 5985.558 | 5985.558 |  | 0 | 0
10 | 14 | 16 | 496.263 | 496.263 | 496.263 | 496.263 | 496.263 |  | 0 | 0
10 | 14 | 17 | 0 | 0 | 0 | 0 | 0 |  | 0 | 0
10 | 14 | 18 | 0 | 0 | 0 | 0 | 0 |  | 0 | 0
10 | 14 | 19 | 0 | 0 | 0 | 0 | 0 |  | 0 | 0
10 | 14 | 20 | 0 | 0 | 0 | 0 | 0 |  | 0 | 0
10 | 14 | 21 | 0 | 0 | 0 | 0 | 0 |  | 0 | 0
10 | 14 | 22 | 0 | 0 | 0 | 0 | 0 |  | 0 | 0
10 | 14 | 23 | 0 | 0 | 0 | 0 | 0 |  | 0 | 0
10 | 15 | 0 | 0 | 0 | 0 | 0 | 0 |  | 0 | 0
10 | 15 | 1 | 0 | 0 | 0 | 0 | 0 |  | 0 | 0
10 | 15 | 2 | 0 | 0 | 0 | 0 | 0 |  | 0 | 0
10 | 15 | 3 | 0 | 0 | 0 | 0 | 0 |  | 0 | 0
10 | 15 | 4 | 0 | 0 | 0 | 0 | 0 |  | 0 | 0
10 | 15 | 5 | 0 | 0 | 0 | 0 | 0 |  | 0 | 0
10 | 15 | 6 | 357.563 | 357.563 | 357.563 | 357.563 | 357.563 |  | 0 | 0
10 | 15 | 7 | 15238.997 | 15240.092 | 15205.724 | 15156.029 | 15134.308 |  | 0 | 0
10 | 15 | 8 | 61432.691 | 63223.952 | 58857.964 | 50368.22 | 43015.913 |  | 0 | 0
10 | 15 | 9 | 87685.736 | 91866.37 | 88862.635 | 80422.635 | 70940.377 |  | 0 | 0
10 | 15 | 10 | 92289.462 | 97805.096 | 97526.89 | 91616.645 | 83468.551 |  | 0 | 0
10 | 15 | 11 | 120432.598 | 132163.943 | 136088.427 | 129944.805 | 117277.703 |  | 0 | 0
10 | 15 | 12 | 101884.462 | 112736.017 | 119338.228 | 117862.615 | 109162.437 |  | 0 | 0
10 | 15 | 13 | 108281.321 | 133664.634 | 153692.839 | 158037.555 | 144243.488 |  | 0 | 0
10 | 15 | 14 | 75178.215 | 113767.399 | 150252.875 | 166096.364 | 153825.556 |  | 0 | 0
10 | 15 | 15 | 34162.627 | 48131.56 | 69036.74 | 80972.442 | 78659.927 |  | 0 | 0
10 | 15 | 16 | 10595.582 | 10595.582 | 11188.489 | 11644.747 | 11670.493 |  | 0 | 0
10 | 15 | 17 | 0 | 0 | 0 | 0 | 0 |  | 0 | 0
10 | 15 | 18 | 0 | 0 | 0 | 0 | 0 |  | 0 | 0
10 | 15 | 19 | 0 | 0 | 0 | 0 | 0 |  | 0 | 0
10 | 15 | 20 | 0 | 0 | 0 | 0 | 0 |  | 0 | 0
10 | 15 | 21 | 0 | 0 | 0 | 0 | 0 |  | 0 | 0
10 | 15 | 22 | 0 | 0 | 0 | 0 | 0 |  | 0 | 0
10 | 15 | 23 | 0 | 0 | 0 | 0 | 0 |  | 0 | 0
10 | 16 | 0 | 0 | 0 | 0 | 0 | 0 |  | 0 | 0
10 | 16 | 1 | 0 | 0 | 0 | 0 | 0 |  | 0 | 0
10 | 16 | 2 | 0 | 0 | 0 | 0 | 0 |  | 0 | 0
10 | 16 | 3 | 0 | 0 | 0 | 0 | 0 |  | 0 | 0
10 | 16 | 4 | 0 | 0 | 0 | 0 | 0 |  | 0 | 0
10 | 16 | 5 | 0 | 0 | 0 | 0 | 0 |  | 0 | 0
10 | 16 | 6 | 11134.876 | 10510.981 | 6140.326 | 1501.844 | 1501.844 |  | 0 | 0
10 | 16 | 7 | 136604.161 | 138191.334 | 93028.207 | 27193.909 | 12144.778 |  | 0 | 0
10 | 16 | 8 | 174691.346 | 186920.046 | 157865.559 | 96939.272 | 42711.685 |  | 0 | 0
10 | 16 | 9 | 184600.313 | 204679.117 | 190629.591 | 149946.042 | 100241.915 |  | 0 | 0
10 | 16 | 10 | 181525.383 | 206211.315 | 205116.676 | 178833.911 | 141396.41 |  | 0 | 0
10 | 16 | 11 | 185661.146 | 221186.023 | 232950.313 | 214666.403 | 176180.846 |  | 0 | 0
10 | 16 | 12 | 169662.803 | 214240.43 | 240701.421 | 234803.301 | 199642.978 |  | 0 | 0
10 | 16 | 13 | 125671.388 | 173514.189 | 210042.161 | 217791.92 | 192663.717 |  | 0 | 0
10 | 16 | 14 | 71720.664 | 141555.785 | 205167.944 | 231832.164 | 210852.792 |  | 0 | 0
10 | 16 | 15 | 12477.766 | 65450.235 | 150069.503 | 195117.988 | 186298.621 |  | 0 | 0
10 | 16 | 16 | 7531.452 | 7531.452 | 53962.231 | 89097.728 | 89854.667 |  | 0 | 0
10 | 16 | 17 | 0 | 0 | 0 | 0 | 0 |  | 0 | 0
10 | 16 | 18 | 0 | 0 | 0 | 0 | 0 |  | 0 | 0
10 | 16 | 19 | 0 | 0 | 0 | 0 | 0 |  | 0 | 0
10 | 16 | 20 | 0 | 0 | 0 | 0 | 0 |  | 0 | 0
10 | 16 | 21 | 0 | 0 | 0 | 0 | 0 |  | 0 | 0
10 | 16 | 22 | 0 | 0 | 0 | 0 | 0 |  | 0 | 0
10 | 16 | 23 | 0 | 0 | 0 | 0 | 0 |  | 0 | 0
10 | 17 | 0 | 0 | 0 | 0 | 0 | 0 |  | 0 | 0
10 | 17 | 1 | 0 | 0 | 0 | 0 | 0 |  | 0 | 0
10 | 17 | 2 | 0 | 0 | 0 | 0 | 0 |  | 0 | 0
10 | 17 | 3 | 0 | 0 | 0 | 0 | 0 |  | 0 | 0
10 | 17 | 4 | 0 | 0 | 0 | 0 | 0 |  | 0 | 0
10 | 17 | 5 | 0 | 0 | 0 | 0 | 0 |  | 0 | 0
10 | 17 | 6 | 13375.994 | 12749.915 | 7764.977 | 1648.498 | 1648.498 |  | 0 | 0
10 | 17 | 7 | 150993.158 | 153166.946 | 101391.941 | 26051.892 | 10023.406 |  | 0 | 0
10 | 17 | 8 | 213020.72 | 229609.686 | 191350.183 | 109189.103 | 35839.901 |  | 0 | 0
10 | 17 | 9 | 244001.21 | 275057.416 | 253870.663 | 191187.245 | 111315.904 |  | 0 | 0
10 | 17 | 10 | 251257.069 | 295679.838 | 293966.966 | 246982.05 | 178175.964 |  | 0 | 0
10 | 17 | 11 | 237642.581 | 293551.704 | 311986.554 | 283555.006 | 222914.167 |  | 0 | 0
10 | 17 | 12 | 203746.706 | 268157.196 | 306039.164 | 297575.59 | 247044.704 |  | 0 | 0
10 | 17 | 13 | 146286.816 | 220755.618 | 275937.298 | 287425.618 | 249423.94 |  | 0 | 0
10 | 17 | 14 | 72190.117 | 151596.424 | 223606.525 | 253473.104 | 229566.101 |  | 0 | 0
10 | 17 | 15 | 11142.865 | 63677.695 | 149598.956 | 195644.637 | 186303.172 |  | 0 | 0
10 | 17 | 16 | 9073.362 | 9073.362 | 36831.934 | 57527.923 | 58132.662 |  | 0 | 0
10 | 17 | 17 | 0 | 0 | 0 | 0 | 0 |  | 0 | 0
10 | 17 | 18 | 0 | 0 | 0 | 0 | 0 |  | 0 | 0
10 | 17 | 19 | 0 | 0 | 0 | 0 | 0 |  | 0 | 0
10 | 17 | 20 | 0 | 0 | 0 | 0 | 0 |  | 0 | 0
10 | 17 | 21 | 0 | 0 | 0 | 0 | 0 |  | 0 | 0
10 | 17 | 22 | 0 | 0 | 0 | 0 | 0 |  | 0 | 0
10 | 17 | 23 | 0 | 0 | 0 | 0 | 0 |  | 0 | 0
10 | 18 | 0 | 0 | 0 | 0 | 0 | 0 |  | 0 | 0
10 | 18 | 1 | 0 | 0 | 0 | 0 | 0 |  | 0 | 0
10 | 18 | 2 | 0 | 0 | 0 | 0 | 0 |  | 0 | 0
10 | 18 | 3 | 0 | 0 | 0 | 0 | 0 |  | 0 | 0
10 | 18 | 4 | 0 | 0 | 0 | 0 | 0 |  | 0 | 0
10 | 18 | 5 | 0 | 0 | 0 | 0 | 0 |  | 0 | 0
10 | 18 | 6 | 3234.713 | 2968.783 | 1131.37 | 0 | 0 |  | 0 | 0
10 | 18 | 7 | 95627.375 | 97203.377 | 65561.013 | 19883.211 | 9619.947 |  | 0 | 0
10 | 18 | 8 | 209918.131 | 226298.118 | 189568.376 | 108944.533 | 36164.785 |  | 0 | 0
10 | 18 | 9 | 238531.156 | 268474.591 | 248552.902 | 188346.06 | 110048.393 |  | 0 | 0
10 | 18 | 10 | 243125.227 | 284743.891 | 283368.923 | 239640.064 | 174017.207 |  | 0 | 0
10 | 18 | 11 | 228462.152 | 280038.659 | 296858.649 | 271083.64 | 214966.211 |  | 0 | 0
10 | 18 | 12 | 195966.935 | 256024.906 | 290618.285 | 282896.365 | 236406.249 |  | 0 | 0
10 | 18 | 13 | 141921.581 | 213372.666 | 264888.929 | 275358.312 | 239944.026 |  | 0 | 0
10 | 18 | 14 | 70251.877 | 146817.367 | 214962.307 | 242560.818 | 220107.981 |  | 0 | 0
10 | 18 | 15 | 12674.629 | 62022.915 | 142736.415 | 185380.85 | 176485.354 |  | 0 | 0
10 | 18 | 16 | 7332.859 | 7332.859 | 49599.394 | 79671.614 | 80347.778 |  | 0 | 0
10 | 18 | 17 | 0 | 0 | 0 | 0 | 0 |  | 0 | 0
10 | 18 | 18 | 0 | 0 | 0 | 0 | 0 |  | 0 | 0
10 | 18 | 19 | 0 | 0 | 0 | 0 | 0 |  | 0 | 0
10 | 18 | 20 | 0 | 0 | 0 | 0 | 0 |  | 0 | 0
10 | 18 | 21 | 0 | 0 | 0 | 0 | 0 |  | 0 | 0
10 | 18 | 22 | 0 | 0 | 0 | 0 | 0 |  | 0 | 0
10 | 18 | 23 | 0 | 0 | 0 | 0 | 0 |  | 0 | 0
10 | 19 | 0 | 0 | 0 | 0 | 0 | 0 |  | 0 | 0
10 | 19 | 1 | 0 | 0 | 0 | 0 | 0 |  | 0 | 0
10 | 19 | 2 | 0 | 0 | 0 | 0 | 0 |  | 0 | 0
10 | 19 | 3 | 0 | 0 | 0 | 0 | 0 |  | 0 | 0
10 | 19 | 4 | 0 | 0 | 0 | 0 | 0 |  | 0 | 0
10 | 19 | 5 | 0 | 0 | 0 | 0 | 0 |  | 0 | 0
10 | 19 | 6 | 988.133 | 881.4 | 115.143 | 0 | 0 |  | 0 | 0
10 | 19 | 7 | 9404.409 | 9404.409 | 9404.409 | 9404.409 | 9404.409 |  | 0 | 0
10 | 19 | 8 | 18664.483 | 18664.483 | 18664.483 | 18664.483 | 18664.483 |  | 0 | 0
10 | 19 | 9 | 21522.832 | 21522.832 | 21522.832 | 21522.832 | 21522.832 |  | 0 | 0
10 | 19 | 10 | 25074.836 | 25074.836 | 25074.836 | 25074.836 | 25074.836 |  | 0 | 0
10 | 19 | 11 | 52041.146 | 52940.712 | 53248.201 | 52783.498 | 51818.809 |  | 0 | 0
10 | 19 | 12 | 37159.645 | 37443.521 | 37616.347 | 37576.867 | 37348.212 |  | 0 | 0
10 | 19 | 13 | 24625.961 | 24625.961 | 24625.961 | 24625.961 | 24625.961 |  | 0 | 0
10 | 19 | 14 | 21603.562 | 21603.562 | 21603.562 | 21603.562 | 21603.562 |  | 0 | 0
10 | 19 | 15 | 19637.934 | 19767.452 | 19928.226 | 20026.07 | 20003.646 |  | 0 | 0
10 | 19 | 16 | 7370.035 | 7370.035 | 7370.035 | 7370.035 | 7370.035 |  | 0 | 0
10 | 19 | 17 | 0 | 0 | 0 | 0 | 0 |  | 0 | 0
10 | 19 | 18 | 0 | 0 | 0 | 0 | 0 |  | 0 | 0
10 | 19 | 19 | 0 | 0 | 0 | 0 | 0 |  | 0 | 0
10 | 19 | 20 | 0 | 0 | 0 | 0 | 0 |  | 0 | 0
10 | 19 | 21 | 0 | 0 | 0 | 0 | 0 |  | 0 | 0
10 | 19 | 22 | 0 | 0 | 0 | 0 | 0 |  | 0 | 0
10 | 19 | 23 | 0 | 0 | 0 | 0 | 0 |  | 0 | 0
10 | 20 | 0 | 0 | 0 | 0 | 0 | 0 |  | 0 | 0
10 | 20 | 1 | 0 | 0 | 0 | 0 | 0 |  | 0 | 0
10 | 20 | 2 | 0 | 0 | 0 | 0 | 0 |  | 0 | 0
10 | 20 | 3 | 0 | 0 | 0 | 0 | 0 |  | 0 | 0
10 | 20 | 4 | 0 | 0 | 0 | 0 | 0 |  | 0 | 0
10 | 20 | 5 | 0 | 0 | 0 | 0 | 0 |  | 0 | 0
10 | 20 | 6 | 6237.159 | 6116.608 | 4407.065 | 1424.458 | 1424.458 |  | 0 | 0
10 | 20 | 7 | 150975.324 | 154317.581 | 101007.847 | 23325.481 | 8306.742 |  | 0 | 0
10 | 20 | 8 | 211038.284 | 228969.126 | 191096.718 | 107661.738 | 33450.588 |  | 0 | 0
10 | 20 | 9 | 241708.181 | 274621.717 | 253687.79 | 189644.372 | 106903.395 |  | 0 | 0
10 | 20 | 10 | 249270.067 | 296083.177 | 294989.591 | 246551.747 | 174703.766 |  | 0 | 0
10 | 20 | 11 | 234874.785 | 293490.803 | 313145.791 | 283576.42 | 220365.837 |  | 0 | 0
10 | 20 | 12 | 200147.752 | 267517.653 | 307326.359 | 298259.176 | 245041.394 |  | 0 | 0
10 | 20 | 13 | 141145.299 | 219378.046 | 277039.531 | 288674.463 | 248196.437 |  | 0 | 0
10 | 20 | 14 | 66692.089 | 148578.371 | 223746.877 | 254420.178 | 228570.978 |  | 0 | 0
10 | 20 | 15 | 9580.039 | 60216.617 | 148630.577 | 196462.84 | 185761.544 |  | 0 | 0
10 | 20 | 16 | 6159.28 | 6159.28 | 49953.621 | 79026.656 | 79561.676 |  | 0 | 0
10 | 20 | 17 | 0 | 0 | 0 | 0 | 0 |  | 0 | 0
10 | 20 | 18 | 0 | 0 | 0 | 0 | 0 |  | 0 | 0
10 | 20 | 19 | 0 | 0 | 0 | 0 | 0 |  | 0 | 0
10 | 20 | 20 | 0 | 0 | 0 | 0 | 0 |  | 0 | 0
10 | 20 | 21 | 0 | 0 | 0 | 0 | 0 |  | 0 | 0
10 | 20 | 22 | 0 | 0 | 0 | 0 | 0 |  | 0 | 0
10 | 20 | 23 | 0 | 0 | 0 | 0 | 0 |  | 0 | 0
10 | 21 | 0 | 0 | 0 | 0 | 0 | 0 |  | 0 | 0
10 | 21 | 1 | 0 | 0 | 0 | 0 | 0 |  | 0 | 0
10 | 21 | 2 | 0 | 0 | 0 | 0 | 0 |  | 0 | 0
10 | 21 | 3 | 0 | 0 | 0 | 0 | 0 |  | 0 | 0
10 | 21 | 4 | 0 | 0 | 0 | 0 | 0 |  | 0 | 0
10 | 21 | 5 | 0 | 0 | 0 | 0 | 0 |  | 0 | 0
10 | 21 | 6 | 7635.033 | 7491.284 | 5387.421 | 1756.39 | 1756.39 |  | 0 | 0
10 | 21 | 7 | 152600.251 | 156419.994 | 102576.499 | 22579.268 | 7460.093 |  | 0 | 0
10 | 21 | 8 | 209658.331 | 227525.77 | 190700.772 | 107304.835 | 31820.268 |  | 0 | 0
10 | 21 | 9 | 238940.403 | 270963.105 | 251096.444 | 188704.71 | 105634.198 |  | 0 | 0
10 | 21 | 10 | 246595.629 | 291786.126 | 290950.726 | 244482.317 | 173656.601 |  | 0 | 0
10 | 21 | 11 | 232073.694 | 288435.743 | 307129.137 | 279155.778 | 218197.114 |  | 0 | 0
10 | 21 | 12 | 197969.002 | 263102.192 | 300859.433 | 292252.879 | 241411.957 |  | 0 | 0
10 | 21 | 13 | 138899.411 | 215600.65 | 270612.84 | 281446.331 | 242877.635 |  | 0 | 0
10 | 21 | 14 | 65117.919 | 146711.76 | 220057.459 | 249232.359 | 224245.346 |  | 0 | 0
10 | 21 | 15 | 10536.528 | 58927.151 | 144218.724 | 189378.83 | 179048.284 |  | 0 | 0
10 | 21 | 16 | 6275.496 | 6275.496 | 47894.035 | 74191.063 | 74651.78 |  | 0 | 0
10 | 21 | 17 | 0 | 0 | 0 | 0 | 0 |  | 0 | 0
10 | 21 | 18 | 0 | 0 | 0 | 0 | 0 |  | 0 | 0
10 | 21 | 19 | 0 | 0 | 0 | 0 | 0 |  | 0 | 0
10 | 21 | 20 | 0 | 0 | 0 | 0 | 0 |  | 0 | 0
10 | 21 | 21 | 0 | 0 | 0 | 0 | 0 |  | 0 | 0
10 | 21 | 22 | 0 | 0 | 0 | 0 | 0 |  | 0 | 0
10 | 21 | 23 | 0 | 0 | 0 | 0 | 0 |  | 0 | 0
10 | 22 | 0 | 0 | 0 | 0 | 0 | 0 |  | 0 | 0
10 | 22 | 1 | 0 | 0 | 0 | 0 | 0 |  | 0 | 0
10 | 22 | 2 | 0 | 0 | 0 | 0 | 0 |  | 0 | 0
10 | 22 | 3 | 0 | 0 | 0 | 0 | 0 |  | 0 | 0
10 | 22 | 4 | 0 | 0 | 0 | 0 | 0 |  | 0 | 0
10 | 22 | 5 | 0 | 0 | 0 | 0 | 0 |  | 0 | 0
10 | 22 | 6 | 4981.156 | 4897.649 | 3633.718 | 1476.877 | 1476.877 |  | 0 | 0
10 | 22 | 7 | 138841.398 | 142800.442 | 94067.91 | 22952.639 | 9553.352 |  | 0 | 0
10 | 22 | 8 | 201451.299 | 219458.545 | 183425.523 | 102910.293 | 31300.005 |  | 0 | 0
10 | 22 | 9 | 230187.626 | 261881.151 | 242619.526 | 182080.444 | 102624.798 |  | 0 | 0
10 | 22 | 10 | 235395.879 | 279544.443 | 278923.457 | 233841.213 | 165629.895 |  | 0 | 0
10 | 22 | 11 | 219410.987 | 273524.438 | 291644.442 | 264734.176 | 206385.554 |  | 0 | 0
10 | 22 | 12 | 185781.388 | 247341.14 | 283140.184 | 274914.835 | 226688.086 |  | 0 | 0
10 | 22 | 13 | 130226.77 | 202359.541 | 254033.586 | 264095.059 | 227636.102 |  | 0 | 0
10 | 22 | 14 | 60765.434 | 135959.798 | 203598.898 | 230273.085 | 207039.688 |  | 0 | 0
10 | 22 | 15 | 10026.549 | 54121.617 | 132339.626 | 173680.868 | 163944.899 |  | 0 | 0
10 | 22 | 16 | 5928.343 | 5928.343 | 42146.946 | 64483.239 | 64894.756 |  | 0 | 0
10 | 22 | 17 | 0 | 0 | 0 | 0 | 0 |  | 0 | 0
10 | 22 | 18 | 0 | 0 | 0 | 0 | 0 |  | 0 | 0
10 | 22 | 19 | 0 | 0 | 0 | 0 | 0 |  | 0 | 0
10 | 22 | 20 | 0 | 0 | 0 | 0 | 0 |  | 0 | 0
10 | 22 | 21 | 0 | 0 | 0 | 0 | 0 |  | 0 | 0
10 | 22 | 22 | 0 | 0 | 0 | 0 | 0 |  | 0 | 0
10 | 22 | 23 | 0 | 0 | 0 | 0 | 0 |  | 0 | 0
10 | 23 | 0 | 0 | 0 | 0 | 0 | 0 |  | 0 | 0
10 | 23 | 1 | 0 | 0 | 0 | 0 | 0 |  | 0 | 0
10 | 23 | 2 | 0 | 0 | 0 | 0 | 0 |  | 0 | 0
10 | 23 | 3 | 0 | 0 | 0 | 0 | 0 |  | 0 | 0
10 | 23 | 4 | 0 | 0 | 0 | 0 | 0 |  | 0 | 0
10 | 23 | 5 | 0 | 0 | 0 | 0 | 0 |  | 0 | 0
10 | 23 | 6 | 4912.012 | 4831.62 | 3572.379 | 1452.685 | 1452.685 |  | 0 | 0
10 | 23 | 7 | 143546.663 | 148161.553 | 97009.544 | 22119.253 | 8836.855 |  | 0 | 0
10 | 23 | 8 | 205207.835 | 223844.283 | 187472.192 | 104749.964 | 30898.713 |  | 0 | 0
10 | 23 | 9 | 234405.698 | 267212.805 | 247722.023 | 185341.894 | 102502.467 |  | 0 | 0
10 | 23 | 10 | 240328.287 | 286008.905 | 285565.586 | 239212.961 | 168250.904 |  | 0 | 0
10 | 23 | 11 | 225984.933 | 282679.526 | 301685.244 | 273631.634 | 212537.491 |  | 0 | 0
10 | 23 | 12 | 192233.864 | 257581.528 | 295607.081 | 286804.319 | 235510.65 |  | 0 | 0
10 | 23 | 13 | 134530.347 | 211839.948 | 267112.021 | 277751.959 | 238502.582 |  | 0 | 0
10 | 23 | 14 | 61754.584 | 142297.855 | 215183.412 | 243815.39 | 218449.714 |  | 0 | 0
10 | 23 | 15 | 9854.79 | 56425.477 | 141197.524 | 186186.402 | 175271.286 |  | 0 | 0
10 | 23 | 16 | 6617.534 | 6617.534 | 43853.545 | 65383.231 | 65711.87 |  | 0 | 0
10 | 23 | 17 | 0 | 0 | 0 | 0 | 0 |  | 0 | 0
10 | 23 | 18 | 0 | 0 | 0 | 0 | 0 |  | 0 | 0
10 | 23 | 19 | 0 | 0 | 0 | 0 | 0 |  | 0 | 0
10 | 23 | 20 | 0 | 0 | 0 | 0 | 0 |  | 0 | 0
10 | 23 | 21 | 0 | 0 | 0 | 0 | 0 |  | 0 | 0
10 | 23 | 22 | 0 | 0 | 0 | 0 | 0 |  | 0 | 0
10 | 23 | 23 | 0 | 0 | 0 | 0 | 0 |  | 0 | 0
10 | 24 | 0 | 0 | 0 | 0 | 0 | 0 |  | 0 | 0
10 | 24 | 1 | 0 | 0 | 0 | 0 | 0 |  | 0 | 0
10 | 24 | 2 | 0 | 0 | 0 | 0 | 0 |  | 0 | 0
10 | 24 | 3 | 0 | 0 | 0 | 0 | 0 |  | 0 | 0
10 | 24 | 4 | 0 | 0 | 0 | 0 | 0 |  | 0 | 0
10 | 24 | 5 | 0 | 0 | 0 | 0 | 0 |  | 0 | 0
10 | 24 | 6 | 4085.038 | 4022.022 | 2998.485 | 1294.664 | 1294.664 |  | 0 | 0
10 | 24 | 7 | 142192.403 | 147258.185 | 96359.567 | 21859.005 | 9047.949 |  | 0 | 0
10 | 24 | 8 | 186972.797 | 204383.646 | 171296.123 | 96689.731 | 30623.526 |  | 0 | 0
10 | 24 | 9 | 202450.736 | 230454.974 | 214139.66 | 161815.55 | 94308.311 |  | 0 | 0
10 | 24 | 10 | 228251.248 | 272029.919 | 271786.114 | 227641.355 | 160279.336 |  | 0 | 0
10 | 24 | 11 | 214638.246 | 268816.299 | 287107.87 | 260282.289 | 202031.284 |  | 0 | 0
10 | 24 | 12 | 178509.274 | 237793.948 | 272466.881 | 264365.973 | 217595.786 |  | 0 | 0
10 | 24 | 13 | 131943.517 | 208125.397 | 262317.428 | 272607.2 | 233920.209 |  | 0 | 0
10 | 24 | 14 | 59407.393 | 117569.812 | 171304.199 | 192623.561 | 173411.341 |  | 0 | 0
10 | 24 | 15 | 14795.615 | 48674.241 | 109925.236 | 142966.012 | 134655.955 |  | 0 | 0
10 | 24 | 16 | 7335.164 | 7335.164 | 26684.533 | 38643.694 | 38883.654 |  | 0 | 0
10 | 24 | 17 | 0 | 0 | 0 | 0 | 0 |  | 0 | 0
10 | 24 | 18 | 0 | 0 | 0 | 0 | 0 |  | 0 | 0
10 | 24 | 19 | 0 | 0 | 0 | 0 | 0 |  | 0 | 0
10 | 24 | 20 | 0 | 0 | 0 | 0 | 0 |  | 0 | 0
10 | 24 | 21 | 0 | 0 | 0 | 0 | 0 |  | 0 | 0
10 | 24 | 22 | 0 | 0 | 0 | 0 | 0 |  | 0 | 0
10 | 24 | 23 | 0 | 0 | 0 | 0 | 0 |  | 0 | 0
10 | 25 | 0 | 0 | 0 | 0 | 0 | 0 |  | 0 | 0
10 | 25 | 1 | 0 | 0 | 0 | 0 | 0 |  | 0 | 0
10 | 25 | 2 | 0 | 0 | 0 | 0 | 0 |  | 0 | 0
10 | 25 | 3 | 0 | 0 | 0 | 0 | 0 |  | 0 | 0
10 | 25 | 4 | 0 | 0 | 0 | 0 | 0 |  | 0 | 0
10 | 25 | 5 | 0 | 0 | 0 | 0 | 0 |  | 0 | 0
10 | 25 | 6 | 0 | 0 | 0 | 0 | 0 |  | 0 | 0
10 | 25 | 7 | 23691.587 | 23853.846 | 22392.112 | 20204.954 | 19549.171 |  | 0 | 0
10 | 25 | 8 | 58736.318 | 61033.292 | 56793.761 | 47918.902 | 40111.213 |  | 0 | 0
10 | 25 | 9 | 82690.138 | 87912.048 | 84921.222 | 75425.776 | 64088.381 |  | 0 | 0
10 | 25 | 10 | 46508 | 47230.297 | 47229.137 | 46505.199 | 45472.515 |  | 0 | 0
10 | 25 | 11 | 66699.812 | 69151.591 | 70006.233 | 68764.137 | 66151.504 |  | 0 | 0
10 | 25 | 12 | 77846.571 | 84998.377 | 89314.571 | 88288.12 | 82515.343 |  | 0 | 0
10 | 25 | 13 | 44505.566 | 45631.791 | 46540.115 | 46714.752 | 46053.394 |  | 0 | 0
10 | 25 | 14 | 20417.708 | 20417.708 | 20417.708 | 20417.708 | 20417.708 |  | 0 | 0
10 | 25 | 15 | 9801.025 | 9801.025 | 9801.025 | 9801.025 | 9801.025 |  | 0 | 0
10 | 25 | 16 | 976.16 | 976.16 | 976.16 | 976.16 | 976.16 |  | 0 | 0
10 | 25 | 17 | 0 | 0 | 0 | 0 | 0 |  | 0 | 0
10 | 25 | 18 | 0 | 0 | 0 | 0 | 0 |  | 0 | 0
10 | 25 | 19 | 0 | 0 | 0 | 0 | 0 |  | 0 | 0
10 | 25 | 20 | 0 | 0 | 0 | 0 | 0 |  | 0 | 0
10 | 25 | 21 | 0 | 0 | 0 | 0 | 0 |  | 0 | 0
10 | 25 | 22 | 0 | 0 | 0 | 0 | 0 |  | 0 | 0
10 | 25 | 23 | 0 | 0 | 0 | 0 | 0 |  | 0 | 0
10 | 26 | 0 | 0 | 0 | 0 | 0 | 0 |  | 0 | 0
10 | 26 | 1 | 0 | 0 | 0 | 0 | 0 |  | 0 | 0
10 | 26 | 2 | 0 | 0 | 0 | 0 | 0 |  | 0 | 0
10 | 26 | 3 | 0 | 0 | 0 | 0 | 0 |  | 0 | 0
10 | 26 | 4 | 0 | 0 | 0 | 0 | 0 |  | 0 | 0
10 | 26 | 5 | 0 | 0 | 0 | 0 | 0 |  | 0 | 0
10 | 26 | 6 | 0 | 0 | 0 | 0 | 0 |  | 0 | 0
10 | 26 | 7 | 7700.862 | 7700.862 | 7700.862 | 7700.862 | 7700.862 |  | 0 | 0
10 | 26 | 8 | 5533.617 | 5533.617 | 5533.617 | 5533.617 | 5533.617 |  | 0 | 0
10 | 26 | 9 | 27217.417 | 27262.358 | 27237.129 | 27156.51 | 27067.731 |  | 0 | 0
10 | 26 | 10 | 24654.812 | 24654.812 | 24654.812 | 24654.812 | 24654.812 |  | 0 | 0
10 | 26 | 11 | 22304.421 | 22304.421 | 22304.421 | 22304.421 | 22304.421 |  | 0 | 0
10 | 26 | 12 | 14713.736 | 14713.736 | 14713.736 | 14713.736 | 14713.736 |  | 0 | 0
10 | 26 | 13 | 16400.669 | 16400.669 | 16400.669 | 16400.669 | 16400.669 |  | 0 | 0
10 | 26 | 14 | 29128.926 | 30006.101 | 30854.657 | 31200.741 | 30878.151 |  | 0 | 0
10 | 26 | 15 | 3342.368 | 3342.368 | 3342.368 | 3342.368 | 3342.368 |  | 0 | 0
10 | 26 | 16 | 0 | 0 | 0 | 0 | 0 |  | 0 | 0
10 | 26 | 17 | 0 | 0 | 0 | 0 | 0 |  | 0 | 0
10 | 26 | 18 | 0 | 0 | 0 | 0 | 0 |  | 0 | 0
10 | 26 | 19 | 0 | 0 | 0 | 0 | 0 |  | 0 | 0
10 | 26 | 20 | 0 | 0 | 0 | 0 | 0 |  | 0 | 0
10 | 26 | 21 | 0 | 0 | 0 | 0 | 0 |  | 0 | 0
10 | 26 | 22 | 0 | 0 | 0 | 0 | 0 |  | 0 | 0
10 | 26 | 23 | 0 | 0 | 0 | 0 | 0 |  | 0 | 0
10 | 27 | 0 | 0 | 0 | 0 | 0 | 0 |  | 0 | 0
10 | 27 | 1 | 0 | 0 | 0 | 0 | 0 |  | 0 | 0
10 | 27 | 2 | 0 | 0 | 0 | 0 | 0 |  | 0 | 0
10 | 27 | 3 | 0 | 0 | 0 | 0 | 0 |  | 0 | 0
10 | 27 | 4 | 0 | 0 | 0 | 0 | 0 |  | 0 | 0
10 | 27 | 5 | 0 | 0 | 0 | 0 | 0 |  | 0 | 0
10 | 27 | 6 | 671.172 | 661.425 | 482.916 | 196.152 | 196.152 |  | 0 | 0
10 | 27 | 7 | 110915.796 | 114852.22 | 77509.06 | 21585.49 | 12271.971 |  | 0 | 0
10 | 27 | 8 | 183297.167 | 201464.073 | 169278.988 | 94409.501 | 28083.438 |  | 0 | 0
10 | 27 | 9 | 214390.456 | 245880.549 | 228664.212 | 170665.327 | 93666.759 |  | 0 | 0
10 | 27 | 10 | 220217.606 | 263472.114 | 263726.708 | 220857.332 | 154069.91 |  | 0 | 0
10 | 27 | 11 | 203541.608 | 255310.279 | 272880.943 | 247497.618 | 191961.323 |  | 0 | 0
10 | 27 | 12 | 175850.607 | 237598.049 | 272996.473 | 264549.261 | 216367.367 |  | 0 | 0
10 | 27 | 13 | 121542.226 | 193383.351 | 243780.253 | 252937.023 | 216399.338 |  | 0 | 0
10 | 27 | 14 | 54513.354 | 125837.743 | 190601.466 | 215243.018 | 191906.858 |  | 0 | 0
10 | 27 | 15 | 12383.262 | 48713.319 | 119449.493 | 156906.039 | 146776.733 |  | 0 | 0
10 | 27 | 16 | 6109.173 | 6109.173 | 31078.232 | 43664.409 | 43785.191 |  | 0 | 0
10 | 27 | 17 | 0 | 0 | 0 | 0 | 0 |  | 0 | 0
10 | 27 | 18 | 0 | 0 | 0 | 0 | 0 |  | 0 | 0
10 | 27 | 19 | 0 | 0 | 0 | 0 | 0 |  | 0 | 0
10 | 27 | 20 | 0 | 0 | 0 | 0 | 0 |  | 0 | 0
10 | 27 | 21 | 0 | 0 | 0 | 0 | 0 |  | 0 | 0
10 | 27 | 22 | 0 | 0 | 0 | 0 | 0 |  | 0 | 0
10 | 27 | 23 | 0 | 0 | 0 | 0 | 0 |  | 0 | 0
10 | 28 | 0 | 0 | 0 | 0 | 0 | 0 |  | 0 | 0
10 | 28 | 1 | 0 | 0 | 0 | 0 | 0 |  | 0 | 0
10 | 28 | 2 | 0 | 0 | 0 | 0 | 0 |  | 0 | 0
10 | 28 | 3 | 0 | 0 | 0 | 0 | 0 |  | 0 | 0
10 | 28 | 4 | 0 | 0 | 0 | 0 | 0 |  | 0 | 0
10 | 28 | 5 | 0 | 0 | 0 | 0 | 0 |  | 0 | 0
10 | 28 | 6 | 0 | 0 | 0 | 0 | 0 |  | 0 | 0
10 | 28 | 7 | 64644.243 | 66291.582 | 48265.416 | 20772 | 15861.678 |  | 0 | 0
10 | 28 | 8 | 197919.648 | 218718.235 | 182736.112 | 98766.068 | 25793.255 |  | 0 | 0
10 | 28 | 9 | 232673.402 | 269277.19 | 249615.432 | 183178.903 | 95862.862 |  | 0 | 0
10 | 28 | 10 | 238764.128 | 289056.127 | 289530.144 | 239941.46 | 163225.423 |  | 0 | 0
10 | 28 | 11 | 222088.818 | 283530.237 | 304601.401 | 274320.055 | 208603.376 |  | 0 | 0
10 | 28 | 12 | 185423.833 | 255698.505 | 296405.86 | 286565.458 | 231291.55 |  | 0 | 0
10 | 28 | 13 | 125376.141 | 207001.38 | 264811.243 | 275261.14 | 232904.732 |  | 0 | 0
10 | 28 | 14 | 53072.334 | 134735.244 | 209971.232 | 238613.836 | 211030.904 |  | 0 | 0
10 | 28 | 15 | 8763.037 | 49059.704 | 132460.418 | 177133.495 | 164722.173 |  | 0 | 0
10 | 28 | 16 | 4980.289 | 4980.289 | 34582.842 | 47602.876 | 47677.826 |  | 0 | 0
10 | 28 | 17 | 0 | 0 | 0 | 0 | 0 |  | 0 | 0
10 | 28 | 18 | 0 | 0 | 0 | 0 | 0 |  | 0 | 0
10 | 28 | 19 | 0 | 0 | 0 | 0 | 0 |  | 0 | 0
10 | 28 | 20 | 0 | 0 | 0 | 0 | 0 |  | 0 | 0
10 | 28 | 21 | 0 | 0 | 0 | 0 | 0 |  | 0 | 0
10 | 28 | 22 | 0 | 0 | 0 | 0 | 0 |  | 0 | 0
10 | 28 | 23 | 0 | 0 | 0 | 0 | 0 |  | 0 | 0
10 | 29 | 0 | 0 | 0 | 0 | 0 | 0 |  | 0 | 0
10 | 29 | 1 | 0 | 0 | 0 | 0 | 0 |  | 0 | 0
10 | 29 | 2 | 0 | 0 | 0 | 0 | 0 |  | 0 | 0
10 | 29 | 3 | 0 | 0 | 0 | 0 | 0 |  | 0 | 0
10 | 29 | 4 | 0 | 0 | 0 | 0 | 0 |  | 0 | 0
10 | 29 | 5 | 0 | 0 | 0 | 0 | 0 |  | 0 | 0
10 | 29 | 6 | 723.257 | 709.33 | 430.954 | 0 | 0 |  | 0 | 0
10 | 29 | 7 | 123665.446 | 126137.745 | 84842.619 | 18451.627 | 8869.497 |  | 0 | 0
10 | 29 | 8 | 185696.276 | 205256.348 | 172078.056 | 93068.402 | 23473.092 |  | 0 | 0
10 | 29 | 9 | 213917.508 | 246686.456 | 229461.568 | 169808.404 | 89793.484 |  | 0 | 0
10 | 29 | 10 | 220708.025 | 265920.065 | 266493.414 | 222150.666 | 152114.574 |  | 0 | 0
10 | 29 | 11 | 205536.768 | 260659.528 | 279372.748 | 252546.605 | 193446.158 |  | 0 | 0
10 | 29 | 12 | 172593.352 | 236442.182 | 272666.428 | 263875.317 | 214310.492 |  | 0 | 0
10 | 29 | 13 | 117005.593 | 192103.898 | 244063.137 | 253226.099 | 215138.739 |  | 0 | 0
10 | 29 | 14 | 49936.874 | 126033.187 | 195120.182 | 220869.994 | 195662.166 |  | 0 | 0
10 | 29 | 15 | 9003.915 | 45799.042 | 122590.941 | 163170.199 | 151662.792 |  | 0 | 0
10 | 29 | 16 | 6253.935 | 6253.935 | 15392.152 | 20796.24 | 20817.431 |  | 0 | 0
10 | 29 | 17 | 0 | 0 | 0 | 0 | 0 |  | 0 | 0
10 | 29 | 18 | 0 | 0 | 0 | 0 | 0 |  | 0 | 0
10 | 29 | 19 | 0 | 0 | 0 | 0 | 0 |  | 0 | 0
10 | 29 | 20 | 0 | 0 | 0 | 0 | 0 |  | 0 | 0
10 | 29 | 21 | 0 | 0 | 0 | 0 | 0 |  | 0 | 0
10 | 29 | 22 | 0 | 0 | 0 | 0 | 0 |  | 0 | 0
10 | 29 | 23 | 0 | 0 | 0 | 0 | 0 |  | 0 | 0
10 | 30 | 0 | 0 | 0 | 0 | 0 | 0 |  | 0 | 0
10 | 30 | 1 | 0 | 0 | 0 | 0 | 0 |  | 0 | 0
10 | 30 | 2 | 0 | 0 | 0 | 0 | 0 |  | 0 | 0
10 | 30 | 3 | 0 | 0 | 0 | 0 | 0 |  | 0 | 0
10 | 30 | 4 | 0 | 0 | 0 | 0 | 0 |  | 0 | 0
10 | 30 | 5 | 0 | 0 | 0 | 0 | 0 |  | 0 | 0
10 | 30 | 6 | 0 | 0 | 0 | 0 | 0 |  | 0 | 0
10 | 30 | 7 | 46070.276 | 46712.47 | 36480.314 | 19968.236 | 17010.373 |  | 0 | 0
10 | 30 | 8 | 88194.939 | 95399.577 | 83489.454 | 56803.468 | 33697.904 |  | 0 | 0
10 | 30 | 9 | 110826.474 | 122355.915 | 116370.24 | 96077.697 | 70960.033 |  | 0 | 0
10 | 30 | 10 | 150861.155 | 174756.969 | 175141.36 | 151800.404 | 116531.079 |  | 0 | 0
10 | 30 | 11 | 155332.724 | 188108.959 | 199526.057 | 183260.322 | 148356.042 |  | 0 | 0
10 | 30 | 12 | 138089.075 | 179218.976 | 203241.636 | 197306.923 | 164667.917 |  | 0 | 0
10 | 30 | 13 | 103762.457 | 159717.151 | 199873.435 | 206947.815 | 177130.1 |  | 0 | 0
10 | 30 | 14 | 49742.805 | 68098.155 | 85732.655 | 92659.683 | 85765.164 |  | 0 | 0
10 | 30 | 15 | 19529.793 | 25700.475 | 37209.39 | 43601.313 | 41678.249 |  | 0 | 0
10 | 30 | 16 | 5586.358 | 5586.358 | 10904.982 | 14020.082 | 14017.104 |  | 0 | 0
10 | 30 | 17 | 0 | 0 | 0 | 0 | 0 |  | 0 | 0
10 | 30 | 18 | 0 | 0 | 0 | 0 | 0 |  | 0 | 0
10 | 30 | 19 | 0 | 0 | 0 | 0 | 0 |  | 0 | 0
10 | 30 | 20 | 0 | 0 | 0 | 0 | 0 |  | 0 | 0
10 | 30 | 21 | 0 | 0 | 0 | 0 | 0 |  | 0 | 0
10 | 30 | 22 | 0 | 0 | 0 | 0 | 0 |  | 0 | 0
10 | 30 | 23 | 0 | 0 | 0 | 0 | 0 |  | 0 | 0
10 | 31 | 0 | 0 | 0 | 0 | 0 | 0 |  | 0 | 0
10 | 31 | 1 | 0 | 0 | 0 | 0 | 0 |  | 0 | 0
10 | 31 | 2 | 0 | 0 | 0 | 0 | 0 |  | 0 | 0
10 | 31 | 3 | 0 | 0 | 0 | 0 | 0 |  | 0 | 0
10 | 31 | 4 | 0 | 0 | 0 | 0 | 0 |  | 0 | 0
10 | 31 | 5 | 0 | 0 | 0 | 0 | 0 |  | 0 | 0
10 | 31 | 6 | 0 | 0 | 0 | 0 | 0 |  | 0 | 0
10 | 31 | 7 | 846.758 | 846.758 | 846.758 | 846.758 | 846.758 |  | 0 | 0
10 | 31 | 8 | 2998.355 | 2998.355 | 2998.355 | 2998.355 | 2998.355 |  | 0 | 0
10 | 31 | 9 | 5397.75 | 5397.75 | 5397.75 | 5397.75 | 5397.75 |  | 0 | 0
10 | 31 | 10 | 31751.367 | 31940.23 | 31943.867 | 31760.147 | 31492.056 |  | 0 | 0
10 | 31 | 11 | 23589.999 | 23589.999 | 23589.999 | 23589.999 | 23589.999 |  | 0 | 0
10 | 31 | 12 | 22876.595 | 22876.595 | 22876.595 | 22876.595 | 22876.595 |  | 0 | 0
10 | 31 | 13 | 8627.562 | 8627.562 | 8627.562 | 8627.562 | 8627.562 |  | 0 | 0
10 | 31 | 14 | 17883.68 | 17883.68 | 17883.68 | 17883.68 | 17883.68 |  | 0 | 0
10 | 31 | 15 | 3874.329 | 3874.329 | 3874.329 | 3874.329 | 3874.329 |  | 0 | 0
10 | 31 | 16 | 0 | 0 | 0 | 0 | 0 |  | 0 | 0
10 | 31 | 17 | 0 | 0 | 0 | 0 | 0 |  | 0 | 0
10 | 31 | 18 | 0 | 0 | 0 | 0 | 0 |  | 0 | 0
10 | 31 | 19 | 0 | 0 | 0 | 0 | 0 |  | 0 | 0
10 | 31 | 20 | 0 | 0 | 0 | 0 | 0 |  | 0 | 0
10 | 31 | 21 | 0 | 0 | 0 | 0 | 0 |  | 0 | 0
10 | 31 | 22 | 0 | 0 | 0 | 0 | 0 |  | 0 | 0
10 | 31 | 23 | 0 | 0 | 0 | 0 | 0 |  | 0 | 0
11 | 1 | 0 | 0 | 0 | 0 | 0 | 0 |  | 0 | 0
11 | 1 | 1 | 0 | 0 | 0 | 0 | 0 |  | 0 | 0
11 | 1 | 2 | 0 | 0 | 0 | 0 | 0 |  | 0 | 0
11 | 1 | 3 | 0 | 0 | 0 | 0 | 0 |  | 0 | 0
11 | 1 | 4 | 0 | 0 | 0 | 0 | 0 |  | 0 | 0
11 | 1 | 5 | 0 | 0 | 0 | 0 | 0 |  | 0 | 0
11 | 1 | 6 | 0 | 0 | 0 | 0 | 0 |  | 0 | 0
11 | 1 | 7 | 80853.209 | 82201.053 | 59869.797 | 20904.946 | 14995.017 |  | 0 | 0
11 | 1 | 8 | 152132.853 | 167974.455 | 142735.169 | 82715.031 | 30636.078 |  | 0 | 0
11 | 1 | 9 | 189804.58 | 219110.197 | 204508.896 | 152426.913 | 83747.814 |  | 0 | 0
11 | 1 | 10 | 200012.134 | 241350.366 | 242249.653 | 202262.76 | 138938.442 |  | 0 | 0
11 | 1 | 11 | 189084.735 | 240198.067 | 257719.05 | 232845.89 | 178210.648 |  | 0 | 0
11 | 1 | 12 | 158631.04 | 218340.44 | 252101.003 | 243654.892 | 197214.325 |  | 0 | 0
11 | 1 | 13 | 108161.635 | 176384.241 | 223701.846 | 231690.453 | 196354.621 |  | 0 | 0
11 | 1 | 14 | 48435.069 | 113794.504 | 173804.173 | 195844.975 | 173174.163 |  | 0 | 0
11 | 1 | 15 | 16083.746 | 42643.259 | 99446.303 | 129705.482 | 120412.824 |  | 0 | 0
11 | 1 | 16 | 4167.828 | 4167.828 | 16465.991 | 22588.123 | 22520.501 |  | 0 | 0
11 | 1 | 17 | 0 | 0 | 0 | 0 | 0 |  | 0 | 0
11 | 1 | 18 | 0 | 0 | 0 | 0 | 0 |  | 0 | 0
11 | 1 | 19 | 0 | 0 | 0 | 0 | 0 |  | 0 | 0
11 | 1 | 20 | 0 | 0 | 0 | 0 | 0 |  | 0 | 0
11 | 1 | 21 | 0 | 0 | 0 | 0 | 0 |  | 0 | 0
11 | 1 | 22 | 0 | 0 | 0 | 0 | 0 |  | 0 | 0
11 | 1 | 23 | 0 | 0 | 0 | 0 | 0 |  | 0 | 0
11 | 2 | 0 | 0 | 0 | 0 | 0 | 0 |  | 0 | 0
11 | 2 | 1 | 0 | 0 | 0 | 0 | 0 |  | 0 | 0
11 | 2 | 2 | 0 | 0 | 0 | 0 | 0 |  | 0 | 0
11 | 2 | 3 | 0 | 0 | 0 | 0 | 0 |  | 0 | 0
11 | 2 | 4 | 0 | 0 | 0 | 0 | 0 |  | 0 | 0
11 | 2 | 5 | 0 | 0 | 0 | 0 | 0 |  | 0 | 0
11 | 2 | 6 | 0 | 0 | 0 | 0 | 0 |  | 0 | 0
11 | 2 | 7 | 78976.116 | 80367.076 | 58777.17 | 19855.639 | 14229.019 |  | 0 | 0
11 | 2 | 8 | 149955.302 | 165909.383 | 140978.81 | 81523.504 | 30308.144 |  | 0 | 0
11 | 2 | 9 | 188835.644 | 218585.993 | 204004.066 | 151578.544 | 82843.296 |  | 0 | 0
11 | 2 | 10 | 199496.762 | 241530.257 | 242561.36 | 202062.837 | 138115.093 |  | 0 | 0
11 | 2 | 11 | 188917.772 | 241002.779 | 258971.283 | 233534.78 | 177957.857 |  | 0 | 0
11 | 2 | 12 | 157159.311 | 216174.4 | 249672.78 | 241190.182 | 195095.645 |  | 0 | 0
11 | 2 | 13 | 107563.162 | 174348.067 | 220958.688 | 228733.238 | 193653.648 |  | 0 | 0
11 | 2 | 14 | 49353.764 | 111920.44 | 169844.771 | 191092.702 | 168877.058 |  | 0 | 0
11 | 2 | 15 | 16687.284 | 41819.367 | 96583.312 | 125875.907 | 116648.734 |  | 0 | 0
11 | 2 | 16 | 3745.839 | 3745.839 | 14513.961 | 20047.223 | 19957.203 |  | 0 | 0
11 | 2 | 17 | 0 | 0 | 0 | 0 | 0 |  | 0 | 0
11 | 2 | 18 | 0 | 0 | 0 | 0 | 0 |  | 0 | 0
11 | 2 | 19 | 0 | 0 | 0 | 0 | 0 |  | 0 | 0
11 | 2 | 20 | 0 | 0 | 0 | 0 | 0 |  | 0 | 0
11 | 2 | 21 | 0 | 0 | 0 | 0 | 0 |  | 0 | 0
11 | 2 | 22 | 0 | 0 | 0 | 0 | 0 |  | 0 | 0
11 | 2 | 23 | 0 | 0 | 0 | 0 | 0 |  | 0 | 0
11 | 3 | 0 | 0 | 0 | 0 | 0 | 0 |  | 0 | 0
11 | 3 | 1 | 0 | 0 | 0 | 0 | 0 |  | 0 | 0
11 | 3 | 2 | 0 | 0 | 0 | 0 | 0 |  | 0 | 0
11 | 3 | 3 | 0 | 0 | 0 | 0 | 0 |  | 0 | 0
11 | 3 | 4 | 0 | 0 | 0 | 0 | 0 |  | 0 | 0
11 | 3 | 5 | 0 | 0 | 0 | 0 | 0 |  | 0 | 0
11 | 3 | 6 | 0 | 0 | 0 | 0 | 0 |  | 0 | 0
11 | 3 | 7 | 89968.218 | 91471.436 | 66049.904 | 17910.658 | 11784.732 |  | 0 | 0
11 | 3 | 8 | 162076.749 | 180559.798 | 152196.485 | 83714.383 | 25173.608 |  | 0 | 0
11 | 3 | 9 | 196707.517 | 229106.403 | 213490.61 | 156656.444 | 81901.529 |  | 0 | 0
11 | 3 | 10 | 205143.573 | 249878.155 | 251089.245 | 208161.208 | 139916.746 |  | 0 | 0
11 | 3 | 11 | 192780.402 | 246704.238 | 265305.467 | 239018.622 | 181484.978 |  | 0 | 0
11 | 3 | 12 | 161018.955 | 224506.52 | 260223.189 | 251095.617 | 201748.371 |  | 0 | 0
11 | 3 | 13 | 107718.353 | 180546.314 | 230591.785 | 238773.963 | 200953.176 |  | 0 | 0
11 | 3 | 14 | 44408.643 | 115567.264 | 181029.164 | 204633.225 | 179544.159 |  | 0 | 0
11 | 3 | 15 | 14585.393 | 41479.62 | 101909.852 | 134061.114 | 123639.563 |  | 0 | 0
11 | 3 | 16 | 3046.358 | 3046.358 | 14298.739 | 19669.224 | 19557.762 |  | 0 | 0
11 | 3 | 17 | 0 | 0 | 0 | 0 | 0 |  | 0 | 0
11 | 3 | 18 | 0 | 0 | 0 | 0 | 0 |  | 0 | 0
11 | 3 | 19 | 0 | 0 | 0 | 0 | 0 |  | 0 | 0
11 | 3 | 20 | 0 | 0 | 0 | 0 | 0 |  | 0 | 0
11 | 3 | 21 | 0 | 0 | 0 | 0 | 0 |  | 0 | 0
11 | 3 | 22 | 0 | 0 | 0 | 0 | 0 |  | 0 | 0
11 | 3 | 23 | 0 | 0 | 0 | 0 | 0 |  | 0 | 0
11 | 4 | 0 | 0 | 0 | 0 | 0 | 0 |  | 0 | 0
11 | 4 | 1 | 0 | 0 | 0 | 0 | 0 |  | 0 | 0
11 | 4 | 2 | 0 | 0 | 0 | 0 | 0 |  | 0 | 0
11 | 4 | 3 | 0 | 0 | 0 | 0 | 0 |  | 0 | 0
11 | 4 | 4 | 0 | 0 | 0 | 0 | 0 |  | 0 | 0
11 | 4 | 5 | 0 | 0 | 0 | 0 | 0 |  | 0 | 0
11 | 4 | 6 | 0 | 0 | 0 | 0 | 0 |  | 0 | 0
11 | 4 | 7 | 94714.273 | 96339.244 | 69538.951 | 16306.096 | 10004.087 |  | 0 | 0
11 | 4 | 8 | 167780.768 | 187513.798 | 157740.503 | 84591.349 | 22064.098 |  | 0 | 0
11 | 4 | 9 | 199725.997 | 232800.564 | 217137.215 | 159093.476 | 81705.889 |  | 0 | 0
11 | 4 | 10 | 208792.38 | 254695.224 | 256045.012 | 212171.799 | 141581.66 |  | 0 | 0
11 | 4 | 11 | 196244.799 | 252759.399 | 272209.938 | 244753.165 | 184427.416 |  | 0 | 0
11 | 4 | 12 | 162527.211 | 228289.43 | 265115.52 | 255606.096 | 204569.65 |  | 0 | 0
11 | 4 | 13 | 108744.75 | 184254.169 | 235955.019 | 244265.355 | 204964.944 |  | 0 | 0
11 | 4 | 14 | 44247.696 | 117264.587 | 184588.744 | 208683.616 | 182650.379 |  | 0 | 0
11 | 4 | 15 | 11838.447 | 41094.592 | 109002.484 | 144955.792 | 132962.982 |  | 0 | 0
11 | 4 | 16 | 2297.339 | 2297.339 | 13799.678 | 18877.148 | 18751.092 |  | 0 | 0
11 | 4 | 17 | 0 | 0 | 0 | 0 | 0 |  | 0 | 0
11 | 4 | 18 | 0 | 0 | 0 | 0 | 0 |  | 0 | 0
11 | 4 | 19 | 0 | 0 | 0 | 0 | 0 |  | 0 | 0
11 | 4 | 20 | 0 | 0 | 0 | 0 | 0 |  | 0 | 0
11 | 4 | 21 | 0 | 0 | 0 | 0 | 0 |  | 0 | 0
11 | 4 | 22 | 0 | 0 | 0 | 0 | 0 |  | 0 | 0
11 | 4 | 23 | 0 | 0 | 0 | 0 | 0 |  | 0 | 0
11 | 5 | 0 | 0 | 0 | 0 | 0 | 0 |  | 0 | 0
11 | 5 | 1 | 0 | 0 | 0 | 0 | 0 |  | 0 | 0
11 | 5 | 2 | 0 | 0 | 0 | 0 | 0 |  | 0 | 0
11 | 5 | 3 | 0 | 0 | 0 | 0 | 0 |  | 0 | 0
11 | 5 | 4 | 0 | 0 | 0 | 0 | 0 |  | 0 | 0
11 | 5 | 5 | 0 | 0 | 0 | 0 | 0 |  | 0 | 0
11 | 5 | 6 | 0 | 0 | 0 | 0 | 0 |  | 0 | 0
11 | 5 | 7 | 94952.858 | 96660.005 | 69882.712 | 14566.75 | 8460.656 |  | 0 | 0
11 | 5 | 8 | 169296.868 | 189995.466 | 159320.139 | 83825.737 | 20437.899 |  | 0 | 0
11 | 5 | 9 | 204260.492 | 240128.326 | 223377.509 | 161037.283 | 78779.327 |  | 0 | 0
11 | 5 | 10 | 211162.013 | 259413.183 | 260947.169 | 214972.881 | 141241.727 |  | 0 | 0
11 | 5 | 11 | 198134.151 | 257193.231 | 277633.66 | 248825.305 | 185875.357 |  | 0 | 0
11 | 5 | 12 | 161640.845 | 230140.114 | 268536.705 | 258499.687 | 205218.508 |  | 0 | 0
11 | 5 | 13 | 106335.366 | 184801.92 | 238552.253 | 247061.51 | 205920.096 |  | 0 | 0
11 | 5 | 14 | 42114.208 | 116932.886 | 186399.615 | 211126.511 | 183973.225 |  | 0 | 0
11 | 5 | 15 | 10197.52 | 39284.75 | 108896.863 | 145928.017 | 133176.794 |  | 0 | 0
11 | 5 | 16 | 1636.737 | 1636.737 | 12081.331 | 16706.343 | 16569.438 |  | 0 | 0
11 | 5 | 17 | 0 | 0 | 0 | 0 | 0 |  | 0 | 0
11 | 5 | 18 | 0 | 0 | 0 | 0 | 0 |  | 0 | 0
11 | 5 | 19 | 0 | 0 | 0 | 0 | 0 |  | 0 | 0
11 | 5 | 20 | 0 | 0 | 0 | 0 | 0 |  | 0 | 0
11 | 5 | 21 | 0 | 0 | 0 | 0 | 0 |  | 0 | 0
11 | 5 | 22 | 0 | 0 | 0 | 0 | 0 |  | 0 | 0
11 | 5 | 23 | 0 | 0 | 0 | 0 | 0 |  | 0 | 0
11 | 6 | 0 | 0 | 0 | 0 | 0 | 0 |  | 0 | 0
11 | 6 | 1 | 0 | 0 | 0 | 0 | 0 |  | 0 | 0
11 | 6 | 2 | 0 | 0 | 0 | 0 | 0 |  | 0 | 0
11 | 6 | 3 | 0 | 0 | 0 | 0 | 0 |  | 0 | 0
11 | 6 | 4 | 0 | 0 | 0 | 0 | 0 |  | 0 | 0
11 | 6 | 5 | 0 | 0 | 0 | 0 | 0 |  | 0 | 0
11 | 6 | 6 | 0 | 0 | 0 | 0 | 0 |  | 0 | 0
11 | 6 | 7 | 5848.686 | 5848.686 | 5848.686 | 5848.686 | 5848.686 |  | 0 | 0
11 | 6 | 8 | 7210.51 | 7210.51 | 7210.51 | 7210.51 | 7210.51 |  | 0 | 0
11 | 6 | 9 | 49558.079 | 50810.528 | 50230.923 | 48146.203 | 45714.894 |  | 0 | 0
11 | 6 | 10 | 16880.637 | 16880.637 | 16880.637 | 16880.637 | 16880.637 |  | 0 | 0
11 | 6 | 11 | 21504.904 | 21504.904 | 21504.904 | 21504.904 | 21504.904 |  | 0 | 0
11 | 6 | 12 | 12439.683 | 12439.683 | 12439.683 | 12439.683 | 12439.683 |  | 0 | 0
11 | 6 | 13 | 21523.118 | 21523.118 | 21523.118 | 21523.118 | 21523.118 |  | 0 | 0
11 | 6 | 14 | 41831.357 | 116171.788 | 184874.376 | 209016.156 | 182065.611 |  | 0 | 0
11 | 6 | 15 | 10197.407 | 39668.984 | 112240.768 | 150483.741 | 136969.607 |  | 0 | 0
11 | 6 | 16 | 1331.011 | 1331.011 | 13332.669 | 18340.861 | 18173.777 |  | 0 | 0
11 | 6 | 17 | 0 | 0 | 0 | 0 | 0 |  | 0 | 0
11 | 6 | 18 | 0 | 0 | 0 | 0 | 0 |  | 0 | 0
11 | 6 | 19 | 0 | 0 | 0 | 0 | 0 |  | 0 | 0
11 | 6 | 20 | 0 | 0 | 0 | 0 | 0 |  | 0 | 0
11 | 6 | 21 | 0 | 0 | 0 | 0 | 0 |  | 0 | 0
11 | 6 | 22 | 0 | 0 | 0 | 0 | 0 |  | 0 | 0
11 | 6 | 23 | 0 | 0 | 0 | 0 | 0 |  | 0 | 0
11 | 7 | 0 | 0 | 0 | 0 | 0 | 0 |  | 0 | 0
11 | 7 | 1 | 0 | 0 | 0 | 0 | 0 |  | 0 | 0
11 | 7 | 2 | 0 | 0 | 0 | 0 | 0 |  | 0 | 0
11 | 7 | 3 | 0 | 0 | 0 | 0 | 0 |  | 0 | 0
11 | 7 | 4 | 0 | 0 | 0 | 0 | 0 |  | 0 | 0
11 | 7 | 5 | 0 | 0 | 0 | 0 | 0 |  | 0 | 0
11 | 7 | 6 | 0 | 0 | 0 | 0 | 0 |  | 0 | 0
11 | 7 | 7 | 99452.615 | 101216.929 | 74581.992 | 13327.406 | 7615.918 |  | 0 | 0
11 | 7 | 8 | 180430.53 | 203778.234 | 170253.336 | 86462.578 | 17098.307 |  | 0 | 0
11 | 7 | 9 | 215245.187 | 254089.758 | 236481.398 | 169410.235 | 80465.287 |  | 0 | 0
11 | 7 | 10 | 140005.088 | 163168.544 | 164008.136 | 142052.394 | 108062.859 |  | 0 | 0
11 | 7 | 11 | 206761.913 | 269902.59 | 291721.266 | 260990.72 | 193667.356 |  | 0 | 0
11 | 7 | 12 | 119558.987 | 151594.543 | 169950.997 | 165016.094 | 139561.581 |  | 0 | 0
11 | 7 | 13 | 39355.631 | 40187.638 | 40848.645 | 40951.295 | 40435.421 |  | 0 | 0
11 | 7 | 14 | 29352.123 | 29966.039 | 30567.109 | 30803.083 | 30535.601 |  | 0 | 0
11 | 7 | 15 | 9745.036 | 9745.036 | 9745.036 | 9745.036 | 9745.036 |  | 0 | 0
11 | 7 | 16 | 0 | 0 | 0 | 0 | 0 |  | 0 | 0
11 | 7 | 17 | 0 | 0 | 0 | 0 | 0 |  | 0 | 0
11 | 7 | 18 | 0 | 0 | 0 | 0 | 0 |  | 0 | 0
11 | 7 | 19 | 0 | 0 | 0 | 0 | 0 |  | 0 | 0
11 | 7 | 20 | 0 | 0 | 0 | 0 | 0 |  | 0 | 0
11 | 7 | 21 | 0 | 0 | 0 | 0 | 0 |  | 0 | 0
11 | 7 | 22 | 0 | 0 | 0 | 0 | 0 |  | 0 | 0
11 | 7 | 23 | 0 | 0 | 0 | 0 | 0 |  | 0 | 0
11 | 8 | 0 | 0 | 0 | 0 | 0 | 0 |  | 0 | 0
11 | 8 | 1 | 0 | 0 | 0 | 0 | 0 |  | 0 | 0
11 | 8 | 2 | 0 | 0 | 0 | 0 | 0 |  | 0 | 0
11 | 8 | 3 | 0 | 0 | 0 | 0 | 0 |  | 0 | 0
11 | 8 | 4 | 0 | 0 | 0 | 0 | 0 |  | 0 | 0
11 | 8 | 5 | 0 | 0 | 0 | 0 | 0 |  | 0 | 0
11 | 8 | 6 | 0 | 0 | 0 | 0 | 0 |  | 0 | 0
11 | 8 | 7 | 92726.506 | 94639.361 | 70474.47 | 13152.41 | 7819.651 |  | 0 | 0
11 | 8 | 8 | 173775.243 | 196330.703 | 164340.733 | 84399.074 | 18527.883 |  | 0 | 0
11 | 8 | 9 | 55750.651 | 57571.33 | 56752.367 | 53739.926 | 50160.375 |  | 0 | 0
11 | 8 | 10 | 67078.228 | 69922.165 | 70031.076 | 67341.261 | 63311.986 |  | 0 | 0
11 | 8 | 11 | 28494.018 | 28541.387 | 28558.192 | 28534.588 | 28484.403 |  | 0 | 0
11 | 8 | 12 | 26441.701 | 26445.649 | 26447.989 | 26447.351 | 26444.108 |  | 0 | 0
11 | 8 | 13 | 67736.27 | 79103.405 | 87551.886 | 88836.797 | 82210.805 |  | 0 | 0
11 | 8 | 14 | 22199.393 | 22260.002 | 22319.163 | 22342.218 | 22315.659 |  | 0 | 0
11 | 8 | 15 | 9193.944 | 9193.944 | 9193.944 | 9193.944 | 9193.944 |  | 0 | 0
11 | 8 | 16 | 0 | 0 | 0 | 0 | 0 |  | 0 | 0
11 | 8 | 17 | 0 | 0 | 0 | 0 | 0 |  | 0 | 0
11 | 8 | 18 | 0 | 0 | 0 | 0 | 0 |  | 0 | 0
11 | 8 | 19 | 0 | 0 | 0 | 0 | 0 |  | 0 | 0
11 | 8 | 20 | 0 | 0 | 0 | 0 | 0 |  | 0 | 0
11 | 8 | 21 | 0 | 0 | 0 | 0 | 0 |  | 0 | 0
11 | 8 | 22 | 0 | 0 | 0 | 0 | 0 |  | 0 | 0
11 | 8 | 23 | 0 | 0 | 0 | 0 | 0 |  | 0 | 0
11 | 9 | 0 | 0 | 0 | 0 | 0 | 0 |  | 0 | 0
11 | 9 | 1 | 0 | 0 | 0 | 0 | 0 |  | 0 | 0
11 | 9 | 2 | 0 | 0 | 0 | 0 | 0 |  | 0 | 0
11 | 9 | 3 | 0 | 0 | 0 | 0 | 0 |  | 0 | 0
11 | 9 | 4 | 0 | 0 | 0 | 0 | 0 |  | 0 | 0
11 | 9 | 5 | 0 | 0 | 0 | 0 | 0 |  | 0 | 0
11 | 9 | 6 | 0 | 0 | 0 | 0 | 0 |  | 0 | 0
11 | 9 | 7 | 1280.365 | 1280.365 | 1280.365 | 1280.365 | 1280.365 |  | 0 | 0
11 | 9 | 8 | 17486.147 | 17486.147 | 17486.147 | 17486.147 | 17486.147 |  | 0 | 0
11 | 9 | 9 | 18958.633 | 18958.633 | 18958.633 | 18958.633 | 18958.633 |  | 0 | 0
11 | 9 | 10 | 29418.9 | 29498.363 | 29501.544 | 29426.578 | 29317.384 |  | 0 | 0
11 | 9 | 11 | 40475.86 | 40965.352 | 41138.966 | 40894.978 | 40376.344 |  | 0 | 0
11 | 9 | 12 | 28839.537 | 28908.243 | 28948.893 | 28937.674 | 28881.157 |  | 0 | 0
11 | 9 | 13 | 32618.304 | 32988.819 | 33281.752 | 33325.465 | 33094.342 |  | 0 | 0
11 | 9 | 14 | 33099.935 | 34141.335 | 35155.325 | 35547.665 | 35088.323 |  | 0 | 0
11 | 9 | 15 | 15032.249 | 15135.187 | 15297.324 | 15386.468 | 15350.369 |  | 0 | 0
11 | 9 | 16 | 1411.521 | 1411.521 | 10806.884 | 15023.165 | 14816.781 |  | 0 | 0
11 | 9 | 17 | 0 | 0 | 0 | 0 | 0 |  | 0 | 0
11 | 9 | 18 | 0 | 0 | 0 | 0 | 0 |  | 0 | 0
11 | 9 | 19 | 0 | 0 | 0 | 0 | 0 |  | 0 | 0
11 | 9 | 20 | 0 | 0 | 0 | 0 | 0 |  | 0 | 0
11 | 9 | 21 | 0 | 0 | 0 | 0 | 0 |  | 0 | 0
11 | 9 | 22 | 0 | 0 | 0 | 0 | 0 |  | 0 | 0
11 | 9 | 23 | 0 | 0 | 0 | 0 | 0 |  | 0 | 0
11 | 10 | 0 | 0 | 0 | 0 | 0 | 0 |  | 0 | 0
11 | 10 | 1 | 0 | 0 | 0 | 0 | 0 |  | 0 | 0
11 | 10 | 2 | 0 | 0 | 0 | 0 | 0 |  | 0 | 0
11 | 10 | 3 | 0 | 0 | 0 | 0 | 0 |  | 0 | 0
11 | 10 | 4 | 0 | 0 | 0 | 0 | 0 |  | 0 | 0
11 | 10 | 5 | 0 | 0 | 0 | 0 | 0 |  | 0 | 0
11 | 10 | 6 | 0 | 0 | 0 | 0 | 0 |  | 0 | 0
11 | 10 | 7 | 11332.775 | 11387.945 | 11142.133 | 10739.598 | 10653.952 |  | 0 | 0
11 | 10 | 8 | 15435.167 | 15435.167 | 15435.167 | 15435.167 | 15435.167 |  | 0 | 0
11 | 10 | 9 | 59660.3 | 62102.136 | 61032.265 | 57007.627 | 52145.103 |  | 0 | 0
11 | 10 | 10 | 162362.494 | 194620.207 | 195943.006 | 165641.306 | 116912.083 |  | 0 | 0
11 | 10 | 11 | 13622.746 | 13622.746 | 13622.746 | 13622.746 | 13622.746 |  | 0 | 0
11 | 10 | 12 | 22343.645 | 22343.645 | 22343.645 | 22343.645 | 22343.645 |  | 0 | 0
11 | 10 | 13 | 73331.256 | 89476.732 | 101137.935 | 102836.666 | 93598.552 |  | 0 | 0
11 | 10 | 14 | 17610.429 | 17610.429 | 17610.429 | 17610.429 | 17610.429 |  | 0 | 0
11 | 10 | 15 | 17412.903 | 17801.772 | 18421.728 | 18760.994 | 18620.526 |  | 0 | 0
11 | 10 | 16 | 0 | 0 | 0 | 0 | 0 |  | 0 | 0
11 | 10 | 17 | 0 | 0 | 0 | 0 | 0 |  | 0 | 0
11 | 10 | 18 | 0 | 0 | 0 | 0 | 0 |  | 0 | 0
11 | 10 | 19 | 0 | 0 | 0 | 0 | 0 |  | 0 | 0
11 | 10 | 20 | 0 | 0 | 0 | 0 | 0 |  | 0 | 0
11 | 10 | 21 | 0 | 0 | 0 | 0 | 0 |  | 0 | 0
11 | 10 | 22 | 0 | 0 | 0 | 0 | 0 |  | 0 | 0
11 | 10 | 23 | 0 | 0 | 0 | 0 | 0 |  | 0 | 0
11 | 11 | 0 | 0 | 0 | 0 | 0 | 0 |  | 0 | 0
11 | 11 | 1 | 0 | 0 | 0 | 0 | 0 |  | 0 | 0
11 | 11 | 2 | 0 | 0 | 0 | 0 | 0 |  | 0 | 0
11 | 11 | 3 | 0 | 0 | 0 | 0 | 0 |  | 0 | 0
11 | 11 | 4 | 0 | 0 | 0 | 0 | 0 |  | 0 | 0
11 | 11 | 5 | 0 | 0 | 0 | 0 | 0 |  | 0 | 0
11 | 11 | 6 | 0 | 0 | 0 | 0 | 0 |  | 0 | 0
11 | 11 | 7 | 630.136 | 630.136 | 630.136 | 630.136 | 630.136 |  | 0 | 0
11 | 11 | 8 | 18807.478 | 18822.554 | 18802.176 | 18758.282 | 18716.588 |  | 0 | 0
11 | 11 | 9 | 0 | 0 | 0 | 0 | 0 |  | 0 | 0
11 | 11 | 10 | 45282.052 | 46032.366 | 46064.66 | 45360.008 | 44331.322 |  | 0 | 0
11 | 11 | 11 | 126342.367 | 150244.459 | 158657.505 | 146799.588 | 121281.864 |  | 0 | 0
11 | 11 | 12 | 87881.21 | 101458.142 | 109251.237 | 107049.777 | 96129.602 |  | 0 | 0
11 | 11 | 13 | 77378.506 | 100801.739 | 117625.36 | 120025.029 | 106621.393 |  | 0 | 0
11 | 11 | 14 | 39973.22 | 43751.066 | 47386.311 | 48714.641 | 47108.487 |  | 0 | 0
11 | 11 | 15 | 21736.582 | 25678.268 | 34208.937 | 38810.702 | 36906.296 |  | 0 | 0
11 | 11 | 16 | 2791.453 | 2791.453 | 3681.408 | 4491.776 | 4432.904 |  | 0 | 0
11 | 11 | 17 | 0 | 0 | 0 | 0 | 0 |  | 0 | 0
11 | 11 | 18 | 0 | 0 | 0 | 0 | 0 |  | 0 | 0
11 | 11 | 19 | 0 | 0 | 0 | 0 | 0 |  | 0 | 0
11 | 11 | 20 | 0 | 0 | 0 | 0 | 0 |  | 0 | 0
11 | 11 | 21 | 0 | 0 | 0 | 0 | 0 |  | 0 | 0
11 | 11 | 22 | 0 | 0 | 0 | 0 | 0 |  | 0 | 0
11 | 11 | 23 | 0 | 0 | 0 | 0 | 0 |  | 0 | 0
11 | 12 | 0 | 0 | 0 | 0 | 0 | 0 |  | 0 | 0
11 | 12 | 1 | 0 | 0 | 0 | 0 | 0 |  | 0 | 0
11 | 12 | 2 | 0 | 0 | 0 | 0 | 0 |  | 0 | 0
11 | 12 | 3 | 0 | 0 | 0 | 0 | 0 |  | 0 | 0
11 | 12 | 4 | 0 | 0 | 0 | 0 | 0 |  | 0 | 0
11 | 12 | 5 | 0 | 0 | 0 | 0 | 0 |  | 0 | 0
11 | 12 | 6 | 0 | 0 | 0 | 0 | 0 |  | 0 | 0
11 | 12 | 7 | 2040.512 | 2040.512 | 2040.512 | 2040.512 | 2040.512 |  | 0 | 0
11 | 12 | 8 | 14325.4 | 14325.4 | 14325.4 | 14325.4 | 14325.4 |  | 0 | 0
11 | 12 | 9 | 19689.135 | 19689.135 | 19689.135 | 19689.135 | 19689.135 |  | 0 | 0
11 | 12 | 10 | 55079.562 | 56771.383 | 56846.39 | 55260.673 | 52897.288 |  | 0 | 0
11 | 12 | 11 | 16684.607 | 16684.607 | 16684.607 | 16684.607 | 16684.607 |  | 0 | 0
11 | 12 | 12 | 55894.918 | 58319.997 | 59729.799 | 59326.322 | 57345.655 |  | 0 | 0
11 | 12 | 13 | 15421.705 | 15421.705 | 15421.705 | 15421.705 | 15421.705 |  | 0 | 0
11 | 12 | 14 | 6721.102 | 6721.102 | 6721.102 | 6721.102 | 6721.102 |  | 0 | 0
11 | 12 | 15 | 3920.099 | 3920.099 | 3920.099 | 3920.099 | 3920.099 |  | 0 | 0
11 | 12 | 16 | 0 | 0 | 0 | 0 | 0 |  | 0 | 0
11 | 12 | 17 | 0 | 0 | 0 | 0 | 0 |  | 0 | 0
11 | 12 | 18 | 0 | 0 | 0 | 0 | 0 |  | 0 | 0
11 | 12 | 19 | 0 | 0 | 0 | 0 | 0 |  | 0 | 0
11 | 12 | 20 | 0 | 0 | 0 | 0 | 0 |  | 0 | 0
11 | 12 | 21 | 0 | 0 | 0 | 0 | 0 |  | 0 | 0
11 | 12 | 22 | 0 | 0 | 0 | 0 | 0 |  | 0 | 0
11 | 12 | 23 | 0 | 0 | 0 | 0 | 0 |  | 0 | 0
11 | 13 | 0 | 0 | 0 | 0 | 0 | 0 |  | 0 | 0
11 | 13 | 1 | 0 | 0 | 0 | 0 | 0 |  | 0 | 0
11 | 13 | 2 | 0 | 0 | 0 | 0 | 0 |  | 0 | 0
11 | 13 | 3 | 0 | 0 | 0 | 0 | 0 |  | 0 | 0
11 | 13 | 4 | 0 | 0 | 0 | 0 | 0 |  | 0 | 0
11 | 13 | 5 | 0 | 0 | 0 | 0 | 0 |  | 0 | 0
11 | 13 | 6 | 0 | 0 | 0 | 0 | 0 |  | 0 | 0
11 | 13 | 7 | 48222.041 | 49778.461 | 39473.18 | 11553.066 | 9177.854 |  | 0 | 0
11 | 13 | 8 | 33088.825 | 33686.479 | 32898.582 | 31187.367 | 29555.918 |  | 0 | 0
11 | 13 | 9 | 34450.396 | 34842.583 | 34676.563 | 34049.648 | 33329.207 |  | 0 | 0
11 | 13 | 10 | 142310.184 | 168866.247 | 170065.572 | 145245.851 | 105721.531 |  | 0 | 0
11 | 13 | 11 | 192847.909 | 253990.138 | 275030.334 | 245196.066 | 179041.37 |  | 0 | 0
11 | 13 | 12 | 156472.066 | 228968.704 | 268133.87 | 256888.208 | 200972.797 |  | 0 | 0
11 | 13 | 13 | 91124.603 | 155470.672 | 198905.679 | 204766.563 | 169928.071 |  | 0 | 0
11 | 13 | 14 | 39647.753 | 92474.678 | 142257.507 | 159066.395 | 138054.543 |  | 0 | 0
11 | 13 | 15 | 20457.732 | 21939.956 | 24963.699 | 26586.101 | 25879.227 |  | 0 | 0
11 | 13 | 16 | 79.853 | 79.853 | 79.853 | 79.853 | 79.853 |  | 0 | 0
11 | 13 | 17 | 0 | 0 | 0 | 0 | 0 |  | 0 | 0
11 | 13 | 18 | 0 | 0 | 0 | 0 | 0 |  | 0 | 0
11 | 13 | 19 | 0 | 0 | 0 | 0 | 0 |  | 0 | 0
11 | 13 | 20 | 0 | 0 | 0 | 0 | 0 |  | 0 | 0
11 | 13 | 21 | 0 | 0 | 0 | 0 | 0 |  | 0 | 0
11 | 13 | 22 | 0 | 0 | 0 | 0 | 0 |  | 0 | 0
11 | 13 | 23 | 0 | 0 | 0 | 0 | 0 |  | 0 | 0
11 | 14 | 0 | 0 | 0 | 0 | 0 | 0 |  | 0 | 0
11 | 14 | 1 | 0 | 0 | 0 | 0 | 0 |  | 0 | 0
11 | 14 | 2 | 0 | 0 | 0 | 0 | 0 |  | 0 | 0
11 | 14 | 3 | 0 | 0 | 0 | 0 | 0 |  | 0 | 0
11 | 14 | 4 | 0 | 0 | 0 | 0 | 0 |  | 0 | 0
11 | 14 | 5 | 0 | 0 | 0 | 0 | 0 |  | 0 | 0
11 | 14 | 6 | 0 | 0 | 0 | 0 | 0 |  | 0 | 0
11 | 14 | 7 | 1099.117 | 1099.117 | 1099.117 | 1099.117 | 1099.117 |  | 0 | 0
11 | 14 | 8 | 296.956 | 296.956 | 296.956 | 296.956 | 296.956 |  | 0 | 0
11 | 14 | 9 | 5457.838 | 5457.838 | 5457.838 | 5457.838 | 5457.838 |  | 0 | 0
11 | 14 | 10 | 32511.146 | 32756.978 | 32768.419 | 32538.765 | 32202.582 |  | 0 | 0
11 | 14 | 11 | 24475.036 | 24475.036 | 24475.036 | 24475.036 | 24475.036 |  | 0 | 0
11 | 14 | 12 | 15926.844 | 15926.844 | 15926.844 | 15926.844 | 15926.844 |  | 0 | 0
11 | 14 | 13 | 9759.522 | 9759.522 | 9759.522 | 9759.522 | 9759.522 |  | 0 | 0
11 | 14 | 14 | 7672.215 | 7672.215 | 7672.215 | 7672.215 | 7672.215 |  | 0 | 0
11 | 14 | 15 | 7656.084 | 7656.084 | 7656.084 | 7656.084 | 7656.084 |  | 0 | 0
11 | 14 | 16 | 0 | 0 | 0 | 0 | 0 |  | 0 | 0
11 | 14 | 17 | 0 | 0 | 0 | 0 | 0 |  | 0 | 0
11 | 14 | 18 | 0 | 0 | 0 | 0 | 0 |  | 0 | 0
11 | 14 | 19 | 0 | 0 | 0 | 0 | 0 |  | 0 | 0
11 | 14 | 20 | 0 | 0 | 0 | 0 | 0 |  | 0 | 0
11 | 14 | 21 | 0 | 0 | 0 | 0 | 0 |  | 0 | 0
11 | 14 | 22 | 0 | 0 | 0 | 0 | 0 |  | 0 | 0
11 | 14 | 23 | 0 | 0 | 0 | 0 | 0 |  | 0 | 0
11 | 15 | 0 | 0 | 0 | 0 | 0 | 0 |  | 0 | 0
11 | 15 | 1 | 0 | 0 | 0 | 0 | 0 |  | 0 | 0
11 | 15 | 2 | 0 | 0 | 0 | 0 | 0 |  | 0 | 0
11 | 15 | 3 | 0 | 0 | 0 | 0 | 0 |  | 0 | 0
11 | 15 | 4 | 0 | 0 | 0 | 0 | 0 |  | 0 | 0
11 | 15 | 5 | 0 | 0 | 0 | 0 | 0 |  | 0 | 0
11 | 15 | 6 | 0 | 0 | 0 | 0 | 0 |  | 0 | 0
11 | 15 | 7 | 0 | 0 | 0 | 0 | 0 |  | 0 | 0
11 | 15 | 8 | 1336.585 | 1336.585 | 1336.585 | 1336.585 | 1336.585 |  | 0 | 0
11 | 15 | 9 | 19275.134 | 19275.134 | 19275.134 | 19275.134 | 19275.134 |  | 0 | 0
11 | 15 | 10 | 24376.409 | 24376.409 | 24376.409 | 24376.409 | 24376.409 |  | 0 | 0
11 | 15 | 11 | 40867.333 | 41449.869 | 41655.362 | 41363.376 | 40745.034 |  | 0 | 0
11 | 15 | 12 | 33097.971 | 33373.447 | 33534.417 | 33486.559 | 33257.917 |  | 0 | 0
11 | 15 | 13 | 40520.576 | 41587.311 | 42418.47 | 42526.918 | 41849.077 |  | 0 | 0
11 | 15 | 14 | 14330.241 | 14330.241 | 14330.241 | 14330.241 | 14330.241 |  | 0 | 0
11 | 15 | 15 | 12255.47 | 12255.47 | 12255.47 | 12255.47 | 12255.47 |  | 0 | 0
11 | 15 | 16 | 2800.091 | 2800.091 | 2800.091 | 2800.091 | 2800.091 |  | 0 | 0
11 | 15 | 17 | 0 | 0 | 0 | 0 | 0 |  | 0 | 0
11 | 15 | 18 | 0 | 0 | 0 | 0 | 0 |  | 0 | 0
11 | 15 | 19 | 0 | 0 | 0 | 0 | 0 |  | 0 | 0
11 | 15 | 20 | 0 | 0 | 0 | 0 | 0 |  | 0 | 0
11 | 15 | 21 | 0 | 0 | 0 | 0 | 0 |  | 0 | 0
11 | 15 | 22 | 0 | 0 | 0 | 0 | 0 |  | 0 | 0
11 | 15 | 23 | 0 | 0 | 0 | 0 | 0 |  | 0 | 0
11 | 16 | 0 | 0 | 0 | 0 | 0 | 0 |  | 0 | 0
11 | 16 | 1 | 0 | 0 | 0 | 0 | 0 |  | 0 | 0
11 | 16 | 2 | 0 | 0 | 0 | 0 | 0 |  | 0 | 0
11 | 16 | 3 | 0 | 0 | 0 | 0 | 0 |  | 0 | 0
11 | 16 | 4 | 0 | 0 | 0 | 0 | 0 |  | 0 | 0
11 | 16 | 5 | 0 | 0 | 0 | 0 | 0 |  | 0 | 0
11 | 16 | 6 | 0 | 0 | 0 | 0 | 0 |  | 0 | 0
11 | 16 | 7 | 72802.713 | 74745.486 | 61518.195 | 9534.751 | 6988.957 |  | 0 | 0
11 | 16 | 8 | 59849.108 | 64852.654 | 58366.207 | 43050.259 | 30307.771 |  | 0 | 0
11 | 16 | 9 | 201005.054 | 241431.019 | 224929.731 | 156652.767 | 66788.67 |  | 0 | 0
11 | 16 | 10 | 208192.055 | 261014.214 | 263515.621 | 214430.459 | 132254.7 |  | 0 | 0
11 | 16 | 11 | 194429.246 | 258082.514 | 279882.911 | 248710.922 | 179212.534 |  | 0 | 0
11 | 16 | 12 | 156829.39 | 232672.13 | 273102.095 | 261037.873 | 202617.562 |  | 0 | 0
11 | 16 | 13 | 98144.295 | 185431.043 | 242348.206 | 249452.864 | 203119.014 |  | 0 | 0
11 | 16 | 14 | 34436.023 | 112514.653 | 185396.094 | 208900.119 | 178041.984 |  | 0 | 0
11 | 16 | 15 | 8986.94 | 33714.004 | 104261.919 | 139925.282 | 124155.319 |  | 0 | 0
11 | 16 | 16 | 2460.124 | 2460.124 | 2460.124 | 2460.124 | 2460.124 |  | 0 | 0
11 | 16 | 17 | 0 | 0 | 0 | 0 | 0 |  | 0 | 0
11 | 16 | 18 | 0 | 0 | 0 | 0 | 0 |  | 0 | 0
11 | 16 | 19 | 0 | 0 | 0 | 0 | 0 |  | 0 | 0
11 | 16 | 20 | 0 | 0 | 0 | 0 | 0 |  | 0 | 0
11 | 16 | 21 | 0 | 0 | 0 | 0 | 0 |  | 0 | 0
11 | 16 | 22 | 0 | 0 | 0 | 0 | 0 |  | 0 | 0
11 | 16 | 23 | 0 | 0 | 0 | 0 | 0 |  | 0 | 0
11 | 17 | 0 | 0 | 0 | 0 | 0 | 0 |  | 0 | 0
11 | 17 | 1 | 0 | 0 | 0 | 0 | 0 |  | 0 | 0
11 | 17 | 2 | 0 | 0 | 0 | 0 | 0 |  | 0 | 0
11 | 17 | 3 | 0 | 0 | 0 | 0 | 0 |  | 0 | 0
11 | 17 | 4 | 0 | 0 | 0 | 0 | 0 |  | 0 | 0
11 | 17 | 5 | 0 | 0 | 0 | 0 | 0 |  | 0 | 0
11 | 17 | 6 | 0 | 0 | 0 | 0 | 0 |  | 0 | 0
11 | 17 | 7 | 22468.123 | 23193.208 | 19880.449 | 10599.665 | 9876.828 |  | 0 | 0
11 | 17 | 8 | 159279.358 | 183087.902 | 152206.673 | 74282.421 | 14773.576 |  | 0 | 0
11 | 17 | 9 | 199909.716 | 240098.105 | 223826.427 | 156129.691 | 67408.129 |  | 0 | 0
11 | 17 | 10 | 51951.644 | 53330.29 | 53397.648 | 52114.254 | 50214.108 |  | 0 | 0
11 | 17 | 11 | 33810.064 | 34075.529 | 34168.864 | 34035.376 | 33753.285 |  | 0 | 0
11 | 17 | 12 | 43369.269 | 44296.945 | 44836.559 | 44671.884 | 43899.429 |  | 0 | 0
11 | 17 | 13 | 25834.022 | 25911.725 | 25971.955 | 25979.426 | 25929.762 |  | 0 | 0
11 | 17 | 14 | 2539.641 | 2539.641 | 2539.641 | 2539.641 | 2539.641 |  | 0 | 0
11 | 17 | 15 | 19563.172 | 25662.597 | 40378.196 | 47869.256 | 44484.384 |  | 0 | 0
11 | 17 | 16 | 224.121 | 224.121 | 224.121 | 224.121 | 224.121 |  | 0 | 0
11 | 17 | 17 | 0 | 0 | 0 | 0 | 0 |  | 0 | 0
11 | 17 | 18 | 0 | 0 | 0 | 0 | 0 |  | 0 | 0
11 | 17 | 19 | 0 | 0 | 0 | 0 | 0 |  | 0 | 0
11 | 17 | 20 | 0 | 0 | 0 | 0 | 0 |  | 0 | 0
11 | 17 | 21 | 0 | 0 | 0 | 0 | 0 |  | 0 | 0
11 | 17 | 22 | 0 | 0 | 0 | 0 | 0 |  | 0 | 0
11 | 17 | 23 | 0 | 0 | 0 | 0 | 0 |  | 0 | 0
11 | 18 | 0 | 0 | 0 | 0 | 0 | 0 |  | 0 | 0
11 | 18 | 1 | 0 | 0 | 0 | 0 | 0 |  | 0 | 0
11 | 18 | 2 | 0 | 0 | 0 | 0 | 0 |  | 0 | 0
11 | 18 | 3 | 0 | 0 | 0 | 0 | 0 |  | 0 | 0
11 | 18 | 4 | 0 | 0 | 0 | 0 | 0 |  | 0 | 0
11 | 18 | 5 | 0 | 0 | 0 | 0 | 0 |  | 0 | 0
11 | 18 | 6 | 0 | 0 | 0 | 0 | 0 |  | 0 | 0
11 | 18 | 7 | 70432.866 | 72646.694 | 60839.722 | 8876.631 | 6637.071 |  | 0 | 0
11 | 18 | 8 | 167290.879 | 192875.347 | 160037.601 | 76517.838 | 13183.226 |  | 0 | 0
11 | 18 | 9 | 205068.146 | 246253.978 | 229751.339 | 159959.432 | 67287.115 |  | 0 | 0
11 | 18 | 10 | 212071.118 | 265397.409 | 267965.5 | 218557.468 | 134037.794 |  | 0 | 0
11 | 18 | 11 | 197719.213 | 261666.949 | 283210.467 | 252134.23 | 181605.612 |  | 0 | 0
11 | 18 | 12 | 158973.438 | 234921.791 | 274256.408 | 262265.564 | 204520.468 |  | 0 | 0
11 | 18 | 13 | 99515.516 | 188330.131 | 244248.211 | 250792.347 | 204956.531 |  | 0 | 0
11 | 18 | 14 | 33760.908 | 115164.909 | 189258.308 | 212228 | 181033.884 |  | 0 | 0
11 | 18 | 15 | 9938.798 | 34628.704 | 106610.512 | 140363.277 | 125779.597 |  | 0 | 0
11 | 18 | 16 | 892.494 | 892.494 | 3957.775 | 4847.698 | 4786.363 |  | 0 | 0
11 | 18 | 17 | 0 | 0 | 0 | 0 | 0 |  | 0 | 0
11 | 18 | 18 | 0 | 0 | 0 | 0 | 0 |  | 0 | 0
11 | 18 | 19 | 0 | 0 | 0 | 0 | 0 |  | 0 | 0
11 | 18 | 20 | 0 | 0 | 0 | 0 | 0 |  | 0 | 0
11 | 18 | 21 | 0 | 0 | 0 | 0 | 0 |  | 0 | 0
11 | 18 | 22 | 0 | 0 | 0 | 0 | 0 |  | 0 | 0
11 | 18 | 23 | 0 | 0 | 0 | 0 | 0 |  | 0 | 0
11 | 19 | 0 | 0 | 0 | 0 | 0 | 0 |  | 0 | 0
11 | 19 | 1 | 0 | 0 | 0 | 0 | 0 |  | 0 | 0
11 | 19 | 2 | 0 | 0 | 0 | 0 | 0 |  | 0 | 0
11 | 19 | 3 | 0 | 0 | 0 | 0 | 0 |  | 0 | 0
11 | 19 | 4 | 0 | 0 | 0 | 0 | 0 |  | 0 | 0
11 | 19 | 5 | 0 | 0 | 0 | 0 | 0 |  | 0 | 0
11 | 19 | 6 | 0 | 0 | 0 | 0 | 0 |  | 0 | 0
11 | 19 | 7 | 60239.149 | 62308.875 | 52570.839 | 8101.009 | 6293.272 |  | 0 | 0
11 | 19 | 8 | 154188.092 | 178609.015 | 147646.848 | 70137.943 | 12410.818 |  | 0 | 0
11 | 19 | 9 | 192421.158 | 232179.362 | 216310.724 | 149600.126 | 62901.159 |  | 0 | 0
11 | 19 | 10 | 202460.536 | 256006.02 | 258627.364 | 208980.895 | 125711.14 |  | 0 | 0
11 | 19 | 11 | 187782.236 | 250688.27 | 272126.421 | 241123.034 | 171831.881 |  | 0 | 0
11 | 19 | 12 | 150905.685 | 225617.742 | 264865.014 | 252684.449 | 195206.786 |  | 0 | 0
11 | 19 | 13 | 93459.057 | 179564.065 | 234700.547 | 241039.124 | 195429.035 |  | 0 | 0
11 | 19 | 14 | 31433.068 | 108413.051 | 179712.376 | 201935.062 | 171304.389 |  | 0 | 0
11 | 19 | 15 | 9968.068 | 32141.146 | 96542.952 | 126328.003 | 113472.882 |  | 0 | 0
11 | 19 | 16 | 593.85 | 593.85 | 2412.67 | 2941.82 | 2903.246 |  | 0 | 0
11 | 19 | 17 | 0 | 0 | 0 | 0 | 0 |  | 0 | 0
11 | 19 | 18 | 0 | 0 | 0 | 0 | 0 |  | 0 | 0
11 | 19 | 19 | 0 | 0 | 0 | 0 | 0 |  | 0 | 0
11 | 19 | 20 | 0 | 0 | 0 | 0 | 0 |  | 0 | 0
11 | 19 | 21 | 0 | 0 | 0 | 0 | 0 |  | 0 | 0
11 | 19 | 22 | 0 | 0 | 0 | 0 | 0 |  | 0 | 0
11 | 19 | 23 | 0 | 0 | 0 | 0 | 0 |  | 0 | 0
11 | 20 | 0 | 0 | 0 | 0 | 0 | 0 |  | 0 | 0
11 | 20 | 1 | 0 | 0 | 0 | 0 | 0 |  | 0 | 0
11 | 20 | 2 | 0 | 0 | 0 | 0 | 0 |  | 0 | 0
11 | 20 | 3 | 0 | 0 | 0 | 0 | 0 |  | 0 | 0
11 | 20 | 4 | 0 | 0 | 0 | 0 | 0 |  | 0 | 0
11 | 20 | 5 | 0 | 0 | 0 | 0 | 0 |  | 0 | 0
11 | 20 | 6 | 0 | 0 | 0 | 0 | 0 |  | 0 | 0
11 | 20 | 7 | 9739.085 | 9862.648 | 9415.595 | 8661.052 | 8574.298 |  | 0 | 0
11 | 20 | 8 | 22818.254 | 23040.089 | 22767.279 | 22159.868 | 21573.879 |  | 0 | 0
11 | 20 | 9 | 26252.141 | 26368.736 | 26322.225 | 26139.865 | 25928.504 |  | 0 | 0
11 | 20 | 10 | 22155.795 | 22155.795 | 22155.795 | 22155.795 | 22155.795 |  | 0 | 0
11 | 20 | 11 | 10558.459 | 10558.459 | 10558.459 | 10558.459 | 10558.459 |  | 0 | 0
11 | 20 | 12 | 6358.531 | 6358.531 | 6358.531 | 6358.531 | 6358.531 |  | 0 | 0
11 | 20 | 13 | 15637.185 | 15637.185 | 15637.185 | 15637.185 | 15637.185 |  | 0 | 0
11 | 20 | 14 | 7167.144 | 7167.144 | 7167.144 | 7167.144 | 7167.144 |  | 0 | 0
11 | 20 | 15 | 1018.517 | 1018.517 | 1018.517 | 1018.517 | 1018.517 |  | 0 | 0
11 | 20 | 16 | 0 | 0 | 0 | 0 | 0 |  | 0 | 0
11 | 20 | 17 | 0 | 0 | 0 | 0 | 0 |  | 0 | 0
11 | 20 | 18 | 0 | 0 | 0 | 0 | 0 |  | 0 | 0
11 | 20 | 19 | 0 | 0 | 0 | 0 | 0 |  | 0 | 0
11 | 20 | 20 | 0 | 0 | 0 | 0 | 0 |  | 0 | 0
11 | 20 | 21 | 0 | 0 | 0 | 0 | 0 |  | 0 | 0
11 | 20 | 22 | 0 | 0 | 0 | 0 | 0 |  | 0 | 0
11 | 20 | 23 | 0 | 0 | 0 | 0 | 0 |  | 0 | 0
11 | 21 | 0 | 0 | 0 | 0 | 0 | 0 |  | 0 | 0
11 | 21 | 1 | 0 | 0 | 0 | 0 | 0 |  | 0 | 0
11 | 21 | 2 | 0 | 0 | 0 | 0 | 0 |  | 0 | 0
11 | 21 | 3 | 0 | 0 | 0 | 0 | 0 |  | 0 | 0
11 | 21 | 4 | 0 | 0 | 0 | 0 | 0 |  | 0 | 0
11 | 21 | 5 | 0 | 0 | 0 | 0 | 0 |  | 0 | 0
11 | 21 | 6 | 0 | 0 | 0 | 0 | 0 |  | 0 | 0
11 | 21 | 7 | 64103.298 | 66114.414 | 57243.279 | 8023.387 | 6633.567 |  | 0 | 0
11 | 21 | 8 | 169415.428 | 196967.081 | 162645.894 | 75577.42 | 12298.352 |  | 0 | 0
11 | 21 | 9 | 208023.952 | 250892.291 | 234052.539 | 161426.986 | 65415.252 |  | 0 | 0
11 | 21 | 10 | 216637.916 | 273002.084 | 275762.941 | 223604.739 | 133818.161 |  | 0 | 0
11 | 21 | 11 | 201663.204 | 269293.194 | 291883.113 | 258860.191 | 183800.933 |  | 0 | 0
11 | 21 | 12 | 161162.773 | 240598.846 | 281316.114 | 268382.547 | 207856.982 |  | 0 | 0
11 | 21 | 13 | 100805.208 | 193469.906 | 251258.513 | 257460.612 | 209348.239 |  | 0 | 0
11 | 21 | 14 | 33526.255 | 117969.374 | 194616.4 | 217702.614 | 184802.528 |  | 0 | 0
11 | 21 | 15 | 17423.654 | 25683.332 | 46674.836 | 56372.888 | 51993.544 |  | 0 | 0
11 | 21 | 16 | 703.3 | 703.3 | 2927.035 | 3575.721 | 3523.198 |  | 0 | 0
11 | 21 | 17 | 0 | 0 | 0 | 0 | 0 |  | 0 | 0
11 | 21 | 18 | 0 | 0 | 0 | 0 | 0 |  | 0 | 0
11 | 21 | 19 | 0 | 0 | 0 | 0 | 0 |  | 0 | 0
11 | 21 | 20 | 0 | 0 | 0 | 0 | 0 |  | 0 | 0
11 | 21 | 21 | 0 | 0 | 0 | 0 | 0 |  | 0 | 0
11 | 21 | 22 | 0 | 0 | 0 | 0 | 0 |  | 0 | 0
11 | 21 | 23 | 0 | 0 | 0 | 0 | 0 |  | 0 | 0
11 | 22 | 0 | 0 | 0 | 0 | 0 | 0 |  | 0 | 0
11 | 22 | 1 | 0 | 0 | 0 | 0 | 0 |  | 0 | 0
11 | 22 | 2 | 0 | 0 | 0 | 0 | 0 |  | 0 | 0
11 | 22 | 3 | 0 | 0 | 0 | 0 | 0 |  | 0 | 0
11 | 22 | 4 | 0 | 0 | 0 | 0 | 0 |  | 0 | 0
11 | 22 | 5 | 0 | 0 | 0 | 0 | 0 |  | 0 | 0
11 | 22 | 6 | 0 | 0 | 0 | 0 | 0 |  | 0 | 0
11 | 22 | 7 | 0 | 0 | 0 | 0 | 0 |  | 0 | 0
11 | 22 | 8 | 14916.806 | 14916.806 | 14916.806 | 14916.806 | 14916.806 |  | 0 | 0
11 | 22 | 9 | 21893.745 | 21893.745 | 21893.745 | 21893.745 | 21893.745 |  | 0 | 0
11 | 22 | 10 | 36399.257 | 36823.769 | 36845.095 | 36450.735 | 35871.783 |  | 0 | 0
11 | 22 | 11 | 70164.722 | 74821.913 | 76436.633 | 74075.372 | 69041.624 |  | 0 | 0
11 | 22 | 12 | 35626.682 | 36087.519 | 36352.305 | 36265.883 | 35878.898 |  | 0 | 0
11 | 22 | 13 | 34341.495 | 35007.389 | 35517.154 | 35572.073 | 35139.959 |  | 0 | 0
11 | 22 | 14 | 21822.954 | 21983.677 | 22134.766 | 22187.7 | 22111.46 |  | 0 | 0
11 | 22 | 15 | 689.768 | 689.768 | 689.768 | 689.768 | 689.768 |  | 0 | 0
11 | 22 | 16 | 0 | 0 | 0 | 0 | 0 |  | 0 | 0
11 | 22 | 17 | 0 | 0 | 0 | 0 | 0 |  | 0 | 0
11 | 22 | 18 | 0 | 0 | 0 | 0 | 0 |  | 0 | 0
11 | 22 | 19 | 0 | 0 | 0 | 0 | 0 |  | 0 | 0
11 | 22 | 20 | 0 | 0 | 0 | 0 | 0 |  | 0 | 0
11 | 22 | 21 | 0 | 0 | 0 | 0 | 0 |  | 0 | 0
11 | 22 | 22 | 0 | 0 | 0 | 0 | 0 |  | 0 | 0
11 | 22 | 23 | 0 | 0 | 0 | 0 | 0 |  | 0 | 0
11 | 23 | 0 | 0 | 0 | 0 | 0 | 0 |  | 0 | 0
11 | 23 | 1 | 0 | 0 | 0 | 0 | 0 |  | 0 | 0
11 | 23 | 2 | 0 | 0 | 0 | 0 | 0 |  | 0 | 0
11 | 23 | 3 | 0 | 0 | 0 | 0 | 0 |  | 0 | 0
11 | 23 | 4 | 0 | 0 | 0 | 0 | 0 |  | 0 | 0
11 | 23 | 5 | 0 | 0 | 0 | 0 | 0 |  | 0 | 0
11 | 23 | 6 | 0 | 0 | 0 | 0 | 0 |  | 0 | 0
11 | 23 | 7 | 51329.81 | 53359.913 | 45086.547 | 7097.893 | 6091.253 |  | 0 | 0
11 | 23 | 8 | 151198.864 | 176488.059 | 145522.88 | 67655.061 | 12268.569 |  | 0 | 0
11 | 23 | 9 | 191497.589 | 231886.264 | 216152.179 | 148139.584 | 59702.18 |  | 0 | 0
11 | 23 | 10 | 202617.56 | 257381.403 | 260077.596 | 209346.688 | 123171.587 |  | 0 | 0
11 | 23 | 11 | 189373.76 | 254997.881 | 276981.563 | 244550.06 | 171813.215 |  | 0 | 0
11 | 23 | 12 | 151541.718 | 229854.973 | 270394.649 | 257101.981 | 196706.726 |  | 0 | 0
11 | 23 | 13 | 93493.25 | 183702.266 | 241308.145 | 247182.592 | 198581.947 |  | 0 | 0
11 | 23 | 14 | 29909.329 | 110197.926 | 184961.78 | 207565.606 | 174390.491 |  | 0 | 0
11 | 23 | 15 | 8935.065 | 31697.205 | 100495.177 | 129052.776 | 117001.477 |  | 0 | 0
11 | 23 | 16 | 244.408 | 244.408 | 1594.826 | 1988.645 | 1953.562 |  | 0 | 0
11 | 23 | 17 | 0 | 0 | 0 | 0 | 0 |  | 0 | 0
11 | 23 | 18 | 0 | 0 | 0 | 0 | 0 |  | 0 | 0
11 | 23 | 19 | 0 | 0 | 0 | 0 | 0 |  | 0 | 0
11 | 23 | 20 | 0 | 0 | 0 | 0 | 0 |  | 0 | 0
11 | 23 | 21 | 0 | 0 | 0 | 0 | 0 |  | 0 | 0
11 | 23 | 22 | 0 | 0 | 0 | 0 | 0 |  | 0 | 0
11 | 23 | 23 | 0 | 0 | 0 | 0 | 0 |  | 0 | 0
11 | 24 | 0 | 0 | 0 | 0 | 0 | 0 |  | 0 | 0
11 | 24 | 1 | 0 | 0 | 0 | 0 | 0 |  | 0 | 0
11 | 24 | 2 | 0 | 0 | 0 | 0 | 0 |  | 0 | 0
11 | 24 | 3 | 0 | 0 | 0 | 0 | 0 |  | 0 | 0
11 | 24 | 4 | 0 | 0 | 0 | 0 | 0 |  | 0 | 0
11 | 24 | 5 | 0 | 0 | 0 | 0 | 0 |  | 0 | 0
11 | 24 | 6 | 0 | 0 | 0 | 0 | 0 |  | 0 | 0
11 | 24 | 7 | 2750.895 | 2750.895 | 2750.895 | 2750.895 | 2750.895 |  | 0 | 0
11 | 24 | 8 | 2535.822 | 2535.822 | 2535.822 | 2535.822 | 2535.822 |  | 0 | 0
11 | 24 | 9 | 10897.071 | 10897.071 | 10897.071 | 10897.071 | 10897.071 |  | 0 | 0
11 | 24 | 10 | 196544.519 | 249266.247 | 251864.077 | 202971.778 | 120836.418 |  | 0 | 0
11 | 24 | 11 | 188849.496 | 256328.874 | 278954.07 | 245405.88 | 170689.981 |  | 0 | 0
11 | 24 | 12 | 151881.062 | 232928.308 | 275046.972 | 261023.752 | 198142.912 |  | 0 | 0
11 | 24 | 13 | 94062.615 | 185831.756 | 244777.361 | 250611.613 | 200596.321 |  | 0 | 0
11 | 24 | 14 | 30006.26 | 113007.384 | 190835.931 | 214294.152 | 179345.066 |  | 0 | 0
11 | 24 | 15 | 8694.453 | 32488.449 | 106632.821 | 136451.501 | 124047.629 |  | 0 | 0
11 | 24 | 16 | 213.313 | 213.313 | 2492.035 | 3159.476 | 3097.253 |  | 0 | 0
11 | 24 | 17 | 0 | 0 | 0 | 0 | 0 |  | 0 | 0
11 | 24 | 18 | 0 | 0 | 0 | 0 | 0 |  | 0 | 0
11 | 24 | 19 | 0 | 0 | 0 | 0 | 0 |  | 0 | 0
11 | 24 | 20 | 0 | 0 | 0 | 0 | 0 |  | 0 | 0
11 | 24 | 21 | 0 | 0 | 0 | 0 | 0 |  | 0 | 0
11 | 24 | 22 | 0 | 0 | 0 | 0 | 0 |  | 0 | 0
11 | 24 | 23 | 0 | 0 | 0 | 0 | 0 |  | 0 | 0
11 | 25 | 0 | 0 | 0 | 0 | 0 | 0 |  | 0 | 0
11 | 25 | 1 | 0 | 0 | 0 | 0 | 0 |  | 0 | 0
11 | 25 | 2 | 0 | 0 | 0 | 0 | 0 |  | 0 | 0
11 | 25 | 3 | 0 | 0 | 0 | 0 | 0 |  | 0 | 0
11 | 25 | 4 | 0 | 0 | 0 | 0 | 0 |  | 0 | 0
11 | 25 | 5 | 0 | 0 | 0 | 0 | 0 |  | 0 | 0
11 | 25 | 6 | 0 | 0 | 0 | 0 | 0 |  | 0 | 0
11 | 25 | 7 | 49549.604 | 51395.785 | 43807.657 | 5781.134 | 5149.764 |  | 0 | 0
11 | 25 | 8 | 154454.673 | 181445.067 | 148830.372 | 66651.368 | 10459.006 |  | 0 | 0
11 | 25 | 9 | 193315.764 | 234585.557 | 218650.12 | 148701.481 | 57367.411 |  | 0 | 0
11 | 25 | 10 | 203149.625 | 257798.838 | 260448.921 | 209821.843 | 122271.173 |  | 0 | 0
11 | 25 | 11 | 189413.688 | 255797.797 | 277647.14 | 244997.408 | 170968.125 |  | 0 | 0
11 | 25 | 12 | 151046.145 | 229793.324 | 269755.639 | 256320.155 | 195956.609 |  | 0 | 0
11 | 25 | 13 | 93279.687 | 182103.182 | 237635.041 | 242892.591 | 195707.382 |  | 0 | 0
11 | 25 | 14 | 29263.721 | 110018.736 | 184233.634 | 206062.878 | 172973.074 |  | 0 | 0
11 | 25 | 15 | 14293.117 | 26489.871 | 59996.093 | 73859.116 | 67685.881 |  | 0 | 0
11 | 25 | 16 | 222.489 | 222.489 | 1598.501 | 1999.408 | 1960.412 |  | 0 | 0
11 | 25 | 17 | 0 | 0 | 0 | 0 | 0 |  | 0 | 0
11 | 25 | 18 | 0 | 0 | 0 | 0 | 0 |  | 0 | 0
11 | 25 | 19 | 0 | 0 | 0 | 0 | 0 |  | 0 | 0
11 | 25 | 20 | 0 | 0 | 0 | 0 | 0 |  | 0 | 0
11 | 25 | 21 | 0 | 0 | 0 | 0 | 0 |  | 0 | 0
11 | 25 | 22 | 0 | 0 | 0 | 0 | 0 |  | 0 | 0
11 | 25 | 23 | 0 | 0 | 0 | 0 | 0 |  | 0 | 0
11 | 26 | 0 | 0 | 0 | 0 | 0 | 0 |  | 0 | 0
11 | 26 | 1 | 0 | 0 | 0 | 0 | 0 |  | 0 | 0
11 | 26 | 2 | 0 | 0 | 0 | 0 | 0 |  | 0 | 0
11 | 26 | 3 | 0 | 0 | 0 | 0 | 0 |  | 0 | 0
11 | 26 | 4 | 0 | 0 | 0 | 0 | 0 |  | 0 | 0
11 | 26 | 5 | 0 | 0 | 0 | 0 | 0 |  | 0 | 0
11 | 26 | 6 | 0 | 0 | 0 | 0 | 0 |  | 0 | 0
11 | 26 | 7 | 44204.122 | 46169.334 | 38477.801 | 5065.296 | 4485.458 |  | 0 | 0
11 | 26 | 8 | 144310.429 | 169532.946 | 139238.318 | 63094.573 | 11719.013 |  | 0 | 0
11 | 26 | 9 | 183292.514 | 222360.433 | 207325.169 | 141087.66 | 54762.171 |  | 0 | 0
11 | 26 | 10 | 192349.417 | 243920.888 | 246393.459 | 198605.078 | 115593.808 |  | 0 | 0
11 | 26 | 11 | 178926.081 | 241339.57 | 261649.972 | 231078.976 | 161260.852 |  | 0 | 0
11 | 26 | 12 | 143042.461 | 217445.792 | 254680.87 | 242021.353 | 185239.035 |  | 0 | 0
11 | 26 | 13 | 88220.128 | 172606.856 | 224625.669 | 229345.138 | 185024.721 |  | 0 | 0
11 | 26 | 14 | 28674.482 | 104751.19 | 173786.523 | 193721.514 | 162993.787 |  | 0 | 0
11 | 26 | 15 | 12447.346 | 30763.198 | 85110.448 | 106037.566 | 97152.569 |  | 0 | 0
11 | 26 | 16 | 0 | 0 | 381.895 | 499.39 | 487.491 |  | 0 | 0
11 | 26 | 17 | 0 | 0 | 0 | 0 | 0 |  | 0 | 0
11 | 26 | 18 | 0 | 0 | 0 | 0 | 0 |  | 0 | 0
11 | 26 | 19 | 0 | 0 | 0 | 0 | 0 |  | 0 | 0
11 | 26 | 20 | 0 | 0 | 0 | 0 | 0 |  | 0 | 0
11 | 26 | 21 | 0 | 0 | 0 | 0 | 0 |  | 0 | 0
11 | 26 | 22 | 0 | 0 | 0 | 0 | 0 |  | 0 | 0
11 | 26 | 23 | 0 | 0 | 0 | 0 | 0 |  | 0 | 0
11 | 27 | 0 | 0 | 0 | 0 | 0 | 0 |  | 0 | 0
11 | 27 | 1 | 0 | 0 | 0 | 0 | 0 |  | 0 | 0
11 | 27 | 2 | 0 | 0 | 0 | 0 | 0 |  | 0 | 0
11 | 27 | 3 | 0 | 0 | 0 | 0 | 0 |  | 0 | 0
11 | 27 | 4 | 0 | 0 | 0 | 0 | 0 |  | 0 | 0
11 | 27 | 5 | 0 | 0 | 0 | 0 | 0 |  | 0 | 0
11 | 27 | 6 | 0 | 0 | 0 | 0 | 0 |  | 0 | 0
11 | 27 | 7 | 41198.379 | 43106.338 | 35756.025 | 4909.768 | 4443.505 |  | 0 | 0
11 | 27 | 8 | 142745.509 | 168145.444 | 137801.523 | 61783.53 | 11461.337 |  | 0 | 0
11 | 27 | 9 | 183435.874 | 223318.906 | 207988.812 | 140442.198 | 53083.503 |  | 0 | 0
11 | 27 | 10 | 194124.295 | 247657.363 | 250207.706 | 200522.433 | 115005.89 |  | 0 | 0
11 | 27 | 11 | 180356.712 | 244559.365 | 265593.216 | 233770.735 | 162067.258 |  | 0 | 0
11 | 27 | 12 | 144108.687 | 221791.949 | 261288.136 | 247608.791 | 187564.816 |  | 0 | 0
11 | 27 | 13 | 88516.598 | 175369.426 | 230304.465 | 235170.239 | 187960.384 |  | 0 | 0
11 | 27 | 14 | 29124.381 | 105172.044 | 175677.93 | 196256.661 | 164118.047 |  | 0 | 0
11 | 27 | 15 | 9148.679 | 30148.203 | 94214.143 | 118130.327 | 108089.934 |  | 0 | 0
11 | 27 | 16 | 0 | 0 | 0 | 0 | 0 |  | 0 | 0
11 | 27 | 17 | 0 | 0 | 0 | 0 | 0 |  | 0 | 0
11 | 27 | 18 | 0 | 0 | 0 | 0 | 0 |  | 0 | 0
11 | 27 | 19 | 0 | 0 | 0 | 0 | 0 |  | 0 | 0
11 | 27 | 20 | 0 | 0 | 0 | 0 | 0 |  | 0 | 0
11 | 27 | 21 | 0 | 0 | 0 | 0 | 0 |  | 0 | 0
11 | 27 | 22 | 0 | 0 | 0 | 0 | 0 |  | 0 | 0
11 | 27 | 23 | 0 | 0 | 0 | 0 | 0 |  | 0 | 0
11 | 28 | 0 | 0 | 0 | 0 | 0 | 0 |  | 0 | 0
11 | 28 | 1 | 0 | 0 | 0 | 0 | 0 |  | 0 | 0
11 | 28 | 2 | 0 | 0 | 0 | 0 | 0 |  | 0 | 0
11 | 28 | 3 | 0 | 0 | 0 | 0 | 0 |  | 0 | 0
11 | 28 | 4 | 0 | 0 | 0 | 0 | 0 |  | 0 | 0
11 | 28 | 5 | 0 | 0 | 0 | 0 | 0 |  | 0 | 0
11 | 28 | 6 | 0 | 0 | 0 | 0 | 0 |  | 0 | 0
11 | 28 | 7 | 26723.637 | 28263.79 | 22736.541 | 5275.686 | 4970.758 |  | 0 | 0
11 | 28 | 8 | 137148.328 | 161641.464 | 132524.503 | 59804.857 | 11926.396 |  | 0 | 0
11 | 28 | 9 | 178964.951 | 217426.035 | 202672.551 | 137391.476 | 52989.58 |  | 0 | 0
11 | 28 | 10 | 189793.845 | 241162.006 | 243571.377 | 195861.284 | 113308.218 |  | 0 | 0
11 | 28 | 11 | 177578.784 | 240376.764 | 260749.138 | 229691.077 | 159364.164 |  | 0 | 0
11 | 28 | 12 | 143455.951 | 219910.8 | 258335.763 | 244863.301 | 185976.5 |  | 0 | 0
11 | 28 | 13 | 88876.972 | 176657.687 | 231633.768 | 236305.393 | 188879.65 |  | 0 | 0
11 | 28 | 14 | 38080.493 | 54367.491 | 69697.367 | 74451.004 | 66935.238 |  | 0 | 0
11 | 28 | 15 | 15946.718 | 23813.628 | 44518.81 | 52807.446 | 48925.534 |  | 0 | 0
11 | 28 | 16 | 0 | 0 | 0 | 0 | 0 |  | 0 | 0
11 | 28 | 17 | 0 | 0 | 0 | 0 | 0 |  | 0 | 0
11 | 28 | 18 | 0 | 0 | 0 | 0 | 0 |  | 0 | 0
11 | 28 | 19 | 0 | 0 | 0 | 0 | 0 |  | 0 | 0
11 | 28 | 20 | 0 | 0 | 0 | 0 | 0 |  | 0 | 0
11 | 28 | 21 | 0 | 0 | 0 | 0 | 0 |  | 0 | 0
11 | 28 | 22 | 0 | 0 | 0 | 0 | 0 |  | 0 | 0
11 | 28 | 23 | 0 | 0 | 0 | 0 | 0 |  | 0 | 0
11 | 29 | 0 | 0 | 0 | 0 | 0 | 0 |  | 0 | 0
11 | 29 | 1 | 0 | 0 | 0 | 0 | 0 |  | 0 | 0
11 | 29 | 2 | 0 | 0 | 0 | 0 | 0 |  | 0 | 0
11 | 29 | 3 | 0 | 0 | 0 | 0 | 0 |  | 0 | 0
11 | 29 | 4 | 0 | 0 | 0 | 0 | 0 |  | 0 | 0
11 | 29 | 5 | 0 | 0 | 0 | 0 | 0 |  | 0 | 0
11 | 29 | 6 | 0 | 0 | 0 | 0 | 0 |  | 0 | 0
11 | 29 | 7 | 1944.214 | 1944.214 | 1944.214 | 1944.214 | 1944.214 |  | 0 | 0
11 | 29 | 8 | 9763.92 | 9763.92 | 9763.92 | 9763.92 | 9763.92 |  | 0 | 0
11 | 29 | 9 | 4781.624 | 4781.624 | 4781.624 | 4781.624 | 4781.624 |  | 0 | 0
11 | 29 | 10 | 33539.215 | 33923.17 | 33941.312 | 33583.007 | 33058.223 |  | 0 | 0
11 | 29 | 11 | 57765.733 | 60667.587 | 61648.838 | 60149.526 | 56998.987 |  | 0 | 0
11 | 29 | 12 | 57400.068 | 61205.962 | 63292.794 | 62542.512 | 59393.375 |  | 0 | 0
11 | 29 | 13 | 30601.13 | 31086.04 | 31450.758 | 31481.57 | 31160.418 |  | 0 | 0
11 | 29 | 14 | 27658.12 | 28604.872 | 29479.528 | 29769.472 | 29304.704 |  | 0 | 0
11 | 29 | 15 | 10349.35 | 10349.35 | 10349.35 | 10349.35 | 10349.35 |  | 0 | 0
11 | 29 | 16 | 0 | 0 | 0 | 0 | 0 |  | 0 | 0
11 | 29 | 17 | 0 | 0 | 0 | 0 | 0 |  | 0 | 0
11 | 29 | 18 | 0 | 0 | 0 | 0 | 0 |  | 0 | 0
11 | 29 | 19 | 0 | 0 | 0 | 0 | 0 |  | 0 | 0
11 | 29 | 20 | 0 | 0 | 0 | 0 | 0 |  | 0 | 0
11 | 29 | 21 | 0 | 0 | 0 | 0 | 0 |  | 0 | 0
11 | 29 | 22 | 0 | 0 | 0 | 0 | 0 |  | 0 | 0
11 | 29 | 23 | 0 | 0 | 0 | 0 | 0 |  | 0 | 0
11 | 30 | 0 | 0 | 0 | 0 | 0 | 0 |  | 0 | 0
11 | 30 | 1 | 0 | 0 | 0 | 0 | 0 |  | 0 | 0
11 | 30 | 2 | 0 | 0 | 0 | 0 | 0 |  | 0 | 0
11 | 30 | 3 | 0 | 0 | 0 | 0 | 0 |  | 0 | 0
11 | 30 | 4 | 0 | 0 | 0 | 0 | 0 |  | 0 | 0
11 | 30 | 5 | 0 | 0 | 0 | 0 | 0 |  | 0 | 0
11 | 30 | 6 | 0 | 0 | 0 | 0 | 0 |  | 0 | 0
11 | 30 | 7 | 3747.223 | 3751.753 | 3737.014 | 3711.643 | 3711.19 |  | 0 | 0
11 | 30 | 8 | 41444.904 | 44448.442 | 40926.485 | 32673.757 | 26377.667 |  | 0 | 0
11 | 30 | 9 | 14775.587 | 14775.587 | 14775.587 | 14775.587 | 14775.587 |  | 0 | 0
11 | 30 | 10 | 14627.736 | 14627.736 | 14627.736 | 14627.736 | 14627.736 |  | 0 | 0
11 | 30 | 11 | 21469.505 | 21469.505 | 21469.505 | 21469.505 | 21469.505 |  | 0 | 0
11 | 30 | 12 | 12884.793 | 12884.793 | 12884.793 | 12884.793 | 12884.793 |  | 0 | 0
11 | 30 | 13 | 24559.487 | 24621.47 | 24667.968 | 24671.741 | 24630.578 |  | 0 | 0
11 | 30 | 14 | 10419.956 | 10419.956 | 10419.956 | 10419.956 | 10419.956 |  | 0 | 0
11 | 30 | 15 | 0 | 0 | 0 | 0 | 0 |  | 0 | 0
11 | 30 | 16 | 0 | 0 | 0 | 0 | 0 |  | 0 | 0
11 | 30 | 17 | 0 | 0 | 0 | 0 | 0 |  | 0 | 0
11 | 30 | 18 | 0 | 0 | 0 | 0 | 0 |  | 0 | 0
11 | 30 | 19 | 0 | 0 | 0 | 0 | 0 |  | 0 | 0
11 | 30 | 20 | 0 | 0 | 0 | 0 | 0 |  | 0 | 0
11 | 30 | 21 | 0 | 0 | 0 | 0 | 0 |  | 0 | 0
11 | 30 | 22 | 0 | 0 | 0 | 0 | 0 |  | 0 | 0
11 | 30 | 23 | 0 | 0 | 0 | 0 | 0 |  | 0 | 0
12 | 1 | 0 | 0 | 0 | 0 | 0 | 0 |  | 0 | 0
12 | 1 | 1 | 0 | 0 | 0 | 0 | 0 |  | 0 | 0
12 | 1 | 2 | 0 | 0 | 0 | 0 | 0 |  | 0 | 0
12 | 1 | 3 | 0 | 0 | 0 | 0 | 0 |  | 0 | 0
12 | 1 | 4 | 0 | 0 | 0 | 0 | 0 |  | 0 | 0
12 | 1 | 5 | 0 | 0 | 0 | 0 | 0 |  | 0 | 0
12 | 1 | 6 | 0 | 0 | 0 | 0 | 0 |  | 0 | 0
12 | 1 | 7 | 37875.672 | 39494.468 | 33157.032 | 3599.17 | 3527.012 |  | 0 | 0
12 | 1 | 8 | 153431.443 | 182825.87 | 148221.661 | 62013.97 | 9541.29 |  | 0 | 0
12 | 1 | 9 | 194372.318 | 238279.373 | 221439.781 | 146420.115 | 50458.92 |  | 0 | 0
12 | 1 | 10 | 205234.416 | 263440.05 | 266025.808 | 211725.985 | 117399.34 |  | 0 | 0
12 | 1 | 11 | 190741.121 | 261978.031 | 284771.701 | 249240.122 | 168944.966 |  | 0 | 0
12 | 1 | 12 | 151849.191 | 236714.144 | 278835.331 | 263424.156 | 197687.471 |  | 0 | 0
12 | 1 | 13 | 92567.994 | 189087.327 | 248844.998 | 253332.83 | 201036.987 |  | 0 | 0
12 | 1 | 14 | 27703.115 | 114653.404 | 194175.97 | 216342.707 | 179228.336 |  | 0 | 0
12 | 1 | 15 | 7717.786 | 32589.53 | 110450.181 | 136224.102 | 125482.333 |  | 0 | 0
12 | 1 | 16 | 889.219 | 889.219 | 2562.176 | 3038.415 | 2980.445 |  | 0 | 0
12 | 1 | 17 | 0 | 0 | 0 | 0 | 0 |  | 0 | 0
12 | 1 | 18 | 0 | 0 | 0 | 0 | 0 |  | 0 | 0
12 | 1 | 19 | 0 | 0 | 0 | 0 | 0 |  | 0 | 0
12 | 1 | 20 | 0 | 0 | 0 | 0 | 0 |  | 0 | 0
12 | 1 | 21 | 0 | 0 | 0 | 0 | 0 |  | 0 | 0
12 | 1 | 22 | 0 | 0 | 0 | 0 | 0 |  | 0 | 0
12 | 1 | 23 | 0 | 0 | 0 | 0 | 0 |  | 0 | 0
12 | 2 | 0 | 0 | 0 | 0 | 0 | 0 |  | 0 | 0
12 | 2 | 1 | 0 | 0 | 0 | 0 | 0 |  | 0 | 0
12 | 2 | 2 | 0 | 0 | 0 | 0 | 0 |  | 0 | 0
12 | 2 | 3 | 0 | 0 | 0 | 0 | 0 |  | 0 | 0
12 | 2 | 4 | 0 | 0 | 0 | 0 | 0 |  | 0 | 0
12 | 2 | 5 | 0 | 0 | 0 | 0 | 0 |  | 0 | 0
12 | 2 | 6 | 0 | 0 | 0 | 0 | 0 |  | 0 | 0
12 | 2 | 7 | 31402.294 | 32716.157 | 27607.499 | 4184.828 | 4184.828 |  | 0 | 0
12 | 2 | 8 | 144041.211 | 171527.957 | 139247.157 | 59042.715 | 10482.802 |  | 0 | 0
12 | 2 | 9 | 187113.588 | 229238.825 | 213083.361 | 140909.021 | 48541.181 |  | 0 | 0
12 | 2 | 10 | 195215.046 | 249599.015 | 251953.399 | 201142.481 | 112585.73 |  | 0 | 0
12 | 2 | 11 | 138757.425 | 182132.421 | 196181.504 | 174148.971 | 125676.299 |  | 0 | 0
12 | 2 | 12 | 127165.87 | 190495.617 | 222396.104 | 210530.983 | 160668.36 |  | 0 | 0
12 | 2 | 13 | 77032.935 | 135799.474 | 173560.832 | 176305.872 | 142959.142 |  | 0 | 0
12 | 2 | 14 | 27431.196 | 109930.413 | 185138.95 | 205981.863 | 170497.378 |  | 0 | 0
12 | 2 | 15 | 10377.437 | 29686.97 | 87698.86 | 107219.511 | 98674.16 |  | 0 | 0
12 | 2 | 16 | 234.69 | 234.69 | 801.998 | 961.894 | 941.802 |  | 0 | 0
12 | 2 | 17 | 0 | 0 | 0 | 0 | 0 |  | 0 | 0
12 | 2 | 18 | 0 | 0 | 0 | 0 | 0 |  | 0 | 0
12 | 2 | 19 | 0 | 0 | 0 | 0 | 0 |  | 0 | 0
12 | 2 | 20 | 0 | 0 | 0 | 0 | 0 |  | 0 | 0
12 | 2 | 21 | 0 | 0 | 0 | 0 | 0 |  | 0 | 0
12 | 2 | 22 | 0 | 0 | 0 | 0 | 0 |  | 0 | 0
12 | 2 | 23 | 0 | 0 | 0 | 0 | 0 |  | 0 | 0
12 | 3 | 0 | 0 | 0 | 0 | 0 | 0 |  | 0 | 0
12 | 3 | 1 | 0 | 0 | 0 | 0 | 0 |  | 0 | 0
12 | 3 | 2 | 0 | 0 | 0 | 0 | 0 |  | 0 | 0
12 | 3 | 3 | 0 | 0 | 0 | 0 | 0 |  | 0 | 0
12 | 3 | 4 | 0 | 0 | 0 | 0 | 0 |  | 0 | 0
12 | 3 | 5 | 0 | 0 | 0 | 0 | 0 |  | 0 | 0
12 | 3 | 6 | 0 | 0 | 0 | 0 | 0 |  | 0 | 0
12 | 3 | 7 | 909.853 | 909.853 | 909.853 | 909.853 | 909.853 |  | 0 | 0
12 | 3 | 8 | 19119.48 | 19591.009 | 19040.156 | 17732.94 | 16874.919 |  | 0 | 0
12 | 3 | 9 | 19792.235 | 19792.235 | 19792.235 | 19792.235 | 19792.235 |  | 0 | 0
12 | 3 | 10 | 96438.131 | 115137.817 | 115938.603 | 98394.559 | 69922.013 |  | 0 | 0
12 | 3 | 11 | 33782.67 | 34508.182 | 34748.245 | 34369.756 | 33571.667 |  | 0 | 0
12 | 3 | 12 | 32720.94 | 33141.241 | 33375.477 | 33286.404 | 32926.214 |  | 0 | 0
12 | 3 | 13 | 24120.657 | 24208.377 | 24273.693 | 24278.339 | 24219.594 |  | 0 | 0
12 | 3 | 14 | 3396.507 | 3396.507 | 3396.507 | 3396.507 | 3396.507 |  | 0 | 0
12 | 3 | 15 | 10571.722 | 15811.053 | 29626.721 | 34717.672 | 32194.636 |  | 0 | 0
12 | 3 | 16 | 197.766 | 197.766 | 913.176 | 1113.95 | 1087.914 |  | 0 | 0
12 | 3 | 17 | 0 | 0 | 0 | 0 | 0 |  | 0 | 0
12 | 3 | 18 | 0 | 0 | 0 | 0 | 0 |  | 0 | 0
12 | 3 | 19 | 0 | 0 | 0 | 0 | 0 |  | 0 | 0
12 | 3 | 20 | 0 | 0 | 0 | 0 | 0 |  | 0 | 0
12 | 3 | 21 | 0 | 0 | 0 | 0 | 0 |  | 0 | 0
12 | 3 | 22 | 0 | 0 | 0 | 0 | 0 |  | 0 | 0
12 | 3 | 23 | 0 | 0 | 0 | 0 | 0 |  | 0 | 0
12 | 4 | 0 | 0 | 0 | 0 | 0 | 0 |  | 0 | 0
12 | 4 | 1 | 0 | 0 | 0 | 0 | 0 |  | 0 | 0
12 | 4 | 2 | 0 | 0 | 0 | 0 | 0 |  | 0 | 0
12 | 4 | 3 | 0 | 0 | 0 | 0 | 0 |  | 0 | 0
12 | 4 | 4 | 0 | 0 | 0 | 0 | 0 |  | 0 | 0
12 | 4 | 5 | 0 | 0 | 0 | 0 | 0 |  | 0 | 0
12 | 4 | 6 | 0 | 0 | 0 | 0 | 0 |  | 0 | 0
12 | 4 | 7 | 22449.289 | 23651.333 | 19261.576 | 3044.92 | 3044.92 |  | 0 | 0
12 | 4 | 8 | 114212.265 | 135665.173 | 110566.95 | 49500.467 | 13166.563 |  | 0 | 0
12 | 4 | 9 | 150422.214 | 183181.413 | 170522.077 | 114974.319 | 45880.279 |  | 0 | 0
12 | 4 | 10 | 149193.083 | 187601.033 | 189188.617 | 153105.114 | 92743.741 |  | 0 | 0
12 | 4 | 11 | 55724.921 | 58495.214 | 59411.298 | 57954.562 | 54925.395 |  | 0 | 0
12 | 4 | 12 | 65947.962 | 75482.934 | 80591.585 | 78622.285 | 70691.844 |  | 0 | 0
12 | 4 | 13 | 73025.927 | 113883.846 | 140761.474 | 142555.738 | 118512.769 |  | 0 | 0
12 | 4 | 14 | 25899.284 | 105554.262 | 179049.467 | 199348.731 | 163717.471 |  | 0 | 0
12 | 4 | 15 | 8534.676 | 30333.501 | 97791.005 | 119154.868 | 109849.445 |  | 0 | 0
12 | 4 | 16 | 424.917 | 424.917 | 1573.776 | 1894.42 | 1851.559 |  | 0 | 0
12 | 4 | 17 | 0 | 0 | 0 | 0 | 0 |  | 0 | 0
12 | 4 | 18 | 0 | 0 | 0 | 0 | 0 |  | 0 | 0
12 | 4 | 19 | 0 | 0 | 0 | 0 | 0 |  | 0 | 0
12 | 4 | 20 | 0 | 0 | 0 | 0 | 0 |  | 0 | 0
12 | 4 | 21 | 0 | 0 | 0 | 0 | 0 |  | 0 | 0
12 | 4 | 22 | 0 | 0 | 0 | 0 | 0 |  | 0 | 0
12 | 4 | 23 | 0 | 0 | 0 | 0 | 0 |  | 0 | 0
12 | 5 | 0 | 0 | 0 | 0 | 0 | 0 |  | 0 | 0
12 | 5 | 1 | 0 | 0 | 0 | 0 | 0 |  | 0 | 0
12 | 5 | 2 | 0 | 0 | 0 | 0 | 0 |  | 0 | 0
12 | 5 | 3 | 0 | 0 | 0 | 0 | 0 |  | 0 | 0
12 | 5 | 4 | 0 | 0 | 0 | 0 | 0 |  | 0 | 0
12 | 5 | 5 | 0 | 0 | 0 | 0 | 0 |  | 0 | 0
12 | 5 | 6 | 0 | 0 | 0 | 0 | 0 |  | 0 | 0
12 | 5 | 7 | 21350.778 | 22505.845 | 18264.967 | 2369.277 | 2369.277 |  | 0 | 0
12 | 5 | 8 | 131062.148 | 156377.136 | 126730.874 | 53000.061 | 10192.96 |  | 0 | 0
12 | 5 | 9 | 171935.984 | 210109.627 | 195422.297 | 128998.475 | 43530.177 |  | 0 | 0
12 | 5 | 10 | 182093.409 | 232191.382 | 234155.898 | 187100.372 | 103658.218 |  | 0 | 0
12 | 5 | 11 | 169757.811 | 231339.148 | 250369.433 | 219619.009 | 149259.506 |  | 0 | 0
12 | 5 | 12 | 136403.159 | 210566.26 | 246362.622 | 232546.99 | 174782.037 |  | 0 | 0
12 | 5 | 13 | 83668.083 | 169846.877 | 222439.4 | 225694.905 | 178758.685 |  | 0 | 0
12 | 5 | 14 | 25964.896 | 103025.591 | 172869.238 | 191770.259 | 157987.188 |  | 0 | 0
12 | 5 | 15 | 9120.14 | 30354.317 | 95335.774 | 115531.018 | 106578.183 |  | 0 | 0
12 | 5 | 16 | 412.183 | 412.183 | 1444.615 | 1730.478 | 1691.151 |  | 0 | 0
12 | 5 | 17 | 0 | 0 | 0 | 0 | 0 |  | 0 | 0
12 | 5 | 18 | 0 | 0 | 0 | 0 | 0 |  | 0 | 0
12 | 5 | 19 | 0 | 0 | 0 | 0 | 0 |  | 0 | 0
12 | 5 | 20 | 0 | 0 | 0 | 0 | 0 |  | 0 | 0
12 | 5 | 21 | 0 | 0 | 0 | 0 | 0 |  | 0 | 0
12 | 5 | 22 | 0 | 0 | 0 | 0 | 0 |  | 0 | 0
12 | 5 | 23 | 0 | 0 | 0 | 0 | 0 |  | 0 | 0
12 | 6 | 0 | 0 | 0 | 0 | 0 | 0 |  | 0 | 0
12 | 6 | 1 | 0 | 0 | 0 | 0 | 0 |  | 0 | 0
12 | 6 | 2 | 0 | 0 | 0 | 0 | 0 |  | 0 | 0
12 | 6 | 3 | 0 | 0 | 0 | 0 | 0 |  | 0 | 0
12 | 6 | 4 | 0 | 0 | 0 | 0 | 0 |  | 0 | 0
12 | 6 | 5 | 0 | 0 | 0 | 0 | 0 |  | 0 | 0
12 | 6 | 6 | 0 | 0 | 0 | 0 | 0 |  | 0 | 0
12 | 6 | 7 | 10880.98 | 11696.71 | 8931.376 | 1685.474 | 1685.474 |  | 0 | 0
12 | 6 | 8 | 104505.563 | 123874.6 | 101230.982 | 46670.725 | 15039.18 |  | 0 | 0
12 | 6 | 9 | 29747.591 | 30203.51 | 30025.234 | 29310.075 | 28474.796 |  | 0 | 0
12 | 6 | 10 | 103902.427 | 122464.615 | 123183.127 | 105651.255 | 77300.074 |  | 0 | 0
12 | 6 | 11 | 44368.474 | 45727.683 | 46173.53 | 45451.809 | 43965.082 |  | 0 | 0
12 | 6 | 12 | 37346.157 | 38081.821 | 38488.141 | 38327.021 | 37692.879 |  | 0 | 0
12 | 6 | 13 | 77460.587 | 140541.363 | 180764.442 | 183167.015 | 146917.333 |  | 0 | 0
12 | 6 | 14 | 33373.595 | 97846.298 | 157197.678 | 173551.562 | 143993.287 |  | 0 | 0
12 | 6 | 15 | 13978.069 | 31941.028 | 84410.113 | 101141.099 | 93277.208 |  | 0 | 0
12 | 6 | 16 | 434.825 | 434.825 | 930.766 | 1066.395 | 1047.223 |  | 0 | 0
12 | 6 | 17 | 0 | 0 | 0 | 0 | 0 |  | 0 | 0
12 | 6 | 18 | 0 | 0 | 0 | 0 | 0 |  | 0 | 0
12 | 6 | 19 | 0 | 0 | 0 | 0 | 0 |  | 0 | 0
12 | 6 | 20 | 0 | 0 | 0 | 0 | 0 |  | 0 | 0
12 | 6 | 21 | 0 | 0 | 0 | 0 | 0 |  | 0 | 0
12 | 6 | 22 | 0 | 0 | 0 | 0 | 0 |  | 0 | 0
12 | 6 | 23 | 0 | 0 | 0 | 0 | 0 |  | 0 | 0
12 | 7 | 0 | 0 | 0 | 0 | 0 | 0 |  | 0 | 0
12 | 7 | 1 | 0 | 0 | 0 | 0 | 0 |  | 0 | 0
12 | 7 | 2 | 0 | 0 | 0 | 0 | 0 |  | 0 | 0
12 | 7 | 3 | 0 | 0 | 0 | 0 | 0 |  | 0 | 0
12 | 7 | 4 | 0 | 0 | 0 | 0 | 0 |  | 0 | 0
12 | 7 | 5 | 0 | 0 | 0 | 0 | 0 |  | 0 | 0
12 | 7 | 6 | 0 | 0 | 0 | 0 | 0 |  | 0 | 0
12 | 7 | 7 | 2896.389 | 3053.615 | 2508.086 | 904.953 | 904.953 |  | 0 | 0
12 | 7 | 8 | 79908.333 | 95006.856 | 77354.448 | 35368.478 | 11469.566 |  | 0 | 0
12 | 7 | 9 | 16561.737 | 16561.737 | 16561.737 | 16561.737 | 16561.737 |  | 0 | 0
12 | 7 | 10 | 32497.034 | 32877.342 | 32891.516 | 32531.248 | 32007.659 |  | 0 | 0
12 | 7 | 11 | 48694.269 | 50600.313 | 51221.431 | 50206.578 | 48113.587 |  | 0 | 0
12 | 7 | 12 | 42568.919 | 43895.916 | 44618.863 | 44328.179 | 43192.266 |  | 0 | 0
12 | 7 | 13 | 35514.208 | 36503.688 | 37233.335 | 37275.562 | 36605.618 |  | 0 | 0
12 | 7 | 14 | 19907.275 | 20034.574 | 20149.998 | 20185.922 | 20121.296 |  | 0 | 0
12 | 7 | 15 | 9455.277 | 31383.015 | 96401.377 | 116373.291 | 107007.537 |  | 0 | 0
12 | 7 | 16 | 643.813 | 643.813 | 1581.332 | 1836.123 | 1799.121 |  | 0 | 0
12 | 7 | 17 | 0 | 0 | 0 | 0 | 0 |  | 0 | 0
12 | 7 | 18 | 0 | 0 | 0 | 0 | 0 |  | 0 | 0
12 | 7 | 19 | 0 | 0 | 0 | 0 | 0 |  | 0 | 0
12 | 7 | 20 | 0 | 0 | 0 | 0 | 0 |  | 0 | 0
12 | 7 | 21 | 0 | 0 | 0 | 0 | 0 |  | 0 | 0
12 | 7 | 22 | 0 | 0 | 0 | 0 | 0 |  | 0 | 0
12 | 7 | 23 | 0 | 0 | 0 | 0 | 0 |  | 0 | 0
12 | 8 | 0 | 0 | 0 | 0 | 0 | 0 |  | 0 | 0
12 | 8 | 1 | 0 | 0 | 0 | 0 | 0 |  | 0 | 0
12 | 8 | 2 | 0 | 0 | 0 | 0 | 0 |  | 0 | 0
12 | 8 | 3 | 0 | 0 | 0 | 0 | 0 |  | 0 | 0
12 | 8 | 4 | 0 | 0 | 0 | 0 | 0 |  | 0 | 0
12 | 8 | 5 | 0 | 0 | 0 | 0 | 0 |  | 0 | 0
12 | 8 | 6 | 0 | 0 | 0 | 0 | 0 |  | 0 | 0
12 | 8 | 7 | 16249.301 | 17150.301 | 13907.533 | 2984.698 | 2984.698 |  | 0 | 0
12 | 8 | 8 | 108111.349 | 129014.26 | 104522.928 | 45439.342 | 12490.762 |  | 0 | 0
12 | 8 | 9 | 60215.949 | 66388.625 | 63964.088 | 53806.369 | 41719.065 |  | 0 | 0
12 | 8 | 10 | 86471.317 | 99656.72 | 100123.769 | 87606.418 | 67765.489 |  | 0 | 0
12 | 8 | 11 | 129399.346 | 169287.209 | 181819.279 | 161084.137 | 116010.648 |  | 0 | 0
12 | 8 | 12 | 109063.998 | 156395.308 | 180169.376 | 170526.042 | 132160.943 |  | 0 | 0
12 | 8 | 13 | 72904.714 | 127093.036 | 161681.157 | 163526.099 | 132017.399 |  | 0 | 0
12 | 8 | 14 | 28210.062 | 106948.848 | 178226.92 | 197189.456 | 161742.425 |  | 0 | 0
12 | 8 | 15 | 9701.956 | 31987.836 | 97584.283 | 117488.981 | 107961.353 |  | 0 | 0
12 | 8 | 16 | 0 | 0 | 166.424 | 265.931 | 251.112 |  | 0 | 0
12 | 8 | 17 | 0 | 0 | 0 | 0 | 0 |  | 0 | 0
12 | 8 | 18 | 0 | 0 | 0 | 0 | 0 |  | 0 | 0
12 | 8 | 19 | 0 | 0 | 0 | 0 | 0 |  | 0 | 0
12 | 8 | 20 | 0 | 0 | 0 | 0 | 0 |  | 0 | 0
12 | 8 | 21 | 0 | 0 | 0 | 0 | 0 |  | 0 | 0
12 | 8 | 22 | 0 | 0 | 0 | 0 | 0 |  | 0 | 0
12 | 8 | 23 | 0 | 0 | 0 | 0 | 0 |  | 0 | 0
12 | 9 | 0 | 0 | 0 | 0 | 0 | 0 |  | 0 | 0
12 | 9 | 1 | 0 | 0 | 0 | 0 | 0 |  | 0 | 0
12 | 9 | 2 | 0 | 0 | 0 | 0 | 0 |  | 0 | 0
12 | 9 | 3 | 0 | 0 | 0 | 0 | 0 |  | 0 | 0
12 | 9 | 4 | 0 | 0 | 0 | 0 | 0 |  | 0 | 0
12 | 9 | 5 | 0 | 0 | 0 | 0 | 0 |  | 0 | 0
12 | 9 | 6 | 0 | 0 | 0 | 0 | 0 |  | 0 | 0
12 | 9 | 7 | 16785.311 | 17772.662 | 14177.826 | 1789.41 | 1789.41 |  | 0 | 0
12 | 9 | 8 | 124997.664 | 150764.802 | 120512.815 | 47626.207 | 8929.796 |  | 0 | 0
12 | 9 | 9 | 167215.859 | 206754.371 | 191328.845 | 122880.875 | 37964.65 |  | 0 | 0
12 | 9 | 10 | 179361.18 | 231288.333 | 233003.413 | 183666.74 | 97795.971 |  | 0 | 0
12 | 9 | 11 | 167921.42 | 232367.501 | 252101.494 | 219044.552 | 145080.285 |  | 0 | 0
12 | 9 | 12 | 134222.597 | 210859.606 | 247899.263 | 232731.083 | 171788.098 |  | 0 | 0
12 | 9 | 13 | 81782.311 | 168044.713 | 220678.553 | 223284.225 | 175279.7 |  | 0 | 0
12 | 9 | 14 | 24393.712 | 102300.649 | 172427.67 | 190853.275 | 155864.723 |  | 0 | 0
12 | 9 | 15 | 7283.96 | 29331.839 | 95190.875 | 114593.488 | 105281.931 |  | 0 | 0
12 | 9 | 16 | 319.618 | 319.618 | 1451.478 | 1754.625 | 1708.327 |  | 0 | 0
12 | 9 | 17 | 0 | 0 | 0 | 0 | 0 |  | 0 | 0
12 | 9 | 18 | 0 | 0 | 0 | 0 | 0 |  | 0 | 0
12 | 9 | 19 | 0 | 0 | 0 | 0 | 0 |  | 0 | 0
12 | 9 | 20 | 0 | 0 | 0 | 0 | 0 |  | 0 | 0
12 | 9 | 21 | 0 | 0 | 0 | 0 | 0 |  | 0 | 0
12 | 9 | 22 | 0 | 0 | 0 | 0 | 0 |  | 0 | 0
12 | 9 | 23 | 0 | 0 | 0 | 0 | 0 |  | 0 | 0
12 | 10 | 0 | 0 | 0 | 0 | 0 | 0 |  | 0 | 0
12 | 10 | 1 | 0 | 0 | 0 | 0 | 0 |  | 0 | 0
12 | 10 | 2 | 0 | 0 | 0 | 0 | 0 |  | 0 | 0
12 | 10 | 3 | 0 | 0 | 0 | 0 | 0 |  | 0 | 0
12 | 10 | 4 | 0 | 0 | 0 | 0 | 0 |  | 0 | 0
12 | 10 | 5 | 0 | 0 | 0 | 0 | 0 |  | 0 | 0
12 | 10 | 6 | 0 | 0 | 0 | 0 | 0 |  | 0 | 0
12 | 10 | 7 | 14499.062 | 15390.666 | 12181.783 | 1801.817 | 1801.817 |  | 0 | 0
12 | 10 | 8 | 121339.901 | 146267.581 | 116926.097 | 46392.073 | 9539.294 |  | 0 | 0
12 | 10 | 9 | 166166.557 | 205374.136 | 190017.063 | 121996.166 | 37876.429 |  | 0 | 0
12 | 10 | 10 | 178912.28 | 230290.262 | 231889.679 | 182933.499 | 97620.084 |  | 0 | 0
12 | 10 | 11 | 149021.902 | 202827.556 | 219379.021 | 191408.467 | 129930.31 |  | 0 | 0
12 | 10 | 12 | 107043.721 | 154481.691 | 178192.975 | 168300.704 | 129598.41 |  | 0 | 0
12 | 10 | 13 | 76432.305 | 149907.876 | 195678.311 | 197815.589 | 155765.196 |  | 0 | 0
12 | 10 | 14 | 28813.106 | 85799.073 | 137739.338 | 151635.387 | 124999.883 |  | 0 | 0
12 | 10 | 15 | 7624.675 | 30685.602 | 99118.119 | 119127.515 | 109299.23 |  | 0 | 0
12 | 10 | 16 | 557.071 | 557.071 | 1865.173 | 2211.68 | 2157.507 |  | 0 | 0
12 | 10 | 17 | 0 | 0 | 0 | 0 | 0 |  | 0 | 0
12 | 10 | 18 | 0 | 0 | 0 | 0 | 0 |  | 0 | 0
12 | 10 | 19 | 0 | 0 | 0 | 0 | 0 |  | 0 | 0
12 | 10 | 20 | 0 | 0 | 0 | 0 | 0 |  | 0 | 0
12 | 10 | 21 | 0 | 0 | 0 | 0 | 0 |  | 0 | 0
12 | 10 | 22 | 0 | 0 | 0 | 0 | 0 |  | 0 | 0
12 | 10 | 23 | 0 | 0 | 0 | 0 | 0 |  | 0 | 0
12 | 11 | 0 | 0 | 0 | 0 | 0 | 0 |  | 0 | 0
12 | 11 | 1 | 0 | 0 | 0 | 0 | 0 |  | 0 | 0
12 | 11 | 2 | 0 | 0 | 0 | 0 | 0 |  | 0 | 0
12 | 11 | 3 | 0 | 0 | 0 | 0 | 0 |  | 0 | 0
12 | 11 | 4 | 0 | 0 | 0 | 0 | 0 |  | 0 | 0
12 | 11 | 5 | 0 | 0 | 0 | 0 | 0 |  | 0 | 0
12 | 11 | 6 | 0 | 0 | 0 | 0 | 0 |  | 0 | 0
12 | 11 | 7 | 8721.21 | 9407.955 | 7055.856 | 1070.925 | 1070.925 |  | 0 | 0
12 | 11 | 8 | 53647.654 | 61568.425 | 52206.404 | 29963.902 | 17327.672 |  | 0 | 0
12 | 11 | 9 | 79634.986 | 92114.521 | 87154.985 | 66207.459 | 41359.56 |  | 0 | 0
12 | 11 | 10 | 98301.189 | 119333.153 | 119956.631 | 99821.646 | 67026.921 |  | 0 | 0
12 | 11 | 11 | 58860.032 | 64671.276 | 66519.124 | 63377.51 | 56930.45 |  | 0 | 0
12 | 11 | 12 | 11603.937 | 11603.937 | 11603.937 | 11603.937 | 11603.937 |  | 0 | 0
12 | 11 | 13 | 22422.949 | 22459.519 | 22486.225 | 22487.422 | 22462.409 |  | 0 | 0
12 | 11 | 14 | 9169.102 | 9169.102 | 9169.102 | 9169.102 | 9169.102 |  | 0 | 0
12 | 11 | 15 | 1709.351 | 1709.351 | 1709.351 | 1709.351 | 1709.351 |  | 0 | 0
12 | 11 | 16 | 0 | 0 | 0 | 0 | 0 |  | 0 | 0
12 | 11 | 17 | 0 | 0 | 0 | 0 | 0 |  | 0 | 0
12 | 11 | 18 | 0 | 0 | 0 | 0 | 0 |  | 0 | 0
12 | 11 | 19 | 0 | 0 | 0 | 0 | 0 |  | 0 | 0
12 | 11 | 20 | 0 | 0 | 0 | 0 | 0 |  | 0 | 0
12 | 11 | 21 | 0 | 0 | 0 | 0 | 0 |  | 0 | 0
12 | 11 | 22 | 0 | 0 | 0 | 0 | 0 |  | 0 | 0
12 | 11 | 23 | 0 | 0 | 0 | 0 | 0 |  | 0 | 0
12 | 12 | 0 | 0 | 0 | 0 | 0 | 0 |  | 0 | 0
12 | 12 | 1 | 0 | 0 | 0 | 0 | 0 |  | 0 | 0
12 | 12 | 2 | 0 | 0 | 0 | 0 | 0 |  | 0 | 0
12 | 12 | 3 | 0 | 0 | 0 | 0 | 0 |  | 0 | 0
12 | 12 | 4 | 0 | 0 | 0 | 0 | 0 |  | 0 | 0
12 | 12 | 5 | 0 | 0 | 0 | 0 | 0 |  | 0 | 0
12 | 12 | 6 | 0 | 0 | 0 | 0 | 0 |  | 0 | 0
12 | 12 | 7 | 10933.057 | 11723.878 | 8986 | 1843.347 | 1843.347 |  | 0 | 0
12 | 12 | 8 | 108130.566 | 128060.048 | 104252.023 | 45241.042 | 14786.262 |  | 0 | 0
12 | 12 | 9 | 6000.074 | 6000.074 | 6000.074 | 6000.074 | 6000.074 |  | 0 | 0
12 | 12 | 10 | 34093.75 | 34601.062 | 34615.115 | 34127.67 | 33424.443 |  | 0 | 0
12 | 12 | 11 | 49279.133 | 51550.528 | 52268.714 | 51035.016 | 48508.539 |  | 0 | 0
12 | 12 | 12 | 23693.095 | 23693.095 | 23693.095 | 23693.095 | 23693.095 |  | 0 | 0
12 | 12 | 13 | 18532.325 | 18532.325 | 18532.325 | 18532.325 | 18532.325 |  | 0 | 0
12 | 12 | 14 | 21853.353 | 23023.038 | 24100.823 | 24396.054 | 23819.014 |  | 0 | 0
12 | 12 | 15 | 7805.397 | 9829.67 | 14984.526 | 16699.722 | 15717.228 |  | 0 | 0
12 | 12 | 16 | 0 | 0 | 0 | 0 | 0 |  | 0 | 0
12 | 12 | 17 | 0 | 0 | 0 | 0 | 0 |  | 0 | 0
12 | 12 | 18 | 0 | 0 | 0 | 0 | 0 |  | 0 | 0
12 | 12 | 19 | 0 | 0 | 0 | 0 | 0 |  | 0 | 0
12 | 12 | 20 | 0 | 0 | 0 | 0 | 0 |  | 0 | 0
12 | 12 | 21 | 0 | 0 | 0 | 0 | 0 |  | 0 | 0
12 | 12 | 22 | 0 | 0 | 0 | 0 | 0 |  | 0 | 0
12 | 12 | 23 | 0 | 0 | 0 | 0 | 0 |  | 0 | 0
12 | 13 | 0 | 0 | 0 | 0 | 0 | 0 |  | 0 | 0
12 | 13 | 1 | 0 | 0 | 0 | 0 | 0 |  | 0 | 0
12 | 13 | 2 | 0 | 0 | 0 | 0 | 0 |  | 0 | 0
12 | 13 | 3 | 0 | 0 | 0 | 0 | 0 |  | 0 | 0
12 | 13 | 4 | 0 | 0 | 0 | 0 | 0 |  | 0 | 0
12 | 13 | 5 | 0 | 0 | 0 | 0 | 0 |  | 0 | 0
12 | 13 | 6 | 0 | 0 | 0 | 0 | 0 |  | 0 | 0
12 | 13 | 7 | 0 | 0 | 0 | 0 | 0 |  | 0 | 0
12 | 13 | 8 | 40046.13 | 44501.921 | 39163.94 | 26154.707 | 18706.942 |  | 0 | 0
12 | 13 | 9 | 8675.938 | 8675.938 | 8675.938 | 8675.938 | 8675.938 |  | 0 | 0
12 | 13 | 10 | 10864.261 | 10864.261 | 10864.261 | 10864.261 | 10864.261 |  | 0 | 0
12 | 13 | 11 | 9202.138 | 9202.138 | 9202.138 | 9202.138 | 9202.138 |  | 0 | 0
12 | 13 | 12 | 10835.078 | 10835.078 | 10835.078 | 10835.078 | 10835.078 |  | 0 | 0
12 | 13 | 13 | 5081.003 | 5081.003 | 5081.003 | 5081.003 | 5081.003 |  | 0 | 0
12 | 13 | 14 | 4801.322 | 4801.322 | 4801.322 | 4801.322 | 4801.322 |  | 0 | 0
12 | 13 | 15 | 4087.989 | 4087.989 | 4087.989 | 4087.989 | 4087.989 |  | 0 | 0
12 | 13 | 16 | 0 | 0 | 0 | 0 | 0 |  | 0 | 0
12 | 13 | 17 | 0 | 0 | 0 | 0 | 0 |  | 0 | 0
12 | 13 | 18 | 0 | 0 | 0 | 0 | 0 |  | 0 | 0
12 | 13 | 19 | 0 | 0 | 0 | 0 | 0 |  | 0 | 0
12 | 13 | 20 | 0 | 0 | 0 | 0 | 0 |  | 0 | 0
12 | 13 | 21 | 0 | 0 | 0 | 0 | 0 |  | 0 | 0
12 | 13 | 22 | 0 | 0 | 0 | 0 | 0 |  | 0 | 0
12 | 13 | 23 | 0 | 0 | 0 | 0 | 0 |  | 0 | 0
12 | 14 | 0 | 0 | 0 | 0 | 0 | 0 |  | 0 | 0
12 | 14 | 1 | 0 | 0 | 0 | 0 | 0 |  | 0 | 0
12 | 14 | 2 | 0 | 0 | 0 | 0 | 0 |  | 0 | 0
12 | 14 | 3 | 0 | 0 | 0 | 0 | 0 |  | 0 | 0
12 | 14 | 4 | 0 | 0 | 0 | 0 | 0 |  | 0 | 0
12 | 14 | 5 | 0 | 0 | 0 | 0 | 0 |  | 0 | 0
12 | 14 | 6 | 0 | 0 | 0 | 0 | 0 |  | 0 | 0
12 | 14 | 7 | 14150.244 | 14989.111 | 11879.532 | 1835.098 | 1835.098 |  | 0 | 0
12 | 14 | 8 | 134237.455 | 159309.634 | 128717.502 | 48371.488 | 9462.033 |  | 0 | 0
12 | 14 | 9 | 181751.679 | 225947.981 | 208212.489 | 131032.483 | 37830.795 |  | 0 | 0
12 | 14 | 10 | 196538.914 | 254622.898 | 255945.946 | 199912.437 | 103460.487 |  | 0 | 0
12 | 14 | 11 | 184336.999 | 256450.365 | 277995.394 | 239983.407 | 156322.078 |  | 0 | 0
12 | 14 | 12 | 147414.578 | 232277.66 | 272949.018 | 255084.002 | 186270.344 |  | 0 | 0
12 | 14 | 13 | 91058.28 | 186432.771 | 244376.851 | 246358.916 | 192051.448 |  | 0 | 0
12 | 14 | 14 | 27925.692 | 114853.564 | 192602.594 | 212496.236 | 172127.37 |  | 0 | 0
12 | 14 | 15 | 8813.277 | 34948.411 | 108961.132 | 130436.814 | 118695.073 |  | 0 | 0
12 | 14 | 16 | 712.662 | 712.662 | 2367.787 | 2785.241 | 2714.291 |  | 0 | 0
12 | 14 | 17 | 0 | 0 | 0 | 0 | 0 |  | 0 | 0
12 | 14 | 18 | 0 | 0 | 0 | 0 | 0 |  | 0 | 0
12 | 14 | 19 | 0 | 0 | 0 | 0 | 0 |  | 0 | 0
12 | 14 | 20 | 0 | 0 | 0 | 0 | 0 |  | 0 | 0
12 | 14 | 21 | 0 | 0 | 0 | 0 | 0 |  | 0 | 0
12 | 14 | 22 | 0 | 0 | 0 | 0 | 0 |  | 0 | 0
12 | 14 | 23 | 0 | 0 | 0 | 0 | 0 |  | 0 | 0
12 | 15 | 0 | 0 | 0 | 0 | 0 | 0 |  | 0 | 0
12 | 15 | 1 | 0 | 0 | 0 | 0 | 0 |  | 0 | 0
12 | 15 | 2 | 0 | 0 | 0 | 0 | 0 |  | 0 | 0
12 | 15 | 3 | 0 | 0 | 0 | 0 | 0 |  | 0 | 0
12 | 15 | 4 | 0 | 0 | 0 | 0 | 0 |  | 0 | 0
12 | 15 | 5 | 0 | 0 | 0 | 0 | 0 |  | 0 | 0
12 | 15 | 6 | 0 | 0 | 0 | 0 | 0 |  | 0 | 0
12 | 15 | 7 | 2215.975 | 2303.911 | 2007.109 | 1398.372 | 1398.372 |  | 0 | 0
12 | 15 | 8 | 60214.021 | 68639.565 | 58334.418 | 32074.76 | 18223.31 |  | 0 | 0
12 | 15 | 9 | 82049.42 | 94585.952 | 89468.44 | 68276.167 | 43510.958 |  | 0 | 0
12 | 15 | 10 | 107243.617 | 128784.907 | 129230.939 | 108354.783 | 74912.988 |  | 0 | 0
12 | 15 | 11 | 84523.262 | 98091.297 | 102265.052 | 94853.397 | 79493.386 |  | 0 | 0
12 | 15 | 12 | 82867.814 | 103648.98 | 114215.526 | 109482.116 | 91942.317 |  | 0 | 0
12 | 15 | 13 | 51778.723 | 69848.29 | 81686.703 | 82063.744 | 70844.602 |  | 0 | 0
12 | 15 | 14 | 27083.754 | 38648.477 | 49202.256 | 52057.609 | 46268.913 |  | 0 | 0
12 | 15 | 15 | 14592.865 | 16579.497 | 21093.494 | 22690.31 | 21675.163 |  | 0 | 0
12 | 15 | 16 | 0 | 0 | 0 | 0 | 0 |  | 0 | 0
12 | 15 | 17 | 0 | 0 | 0 | 0 | 0 |  | 0 | 0
12 | 15 | 18 | 0 | 0 | 0 | 0 | 0 |  | 0 | 0
12 | 15 | 19 | 0 | 0 | 0 | 0 | 0 |  | 0 | 0
12 | 15 | 20 | 0 | 0 | 0 | 0 | 0 |  | 0 | 0
12 | 15 | 21 | 0 | 0 | 0 | 0 | 0 |  | 0 | 0
12 | 15 | 22 | 0 | 0 | 0 | 0 | 0 |  | 0 | 0
12 | 15 | 23 | 0 | 0 | 0 | 0 | 0 |  | 0 | 0
12 | 16 | 0 | 0 | 0 | 0 | 0 | 0 |  | 0 | 0
12 | 16 | 1 | 0 | 0 | 0 | 0 | 0 |  | 0 | 0
12 | 16 | 2 | 0 | 0 | 0 | 0 | 0 |  | 0 | 0
12 | 16 | 3 | 0 | 0 | 0 | 0 | 0 |  | 0 | 0
12 | 16 | 4 | 0 | 0 | 0 | 0 | 0 |  | 0 | 0
12 | 16 | 5 | 0 | 0 | 0 | 0 | 0 |  | 0 | 0
12 | 16 | 6 | 0 | 0 | 0 | 0 | 0 |  | 0 | 0
12 | 16 | 7 | 6245.107 | 6791.279 | 4890.404 | 505.293 | 505.293 |  | 0 | 0
12 | 16 | 8 | 110354.366 | 129083.282 | 105764.159 | 43003.463 | 12761.275 |  | 0 | 0
12 | 16 | 9 | 11844.547 | 11844.547 | 11844.547 | 11844.547 | 11844.547 |  | 0 | 0
12 | 16 | 10 | 31470.842 | 31922.564 | 31930.845 | 31491.113 | 30832.454 |  | 0 | 0
12 | 16 | 11 | 78621.876 | 89655.716 | 93039.984 | 86962.957 | 74500.901 |  | 0 | 0
12 | 16 | 12 | 81205.331 | 101540.552 | 111851.391 | 107170.424 | 89962.743 |  | 0 | 0
12 | 16 | 13 | 63288.39 | 94320.559 | 114443.071 | 115021.294 | 95859.434 |  | 0 | 0
12 | 16 | 14 | 30514.095 | 112217.489 | 185243.727 | 203824.148 | 165243.09 |  | 0 | 0
12 | 16 | 15 | 9055.8 | 34746.619 | 104471.375 | 125294.802 | 113122.54 |  | 0 | 0
12 | 16 | 16 | 934.375 | 934.375 | 2420.3 | 2785.011 | 2720.775 |  | 0 | 0
12 | 16 | 17 | 0 | 0 | 0 | 0 | 0 |  | 0 | 0
12 | 16 | 18 | 0 | 0 | 0 | 0 | 0 |  | 0 | 0
12 | 16 | 19 | 0 | 0 | 0 | 0 | 0 |  | 0 | 0
12 | 16 | 20 | 0 | 0 | 0 | 0 | 0 |  | 0 | 0
12 | 16 | 21 | 0 | 0 | 0 | 0 | 0 |  | 0 | 0
12 | 16 | 22 | 0 | 0 | 0 | 0 | 0 |  | 0 | 0
12 | 16 | 23 | 0 | 0 | 0 | 0 | 0 |  | 0 | 0
12 | 17 | 0 | 0 | 0 | 0 | 0 | 0 |  | 0 | 0
12 | 17 | 1 | 0 | 0 | 0 | 0 | 0 |  | 0 | 0
12 | 17 | 2 | 0 | 0 | 0 | 0 | 0 |  | 0 | 0
12 | 17 | 3 | 0 | 0 | 0 | 0 | 0 |  | 0 | 0
12 | 17 | 4 | 0 | 0 | 0 | 0 | 0 |  | 0 | 0
12 | 17 | 5 | 0 | 0 | 0 | 0 | 0 |  | 0 | 0
12 | 17 | 6 | 0 | 0 | 0 | 0 | 0 |  | 0 | 0
12 | 17 | 7 | 6970.062 | 7149.612 | 6312.201 | 2032.743 | 2032.743 |  | 0 | 0
12 | 17 | 8 | 120094.285 | 140299.88 | 114787.05 | 43998.021 | 10586.844 |  | 0 | 0
12 | 17 | 9 | 165489.581 | 203798.321 | 188095.735 | 120227.892 | 38368.978 |  | 0 | 0
12 | 17 | 10 | 182085.097 | 233650.25 | 234443.342 | 184213.61 | 97038.711 |  | 0 | 0
12 | 17 | 11 | 173003.181 | 237665.104 | 256459.007 | 222087.8 | 146202.409 |  | 0 | 0
12 | 17 | 12 | 93418.05 | 124964.07 | 140626.179 | 133434.754 | 106949.54 |  | 0 | 0
12 | 17 | 13 | 47439.867 | 51514.166 | 54277.981 | 54349.536 | 51696.446 |  | 0 | 0
12 | 17 | 14 | 37028.579 | 49551.035 | 60853.406 | 63873.273 | 57605.063 |  | 0 | 0
12 | 17 | 15 | 10495.535 | 34865.415 | 99103.846 | 118419.383 | 106790.75 |  | 0 | 0
12 | 17 | 16 | 908.928 | 908.928 | 2193.567 | 2504.559 | 2448.882 |  | 0 | 0
12 | 17 | 17 | 0 | 0 | 0 | 0 | 0 |  | 0 | 0
12 | 17 | 18 | 0 | 0 | 0 | 0 | 0 |  | 0 | 0
12 | 17 | 19 | 0 | 0 | 0 | 0 | 0 |  | 0 | 0
12 | 17 | 20 | 0 | 0 | 0 | 0 | 0 |  | 0 | 0
12 | 17 | 21 | 0 | 0 | 0 | 0 | 0 |  | 0 | 0
12 | 17 | 22 | 0 | 0 | 0 | 0 | 0 |  | 0 | 0
12 | 17 | 23 | 0 | 0 | 0 | 0 | 0 |  | 0 | 0
12 | 18 | 0 | 0 | 0 | 0 | 0 | 0 |  | 0 | 0
12 | 18 | 1 | 0 | 0 | 0 | 0 | 0 |  | 0 | 0
12 | 18 | 2 | 0 | 0 | 0 | 0 | 0 |  | 0 | 0
12 | 18 | 3 | 0 | 0 | 0 | 0 | 0 |  | 0 | 0
12 | 18 | 4 | 0 | 0 | 0 | 0 | 0 |  | 0 | 0
12 | 18 | 5 | 0 | 0 | 0 | 0 | 0 |  | 0 | 0
12 | 18 | 6 | 0 | 0 | 0 | 0 | 0 |  | 0 | 0
12 | 18 | 7 | 1574.469 | 1590.442 | 1515.183 | 1132.927 | 1132.927 |  | 0 | 0
12 | 18 | 8 | 78676.038 | 90668.509 | 75437.321 | 34215.682 | 14245.44 |  | 0 | 0
12 | 18 | 9 | 68649.54 | 77969.302 | 74059.347 | 58283.478 | 40082.022 |  | 0 | 0
12 | 18 | 10 | 83961.544 | 97574.245 | 97752.413 | 84416.078 | 63426.533 |  | 0 | 0
12 | 18 | 11 | 95370.947 | 114902.19 | 120786.82 | 109968.569 | 87679.38 |  | 0 | 0
12 | 18 | 12 | 88908.253 | 113274.91 | 125497.179 | 119802.815 | 99143.556 |  | 0 | 0
12 | 18 | 13 | 67895.848 | 95116.382 | 112725.66 | 113126.856 | 96181.146 |  | 0 | 0
12 | 18 | 14 | 37312.68 | 53177.935 | 67464.37 | 71296.186 | 63269.296 |  | 0 | 0
12 | 18 | 15 | 15699.71 | 18099.703 | 23237.268 | 25105.291 | 23841.487 |  | 0 | 0
12 | 18 | 16 | 0 | 0 | 0 | 0 | 0 |  | 0 | 0
12 | 18 | 17 | 0 | 0 | 0 | 0 | 0 |  | 0 | 0
12 | 18 | 18 | 0 | 0 | 0 | 0 | 0 |  | 0 | 0
12 | 18 | 19 | 0 | 0 | 0 | 0 | 0 |  | 0 | 0
12 | 18 | 20 | 0 | 0 | 0 | 0 | 0 |  | 0 | 0
12 | 18 | 21 | 0 | 0 | 0 | 0 | 0 |  | 0 | 0
12 | 18 | 22 | 0 | 0 | 0 | 0 | 0 |  | 0 | 0
12 | 18 | 23 | 0 | 0 | 0 | 0 | 0 |  | 0 | 0
12 | 19 | 0 | 0 | 0 | 0 | 0 | 0 |  | 0 | 0
12 | 19 | 1 | 0 | 0 | 0 | 0 | 0 |  | 0 | 0
12 | 19 | 2 | 0 | 0 | 0 | 0 | 0 |  | 0 | 0
12 | 19 | 3 | 0 | 0 | 0 | 0 | 0 |  | 0 | 0
12 | 19 | 4 | 0 | 0 | 0 | 0 | 0 |  | 0 | 0
12 | 19 | 5 | 0 | 0 | 0 | 0 | 0 |  | 0 | 0
12 | 19 | 6 | 0 | 0 | 0 | 0 | 0 |  | 0 | 0
12 | 19 | 7 | 0 | 0 | 0 | 0 | 0 |  | 0 | 0
12 | 19 | 8 | 5317.879 | 5317.879 | 5317.879 | 5317.879 | 5317.879 |  | 0 | 0
12 | 19 | 9 | 69144.028 | 82178.271 | 76678.924 | 54169.064 | 28279.312 |  | 0 | 0
12 | 19 | 10 | 169767.209 | 218776.539 | 219277.568 | 171142.919 | 89893.469 |  | 0 | 0
12 | 19 | 11 | 132192.599 | 175195.626 | 187858.431 | 164250.246 | 114340.325 |  | 0 | 0
12 | 19 | 12 | 54665.59 | 68959.599 | 76094.282 | 72724.97 | 60603.215 |  | 0 | 0
12 | 19 | 13 | 36374.268 | 38349.756 | 39679.295 | 39705.841 | 38417.565 |  | 0 | 0
12 | 19 | 14 | 31446.928 | 47658.222 | 62227.155 | 66043.99 | 57931.879 |  | 0 | 0
12 | 19 | 15 | 13935.62 | 23406.745 | 45731.484 | 53210.628 | 48282.37 |  | 0 | 0
12 | 19 | 16 | 10.411 | 10.411 | 109.332 | 132.478 | 128.211 |  | 0 | 0
12 | 19 | 17 | 0 | 0 | 0 | 0 | 0 |  | 0 | 0
12 | 19 | 18 | 0 | 0 | 0 | 0 | 0 |  | 0 | 0
12 | 19 | 19 | 0 | 0 | 0 | 0 | 0 |  | 0 | 0
12 | 19 | 20 | 0 | 0 | 0 | 0 | 0 |  | 0 | 0
12 | 19 | 21 | 0 | 0 | 0 | 0 | 0 |  | 0 | 0
12 | 19 | 22 | 0 | 0 | 0 | 0 | 0 |  | 0 | 0
12 | 19 | 23 | 0 | 0 | 0 | 0 | 0 |  | 0 | 0
12 | 20 | 0 | 0 | 0 | 0 | 0 | 0 |  | 0 | 0
12 | 20 | 1 | 0 | 0 | 0 | 0 | 0 |  | 0 | 0
12 | 20 | 2 | 0 | 0 | 0 | 0 | 0 |  | 0 | 0
12 | 20 | 3 | 0 | 0 | 0 | 0 | 0 |  | 0 | 0
12 | 20 | 4 | 0 | 0 | 0 | 0 | 0 |  | 0 | 0
12 | 20 | 5 | 0 | 0 | 0 | 0 | 0 |  | 0 | 0
12 | 20 | 6 | 0 | 0 | 0 | 0 | 0 |  | 0 | 0
12 | 20 | 7 | 963.632 | 973.217 | 927.083 | 699.725 | 699.725 |  | 0 | 0
12 | 20 | 8 | 75113.089 | 85849.869 | 71862.732 | 33216.511 | 14811.04 |  | 0 | 0
12 | 20 | 9 | 127414.075 | 156078.267 | 143924.621 | 93447.898 | 34615.438 |  | 0 | 0
12 | 20 | 10 | 71971.789 | 80491.856 | 80556.335 | 72139.173 | 59093.108 |  | 0 | 0
12 | 20 | 11 | 158233.517 | 216437.016 | 233266.713 | 201449.06 | 133140.049 |  | 0 | 0
12 | 20 | 12 | 122500.89 | 182874.019 | 211896.66 | 198075.071 | 147657.698 |  | 0 | 0
12 | 20 | 13 | 79913.365 | 144109.845 | 183660.829 | 184325.956 | 145945.223 |  | 0 | 0
12 | 20 | 14 | 29191.8 | 110082.134 | 180905.905 | 198417.31 | 160362.629 |  | 0 | 0
12 | 20 | 15 | 9127.259 | 35299.869 | 103056.023 | 123823.548 | 110498.464 |  | 0 | 0
12 | 20 | 16 | 850.342 | 850.342 | 2778.605 | 3227.423 | 3143.463 |  | 0 | 0
12 | 20 | 17 | 0 | 0 | 0 | 0 | 0 |  | 0 | 0
12 | 20 | 18 | 0 | 0 | 0 | 0 | 0 |  | 0 | 0
12 | 20 | 19 | 0 | 0 | 0 | 0 | 0 |  | 0 | 0
12 | 20 | 20 | 0 | 0 | 0 | 0 | 0 |  | 0 | 0
12 | 20 | 21 | 0 | 0 | 0 | 0 | 0 |  | 0 | 0
12 | 20 | 22 | 0 | 0 | 0 | 0 | 0 |  | 0 | 0
12 | 20 | 23 | 0 | 0 | 0 | 0 | 0 |  | 0 | 0
12 | 21 | 0 | 0 | 0 | 0 | 0 | 0 |  | 0 | 0
12 | 21 | 1 | 0 | 0 | 0 | 0 | 0 |  | 0 | 0
12 | 21 | 2 | 0 | 0 | 0 | 0 | 0 |  | 0 | 0
12 | 21 | 3 | 0 | 0 | 0 | 0 | 0 |  | 0 | 0
12 | 21 | 4 | 0 | 0 | 0 | 0 | 0 |  | 0 | 0
12 | 21 | 5 | 0 | 0 | 0 | 0 | 0 |  | 0 | 0
12 | 21 | 6 | 0 | 0 | 0 | 0 | 0 |  | 0 | 0
12 | 21 | 7 | 5661.342 | 5814.478 | 5069.498 | 1495.37 | 1495.37 |  | 0 | 0
12 | 21 | 8 | 118982.903 | 137482.978 | 112655.312 | 39746.857 | 8355.108 |  | 0 | 0
12 | 21 | 9 | 167775.25 | 209154.125 | 191483.352 | 117469.022 | 31192.885 |  | 0 | 0
12 | 21 | 10 | 184699.019 | 239975.642 | 240230.941 | 185415.574 | 92704.81 |  | 0 | 0
12 | 21 | 11 | 176507.882 | 246425.031 | 266498.193 | 228095.288 | 145559.121 |  | 0 | 0
12 | 21 | 12 | 143064.551 | 226886.922 | 266558.798 | 247438.879 | 177790.846 |  | 0 | 0
12 | 21 | 13 | 89499.367 | 185143.746 | 242661.271 | 243464.934 | 187404.606 |  | 0 | 0
12 | 21 | 14 | 27970.437 | 115208.111 | 192103.813 | 211076.957 | 169472.867 |  | 0 | 0
12 | 21 | 15 | 7187.609 | 36345.392 | 112724.731 | 136306.386 | 120921.452 |  | 0 | 0
12 | 21 | 16 | 987.292 | 987.292 | 3708.307 | 4334.334 | 4215.706 |  | 0 | 0
12 | 21 | 17 | 0 | 0 | 0 | 0 | 0 |  | 0 | 0
12 | 21 | 18 | 0 | 0 | 0 | 0 | 0 |  | 0 | 0
12 | 21 | 19 | 0 | 0 | 0 | 0 | 0 |  | 0 | 0
12 | 21 | 20 | 0 | 0 | 0 | 0 | 0 |  | 0 | 0
12 | 21 | 21 | 0 | 0 | 0 | 0 | 0 |  | 0 | 0
12 | 21 | 22 | 0 | 0 | 0 | 0 | 0 |  | 0 | 0
12 | 21 | 23 | 0 | 0 | 0 | 0 | 0 |  | 0 | 0
12 | 22 | 0 | 0 | 0 | 0 | 0 | 0 |  | 0 | 0
12 | 22 | 1 | 0 | 0 | 0 | 0 | 0 |  | 0 | 0
12 | 22 | 2 | 0 | 0 | 0 | 0 | 0 |  | 0 | 0
12 | 22 | 3 | 0 | 0 | 0 | 0 | 0 |  | 0 | 0
12 | 22 | 4 | 0 | 0 | 0 | 0 | 0 |  | 0 | 0
12 | 22 | 5 | 0 | 0 | 0 | 0 | 0 |  | 0 | 0
12 | 22 | 6 | 0 | 0 | 0 | 0 | 0 |  | 0 | 0
12 | 22 | 7 | 6440.43 | 6620.775 | 5732.142 | 1532.371 | 1532.371 |  | 0 | 0
12 | 22 | 8 | 121679.878 | 139980.773 | 114969.695 | 39712.436 | 7522.856 |  | 0 | 0
12 | 22 | 9 | 166210.855 | 206134.491 | 188958.633 | 116483.571 | 31062.006 |  | 0 | 0
12 | 22 | 10 | 182448.653 | 236211.834 | 236302.53 | 182706.234 | 91065.259 |  | 0 | 0
12 | 22 | 11 | 172849.106 | 239986.886 | 259015.391 | 222111.217 | 142347.198 |  | 0 | 0
12 | 22 | 12 | 140724.24 | 220934.969 | 258589.364 | 240232.087 | 173550.179 |  | 0 | 0
12 | 22 | 13 | 88339.59 | 179296.445 | 233562.27 | 234170.901 | 181015.689 |  | 0 | 0
12 | 22 | 14 | 29032.346 | 112100.383 | 184587.551 | 202328.622 | 163025.8 |  | 0 | 0
12 | 22 | 15 | 7710.512 | 35950.119 | 107243.102 | 129758.374 | 114653.759 |  | 0 | 0
12 | 22 | 16 | 816.71 | 816.71 | 3257.414 | 3809.782 | 3703.891 |  | 0 | 0
12 | 22 | 17 | 0 | 0 | 0 | 0 | 0 |  | 0 | 0
12 | 22 | 18 | 0 | 0 | 0 | 0 | 0 |  | 0 | 0
12 | 22 | 19 | 0 | 0 | 0 | 0 | 0 |  | 0 | 0
12 | 22 | 20 | 0 | 0 | 0 | 0 | 0 |  | 0 | 0
12 | 22 | 21 | 0 | 0 | 0 | 0 | 0 |  | 0 | 0
12 | 22 | 22 | 0 | 0 | 0 | 0 | 0 |  | 0 | 0
12 | 22 | 23 | 0 | 0 | 0 | 0 | 0 |  | 0 | 0
12 | 23 | 0 | 0 | 0 | 0 | 0 | 0 |  | 0 | 0
12 | 23 | 1 | 0 | 0 | 0 | 0 | 0 |  | 0 | 0
12 | 23 | 2 | 0 | 0 | 0 | 0 | 0 |  | 0 | 0
12 | 23 | 3 | 0 | 0 | 0 | 0 | 0 |  | 0 | 0
12 | 23 | 4 | 0 | 0 | 0 | 0 | 0 |  | 0 | 0
12 | 23 | 5 | 0 | 0 | 0 | 0 | 0 |  | 0 | 0
12 | 23 | 6 | 0 | 0 | 0 | 0 | 0 |  | 0 | 0
12 | 23 | 7 | 0 | 0 | 0 | 0 | 0 |  | 0 | 0
12 | 23 | 8 | 18428.183 | 18996.4 | 18236.742 | 16200.94 | 15180.379 |  | 0 | 0
12 | 23 | 9 | 46013.377 | 50195.634 | 48345.538 | 41146.819 | 32984.408 |  | 0 | 0
12 | 23 | 10 | 158299.381 | 203142.595 | 203083.81 | 158137.601 | 84270.67 |  | 0 | 0
12 | 23 | 11 | 137127.731 | 184041.25 | 197515.61 | 171148.591 | 116099.298 |  | 0 | 0
12 | 23 | 12 | 94923.14 | 131914.344 | 149955.641 | 141010.412 | 109526.879 |  | 0 | 0
12 | 23 | 13 | 83109.83 | 155465.133 | 199770.938 | 200152.095 | 156514.964 |  | 0 | 0
12 | 23 | 14 | 21292.393 | 32365.999 | 42260.63 | 44789.23 | 39199.049 |  | 0 | 0
12 | 23 | 15 | 8603.389 | 19713.982 | 44713.585 | 53488.885 | 47277.51 |  | 0 | 0
12 | 23 | 16 | 0 | 0 | 0 | 0 | 0 |  | 0 | 0
12 | 23 | 17 | 0 | 0 | 0 | 0 | 0 |  | 0 | 0
12 | 23 | 18 | 0 | 0 | 0 | 0 | 0 |  | 0 | 0
12 | 23 | 19 | 0 | 0 | 0 | 0 | 0 |  | 0 | 0
12 | 23 | 20 | 0 | 0 | 0 | 0 | 0 |  | 0 | 0
12 | 23 | 21 | 0 | 0 | 0 | 0 | 0 |  | 0 | 0
12 | 23 | 22 | 0 | 0 | 0 | 0 | 0 |  | 0 | 0
12 | 23 | 23 | 0 | 0 | 0 | 0 | 0 |  | 0 | 0
12 | 24 | 0 | 0 | 0 | 0 | 0 | 0 |  | 0 | 0
12 | 24 | 1 | 0 | 0 | 0 | 0 | 0 |  | 0 | 0
12 | 24 | 2 | 0 | 0 | 0 | 0 | 0 |  | 0 | 0
12 | 24 | 3 | 0 | 0 | 0 | 0 | 0 |  | 0 | 0
12 | 24 | 4 | 0 | 0 | 0 | 0 | 0 |  | 0 | 0
12 | 24 | 5 | 0 | 0 | 0 | 0 | 0 |  | 0 | 0
12 | 24 | 6 | 0 | 0 | 0 | 0 | 0 |  | 0 | 0
12 | 24 | 7 | 7317.985 | 7525.058 | 6475.236 | 1646.138 | 1646.138 |  | 0 | 0
12 | 24 | 8 | 136691.348 | 156406.5 | 128413.146 | 42915.809 | 8110.043 |  | 0 | 0
12 | 24 | 9 | 187858.39 | 233778.729 | 213516.83 | 129848.84 | 33142.926 |  | 0 | 0
12 | 24 | 10 | 205712.236 | 267218.104 | 266948.784 | 204954.044 | 100597.149 |  | 0 | 0
12 | 24 | 11 | 195201.422 | 272015 | 293614.536 | 250709.39 | 159155.901 |  | 0 | 0
12 | 24 | 12 | 158702.087 | 250406.818 | 293463.436 | 271933.577 | 195104.879 |  | 0 | 0
12 | 24 | 13 | 99808.606 | 204083.877 | 266190.983 | 266559.744 | 205121.186 |  | 0 | 0
12 | 24 | 14 | 39061.411 | 74013.338 | 104900.248 | 112714.871 | 95266.013 |  | 0 | 0
12 | 24 | 15 | 16824.479 | 29949.55 | 59043.733 | 69319.405 | 61943.636 |  | 0 | 0
12 | 24 | 16 | 1411.284 | 1411.284 | 6101.462 | 7129.651 | 6928.44 |  | 0 | 0
12 | 24 | 17 | 0 | 0 | 0 | 0 | 0 |  | 0 | 0
12 | 24 | 18 | 0 | 0 | 0 | 0 | 0 |  | 0 | 0
12 | 24 | 19 | 0 | 0 | 0 | 0 | 0 |  | 0 | 0
12 | 24 | 20 | 0 | 0 | 0 | 0 | 0 |  | 0 | 0
12 | 24 | 21 | 0 | 0 | 0 | 0 | 0 |  | 0 | 0
12 | 24 | 22 | 0 | 0 | 0 | 0 | 0 |  | 0 | 0
12 | 24 | 23 | 0 | 0 | 0 | 0 | 0 |  | 0 | 0
12 | 25 | 0 | 0 | 0 | 0 | 0 | 0 |  | 0 | 0
12 | 25 | 1 | 0 | 0 | 0 | 0 | 0 |  | 0 | 0
12 | 25 | 2 | 0 | 0 | 0 | 0 | 0 |  | 0 | 0
12 | 25 | 3 | 0 | 0 | 0 | 0 | 0 |  | 0 | 0
12 | 25 | 4 | 0 | 0 | 0 | 0 | 0 |  | 0 | 0
12 | 25 | 5 | 0 | 0 | 0 | 0 | 0 |  | 0 | 0
12 | 25 | 6 | 0 | 0 | 0 | 0 | 0 |  | 0 | 0
12 | 25 | 7 | 6186.047 | 6347.554 | 5515.679 | 1728.394 | 1728.394 |  | 0 | 0
12 | 25 | 8 | 129973.413 | 148254.417 | 121904.595 | 41785.392 | 9155.326 |  | 0 | 0
12 | 25 | 9 | 177380.741 | 220059.809 | 200976.343 | 123128.588 | 33637.09 |  | 0 | 0
12 | 25 | 10 | 201088.284 | 260018.884 | 259575.285 | 199839.376 | 99541.26 |  | 0 | 0
12 | 25 | 11 | 191062.434 | 264429.517 | 284879.118 | 243717.431 | 155918.209 |  | 0 | 0
12 | 25 | 12 | 155340.801 | 242560.241 | 283251.645 | 262674.425 | 189516.106 |  | 0 | 0
12 | 25 | 13 | 97545.632 | 195857.169 | 253902.782 | 254098.005 | 196408.926 |  | 0 | 0
12 | 25 | 14 | 32934.342 | 123186.646 | 200664.622 | 219344.363 | 176885.444 |  | 0 | 0
12 | 25 | 15 | 8190.222 | 40814.873 | 118637.546 | 144526.709 | 126091.948 |  | 0 | 0
12 | 25 | 16 | 1636.881 | 1636.881 | 5586.646 | 6436.977 | 6269.122 |  | 0 | 0
12 | 25 | 17 | 0 | 0 | 0 | 0 | 0 |  | 0 | 0
12 | 25 | 18 | 0 | 0 | 0 | 0 | 0 |  | 0 | 0
12 | 25 | 19 | 0 | 0 | 0 | 0 | 0 |  | 0 | 0
12 | 25 | 20 | 0 | 0 | 0 | 0 | 0 |  | 0 | 0
12 | 25 | 21 | 0 | 0 | 0 | 0 | 0 |  | 0 | 0
12 | 25 | 22 | 0 | 0 | 0 | 0 | 0 |  | 0 | 0
12 | 25 | 23 | 0 | 0 | 0 | 0 | 0 |  | 0 | 0
12 | 26 | 0 | 0 | 0 | 0 | 0 | 0 |  | 0 | 0
12 | 26 | 1 | 0 | 0 | 0 | 0 | 0 |  | 0 | 0
12 | 26 | 2 | 0 | 0 | 0 | 0 | 0 |  | 0 | 0
12 | 26 | 3 | 0 | 0 | 0 | 0 | 0 |  | 0 | 0
12 | 26 | 4 | 0 | 0 | 0 | 0 | 0 |  | 0 | 0
12 | 26 | 5 | 0 | 0 | 0 | 0 | 0 |  | 0 | 0
12 | 26 | 6 | 0 | 0 | 0 | 0 | 0 |  | 0 | 0
12 | 26 | 7 | 5103.694 | 5237.103 | 4538.488 | 1403.405 | 1403.405 |  | 0 | 0
12 | 26 | 8 | 123795.834 | 140646.371 | 115858.243 | 39400.073 | 8449.385 |  | 0 | 0
12 | 26 | 9 | 110673.187 | 132707.074 | 122686.314 | 82975.736 | 37637.643 |  | 0 | 0
12 | 26 | 10 | 126796.643 | 156442.089 | 156121.982 | 125923.175 | 77128.587 |  | 0 | 0
12 | 26 | 11 | 176050.221 | 240832.916 | 258447.414 | 222385.957 | 143793.815 |  | 0 | 0
12 | 26 | 12 | 143831.467 | 221861.258 | 257392.575 | 239275.61 | 174234.031 |  | 0 | 0
12 | 26 | 13 | 92032.534 | 182240.997 | 234320.824 | 234365.457 | 182369.294 |  | 0 | 0
12 | 26 | 14 | 31897.347 | 116399.901 | 187657.5 | 204588.735 | 165707.948 |  | 0 | 0
12 | 26 | 15 | 8465.42 | 40010.531 | 113598.594 | 138516.027 | 120463.909 |  | 0 | 0
12 | 26 | 16 | 1313.896 | 1313.896 | 5231.171 | 6062.754 | 5897.282 |  | 0 | 0
12 | 26 | 17 | 0 | 0 | 0 | 0 | 0 |  | 0 | 0
12 | 26 | 18 | 0 | 0 | 0 | 0 | 0 |  | 0 | 0
12 | 26 | 19 | 0 | 0 | 0 | 0 | 0 |  | 0 | 0
12 | 26 | 20 | 0 | 0 | 0 | 0 | 0 |  | 0 | 0
12 | 26 | 21 | 0 | 0 | 0 | 0 | 0 |  | 0 | 0
12 | 26 | 22 | 0 | 0 | 0 | 0 | 0 |  | 0 | 0
12 | 26 | 23 | 0 | 0 | 0 | 0 | 0 |  | 0 | 0
12 | 27 | 0 | 0 | 0 | 0 | 0 | 0 |  | 0 | 0
12 | 27 | 1 | 0 | 0 | 0 | 0 | 0 |  | 0 | 0
12 | 27 | 2 | 0 | 0 | 0 | 0 | 0 |  | 0 | 0
12 | 27 | 3 | 0 | 0 | 0 | 0 | 0 |  | 0 | 0
12 | 27 | 4 | 0 | 0 | 0 | 0 | 0 |  | 0 | 0
12 | 27 | 5 | 0 | 0 | 0 | 0 | 0 |  | 0 | 0
12 | 27 | 6 | 0 | 0 | 0 | 0 | 0 |  | 0 | 0
12 | 27 | 7 | 2239.169 | 2295.503 | 1995.187 | 661.751 | 661.751 |  | 0 | 0
12 | 27 | 8 | 54529.976 | 60674.425 | 51773.376 | 26603.441 | 15467.441 |  | 0 | 0
12 | 27 | 9 | 92564.33 | 109325.907 | 101581.869 | 71493.601 | 37690.186 |  | 0 | 0
12 | 27 | 10 | 92980.952 | 109624.597 | 109387.714 | 92351.416 | 65719.273 |  | 0 | 0
12 | 27 | 11 | 80845.992 | 95570.371 | 99752.067 | 91161.147 | 74036.557 |  | 0 | 0
12 | 27 | 12 | 52764.758 | 58755.383 | 61758.843 | 60195.467 | 54928.469 |  | 0 | 0
12 | 27 | 13 | 78428.611 | 128875.294 | 160044.146 | 159994.629 | 128741.38 |  | 0 | 0
12 | 27 | 14 | 4650.472 | 4650.472 | 4650.472 | 4650.472 | 4650.472 |  | 0 | 0
12 | 27 | 15 | 10436.713 | 12027.349 | 15613.281 | 16899.43 | 15947.028 |  | 0 | 0
12 | 27 | 16 | 1623.518 | 1623.518 | 2565.79 | 2760.976 | 2721.902 |  | 0 | 0
12 | 27 | 17 | 0 | 0 | 0 | 0 | 0 |  | 0 | 0
12 | 27 | 18 | 0 | 0 | 0 | 0 | 0 |  | 0 | 0
12 | 27 | 19 | 0 | 0 | 0 | 0 | 0 |  | 0 | 0
12 | 27 | 20 | 0 | 0 | 0 | 0 | 0 |  | 0 | 0
12 | 27 | 21 | 0 | 0 | 0 | 0 | 0 |  | 0 | 0
12 | 27 | 22 | 0 | 0 | 0 | 0 | 0 |  | 0 | 0
12 | 27 | 23 | 0 | 0 | 0 | 0 | 0 |  | 0 | 0
12 | 28 | 0 | 0 | 0 | 0 | 0 | 0 |  | 0 | 0
12 | 28 | 1 | 0 | 0 | 0 | 0 | 0 |  | 0 | 0
12 | 28 | 2 | 0 | 0 | 0 | 0 | 0 |  | 0 | 0
12 | 28 | 3 | 0 | 0 | 0 | 0 | 0 |  | 0 | 0
12 | 28 | 4 | 0 | 0 | 0 | 0 | 0 |  | 0 | 0
12 | 28 | 5 | 0 | 0 | 0 | 0 | 0 |  | 0 | 0
12 | 28 | 6 | 0 | 0 | 0 | 0 | 0 |  | 0 | 0
12 | 28 | 7 | 0 | 0 | 0 | 0 | 0 |  | 0 | 0
12 | 28 | 8 | 118970.492 | 134434.077 | 110783.885 | 38011.85 | 9325.451 |  | 0 | 0
12 | 28 | 9 | 21189.155 | 22138.492 | 21692.633 | 19999.85 | 18108.413 |  | 0 | 0
12 | 28 | 10 | 43555.669 | 45566.977 | 45531.396 | 43463.239 | 40319.03 |  | 0 | 0
12 | 28 | 11 | 37840.782 | 38560.157 | 38765.567 | 38338.3 | 37521.981 |  | 0 | 0
12 | 28 | 12 | 43772.937 | 45632.268 | 46564.125 | 46073.537 | 44433.03 |  | 0 | 0
12 | 28 | 13 | 44428.132 | 50427.357 | 54391.934 | 54376.05 | 50388.393 |  | 0 | 0
12 | 28 | 14 | 38093.607 | 59747.049 | 78604.883 | 83324.159 | 72483.283 |  | 0 | 0
12 | 28 | 15 | 9931.824 | 41394.487 | 110994.681 | 135904.214 | 117230.936 |  | 0 | 0
12 | 28 | 16 | 1791.658 | 1791.658 | 6183.177 | 7083.392 | 6901.944 |  | 0 | 0
12 | 28 | 17 | 0 | 0 | 0 | 0 | 0 |  | 0 | 0
12 | 28 | 18 | 0 | 0 | 0 | 0 | 0 |  | 0 | 0
12 | 28 | 19 | 0 | 0 | 0 | 0 | 0 |  | 0 | 0
12 | 28 | 20 | 0 | 0 | 0 | 0 | 0 |  | 0 | 0
12 | 28 | 21 | 0 | 0 | 0 | 0 | 0 |  | 0 | 0
12 | 28 | 22 | 0 | 0 | 0 | 0 | 0 |  | 0 | 0
12 | 28 | 23 | 0 | 0 | 0 | 0 | 0 |  | 0 | 0
12 | 29 | 0 | 0 | 0 | 0 | 0 | 0 |  | 0 | 0
12 | 29 | 1 | 0 | 0 | 0 | 0 | 0 |  | 0 | 0
12 | 29 | 2 | 0 | 0 | 0 | 0 | 0 |  | 0 | 0
12 | 29 | 3 | 0 | 0 | 0 | 0 | 0 |  | 0 | 0
12 | 29 | 4 | 0 | 0 | 0 | 0 | 0 |  | 0 | 0
12 | 29 | 5 | 0 | 0 | 0 | 0 | 0 |  | 0 | 0
12 | 29 | 6 | 0 | 0 | 0 | 0 | 0 |  | 0 | 0
12 | 29 | 7 | 1915.05 | 1964.48 | 1690.777 | 503.009 | 503.009 |  | 0 | 0
12 | 29 | 8 | 94247.379 | 106247.478 | 87803.301 | 33006.724 | 10874.251 |  | 0 | 0
12 | 29 | 9 | 36583.948 | 39419.523 | 38069.182 | 32993.833 | 27340.432 |  | 0 | 0
12 | 29 | 10 | 19724.918 | 20032.306 | 20025.796 | 19707.281 | 19193.089 |  | 0 | 0
12 | 29 | 11 | 22984.577 | 22984.577 | 22984.577 | 22984.577 | 22984.577 |  | 0 | 0
12 | 29 | 12 | 33554.584 | 34152.24 | 34452.851 | 34292.823 | 33762.247 |  | 0 | 0
12 | 29 | 13 | 11985.295 | 11985.295 | 11985.295 | 11985.295 | 11985.295 |  | 0 | 0
12 | 29 | 14 | 7113.226 | 7113.226 | 7113.226 | 7113.226 | 7113.226 |  | 0 | 0
12 | 29 | 15 | 8346.907 | 8346.907 | 8346.907 | 8346.907 | 8346.907 |  | 0 | 0
12 | 29 | 16 | 0 | 0 | 0 | 0 | 0 |  | 0 | 0
12 | 29 | 17 | 0 | 0 | 0 | 0 | 0 |  | 0 | 0
12 | 29 | 18 | 0 | 0 | 0 | 0 | 0 |  | 0 | 0
12 | 29 | 19 | 0 | 0 | 0 | 0 | 0 |  | 0 | 0
12 | 29 | 20 | 0 | 0 | 0 | 0 | 0 |  | 0 | 0
12 | 29 | 21 | 0 | 0 | 0 | 0 | 0 |  | 0 | 0
12 | 29 | 22 | 0 | 0 | 0 | 0 | 0 |  | 0 | 0
12 | 29 | 23 | 0 | 0 | 0 | 0 | 0 |  | 0 | 0
12 | 30 | 0 | 0 | 0 | 0 | 0 | 0 |  | 0 | 0
12 | 30 | 1 | 0 | 0 | 0 | 0 | 0 |  | 0 | 0
12 | 30 | 2 | 0 | 0 | 0 | 0 | 0 |  | 0 | 0
12 | 30 | 3 | 0 | 0 | 0 | 0 | 0 |  | 0 | 0
12 | 30 | 4 | 0 | 0 | 0 | 0 | 0 |  | 0 | 0
12 | 30 | 5 | 0 | 0 | 0 | 0 | 0 |  | 0 | 0
12 | 30 | 6 | 0 | 0 | 0 | 0 | 0 |  | 0 | 0
12 | 30 | 7 | 0 | 0 | 0 | 0 | 0 |  | 0 | 0
12 | 30 | 8 | 4696.693 | 4696.693 | 4696.693 | 4696.693 | 4696.693 |  | 0 | 0
12 | 30 | 9 | 4154.306 | 4154.306 | 4154.306 | 4154.306 | 4154.306 |  | 0 | 0
12 | 30 | 10 | 12624.443 | 12624.443 | 12624.443 | 12624.443 | 12624.443 |  | 0 | 0
12 | 30 | 11 | 6393.443 | 6393.443 | 6393.443 | 6393.443 | 6393.443 |  | 0 | 0
12 | 30 | 12 | 16205.815 | 16205.815 | 16205.815 | 16205.815 | 16205.815 |  | 0 | 0
12 | 30 | 13 | 38907.465 | 45356.373 | 49470.51 | 49435.157 | 45271.069 |  | 0 | 0
12 | 30 | 14 | 4538.035 | 4538.035 | 4538.035 | 4538.035 | 4538.035 |  | 0 | 0
12 | 30 | 15 | 10715.897 | 10715.897 | 10715.897 | 10715.897 | 10715.897 |  | 0 | 0
12 | 30 | 16 | 0 | 0 | 0 | 0 | 0 |  | 0 | 0
12 | 30 | 17 | 0 | 0 | 0 | 0 | 0 |  | 0 | 0
12 | 30 | 18 | 0 | 0 | 0 | 0 | 0 |  | 0 | 0
12 | 30 | 19 | 0 | 0 | 0 | 0 | 0 |  | 0 | 0
12 | 30 | 20 | 0 | 0 | 0 | 0 | 0 |  | 0 | 0
12 | 30 | 21 | 0 | 0 | 0 | 0 | 0 |  | 0 | 0
12 | 30 | 22 | 0 | 0 | 0 | 0 | 0 |  | 0 | 0
12 | 30 | 23 | 0 | 0 | 0 | 0 | 0 |  | 0 | 0
12 | 31 | 0 | 0 | 0 | 0 | 0 | 0 |  | 0 | 0
12 | 31 | 1 | 0 | 0 | 0 | 0 | 0 |  | 0 | 0
12 | 31 | 2 | 0 | 0 | 0 | 0 | 0 |  | 0 | 0
12 | 31 | 3 | 0 | 0 | 0 | 0 | 0 |  | 0 | 0
12 | 31 | 4 | 0 | 0 | 0 | 0 | 0 |  | 0 | 0
12 | 31 | 5 | 0 | 0 | 0 | 0 | 0 |  | 0 | 0
12 | 31 | 6 | 0 | 0 | 0 | 0 | 0 |  | 0 | 0
12 | 31 | 7 | 0 | 0 | 0 | 0 | 0 |  | 0 | 0
12 | 31 | 8 | 39552.664 | 42891.366 | 37867.866 | 24570.853 | 18351.906 |  | 0 | 0
12 | 31 | 9 | 72964.343 | 83132.588 | 78160.168 | 59635.962 | 39039.573 |  | 0 | 0
12 | 31 | 10 | 101173.685 | 119301.863 | 118789.734 | 99839.428 | 70319.836 |  | 0 | 0
12 | 31 | 11 | 179586.436 | 243968.752 | 261149.379 | 223701.855 | 145211.837 |  | 0 | 0
12 | 31 | 12 | 139702.818 | 209371.256 | 241692.753 | 224201.72 | 164578.078 |  | 0 | 0
12 | 31 | 13 | 85864.793 | 144959.801 | 180757.211 | 180375.877 | 144020.039 |  | 0 | 0
12 | 31 | 14 | 42224.426 | 75578.971 | 104176.691 | 111228.075 | 94737.173 |  | 0 | 0
12 | 31 | 15 | 19671.075 | 28630.787 | 45445.4 | 52258.39 | 46897.247 |  | 0 | 0
12 | 31 | 16 | 1371.206 | 1371.206 | 2125.028 | 2455.233 | 2364.803 |  | 0 | 0
12 | 31 | 17 | 0 | 0 | 0 | 0 | 0 |  | 0 | 0
12 | 31 | 18 | 0 | 0 | 0 | 0 | 0 |  | 0 | 0
12 | 31 | 19 | 0 | 0 | 0 | 0 | 0 |  | 0 | 0
12 | 31 | 20 | 0 | 0 | 0 | 0 | 0 |  | 0 | 0
12 | 31 | 21 | 0 | 0 | 0 | 0 | 0 |  | 0 | 0
12 | 31 | 22 | 0 | 0 | 0 | 0 | 0 |  | 0 | 0
12 | 31 | 23 | 0 | 0 | 0 | 0 | 0 |  | 0 | 0

## Marion
|  | MWh Generated | 493.6362 | 550.6103 | 572.777 | 546.6379 | 488.1708
|  | Summer Peak (MW) | 0.079566 | 0.093906 | 0.12697 | 0.15931 | 0.17098
|  | ETDFs | 0.00016118 | 0.00017055 | 0.00022167 | 0.00029144 | 0.00035025
|  | Winter Peak (MW) | #DIV/0! | #DIV/0! | #DIV/0! | #DIV/0! | #DIV/0!
|  | ETDFw | #DIV/0! | #DIV/0! | #DIV/0! | #DIV/0! | #DIV/0!
|  | Azimuth --> | AC System Output (W) by Array Azimuth
Month | Day | Hour | 90 | 135 | 180 | 225 | 270 | Summer CF Flag | CFw1 | CFw2 | Winter CF Flag | Loadshape
1 | 1 | 0 | 0 | 0 | 0 | 0 | 0 |  | 0 | 0 |  | 0%
1 | 1 | 1 | 0 | 0 | 0 | 0 | 0 |  | 0 | 0 |  | 0%
1 | 1 | 2 | 0 | 0 | 0 | 0 | 0 |  | 0 | 0 |  | 0%
1 | 1 | 3 | 0 | 0 | 0 | 0 | 0 |  | 0 | 0 |  | 0%
1 | 1 | 4 | 0 | 0 | 0 | 0 | 0 |  | 0 | 0 |  | 0%
1 | 1 | 5 | 0 | 0 | 0 | 0 | 0 |  | 0 | 0 |  | 0%
1 | 1 | 6 | 0 | 0 | 0 | 0 | 0 |  | 0 | 0 |  | 0%
1 | 1 | 7 | 6740.745 | 7276.88 | 5232.16 | 938.202 | 938.202 |  | 0 | 0 |  | 0.0009135%
1 | 1 | 8 | 101815.896 | 118734.151 | 96042.104 | 40993.44 | 14467.882 |  | 0 | 0 |  | 0.01677%
1 | 1 | 9 | 154897.095 | 188429.326 | 173004.063 | 111452.455 | 38957.547 |  | 0 | 0 |  | 0.0302%
1 | 1 | 10 | 13077.227 | 13077.227 | 13077.227 | 13077.227 | 13077.227 |  | 0 | 0 |  | 0.002283%
1 | 1 | 11 | 70309.172 | 78154.407 | 80461.164 | 75926.568 | 66967.806 |  | 0 | 0 |  | 0.01405%
1 | 1 | 12 | 69819.479 | 79916.803 | 85064.971 | 82547.103 | 73783.161 |  | 0 | 0 |  | 0.01485%
1 | 1 | 13 | 67000.629 | 88202.251 | 102050.53 | 102284.048 | 88768.18 |  | 0 | 0 |  | 0.01782%
1 | 1 | 14 | 17190.359 | 17190.359 | 17190.359 | 17190.359 | 17190.359 |  | 0 | 0 |  | 0.003001%
1 | 1 | 15 | 18584.922 | 25078.733 | 37159.294 | 42284.359 | 38559.721 |  | 0 | 0 |  | 0.006488%
1 | 1 | 16 | 120.907 | 120.907 | 120.907 | 120.907 | 120.907 |  | 0 | 0 |  | 2.111e-05%
1 | 1 | 17 | 0 | 0 | 0 | 0 | 0 |  | 0 | 0 |  | 0%
1 | 1 | 18 | 0 | 0 | 0 | 0 | 0 |  | 0 | 0 |  | 0%
1 | 1 | 19 | 0 | 0 | 0 | 0 | 0 |  | 0 | 0 |  | 0%
1 | 1 | 20 | 0 | 0 | 0 | 0 | 0 |  | 0 | 0 |  | 0%
1 | 1 | 21 | 0 | 0 | 0 | 0 | 0 |  | 0 | 0 |  | 0%
1 | 1 | 22 | 0 | 0 | 0 | 0 | 0 |  | 0 | 0 |  | 0%
1 | 1 | 23 | 0 | 0 | 0 | 0 | 0 |  | 0 | 0 |  | 0%
1 | 2 | 0 | 0 | 0 | 0 | 0 | 0 |  | 0 | 0 |  | 0%
1 | 2 | 1 | 0 | 0 | 0 | 0 | 0 |  | 0 | 0 |  | 0%
1 | 2 | 2 | 0 | 0 | 0 | 0 | 0 |  | 0 | 0 |  | 0%
1 | 2 | 3 | 0 | 0 | 0 | 0 | 0 |  | 0 | 0 |  | 0%
1 | 2 | 4 | 0 | 0 | 0 | 0 | 0 |  | 0 | 0 |  | 0%
1 | 2 | 5 | 0 | 0 | 0 | 0 | 0 |  | 0 | 0 |  | 0%
1 | 2 | 6 | 0 | 0 | 0 | 0 | 0 |  | 0 | 0 |  | 0%
1 | 2 | 7 | 7817.137 | 8377.389 | 6128.228 | 701.679 | 701.679 |  | 0 | 0 |  | 0.00107%
1 | 2 | 8 | 106209.109 | 124638.503 | 99549.052 | 38795.191 | 10258.465 |  | 0 | 0 |  | 0.01738%
1 | 2 | 9 | 22584.996 | 22729.401 | 22661.455 | 22420.988 | 22148.921 |  | 0 | 0 |  | 0.003956%
1 | 2 | 10 | 6506.573 | 6506.573 | 6506.573 | 6506.573 | 6506.573 |  | 0 | 0 |  | 0.001136%
1 | 2 | 11 | 7659.898 | 7659.898 | 7659.898 | 7659.898 | 7659.898 |  | 0 | 0 |  | 0.001337%
1 | 2 | 12 | 15005.017 | 15005.017 | 15005.017 | 15005.017 | 15005.017 |  | 0 | 0 |  | 0.00262%
1 | 2 | 13 | 47282.795 | 50714.4 | 53054.854 | 53089.864 | 50798.901 |  | 0 | 0 |  | 0.009263%
1 | 2 | 14 | 27217.845 | 28074.089 | 28832.692 | 29048.86 | 28595.753 |  | 0 | 0 |  | 0.005034%
1 | 2 | 15 | 19032.745 | 23003.415 | 30114.42 | 33192.909 | 30931.491 |  | 0 | 0 |  | 0.005258%
1 | 2 | 16 | 190.617 | 190.617 | 190.617 | 190.617 | 190.617 |  | 0 | 0 |  | 3.328e-05%
1 | 2 | 17 | 0 | 0 | 0 | 0 | 0 |  | 0 | 0 |  | 0%
1 | 2 | 18 | 0 | 0 | 0 | 0 | 0 |  | 0 | 0 |  | 0%
1 | 2 | 19 | 0 | 0 | 0 | 0 | 0 |  | 0 | 0 |  | 0%
1 | 2 | 20 | 0 | 0 | 0 | 0 | 0 |  | 0 | 0 |  | 0%
1 | 2 | 21 | 0 | 0 | 0 | 0 | 0 |  | 0 | 0 |  | 0%
1 | 2 | 22 | 0 | 0 | 0 | 0 | 0 |  | 0 | 0 |  | 0%
1 | 2 | 23 | 0 | 0 | 0 | 0 | 0 |  | 0 | 0 |  | 0%
1 | 3 | 0 | 0 | 0 | 0 | 0 | 0 |  | 0 | 0 |  | 0%
1 | 3 | 1 | 0 | 0 | 0 | 0 | 0 |  | 0 | 0 |  | 0%
1 | 3 | 2 | 0 | 0 | 0 | 0 | 0 |  | 0 | 0 |  | 0%
1 | 3 | 3 | 0 | 0 | 0 | 0 | 0 |  | 0 | 0 |  | 0%
1 | 3 | 4 | 0 | 0 | 0 | 0 | 0 |  | 0 | 0 |  | 0%
1 | 3 | 5 | 0 | 0 | 0 | 0 | 0 |  | 0 | 0 |  | 0%
1 | 3 | 6 | 0 | 0 | 0 | 0 | 0 |  | 0 | 0 |  | 0%
1 | 3 | 7 | 0 | 0 | 0 | 0 | 0 |  | 0 | 0 |  | 0%
1 | 3 | 8 | 1962.291 | 1962.291 | 1962.291 | 1962.291 | 1962.291 |  | 0 | 0 |  | 0.0003426%
1 | 3 | 9 | 5895.556 | 5895.556 | 5895.556 | 5895.556 | 5895.556 |  | 0 | 0 |  | 0.001029%
1 | 3 | 10 | 8563.986 | 8563.986 | 8563.986 | 8563.986 | 8563.986 |  | 0 | 0 |  | 0.001495%
1 | 3 | 11 | 13450.358 | 13450.358 | 13450.358 | 13450.358 | 13450.358 |  | 0 | 0 |  | 0.002348%
1 | 3 | 12 | 20212.17 | 20212.17 | 20212.17 | 20212.17 | 20212.17 |  | 0 | 0 |  | 0.003529%
1 | 3 | 13 | 11579.235 | 11579.235 | 11579.235 | 11579.235 | 11579.235 |  | 0 | 0 |  | 0.002022%
1 | 3 | 14 | 4948.108 | 4948.108 | 4948.108 | 4948.108 | 4948.108 |  | 0 | 0 |  | 0.0008639%
1 | 3 | 15 | 14763.175 | 37245.217 | 83425.024 | 102992.031 | 88663.588 |  | 0 | 0 |  | 0.01457%
1 | 3 | 16 | 961.576 | 961.576 | 3769.219 | 5092.944 | 4758.889 |  | 0 | 0 |  | 0.0006581%
1 | 3 | 17 | 0 | 0 | 0 | 0 | 0 |  | 0 | 0 |  | 0%
1 | 3 | 18 | 0 | 0 | 0 | 0 | 0 |  | 0 | 0 |  | 0%
1 | 3 | 19 | 0 | 0 | 0 | 0 | 0 |  | 0 | 0 |  | 0%
1 | 3 | 20 | 0 | 0 | 0 | 0 | 0 |  | 0 | 0 |  | 0%
1 | 3 | 21 | 0 | 0 | 0 | 0 | 0 |  | 0 | 0 |  | 0%
1 | 3 | 22 | 0 | 0 | 0 | 0 | 0 |  | 0 | 0 |  | 0%
1 | 3 | 23 | 0 | 0 | 0 | 0 | 0 |  | 0 | 0 |  | 0%
1 | 4 | 0 | 0 | 0 | 0 | 0 | 0 |  | 0 | 0 |  | 0%
1 | 4 | 1 | 0 | 0 | 0 | 0 | 0 |  | 0 | 0 |  | 0%
1 | 4 | 2 | 0 | 0 | 0 | 0 | 0 |  | 0 | 0 |  | 0%
1 | 4 | 3 | 0 | 0 | 0 | 0 | 0 |  | 0 | 0 |  | 0%
1 | 4 | 4 | 0 | 0 | 0 | 0 | 0 |  | 0 | 0 |  | 0%
1 | 4 | 5 | 0 | 0 | 0 | 0 | 0 |  | 0 | 0 |  | 0%
1 | 4 | 6 | 0 | 0 | 0 | 0 | 0 |  | 0 | 0 |  | 0%
1 | 4 | 7 | 0 | 0 | 0 | 0 | 0 |  | 0 | 0 |  | 0%
1 | 4 | 8 | 536.401 | 536.401 | 536.401 | 536.401 | 536.401 |  | 0 | 0 |  | 9.365e-05%
1 | 4 | 9 | 1734.649 | 1734.649 | 1734.649 | 1734.649 | 1734.649 |  | 0 | 0 |  | 0.0003028%
1 | 4 | 10 | 31157.48 | 31507.505 | 31500.896 | 31141.528 | 30640.037 |  | 0 | 0 |  | 0.0055%
1 | 4 | 11 | 6824.521 | 6824.521 | 6824.521 | 6824.521 | 6824.521 |  | 0 | 0 |  | 0.001191%
1 | 4 | 12 | 14347.467 | 14347.467 | 14347.467 | 14347.467 | 14347.467 |  | 0 | 0 |  | 0.002505%
1 | 4 | 13 | 6347.646 | 6347.646 | 6347.646 | 6347.646 | 6347.646 |  | 0 | 0 |  | 0.001108%
1 | 4 | 14 | 5519.508 | 5519.508 | 5519.508 | 5519.508 | 5519.508 |  | 0 | 0 |  | 0.0009636%
1 | 4 | 15 | 8694.519 | 8694.519 | 8694.519 | 8694.519 | 8694.519 |  | 0 | 0 |  | 0.001518%
1 | 4 | 16 | 0 | 0 | 0 | 0 | 0 |  | 0 | 0 |  | 0%
1 | 4 | 17 | 0 | 0 | 0 | 0 | 0 |  | 0 | 0 |  | 0%
1 | 4 | 18 | 0 | 0 | 0 | 0 | 0 |  | 0 | 0 |  | 0%
1 | 4 | 19 | 0 | 0 | 0 | 0 | 0 |  | 0 | 0 |  | 0%
1 | 4 | 20 | 0 | 0 | 0 | 0 | 0 |  | 0 | 0 |  | 0%
1 | 4 | 21 | 0 | 0 | 0 | 0 | 0 |  | 0 | 0 |  | 0%
1 | 4 | 22 | 0 | 0 | 0 | 0 | 0 |  | 0 | 0 |  | 0%
1 | 4 | 23 | 0 | 0 | 0 | 0 | 0 |  | 0 | 0 |  | 0%
1 | 5 | 0 | 0 | 0 | 0 | 0 | 0 |  | 0 | 0 |  | 0%
1 | 5 | 1 | 0 | 0 | 0 | 0 | 0 |  | 0 | 0 |  | 0%
1 | 5 | 2 | 0 | 0 | 0 | 0 | 0 |  | 0 | 0 |  | 0%
1 | 5 | 3 | 0 | 0 | 0 | 0 | 0 |  | 0 | 0 |  | 0%
1 | 5 | 4 | 0 | 0 | 0 | 0 | 0 |  | 0 | 0 |  | 0%
1 | 5 | 5 | 0 | 0 | 0 | 0 | 0 |  | 0 | 0 |  | 0%
1 | 5 | 6 | 0 | 0 | 0 | 0 | 0 |  | 0 | 0 |  | 0%
1 | 5 | 7 | 192.199 | 192.199 | 192.199 | 192.199 | 192.199 |  | 0 | 0 |  | 3.356e-05%
1 | 5 | 8 | 410.047 | 410.047 | 410.047 | 410.047 | 410.047 |  | 0 | 0 |  | 7.159e-05%
1 | 5 | 9 | 6545.764 | 6545.764 | 6545.764 | 6545.764 | 6545.764 |  | 0 | 0 |  | 0.001143%
1 | 5 | 10 | 11118.412 | 11118.412 | 11118.412 | 11118.412 | 11118.412 |  | 0 | 0 |  | 0.001941%
1 | 5 | 11 | 30576.478 | 30756.273 | 30807.88 | 30701.06 | 30498.402 |  | 0 | 0 |  | 0.005379%
1 | 5 | 12 | 23445.414 | 23445.414 | 23445.414 | 23445.414 | 23445.414 |  | 0 | 0 |  | 0.004093%
1 | 5 | 13 | 30469.765 | 30820.163 | 31069.682 | 31072.101 | 30826.003 |  | 0 | 0 |  | 0.005424%
1 | 5 | 14 | 19253.362 | 19253.362 | 19253.362 | 19253.362 | 19253.362 |  | 0 | 0 |  | 0.003361%
1 | 5 | 15 | 11819.958 | 11819.958 | 11819.958 | 11819.958 | 11819.958 |  | 0 | 0 |  | 0.002064%
1 | 5 | 16 | 3607.199 | 3607.199 | 5284.625 | 6422.553 | 6117.268 |  | 0 | 0 |  | 0.0009226%
1 | 5 | 17 | 0 | 0 | 0 | 0 | 0 |  | 0 | 0 |  | 0%
1 | 5 | 18 | 0 | 0 | 0 | 0 | 0 |  | 0 | 0 |  | 0%
1 | 5 | 19 | 0 | 0 | 0 | 0 | 0 |  | 0 | 0 |  | 0%
1 | 5 | 20 | 0 | 0 | 0 | 0 | 0 |  | 0 | 0 |  | 0%
1 | 5 | 21 | 0 | 0 | 0 | 0 | 0 |  | 0 | 0 |  | 0%
1 | 5 | 22 | 0 | 0 | 0 | 0 | 0 |  | 0 | 0 |  | 0%
1 | 5 | 23 | 0 | 0 | 0 | 0 | 0 |  | 0 | 0 |  | 0%
1 | 6 | 0 | 0 | 0 | 0 | 0 | 0 |  | 0 | 0 |  | 0%
1 | 6 | 1 | 0 | 0 | 0 | 0 | 0 |  | 0 | 0 |  | 0%
1 | 6 | 2 | 0 | 0 | 0 | 0 | 0 |  | 0 | 0 |  | 0%
1 | 6 | 3 | 0 | 0 | 0 | 0 | 0 |  | 0 | 0 |  | 0%
1 | 6 | 4 | 0 | 0 | 0 | 0 | 0 |  | 0 | 0 |  | 0%
1 | 6 | 5 | 0 | 0 | 0 | 0 | 0 |  | 0 | 0 |  | 0%
1 | 6 | 6 | 0 | 0 | 0 | 0 | 0 |  | 0 | 0 |  | 0%
1 | 6 | 7 | 2073.795 | 2121.064 | 1933.313 | 1668.19 | 1668.19 |  | 0 | 0 |  | 0.0003375%
1 | 6 | 8 | 146818.08 | 172355.548 | 135558.585 | 47972.304 | 8722.443 |  | 0 | 0 |  | 0.02367%
1 | 6 | 9 | 196777.247 | 238887.459 | 217982.146 | 136877.901 | 41388.716 |  | 0 | 0 |  | 0.03806%
1 | 6 | 10 | 213961.868 | 271280.622 | 269785.634 | 210222.051 | 110938.247 |  | 0 | 0 |  | 0.0471%
1 | 6 | 11 | 205381.503 | 275905.225 | 295291.338 | 254350.717 | 168779.221 |  | 0 | 0 |  | 0.05155%
1 | 6 | 12 | 170727.437 | 254965.606 | 294640.134 | 274340.486 | 203598.798 |  | 0 | 0 |  | 0.05144%
1 | 6 | 13 | 114109.815 | 211827.381 | 270004.646 | 270469.414 | 212989.972 |  | 0 | 0 |  | 0.04714%
1 | 6 | 14 | 43273.255 | 139445.386 | 219266.858 | 239241.359 | 196448.764 |  | 0 | 0 |  | 0.03828%
1 | 6 | 15 | 9709.175 | 51429.617 | 136085.218 | 172898.942 | 145449.012 |  | 0 | 0 |  | 0.02376%
1 | 6 | 16 | 1344.22 | 1344.22 | 13577.268 | 17016.319 | 16257.449 |  | 0 | 0 |  | 0.00237%
1 | 6 | 17 | 0 | 0 | 0 | 0 | 0 |  | 0 | 0 |  | 0%
1 | 6 | 18 | 0 | 0 | 0 | 0 | 0 |  | 0 | 0 |  | 0%
1 | 6 | 19 | 0 | 0 | 0 | 0 | 0 |  | 0 | 0 |  | 0%
1 | 6 | 20 | 0 | 0 | 0 | 0 | 0 |  | 0 | 0 |  | 0%
1 | 6 | 21 | 0 | 0 | 0 | 0 | 0 |  | 0 | 0 |  | 0%
1 | 6 | 22 | 0 | 0 | 0 | 0 | 0 |  | 0 | 0 |  | 0%
1 | 6 | 23 | 0 | 0 | 0 | 0 | 0 |  | 0 | 0 |  | 0%
1 | 7 | 0 | 0 | 0 | 0 | 0 | 0 |  | 0 | 0 |  | 0%
1 | 7 | 1 | 0 | 0 | 0 | 0 | 0 |  | 0 | 0 |  | 0%
1 | 7 | 2 | 0 | 0 | 0 | 0 | 0 |  | 0 | 0 |  | 0%
1 | 7 | 3 | 0 | 0 | 0 | 0 | 0 |  | 0 | 0 |  | 0%
1 | 7 | 4 | 0 | 0 | 0 | 0 | 0 |  | 0 | 0 |  | 0%
1 | 7 | 5 | 0 | 0 | 0 | 0 | 0 |  | 0 | 0 |  | 0%
1 | 7 | 6 | 0 | 0 | 0 | 0 | 0 |  | 0 | 0 |  | 0%
1 | 7 | 7 | 3752.355 | 3894.391 | 3317.931 | 2511.388 | 2511.388 |  | 0 | 0 |  | 0.0005793%
1 | 7 | 8 | 60653.98 | 68386.922 | 57225.071 | 31954.342 | 19209.465 |  | 0 | 0 |  | 0.009991%
1 | 7 | 9 | 137444.353 | 164118.864 | 150638.738 | 99957.548 | 41345.233 |  | 0 | 0 |  | 0.0263%
1 | 7 | 10 | 205256.392 | 259350.301 | 257734.587 | 201197.881 | 106726.774 |  | 0 | 0 |  | 0.045%
1 | 7 | 11 | 76312.436 | 84720.778 | 87087.244 | 82057.322 | 72305.853 |  | 0 | 0 |  | 0.0152%
1 | 7 | 12 | 60383.5 | 64116.883 | 66007.605 | 65024.955 | 61734.208 |  | 0 | 0 |  | 0.01152%
1 | 7 | 13 | 47013.061 | 48999.976 | 50402.255 | 50411.622 | 49022.591 |  | 0 | 0 |  | 0.0088%
1 | 7 | 14 | 47038.866 | 69699.517 | 89198.859 | 94340.813 | 83362.588 |  | 0 | 0 |  | 0.01557%
1 | 7 | 15 | 21514.902 | 32174.978 | 51163.999 | 59674.486 | 53302.948 |  | 0 | 0 |  | 0.008933%
1 | 7 | 16 | 1741.167 | 1741.167 | 2364.411 | 2675.691 | 2596.022 |  | 0 | 0 |  | 0.0004128%
1 | 7 | 17 | 0 | 0 | 0 | 0 | 0 |  | 0 | 0 |  | 0%
1 | 7 | 18 | 0 | 0 | 0 | 0 | 0 |  | 0 | 0 |  | 0%
1 | 7 | 19 | 0 | 0 | 0 | 0 | 0 |  | 0 | 0 |  | 0%
1 | 7 | 20 | 0 | 0 | 0 | 0 | 0 |  | 0 | 0 |  | 0%
1 | 7 | 21 | 0 | 0 | 0 | 0 | 0 |  | 0 | 0 |  | 0%
1 | 7 | 22 | 0 | 0 | 0 | 0 | 0 |  | 0 | 0 |  | 0%
1 | 7 | 23 | 0 | 0 | 0 | 0 | 0 |  | 0 | 0 |  | 0%
1 | 8 | 0 | 0 | 0 | 0 | 0 | 0 |  | 0 | 0 |  | 0%
1 | 8 | 1 | 0 | 0 | 0 | 0 | 0 |  | 0 | 0 |  | 0%
1 | 8 | 2 | 0 | 0 | 0 | 0 | 0 |  | 0 | 0 |  | 0%
1 | 8 | 3 | 0 | 0 | 0 | 0 | 0 |  | 0 | 0 |  | 0%
1 | 8 | 4 | 0 | 0 | 0 | 0 | 0 |  | 0 | 0 |  | 0%
1 | 8 | 5 | 0 | 0 | 0 | 0 | 0 |  | 0 | 0 |  | 0%
1 | 8 | 6 | 0 | 0 | 0 | 0 | 0 |  | 0 | 0 |  | 0%
1 | 8 | 7 | 0 | 0 | 0 | 0 | 0 |  | 0 | 0 |  | 0%
1 | 8 | 8 | 13478.935 | 13503.179 | 13468.643 | 13395.563 | 13343.685 |  | 0 | 0 |  | 0.002351%
1 | 8 | 9 | 77152.028 | 86610.54 | 81741.318 | 64286.063 | 44549.48 |  | 0 | 0 |  | 0.01427%
1 | 8 | 10 | 93797.341 | 107316.862 | 106852.67 | 92671.513 | 71264.783 |  | 0 | 0 |  | 0.01866%
1 | 8 | 11 | 101698.793 | 119728.679 | 124749.355 | 113930.004 | 92733.539 |  | 0 | 0 |  | 0.02178%
1 | 8 | 12 | 30858.708 | 31074.645 | 31186.033 | 31127.606 | 30933.6 |  | 0 | 0 |  | 0.005445%
1 | 8 | 13 | 33072.888 | 33595.319 | 33966.183 | 33968.159 | 33600.09 |  | 0 | 0 |  | 0.00593%
1 | 8 | 14 | 30195.13 | 31077.055 | 31855.915 | 32075.265 | 31606.514 |  | 0 | 0 |  | 0.005562%
1 | 8 | 15 | 2932.019 | 2932.019 | 2932.019 | 2932.019 | 2932.019 |  | 0 | 0 |  | 0.0005119%
1 | 8 | 16 | 0 | 0 | 0 | 0 | 0 |  | 0 | 0 |  | 0%
1 | 8 | 17 | 0 | 0 | 0 | 0 | 0 |  | 0 | 0 |  | 0%
1 | 8 | 18 | 0 | 0 | 0 | 0 | 0 |  | 0 | 0 |  | 0%
1 | 8 | 19 | 0 | 0 | 0 | 0 | 0 |  | 0 | 0 |  | 0%
1 | 8 | 20 | 0 | 0 | 0 | 0 | 0 |  | 0 | 0 |  | 0%
1 | 8 | 21 | 0 | 0 | 0 | 0 | 0 |  | 0 | 0 |  | 0%
1 | 8 | 22 | 0 | 0 | 0 | 0 | 0 |  | 0 | 0 |  | 0%
1 | 8 | 23 | 0 | 0 | 0 | 0 | 0 |  | 0 | 0 |  | 0%
1 | 9 | 0 | 0 | 0 | 0 | 0 | 0 |  | 0 | 0 |  | 0%
1 | 9 | 1 | 0 | 0 | 0 | 0 | 0 |  | 0 | 0 |  | 0%
1 | 9 | 2 | 0 | 0 | 0 | 0 | 0 |  | 0 | 0 |  | 0%
1 | 9 | 3 | 0 | 0 | 0 | 0 | 0 |  | 0 | 0 |  | 0%
1 | 9 | 4 | 0 | 0 | 0 | 0 | 0 |  | 0 | 0 |  | 0%
1 | 9 | 5 | 0 | 0 | 0 | 0 | 0 |  | 0 | 0 |  | 0%
1 | 9 | 6 | 0 | 0 | 0 | 0 | 0 |  | 0 | 0 |  | 0%
1 | 9 | 7 | 7945.834 | 8455.493 | 6115.167 | 1190.097 | 1190.097 |  | 0 | 0 |  | 0.001068%
1 | 9 | 8 | 35728.365 | 38309.543 | 34512.508 | 26231.246 | 21671.761 |  | 0 | 0 |  | 0.006025%
1 | 9 | 9 | 65666.446 | 71751.505 | 68568.281 | 57367.397 | 44768.287 |  | 0 | 0 |  | 0.01197%
1 | 9 | 10 | 59458.123 | 62451.754 | 62336.736 | 59180.376 | 54584.625 |  | 0 | 0 |  | 0.01088%
1 | 9 | 11 | 66653.734 | 70854.298 | 72021.043 | 69476.408 | 64581.766 |  | 0 | 0 |  | 0.01257%
1 | 9 | 12 | 81460.978 | 94392.207 | 100843.819 | 97431.394 | 86096.318 |  | 0 | 0 |  | 0.01761%
1 | 9 | 13 | 58968.442 | 67715.071 | 73604.077 | 73628.107 | 67773.145 |  | 0 | 0 |  | 0.01285%
1 | 9 | 14 | 41203.476 | 45587.652 | 49390.648 | 50419.801 | 48217.52 |  | 0 | 0 |  | 0.008623%
1 | 9 | 15 | 18748.033 | 19390.463 | 20198.573 | 20571.544 | 20290.442 |  | 0 | 0 |  | 0.003526%
1 | 9 | 16 | 2207.28 | 2207.28 | 9733.955 | 12799.278 | 12048.085 |  | 0 | 0 |  | 0.001699%
1 | 9 | 17 | 0 | 0 | 0 | 0 | 0 |  | 0 | 0 |  | 0%
1 | 9 | 18 | 0 | 0 | 0 | 0 | 0 |  | 0 | 0 |  | 0%
1 | 9 | 19 | 0 | 0 | 0 | 0 | 0 |  | 0 | 0 |  | 0%
1 | 9 | 20 | 0 | 0 | 0 | 0 | 0 |  | 0 | 0 |  | 0%
1 | 9 | 21 | 0 | 0 | 0 | 0 | 0 |  | 0 | 0 |  | 0%
1 | 9 | 22 | 0 | 0 | 0 | 0 | 0 |  | 0 | 0 |  | 0%
1 | 9 | 23 | 0 | 0 | 0 | 0 | 0 |  | 0 | 0 |  | 0%
1 | 10 | 0 | 0 | 0 | 0 | 0 | 0 |  | 0 | 0 |  | 0%
1 | 10 | 1 | 0 | 0 | 0 | 0 | 0 |  | 0 | 0 |  | 0%
1 | 10 | 2 | 0 | 0 | 0 | 0 | 0 |  | 0 | 0 |  | 0%
1 | 10 | 3 | 0 | 0 | 0 | 0 | 0 |  | 0 | 0 |  | 0%
1 | 10 | 4 | 0 | 0 | 0 | 0 | 0 |  | 0 | 0 |  | 0%
1 | 10 | 5 | 0 | 0 | 0 | 0 | 0 |  | 0 | 0 |  | 0%
1 | 10 | 6 | 0 | 0 | 0 | 0 | 0 |  | 0 | 0 |  | 0%
1 | 10 | 7 | 10741.316 | 11316.844 | 8455.949 | 1145.582 | 1145.582 |  | 0 | 0 |  | 0.001476%
1 | 10 | 8 | 130422.311 | 152373.783 | 119213.498 | 44545.706 | 10823.988 |  | 0 | 0 |  | 0.02081%
1 | 10 | 9 | 183316.766 | 220758.315 | 200972.354 | 127011.26 | 40477.77 |  | 0 | 0 |  | 0.03509%
1 | 10 | 10 | 201625.08 | 253459.635 | 251300.215 | 196190.794 | 105016.643 |  | 0 | 0 |  | 0.04387%
1 | 10 | 11 | 195005.667 | 257485.587 | 274117.704 | 237021.924 | 159879.614 |  | 0 | 0 |  | 0.04786%
1 | 10 | 12 | 164166.705 | 239368.54 | 274232 | 255773.398 | 192394.559 |  | 0 | 0 |  | 0.04788%
1 | 10 | 13 | 110752.535 | 199645.386 | 251887.398 | 252037.401 | 200026.01 |  | 0 | 0 |  | 0.04398%
1 | 10 | 14 | 45391.544 | 133159.512 | 203612.801 | 221069.646 | 183315.124 |  | 0 | 0 |  | 0.03555%
1 | 10 | 15 | 10274.99 | 51548.699 | 127730.942 | 160096.449 | 136170.366 |  | 0 | 0 |  | 0.0223%
1 | 10 | 16 | 1855.927 | 1855.927 | 15527.174 | 19215.383 | 18409.168 |  | 0 | 0 |  | 0.002711%
1 | 10 | 17 | 0 | 0 | 0 | 0 | 0 |  | 0 | 0 |  | 0%
1 | 10 | 18 | 0 | 0 | 0 | 0 | 0 |  | 0 | 0 |  | 0%
1 | 10 | 19 | 0 | 0 | 0 | 0 | 0 |  | 0 | 0 |  | 0%
1 | 10 | 20 | 0 | 0 | 0 | 0 | 0 |  | 0 | 0 |  | 0%
1 | 10 | 21 | 0 | 0 | 0 | 0 | 0 |  | 0 | 0 |  | 0%
1 | 10 | 22 | 0 | 0 | 0 | 0 | 0 |  | 0 | 0 |  | 0%
1 | 10 | 23 | 0 | 0 | 0 | 0 | 0 |  | 0 | 0 |  | 0%
1 | 11 | 0 | 0 | 0 | 0 | 0 | 0 |  | 0 | 0 |  | 0%
1 | 11 | 1 | 0 | 0 | 0 | 0 | 0 |  | 0 | 0 |  | 0%
1 | 11 | 2 | 0 | 0 | 0 | 0 | 0 |  | 0 | 0 |  | 0%
1 | 11 | 3 | 0 | 0 | 0 | 0 | 0 |  | 0 | 0 |  | 0%
1 | 11 | 4 | 0 | 0 | 0 | 0 | 0 |  | 0 | 0 |  | 0%
1 | 11 | 5 | 0 | 0 | 0 | 0 | 0 |  | 0 | 0 |  | 0%
1 | 11 | 6 | 0 | 0 | 0 | 0 | 0 |  | 0 | 0 |  | 0%
1 | 11 | 7 | 10780.923 | 11352.931 | 8420.446 | 892.607 | 892.607 |  | 0 | 0 |  | 0.00147%
1 | 11 | 8 | 128295.975 | 150231.546 | 116756.119 | 43044.798 | 10059.456 |  | 0 | 0 |  | 0.02038%
1 | 11 | 9 | 178025.461 | 214449.834 | 194850.231 | 123139.241 | 40668.806 |  | 0 | 0 |  | 0.03402%
1 | 11 | 10 | 198480.475 | 250256.918 | 247872.224 | 192578.047 | 103463.024 |  | 0 | 0 |  | 0.04328%
1 | 11 | 11 | 193093.179 | 257746.987 | 275101.657 | 236045.845 | 157068.078 |  | 0 | 0 |  | 0.04803%
1 | 11 | 12 | 161481.81 | 238514.348 | 275137.926 | 255512.573 | 189727.95 |  | 0 | 0 |  | 0.04804%
1 | 11 | 13 | 108845.908 | 196842.721 | 250337.911 | 250439.26 | 197093.643 |  | 0 | 0 |  | 0.04371%
1 | 11 | 14 | 45378.638 | 131000.14 | 201754.131 | 219731.427 | 181042.019 |  | 0 | 0 |  | 0.03522%
1 | 11 | 15 | 10265.586 | 50520.592 | 123982.859 | 155827.969 | 132309.762 |  | 0 | 0 |  | 0.02165%
1 | 11 | 16 | 1831.948 | 1831.948 | 15571.528 | 19698.863 | 18767.358 |  | 0 | 0 |  | 0.002719%
1 | 11 | 17 | 0 | 0 | 0 | 0 | 0 |  | 0 | 0 |  | 0%
1 | 11 | 18 | 0 | 0 | 0 | 0 | 0 |  | 0 | 0 |  | 0%
1 | 11 | 19 | 0 | 0 | 0 | 0 | 0 |  | 0 | 0 |  | 0%
1 | 11 | 20 | 0 | 0 | 0 | 0 | 0 |  | 0 | 0 |  | 0%
1 | 11 | 21 | 0 | 0 | 0 | 0 | 0 |  | 0 | 0 |  | 0%
1 | 11 | 22 | 0 | 0 | 0 | 0 | 0 |  | 0 | 0 |  | 0%
1 | 11 | 23 | 0 | 0 | 0 | 0 | 0 |  | 0 | 0 |  | 0%
1 | 12 | 0 | 0 | 0 | 0 | 0 | 0 |  | 0 | 0 |  | 0%
1 | 12 | 1 | 0 | 0 | 0 | 0 | 0 |  | 0 | 0 |  | 0%
1 | 12 | 2 | 0 | 0 | 0 | 0 | 0 |  | 0 | 0 |  | 0%
1 | 12 | 3 | 0 | 0 | 0 | 0 | 0 |  | 0 | 0 |  | 0%
1 | 12 | 4 | 0 | 0 | 0 | 0 | 0 |  | 0 | 0 |  | 0%
1 | 12 | 5 | 0 | 0 | 0 | 0 | 0 |  | 0 | 0 |  | 0%
1 | 12 | 6 | 0 | 0 | 0 | 0 | 0 |  | 0 | 0 |  | 0%
1 | 12 | 7 | 10726.587 | 11277.148 | 8382.016 | 1062.745 | 1062.745 |  | 0 | 0 |  | 0.001463%
1 | 12 | 8 | 127404.665 | 149139.796 | 115603.291 | 42613.305 | 9885.289 |  | 0 | 0 |  | 0.02018%
1 | 12 | 9 | 179158.763 | 215395.108 | 195610.35 | 123189.805 | 39066.554 |  | 0 | 0 |  | 0.03415%
1 | 12 | 10 | 197879.749 | 248548.309 | 246018.904 | 191550.659 | 102691.954 |  | 0 | 0 |  | 0.04295%
1 | 12 | 11 | 191879.914 | 253440.158 | 269705.964 | 232538.281 | 156713.914 |  | 0 | 0 |  | 0.04709%
1 | 12 | 12 | 161099.712 | 235466.479 | 270371.699 | 251551.975 | 188244.527 |  | 0 | 0 |  | 0.0472%
1 | 12 | 13 | 110018.988 | 195603.996 | 246850.714 | 246901.257 | 195730.686 |  | 0 | 0 |  | 0.0431%
1 | 12 | 14 | 46649.753 | 130625.083 | 198412.59 | 215430.176 | 178704.281 |  | 0 | 0 |  | 0.03464%
1 | 12 | 15 | 20009.03 | 39513.094 | 72454.19 | 86882.2 | 76241.493 |  | 0 | 0 |  | 0.01265%
1 | 12 | 16 | 2471.886 | 2471.886 | 8717.689 | 11018.251 | 10472.629 |  | 0 | 0 |  | 0.001522%
1 | 12 | 17 | 0 | 0 | 0 | 0 | 0 |  | 0 | 0 |  | 0%
1 | 12 | 18 | 0 | 0 | 0 | 0 | 0 |  | 0 | 0 |  | 0%
1 | 12 | 19 | 0 | 0 | 0 | 0 | 0 |  | 0 | 0 |  | 0%
1 | 12 | 20 | 0 | 0 | 0 | 0 | 0 |  | 0 | 0 |  | 0%
1 | 12 | 21 | 0 | 0 | 0 | 0 | 0 |  | 0 | 0 |  | 0%
1 | 12 | 22 | 0 | 0 | 0 | 0 | 0 |  | 0 | 0 |  | 0%
1 | 12 | 23 | 0 | 0 | 0 | 0 | 0 |  | 0 | 0 |  | 0%
1 | 13 | 0 | 0 | 0 | 0 | 0 | 0 |  | 0 | 0 |  | 0%
1 | 13 | 1 | 0 | 0 | 0 | 0 | 0 |  | 0 | 0 |  | 0%
1 | 13 | 2 | 0 | 0 | 0 | 0 | 0 |  | 0 | 0 |  | 0%
1 | 13 | 3 | 0 | 0 | 0 | 0 | 0 |  | 0 | 0 |  | 0%
1 | 13 | 4 | 0 | 0 | 0 | 0 | 0 |  | 0 | 0 |  | 0%
1 | 13 | 5 | 0 | 0 | 0 | 0 | 0 |  | 0 | 0 |  | 0%
1 | 13 | 6 | 0 | 0 | 0 | 0 | 0 |  | 0 | 0 |  | 0%
1 | 13 | 7 | 11751.709 | 12323.356 | 9174.769 | 837.692 | 837.692 |  | 0 | 0 |  | 0.001602%
1 | 13 | 8 | 130216.771 | 152198.238 | 117794.141 | 43436.155 | 10431.903 |  | 0 | 0 |  | 0.02057%
1 | 13 | 9 | 180285.821 | 216323.345 | 196328.869 | 123712.797 | 39334.363 |  | 0 | 0 |  | 0.03428%
1 | 13 | 10 | 200466.465 | 251411.41 | 248656.931 | 193574.564 | 104000.357 |  | 0 | 0 |  | 0.04341%
1 | 13 | 11 | 194981.435 | 257236.981 | 273561.297 | 235771.539 | 159017.377 |  | 0 | 0 |  | 0.04776%
1 | 13 | 12 | 164850.789 | 239766.515 | 274941.229 | 255824.087 | 191958.789 |  | 0 | 0 |  | 0.048%
1 | 13 | 13 | 113064.354 | 199834.879 | 251878.572 | 251889.107 | 199861.214 |  | 0 | 0 |  | 0.04397%
1 | 13 | 14 | 47657.365 | 135141.101 | 205902.071 | 223771.353 | 185276.564 |  | 0 | 0 |  | 0.03595%
1 | 13 | 15 | 10880.861 | 54383.72 | 130604.728 | 163012.478 | 139323.044 |  | 0 | 0 |  | 0.0228%
1 | 13 | 16 | 2550.648 | 2550.648 | 21774.956 | 27140.078 | 25964.196 |  | 0 | 0 |  | 0.003802%
1 | 13 | 17 | 0 | 0 | 0 | 0 | 0 |  | 0 | 0 |  | 0%
1 | 13 | 18 | 0 | 0 | 0 | 0 | 0 |  | 0 | 0 |  | 0%
1 | 13 | 19 | 0 | 0 | 0 | 0 | 0 |  | 0 | 0 |  | 0%
1 | 13 | 20 | 0 | 0 | 0 | 0 | 0 |  | 0 | 0 |  | 0%
1 | 13 | 21 | 0 | 0 | 0 | 0 | 0 |  | 0 | 0 |  | 0%
1 | 13 | 22 | 0 | 0 | 0 | 0 | 0 |  | 0 | 0 |  | 0%
1 | 13 | 23 | 0 | 0 | 0 | 0 | 0 |  | 0 | 0 |  | 0%
1 | 14 | 0 | 0 | 0 | 0 | 0 | 0 |  | 0 | 0 |  | 0%
1 | 14 | 1 | 0 | 0 | 0 | 0 | 0 |  | 0 | 0 |  | 0%
1 | 14 | 2 | 0 | 0 | 0 | 0 | 0 |  | 0 | 0 |  | 0%
1 | 14 | 3 | 0 | 0 | 0 | 0 | 0 |  | 0 | 0 |  | 0%
1 | 14 | 4 | 0 | 0 | 0 | 0 | 0 |  | 0 | 0 |  | 0%
1 | 14 | 5 | 0 | 0 | 0 | 0 | 0 |  | 0 | 0 |  | 0%
1 | 14 | 6 | 0 | 0 | 0 | 0 | 0 |  | 0 | 0 |  | 0%
1 | 14 | 7 | 11696.307 | 12251.034 | 9123.444 | 1056.995 | 1056.995 |  | 0 | 0 |  | 0.001593%
1 | 14 | 8 | 128499.723 | 149926.226 | 115837.819 | 42887.576 | 10192.56 |  | 0 | 0 |  | 0.02022%
1 | 14 | 9 | 126872.598 | 148937.44 | 136452.367 | 92979.707 | 43829.558 |  | 0 | 0 |  | 0.02382%
1 | 14 | 10 | 193250.514 | 241398.565 | 238580.707 | 186269.015 | 102750.276 |  | 0 | 0 |  | 0.04165%
1 | 14 | 11 | 187896.117 | 247473.271 | 263079.983 | 226549.369 | 153562.695 |  | 0 | 0 |  | 0.04593%
1 | 14 | 12 | 158072.522 | 228365.422 | 261786.867 | 243460.754 | 183001.135 |  | 0 | 0 |  | 0.0457%
1 | 14 | 13 | 100114.268 | 167065.279 | 208498.59 | 208479.037 | 167017.091 |  | 0 | 0 |  | 0.0364%
1 | 14 | 14 | 42900.846 | 47951.574 | 52289.102 | 53464.636 | 50953.659 |  | 0 | 0 |  | 0.009129%
1 | 14 | 15 | 10655.372 | 10655.372 | 10655.372 | 10655.372 | 10655.372 |  | 0 | 0 |  | 0.00186%
1 | 14 | 16 | 38.219 | 38.219 | 38.219 | 38.219 | 38.219 |  | 0 | 0 |  | 6.673e-06%
1 | 14 | 17 | 0 | 0 | 0 | 0 | 0 |  | 0 | 0 |  | 0%
1 | 14 | 18 | 0 | 0 | 0 | 0 | 0 |  | 0 | 0 |  | 0%
1 | 14 | 19 | 0 | 0 | 0 | 0 | 0 |  | 0 | 0 |  | 0%
1 | 14 | 20 | 0 | 0 | 0 | 0 | 0 |  | 0 | 0 |  | 0%
1 | 14 | 21 | 0 | 0 | 0 | 0 | 0 |  | 0 | 0 |  | 0%
1 | 14 | 22 | 0 | 0 | 0 | 0 | 0 |  | 0 | 0 |  | 0%
1 | 14 | 23 | 0 | 0 | 0 | 0 | 0 |  | 0 | 0 |  | 0%
1 | 15 | 0 | 0 | 0 | 0 | 0 | 0 |  | 0 | 0 |  | 0%
1 | 15 | 1 | 0 | 0 | 0 | 0 | 0 |  | 0 | 0 |  | 0%
1 | 15 | 2 | 0 | 0 | 0 | 0 | 0 |  | 0 | 0 |  | 0%
1 | 15 | 3 | 0 | 0 | 0 | 0 | 0 |  | 0 | 0 |  | 0%
1 | 15 | 4 | 0 | 0 | 0 | 0 | 0 |  | 0 | 0 |  | 0%
1 | 15 | 5 | 0 | 0 | 0 | 0 | 0 |  | 0 | 0 |  | 0%
1 | 15 | 6 | 0 | 0 | 0 | 0 | 0 |  | 0 | 0 |  | 0%
1 | 15 | 7 | 12927.701 | 13431.794 | 10336.391 | 1124.354 | 1124.354 |  | 0 | 0 |  | 0.001805%
1 | 15 | 8 | 136809.564 | 159224.656 | 122849.253 | 44444.498 | 9554.158 |  | 0 | 0 |  | 0.02145%
1 | 15 | 9 | 185957.037 | 222046.582 | 201386.17 | 126960.774 | 39555.57 |  | 0 | 0 |  | 0.03516%
1 | 15 | 10 | 201591.431 | 249904.985 | 246909.683 | 193964.403 | 106125.097 |  | 0 | 0 |  | 0.04311%
1 | 15 | 11 | 196310.266 | 256349.993 | 271629.852 | 235175.067 | 160190.883 |  | 0 | 0 |  | 0.04742%
1 | 15 | 12 | 166624.908 | 238836.594 | 272126.704 | 253818.519 | 192373.121 |  | 0 | 0 |  | 0.04751%
1 | 15 | 13 | 115650.755 | 200788.607 | 251006.486 | 250955.479 | 200659.214 |  | 0 | 0 |  | 0.04382%
1 | 15 | 14 | 49523.158 | 137139.846 | 206431.573 | 223832.467 | 186386.777 |  | 0 | 0 |  | 0.03604%
1 | 15 | 15 | 9916.554 | 56075.25 | 133300.944 | 165676.555 | 142298.63 |  | 0 | 0 |  | 0.02327%
1 | 15 | 16 | 3406.661 | 3406.661 | 26943.382 | 32705.599 | 31508.159 |  | 0 | 0 |  | 0.004704%
1 | 15 | 17 | 0 | 0 | 0 | 0 | 0 |  | 0 | 0 |  | 0%
1 | 15 | 18 | 0 | 0 | 0 | 0 | 0 |  | 0 | 0 |  | 0%
1 | 15 | 19 | 0 | 0 | 0 | 0 | 0 |  | 0 | 0 |  | 0%
1 | 15 | 20 | 0 | 0 | 0 | 0 | 0 |  | 0 | 0 |  | 0%
1 | 15 | 21 | 0 | 0 | 0 | 0 | 0 |  | 0 | 0 |  | 0%
1 | 15 | 22 | 0 | 0 | 0 | 0 | 0 |  | 0 | 0 |  | 0%
1 | 15 | 23 | 0 | 0 | 0 | 0 | 0 |  | 0 | 0 |  | 0%
1 | 16 | 0 | 0 | 0 | 0 | 0 | 0 |  | 0 | 0 |  | 0%
1 | 16 | 1 | 0 | 0 | 0 | 0 | 0 |  | 0 | 0 |  | 0%
1 | 16 | 2 | 0 | 0 | 0 | 0 | 0 |  | 0 | 0 |  | 0%
1 | 16 | 3 | 0 | 0 | 0 | 0 | 0 |  | 0 | 0 |  | 0%
1 | 16 | 4 | 0 | 0 | 0 | 0 | 0 |  | 0 | 0 |  | 0%
1 | 16 | 5 | 0 | 0 | 0 | 0 | 0 |  | 0 | 0 |  | 0%
1 | 16 | 6 | 0 | 0 | 0 | 0 | 0 |  | 0 | 0 |  | 0%
1 | 16 | 7 | 0 | 0 | 0 | 0 | 0 |  | 0 | 0 |  | 0%
1 | 16 | 8 | 21944.194 | 22307.659 | 21720.548 | 20527.692 | 19686.193 |  | 0 | 0 |  | 0.003792%
1 | 16 | 9 | 96870.369 | 110310.801 | 102445.266 | 75992.993 | 46369.474 |  | 0 | 0 |  | 0.01789%
1 | 16 | 10 | 94100.552 | 106617.014 | 105769.302 | 92044.103 | 71876.255 |  | 0 | 0 |  | 0.01847%
1 | 16 | 11 | 129172.318 | 157457.295 | 164825.607 | 147179.988 | 113124.99 |  | 0 | 0 |  | 0.02878%
1 | 16 | 12 | 151455.607 | 216766.898 | 247628.299 | 230484.995 | 174099.242 |  | 0 | 0 |  | 0.04323%
1 | 16 | 13 | 83379.83 | 110545.941 | 128021.327 | 127995.468 | 110482.956 |  | 0 | 0 |  | 0.02235%
1 | 16 | 14 | 46387.611 | 56690.93 | 65487.587 | 67875.639 | 62796.846 |  | 0 | 0 |  | 0.01143%
1 | 16 | 15 | 24118.193 | 35624.629 | 52678.687 | 60219.56 | 54755.562 |  | 0 | 0 |  | 0.009197%
1 | 16 | 16 | 4671.685 | 4671.685 | 8963.942 | 10791.813 | 10358.94 |  | 0 | 0 |  | 0.001565%
1 | 16 | 17 | 0 | 0 | 0 | 0 | 0 |  | 0 | 0 |  | 0%
1 | 16 | 18 | 0 | 0 | 0 | 0 | 0 |  | 0 | 0 |  | 0%
1 | 16 | 19 | 0 | 0 | 0 | 0 | 0 |  | 0 | 0 |  | 0%
1 | 16 | 20 | 0 | 0 | 0 | 0 | 0 |  | 0 | 0 |  | 0%
1 | 16 | 21 | 0 | 0 | 0 | 0 | 0 |  | 0 | 0 |  | 0%
1 | 16 | 22 | 0 | 0 | 0 | 0 | 0 |  | 0 | 0 |  | 0%
1 | 16 | 23 | 0 | 0 | 0 | 0 | 0 |  | 0 | 0 |  | 0%
1 | 17 | 0 | 0 | 0 | 0 | 0 | 0 |  | 0 | 0 |  | 0%
1 | 17 | 1 | 0 | 0 | 0 | 0 | 0 |  | 0 | 0 |  | 0%
1 | 17 | 2 | 0 | 0 | 0 | 0 | 0 |  | 0 | 0 |  | 0%
1 | 17 | 3 | 0 | 0 | 0 | 0 | 0 |  | 0 | 0 |  | 0%
1 | 17 | 4 | 0 | 0 | 0 | 0 | 0 |  | 0 | 0 |  | 0%
1 | 17 | 5 | 0 | 0 | 0 | 0 | 0 |  | 0 | 0 |  | 0%
1 | 17 | 6 | 0 | 0 | 0 | 0 | 0 |  | 0 | 0 |  | 0%
1 | 17 | 7 | 0 | 0 | 0 | 0 | 0 |  | 0 | 0 |  | 0%
1 | 17 | 8 | 2512.758 | 2512.758 | 2512.758 | 2512.758 | 2512.758 |  | 0 | 0 |  | 0.0004387%
1 | 17 | 9 | 13848.723 | 13848.723 | 13848.723 | 13848.723 | 13848.723 |  | 0 | 0 |  | 0.002418%
1 | 17 | 10 | 33384.555 | 33712.562 | 33688.857 | 33327.332 | 32839.834 |  | 0 | 0 |  | 0.005882%
1 | 17 | 11 | 35224.742 | 35586.394 | 35680.749 | 35452.518 | 35035.433 |  | 0 | 0 |  | 0.006229%
1 | 17 | 12 | 32416.943 | 32683.072 | 32817.756 | 32742.081 | 32500.388 |  | 0 | 0 |  | 0.00573%
1 | 17 | 13 | 26601.424 | 26694.044 | 26759.456 | 26759.338 | 26693.759 |  | 0 | 0 |  | 0.004672%
1 | 17 | 14 | 5319.725 | 5319.725 | 5319.725 | 5319.725 | 5319.725 |  | 0 | 0 |  | 0.0009288%
1 | 17 | 15 | 25635.972 | 32910.371 | 43294.388 | 47905.866 | 44582.307 |  | 0 | 0 |  | 0.007559%
1 | 17 | 16 | 5025.003 | 5025.003 | 5479.812 | 5755.409 | 5687.651 |  | 0 | 0 |  | 0.0009567%
1 | 17 | 17 | 0 | 0 | 0 | 0 | 0 |  | 0 | 0 |  | 0%
1 | 17 | 18 | 0 | 0 | 0 | 0 | 0 |  | 0 | 0 |  | 0%
1 | 17 | 19 | 0 | 0 | 0 | 0 | 0 |  | 0 | 0 |  | 0%
1 | 17 | 20 | 0 | 0 | 0 | 0 | 0 |  | 0 | 0 |  | 0%
1 | 17 | 21 | 0 | 0 | 0 | 0 | 0 |  | 0 | 0 |  | 0%
1 | 17 | 22 | 0 | 0 | 0 | 0 | 0 |  | 0 | 0 |  | 0%
1 | 17 | 23 | 0 | 0 | 0 | 0 | 0 |  | 0 | 0 |  | 0%
1 | 18 | 0 | 0 | 0 | 0 | 0 | 0 |  | 0 | 0 |  | 0%
1 | 18 | 1 | 0 | 0 | 0 | 0 | 0 |  | 0 | 0 |  | 0%
1 | 18 | 2 | 0 | 0 | 0 | 0 | 0 |  | 0 | 0 |  | 0%
1 | 18 | 3 | 0 | 0 | 0 | 0 | 0 |  | 0 | 0 |  | 0%
1 | 18 | 4 | 0 | 0 | 0 | 0 | 0 |  | 0 | 0 |  | 0%
1 | 18 | 5 | 0 | 0 | 0 | 0 | 0 |  | 0 | 0 |  | 0%
1 | 18 | 6 | 0 | 0 | 0 | 0 | 0 |  | 0 | 0 |  | 0%
1 | 18 | 7 | 3032.164 | 3094.635 | 2747.508 | 2288.031 | 2288.031 |  | 0 | 0 |  | 0.0004797%
1 | 18 | 8 | 8472.443 | 8472.443 | 8472.443 | 8472.443 | 8472.443 |  | 0 | 0 |  | 0.001479%
1 | 18 | 9 | 120523.713 | 139154.612 | 127884.552 | 90232.111 | 48050.228 |  | 0 | 0 |  | 0.02233%
1 | 18 | 10 | 159108.327 | 192791.277 | 190224.67 | 152821.589 | 95640.256 |  | 0 | 0 |  | 0.03321%
1 | 18 | 11 | 69219.21 | 73171.57 | 74194.145 | 71688.666 | 67024.955 |  | 0 | 0 |  | 0.01295%
1 | 18 | 12 | 47601.143 | 48735.205 | 49308.171 | 48984.27 | 47953.322 |  | 0 | 0 |  | 0.008609%
1 | 18 | 13 | 60862.215 | 66072.764 | 69565.459 | 69558.444 | 66055.825 |  | 0 | 0 |  | 0.01215%
1 | 18 | 14 | 21929.788 | 21929.788 | 21929.788 | 21929.788 | 21929.788 |  | 0 | 0 |  | 0.003829%
1 | 18 | 15 | 12223.221 | 12223.221 | 12223.221 | 12223.221 | 12223.221 |  | 0 | 0 |  | 0.002134%
1 | 18 | 16 | 1272.712 | 1272.712 | 1272.712 | 1272.712 | 1272.712 |  | 0 | 0 |  | 0.0002222%
1 | 18 | 17 | 0 | 0 | 0 | 0 | 0 |  | 0 | 0 |  | 0%
1 | 18 | 18 | 0 | 0 | 0 | 0 | 0 |  | 0 | 0 |  | 0%
1 | 18 | 19 | 0 | 0 | 0 | 0 | 0 |  | 0 | 0 |  | 0%
1 | 18 | 20 | 0 | 0 | 0 | 0 | 0 |  | 0 | 0 |  | 0%
1 | 18 | 21 | 0 | 0 | 0 | 0 | 0 |  | 0 | 0 |  | 0%
1 | 18 | 22 | 0 | 0 | 0 | 0 | 0 |  | 0 | 0 |  | 0%
1 | 18 | 23 | 0 | 0 | 0 | 0 | 0 |  | 0 | 0 |  | 0%
1 | 19 | 0 | 0 | 0 | 0 | 0 | 0 |  | 0 | 0 |  | 0%
1 | 19 | 1 | 0 | 0 | 0 | 0 | 0 |  | 0 | 0 |  | 0%
1 | 19 | 2 | 0 | 0 | 0 | 0 | 0 |  | 0 | 0 |  | 0%
1 | 19 | 3 | 0 | 0 | 0 | 0 | 0 |  | 0 | 0 |  | 0%
1 | 19 | 4 | 0 | 0 | 0 | 0 | 0 |  | 0 | 0 |  | 0%
1 | 19 | 5 | 0 | 0 | 0 | 0 | 0 |  | 0 | 0 |  | 0%
1 | 19 | 6 | 0 | 0 | 0 | 0 | 0 |  | 0 | 0 |  | 0%
1 | 19 | 7 | 2833.519 | 2879.079 | 2616.522 | 2269.632 | 2269.632 |  | 0 | 0 |  | 0.0004568%
1 | 19 | 8 | 98898.05 | 112619.279 | 88730.768 | 39221.478 | 15843.391 |  | 0 | 0 |  | 0.01549%
1 | 19 | 9 | 202092.581 | 240616.495 | 216981.258 | 136259.916 | 43625.786 |  | 0 | 0 |  | 0.03788%
1 | 19 | 10 | 110674.41 | 126494.213 | 125213.511 | 107564.298 | 81548.746 |  | 0 | 0 |  | 0.02186%
1 | 19 | 11 | 80590.891 | 88461.792 | 90479.761 | 85470.563 | 76180.752 |  | 0 | 0 |  | 0.0158%
1 | 19 | 12 | 141020.125 | 188235.613 | 210996.389 | 198089.825 | 156549.375 |  | 0 | 0 |  | 0.03684%
1 | 19 | 13 | 95381.514 | 131904.98 | 155396.254 | 155347.592 | 131786.259 |  | 0 | 0 |  | 0.02713%
1 | 19 | 14 | 58218.308 | 97840.233 | 130613.63 | 139366.082 | 120933.745 |  | 0 | 0 |  | 0.0228%
1 | 19 | 15 | 12577.504 | 64197.718 | 144954.148 | 179082.921 | 155133.105 |  | 0 | 0 |  | 0.02531%
1 | 19 | 16 | 4879.157 | 5047.138 | 38478.053 | 46713.019 | 45056.972 |  | 0 | 0 |  | 0.006718%
1 | 19 | 17 | 0 | 0 | 0 | 0 | 0 |  | 0 | 0 |  | 0%
1 | 19 | 18 | 0 | 0 | 0 | 0 | 0 |  | 0 | 0 |  | 0%
1 | 19 | 19 | 0 | 0 | 0 | 0 | 0 |  | 0 | 0 |  | 0%
1 | 19 | 20 | 0 | 0 | 0 | 0 | 0 |  | 0 | 0 |  | 0%
1 | 19 | 21 | 0 | 0 | 0 | 0 | 0 |  | 0 | 0 |  | 0%
1 | 19 | 22 | 0 | 0 | 0 | 0 | 0 |  | 0 | 0 |  | 0%
1 | 19 | 23 | 0 | 0 | 0 | 0 | 0 |  | 0 | 0 |  | 0%
1 | 20 | 0 | 0 | 0 | 0 | 0 | 0 |  | 0 | 0 |  | 0%
1 | 20 | 1 | 0 | 0 | 0 | 0 | 0 |  | 0 | 0 |  | 0%
1 | 20 | 2 | 0 | 0 | 0 | 0 | 0 |  | 0 | 0 |  | 0%
1 | 20 | 3 | 0 | 0 | 0 | 0 | 0 |  | 0 | 0 |  | 0%
1 | 20 | 4 | 0 | 0 | 0 | 0 | 0 |  | 0 | 0 |  | 0%
1 | 20 | 5 | 0 | 0 | 0 | 0 | 0 |  | 0 | 0 |  | 0%
1 | 20 | 6 | 0 | 0 | 0 | 0 | 0 |  | 0 | 0 |  | 0%
1 | 20 | 7 | 15042.807 | 15587.75 | 11728.997 | 1492.362 | 1492.362 |  | 0 | 0 |  | 0.002048%
1 | 20 | 8 | 92283.694 | 104383.396 | 82888.474 | 38302.286 | 16757.205 |  | 0 | 0 |  | 0.01447%
1 | 20 | 9 | 115697.901 | 132265.391 | 121909.274 | 87855.958 | 49489.721 |  | 0 | 0 |  | 0.02128%
1 | 20 | 10 | 208998.069 | 256890.771 | 252875.555 | 198815.4 | 111487.653 |  | 0 | 0 |  | 0.04415%
1 | 20 | 11 | 154242.499 | 191658.567 | 200993.154 | 177385.615 | 131624.99 |  | 0 | 0 |  | 0.03509%
1 | 20 | 12 | 155049.591 | 215033.57 | 243161.594 | 227180.724 | 174910.719 |  | 0 | 0 |  | 0.04245%
1 | 20 | 13 | 87855.329 | 114085.176 | 131034.998 | 131000.797 | 114001.673 |  | 0 | 0 |  | 0.02288%
1 | 20 | 14 | 58063.156 | 145092.971 | 213348.509 | 230936.666 | 193845.621 |  | 0 | 0 |  | 0.03725%
1 | 20 | 15 | 11510.658 | 56921.174 | 125385.262 | 154243.821 | 134170.02 |  | 0 | 0 |  | 0.02189%
1 | 20 | 16 | 6381.788 | 6634.777 | 35837.785 | 43333.961 | 41826.363 |  | 0 | 0 |  | 0.006257%
1 | 20 | 17 | 0 | 0 | 0 | 0 | 0 |  | 0 | 0 |  | 0%
1 | 20 | 18 | 0 | 0 | 0 | 0 | 0 |  | 0 | 0 |  | 0%
1 | 20 | 19 | 0 | 0 | 0 | 0 | 0 |  | 0 | 0 |  | 0%
1 | 20 | 20 | 0 | 0 | 0 | 0 | 0 |  | 0 | 0 |  | 0%
1 | 20 | 21 | 0 | 0 | 0 | 0 | 0 |  | 0 | 0 |  | 0%
1 | 20 | 22 | 0 | 0 | 0 | 0 | 0 |  | 0 | 0 |  | 0%
1 | 20 | 23 | 0 | 0 | 0 | 0 | 0 |  | 0 | 0 |  | 0%
1 | 21 | 0 | 0 | 0 | 0 | 0 | 0 |  | 0 | 0 |  | 0%
1 | 21 | 1 | 0 | 0 | 0 | 0 | 0 |  | 0 | 0 |  | 0%
1 | 21 | 2 | 0 | 0 | 0 | 0 | 0 |  | 0 | 0 |  | 0%
1 | 21 | 3 | 0 | 0 | 0 | 0 | 0 |  | 0 | 0 |  | 0%
1 | 21 | 4 | 0 | 0 | 0 | 0 | 0 |  | 0 | 0 |  | 0%
1 | 21 | 5 | 0 | 0 | 0 | 0 | 0 |  | 0 | 0 |  | 0%
1 | 21 | 6 | 0 | 0 | 0 | 0 | 0 |  | 0 | 0 |  | 0%
1 | 21 | 7 | 13190.24 | 13688.345 | 10167.797 | 1941.505 | 1941.505 |  | 0 | 0 |  | 0.001775%
1 | 21 | 8 | 130531.476 | 148773.717 | 115570.773 | 46152.39 | 13818.911 |  | 0 | 0 |  | 0.02018%
1 | 21 | 9 | 187311.714 | 221005.621 | 199629.338 | 128021.34 | 45700.091 |  | 0 | 0 |  | 0.03485%
1 | 21 | 10 | 208981.383 | 257195.103 | 252910.146 | 198273.007 | 112107.263 |  | 0 | 0 |  | 0.04416%
1 | 21 | 11 | 206366.624 | 267585.755 | 282651.3 | 243994.838 | 168208.962 |  | 0 | 0 |  | 0.04935%
1 | 21 | 12 | 178322.916 | 251722.787 | 286325.09 | 266546.839 | 202349.284 |  | 0 | 0 |  | 0.04999%
1 | 21 | 13 | 126893.219 | 212991.721 | 265558.716 | 265463.289 | 212753.338 |  | 0 | 0 |  | 0.04636%
1 | 21 | 14 | 59570.679 | 147907.574 | 217899.981 | 236187.834 | 197910.307 |  | 0 | 0 |  | 0.03804%
1 | 21 | 15 | 12397.563 | 65036.019 | 144057.883 | 177211.76 | 154403.397 |  | 0 | 0 |  | 0.02515%
1 | 21 | 16 | 5086.282 | 5473.771 | 43270.807 | 52032.415 | 50349.289 |  | 0 | 0 |  | 0.007555%
1 | 21 | 17 | 0 | 0 | 0 | 0 | 0 |  | 0 | 0 |  | 0%
1 | 21 | 18 | 0 | 0 | 0 | 0 | 0 |  | 0 | 0 |  | 0%
1 | 21 | 19 | 0 | 0 | 0 | 0 | 0 |  | 0 | 0 |  | 0%
1 | 21 | 20 | 0 | 0 | 0 | 0 | 0 |  | 0 | 0 |  | 0%
1 | 21 | 21 | 0 | 0 | 0 | 0 | 0 |  | 0 | 0 |  | 0%
1 | 21 | 22 | 0 | 0 | 0 | 0 | 0 |  | 0 | 0 |  | 0%
1 | 21 | 23 | 0 | 0 | 0 | 0 | 0 |  | 0 | 0 |  | 0%
1 | 22 | 0 | 0 | 0 | 0 | 0 | 0 |  | 0 | 0 |  | 0%
1 | 22 | 1 | 0 | 0 | 0 | 0 | 0 |  | 0 | 0 |  | 0%
1 | 22 | 2 | 0 | 0 | 0 | 0 | 0 |  | 0 | 0 |  | 0%
1 | 22 | 3 | 0 | 0 | 0 | 0 | 0 |  | 0 | 0 |  | 0%
1 | 22 | 4 | 0 | 0 | 0 | 0 | 0 |  | 0 | 0 |  | 0%
1 | 22 | 5 | 0 | 0 | 0 | 0 | 0 |  | 0 | 0 |  | 0%
1 | 22 | 6 | 0 | 0 | 0 | 0 | 0 |  | 0 | 0 |  | 0%
1 | 22 | 7 | 2000.419 | 2012.913 | 1931.816 | 1825.386 | 1825.386 |  | 0 | 0 |  | 0.0003373%
1 | 22 | 8 | 47730.572 | 51528.192 | 44566.711 | 30551.813 | 22874.3 |  | 0 | 0 |  | 0.007781%
1 | 22 | 9 | 136731.016 | 158508.191 | 144420.569 | 99007.887 | 48212.854 |  | 0 | 0 |  | 0.02521%
1 | 22 | 10 | 161408.063 | 194006.331 | 190935.149 | 153884.701 | 98085.46 |  | 0 | 0 |  | 0.03333%
1 | 22 | 11 | 75735.177 | 82327.489 | 83978.347 | 79723.906 | 71939.104 |  | 0 | 0 |  | 0.01466%
1 | 22 | 12 | 116431.869 | 142709.058 | 155574.591 | 148154.289 | 124681.312 |  | 0 | 0 |  | 0.02716%
1 | 22 | 13 | 134137.827 | 225070.462 | 280955.452 | 280870.938 | 224860.526 |  | 0 | 0 |  | 0.04905%
1 | 22 | 14 | 63506.266 | 158154.861 | 233431.516 | 253288.484 | 212034.601 |  | 0 | 0 |  | 0.04075%
1 | 22 | 15 | 10812.068 | 69812.624 | 157957.883 | 195131.76 | 169814.922 |  | 0 | 0 |  | 0.02758%
1 | 22 | 16 | 5586.064 | 6063.159 | 50866.575 | 59907.036 | 58277.24 |  | 0 | 0 |  | 0.008881%
1 | 22 | 17 | 0 | 0 | 0 | 0 | 0 |  | 0 | 0 |  | 0%
1 | 22 | 18 | 0 | 0 | 0 | 0 | 0 |  | 0 | 0 |  | 0%
1 | 22 | 19 | 0 | 0 | 0 | 0 | 0 |  | 0 | 0 |  | 0%
1 | 22 | 20 | 0 | 0 | 0 | 0 | 0 |  | 0 | 0 |  | 0%
1 | 22 | 21 | 0 | 0 | 0 | 0 | 0 |  | 0 | 0 |  | 0%
1 | 22 | 22 | 0 | 0 | 0 | 0 | 0 |  | 0 | 0 |  | 0%
1 | 22 | 23 | 0 | 0 | 0 | 0 | 0 |  | 0 | 0 |  | 0%
1 | 23 | 0 | 0 | 0 | 0 | 0 | 0 |  | 0 | 0 |  | 0%
1 | 23 | 1 | 0 | 0 | 0 | 0 | 0 |  | 0 | 0 |  | 0%
1 | 23 | 2 | 0 | 0 | 0 | 0 | 0 |  | 0 | 0 |  | 0%
1 | 23 | 3 | 0 | 0 | 0 | 0 | 0 |  | 0 | 0 |  | 0%
1 | 23 | 4 | 0 | 0 | 0 | 0 | 0 |  | 0 | 0 |  | 0%
1 | 23 | 5 | 0 | 0 | 0 | 0 | 0 |  | 0 | 0 |  | 0%
1 | 23 | 6 | 0 | 0 | 0 | 0 | 0 |  | 0 | 0 |  | 0%
1 | 23 | 7 | 18680.933 | 19241.194 | 14625.51 | 1652.778 | 1652.778 |  | 0 | 0 |  | 0.002553%
1 | 23 | 8 | 147469.022 | 167911.653 | 129032.367 | 48236.497 | 11094.057 |  | 0 | 0 |  | 0.02253%
1 | 23 | 9 | 200442.865 | 236587.913 | 212849.918 | 134891.831 | 45720.967 |  | 0 | 0 |  | 0.03716%
1 | 23 | 10 | 219780.799 | 270454.853 | 265480.618 | 207407.798 | 116722.541 |  | 0 | 0 |  | 0.04635%
1 | 23 | 11 | 214344.823 | 277857.97 | 293303.152 | 252721.4 | 174192.941 |  | 0 | 0 |  | 0.05121%
1 | 23 | 12 | 183502.636 | 257109.993 | 292107.424 | 271896.859 | 206991.441 |  | 0 | 0 |  | 0.051%
1 | 23 | 13 | 108882.884 | 162040.539 | 195956.545 | 195919.873 | 161950.689 |  | 0 | 0 |  | 0.03421%
1 | 23 | 14 | 62335.456 | 150366.638 | 220495.27 | 239155.838 | 200657.802 |  | 0 | 0 |  | 0.0385%
1 | 23 | 15 | 12511.272 | 66309.031 | 145357.976 | 178820.467 | 156272.02 |  | 0 | 0 |  | 0.02538%
1 | 23 | 16 | 6591.205 | 7096.875 | 30334.848 | 37077.236 | 35740.619 |  | 0 | 0 |  | 0.005296%
1 | 23 | 17 | 0 | 0 | 0 | 0 | 0 |  | 0 | 0 |  | 0%
1 | 23 | 18 | 0 | 0 | 0 | 0 | 0 |  | 0 | 0 |  | 0%
1 | 23 | 19 | 0 | 0 | 0 | 0 | 0 |  | 0 | 0 |  | 0%
1 | 23 | 20 | 0 | 0 | 0 | 0 | 0 |  | 0 | 0 |  | 0%
1 | 23 | 21 | 0 | 0 | 0 | 0 | 0 |  | 0 | 0 |  | 0%
1 | 23 | 22 | 0 | 0 | 0 | 0 | 0 |  | 0 | 0 |  | 0%
1 | 23 | 23 | 0 | 0 | 0 | 0 | 0 |  | 0 | 0 |  | 0%
1 | 24 | 0 | 0 | 0 | 0 | 0 | 0 |  | 0 | 0 |  | 0%
1 | 24 | 1 | 0 | 0 | 0 | 0 | 0 |  | 0 | 0 |  | 0%
1 | 24 | 2 | 0 | 0 | 0 | 0 | 0 |  | 0 | 0 |  | 0%
1 | 24 | 3 | 0 | 0 | 0 | 0 | 0 |  | 0 | 0 |  | 0%
1 | 24 | 4 | 0 | 0 | 0 | 0 | 0 |  | 0 | 0 |  | 0%
1 | 24 | 5 | 0 | 0 | 0 | 0 | 0 |  | 0 | 0 |  | 0%
1 | 24 | 6 | 0 | 0 | 0 | 0 | 0 |  | 0 | 0 |  | 0%
1 | 24 | 7 | 15815.311 | 16297.685 | 12276.229 | 1957.945 | 1957.945 |  | 0 | 0 |  | 0.002143%
1 | 24 | 8 | 74316.756 | 82185.043 | 67033.803 | 36422.179 | 20931.87 |  | 0 | 0 |  | 0.0117%
1 | 24 | 9 | 149853.758 | 174084.424 | 157875.168 | 106155.257 | 47966.215 |  | 0 | 0 |  | 0.02756%
1 | 24 | 10 | 211060.483 | 258862.688 | 253952.882 | 198832.427 | 113271.963 |  | 0 | 0 |  | 0.04434%
1 | 24 | 11 | 156191.242 | 192888.923 | 201825.783 | 178126.598 | 133472.293 |  | 0 | 0 |  | 0.03524%
1 | 24 | 12 | 149254.951 | 198544.441 | 222281.92 | 208501.509 | 164631.983 |  | 0 | 0 |  | 0.03881%
1 | 24 | 13 | 115577.882 | 180596.914 | 221476.647 | 221456.014 | 180545.94 |  | 0 | 0 |  | 0.03867%
1 | 24 | 14 | 62431.255 | 103037.312 | 136285.604 | 145386.38 | 126799.592 |  | 0 | 0 |  | 0.02379%
1 | 24 | 15 | 25304.161 | 50273.369 | 84607.895 | 99533.316 | 89521.906 |  | 0 | 0 |  | 0.01477%
1 | 24 | 16 | 8307.101 | 8766.266 | 25859.89 | 31069.157 | 30070.737 |  | 0 | 0 |  | 0.004515%
1 | 24 | 17 | 0 | 0 | 0 | 0 | 0 |  | 0 | 0 |  | 0%
1 | 24 | 18 | 0 | 0 | 0 | 0 | 0 |  | 0 | 0 |  | 0%
1 | 24 | 19 | 0 | 0 | 0 | 0 | 0 |  | 0 | 0 |  | 0%
1 | 24 | 20 | 0 | 0 | 0 | 0 | 0 |  | 0 | 0 |  | 0%
1 | 24 | 21 | 0 | 0 | 0 | 0 | 0 |  | 0 | 0 |  | 0%
1 | 24 | 22 | 0 | 0 | 0 | 0 | 0 |  | 0 | 0 |  | 0%
1 | 24 | 23 | 0 | 0 | 0 | 0 | 0 |  | 0 | 0 |  | 0%
1 | 25 | 0 | 0 | 0 | 0 | 0 | 0 |  | 0 | 0 |  | 0%
1 | 25 | 1 | 0 | 0 | 0 | 0 | 0 |  | 0 | 0 |  | 0%
1 | 25 | 2 | 0 | 0 | 0 | 0 | 0 |  | 0 | 0 |  | 0%
1 | 25 | 3 | 0 | 0 | 0 | 0 | 0 |  | 0 | 0 |  | 0%
1 | 25 | 4 | 0 | 0 | 0 | 0 | 0 |  | 0 | 0 |  | 0%
1 | 25 | 5 | 0 | 0 | 0 | 0 | 0 |  | 0 | 0 |  | 0%
1 | 25 | 6 | 0 | 0 | 0 | 0 | 0 |  | 0 | 0 |  | 0%
1 | 25 | 7 | 0 | 0 | 0 | 0 | 0 |  | 0 | 0 |  | 0%
1 | 25 | 8 | 24074.3 | 24401.893 | 23776.917 | 22566.471 | 21682.861 |  | 0 | 0 |  | 0.004151%
1 | 25 | 9 | 2033.736 | 2033.736 | 2033.736 | 2033.736 | 2033.736 |  | 0 | 0 |  | 0.0003551%
1 | 25 | 10 | 413.459 | 413.459 | 413.459 | 413.459 | 413.459 |  | 0 | 0 |  | 7.218e-05%
1 | 25 | 11 | 24004.531 | 24004.531 | 24004.531 | 24004.531 | 24004.531 |  | 0 | 0 |  | 0.004191%
1 | 25 | 12 | 48268.453 | 49314.027 | 49837.144 | 49531.442 | 48575.95 |  | 0 | 0 |  | 0.008701%
1 | 25 | 13 | 125511.877 | 192590.545 | 234257.517 | 234265.84 | 192611.335 |  | 0 | 0 |  | 0.0409%
1 | 25 | 14 | 69827.974 | 135278.031 | 187535.417 | 201693.984 | 172931.882 |  | 0 | 0 |  | 0.03274%
1 | 25 | 15 | 28207.722 | 64406.57 | 113536.514 | 134751.174 | 120713.05 |  | 0 | 0 |  | 0.01982%
1 | 25 | 16 | 10842.81 | 11490.551 | 28267.284 | 34456.269 | 33293.036 |  | 0 | 0 |  | 0.004935%
1 | 25 | 17 | 0 | 0 | 0 | 0 | 0 |  | 0 | 0 |  | 0%
1 | 25 | 18 | 0 | 0 | 0 | 0 | 0 |  | 0 | 0 |  | 0%
1 | 25 | 19 | 0 | 0 | 0 | 0 | 0 |  | 0 | 0 |  | 0%
1 | 25 | 20 | 0 | 0 | 0 | 0 | 0 |  | 0 | 0 |  | 0%
1 | 25 | 21 | 0 | 0 | 0 | 0 | 0 |  | 0 | 0 |  | 0%
1 | 25 | 22 | 0 | 0 | 0 | 0 | 0 |  | 0 | 0 |  | 0%
1 | 25 | 23 | 0 | 0 | 0 | 0 | 0 |  | 0 | 0 |  | 0%
1 | 26 | 0 | 0 | 0 | 0 | 0 | 0 |  | 0 | 0 |  | 0%
1 | 26 | 1 | 0 | 0 | 0 | 0 | 0 |  | 0 | 0 |  | 0%
1 | 26 | 2 | 0 | 0 | 0 | 0 | 0 |  | 0 | 0 |  | 0%
1 | 26 | 3 | 0 | 0 | 0 | 0 | 0 |  | 0 | 0 |  | 0%
1 | 26 | 4 | 0 | 0 | 0 | 0 | 0 |  | 0 | 0 |  | 0%
1 | 26 | 5 | 0 | 0 | 0 | 0 | 0 |  | 0 | 0 |  | 0%
1 | 26 | 6 | 0 | 0 | 0 | 0 | 0 |  | 0 | 0 |  | 0%
1 | 26 | 7 | 9939.364 | 10240.703 | 7700.117 | 2817.795 | 2817.795 |  | 0 | 0 |  | 0.001344%
1 | 26 | 8 | 107545.579 | 119251.637 | 95555.1 | 47103.599 | 22387.175 |  | 0 | 0 |  | 0.01668%
1 | 26 | 9 | 162479.764 | 186688.93 | 169956.306 | 116751.077 | 55661.732 |  | 0 | 0 |  | 0.02967%
1 | 26 | 10 | 190938.34 | 228130.144 | 223979.622 | 180509.208 | 113338.681 |  | 0 | 0 |  | 0.0391%
1 | 26 | 11 | 44464.077 | 45155.552 | 45323.392 | 44869.312 | 44059.229 |  | 0 | 0 |  | 0.007913%
1 | 26 | 12 | 39550.391 | 40051.864 | 40302.532 | 40155.555 | 39697.031 |  | 0 | 0 |  | 0.007036%
1 | 26 | 13 | 38486.324 | 39115.325 | 39560.449 | 39560.918 | 39116.457 |  | 0 | 0 |  | 0.006907%
1 | 26 | 14 | 28340.641 | 28645.935 | 28918.141 | 28997.772 | 28838.162 |  | 0 | 0 |  | 0.005049%
1 | 26 | 15 | 29169.305 | 66638.806 | 116895.376 | 138574.647 | 124407.099 |  | 0 | 0 |  | 0.02041%
1 | 26 | 16 | 11217.341 | 11983.86 | 30387.909 | 37138.678 | 35966.839 |  | 0 | 0 |  | 0.005305%
1 | 26 | 17 | 0 | 0 | 0 | 0 | 0 |  | 0 | 0 |  | 0%
1 | 26 | 18 | 0 | 0 | 0 | 0 | 0 |  | 0 | 0 |  | 0%
1 | 26 | 19 | 0 | 0 | 0 | 0 | 0 |  | 0 | 0 |  | 0%
1 | 26 | 20 | 0 | 0 | 0 | 0 | 0 |  | 0 | 0 |  | 0%
1 | 26 | 21 | 0 | 0 | 0 | 0 | 0 |  | 0 | 0 |  | 0%
1 | 26 | 22 | 0 | 0 | 0 | 0 | 0 |  | 0 | 0 |  | 0%
1 | 26 | 23 | 0 | 0 | 0 | 0 | 0 |  | 0 | 0 |  | 0%
1 | 27 | 0 | 0 | 0 | 0 | 0 | 0 |  | 0 | 0 |  | 0%
1 | 27 | 1 | 0 | 0 | 0 | 0 | 0 |  | 0 | 0 |  | 0%
1 | 27 | 2 | 0 | 0 | 0 | 0 | 0 |  | 0 | 0 |  | 0%
1 | 27 | 3 | 0 | 0 | 0 | 0 | 0 |  | 0 | 0 |  | 0%
1 | 27 | 4 | 0 | 0 | 0 | 0 | 0 |  | 0 | 0 |  | 0%
1 | 27 | 5 | 0 | 0 | 0 | 0 | 0 |  | 0 | 0 |  | 0%
1 | 27 | 6 | 0 | 0 | 0 | 0 | 0 |  | 0 | 0 |  | 0%
1 | 27 | 7 | 2385.806 | 2389.774 | 2357.059 | 2314.337 | 2314.337 |  | 0 | 0 |  | 0.0004115%
1 | 27 | 8 | 115389.969 | 126773.405 | 103299.062 | 56153.646 | 31502.981 |  | 0 | 0 |  | 0.01803%
1 | 27 | 9 | 103096.107 | 114444.869 | 106441.26 | 82244.941 | 55610.811 |  | 0 | 0 |  | 0.01858%
1 | 27 | 10 | 130960.219 | 149653.436 | 147449.406 | 125604.377 | 94007.475 |  | 0 | 0 |  | 0.02574%
1 | 27 | 11 | 142037.386 | 169074.951 | 175546.334 | 157791.372 | 125148.426 |  | 0 | 0 |  | 0.03065%
1 | 27 | 12 | 97558.51 | 110775.149 | 117307.826 | 113467.529 | 101480.867 |  | 0 | 0 |  | 0.02048%
1 | 27 | 13 | 103615.602 | 134932.341 | 155456.884 | 155498.631 | 135033.881 |  | 0 | 0 |  | 0.02714%
1 | 27 | 14 | 67471.772 | 105813.863 | 137361.974 | 146216.773 | 128602.583 |  | 0 | 0 |  | 0.02398%
1 | 27 | 15 | 21324.155 | 21644.717 | 21987.896 | 22152.605 | 22042.277 |  | 0 | 0 |  | 0.003839%
1 | 27 | 16 | 10782.511 | 11274.223 | 20295.824 | 24054.142 | 23407.619 |  | 0 | 0 |  | 0.003543%
1 | 27 | 17 | 0 | 0 | 0 | 0 | 0 |  | 0 | 0 |  | 0%
1 | 27 | 18 | 0 | 0 | 0 | 0 | 0 |  | 0 | 0 |  | 0%
1 | 27 | 19 | 0 | 0 | 0 | 0 | 0 |  | 0 | 0 |  | 0%
1 | 27 | 20 | 0 | 0 | 0 | 0 | 0 |  | 0 | 0 |  | 0%
1 | 27 | 21 | 0 | 0 | 0 | 0 | 0 |  | 0 | 0 |  | 0%
1 | 27 | 22 | 0 | 0 | 0 | 0 | 0 |  | 0 | 0 |  | 0%
1 | 27 | 23 | 0 | 0 | 0 | 0 | 0 |  | 0 | 0 |  | 0%
1 | 28 | 0 | 0 | 0 | 0 | 0 | 0 |  | 0 | 0 |  | 0%
1 | 28 | 1 | 0 | 0 | 0 | 0 | 0 |  | 0 | 0 |  | 0%
1 | 28 | 2 | 0 | 0 | 0 | 0 | 0 |  | 0 | 0 |  | 0%
1 | 28 | 3 | 0 | 0 | 0 | 0 | 0 |  | 0 | 0 |  | 0%
1 | 28 | 4 | 0 | 0 | 0 | 0 | 0 |  | 0 | 0 |  | 0%
1 | 28 | 5 | 0 | 0 | 0 | 0 | 0 |  | 0 | 0 |  | 0%
1 | 28 | 6 | 0 | 0 | 0 | 0 | 0 |  | 0 | 0 |  | 0%
1 | 28 | 7 | 27861.859 | 28451.847 | 22034.888 | 3000.392 | 3000.392 |  | 0 | 0 |  | 0.003847%
1 | 28 | 8 | 162648.699 | 182038.41 | 140571.036 | 55146.361 | 13279.528 |  | 0 | 0 |  | 0.02454%
1 | 28 | 9 | 214683.703 | 249258.385 | 224525.087 | 146603.574 | 56724.678 |  | 0 | 0 |  | 0.0392%
1 | 28 | 10 | 236761.076 | 286441.751 | 280426.725 | 221674.082 | 131057.162 |  | 0 | 0 |  | 0.04896%
1 | 28 | 11 | 232378.62 | 295246.361 | 309865.378 | 268983.242 | 190971.347 |  | 0 | 0 |  | 0.0541%
1 | 28 | 12 | 202036.183 | 273811.25 | 307961.884 | 287926.45 | 223804.904 |  | 0 | 0 |  | 0.05377%
1 | 28 | 13 | 148040.909 | 232826.153 | 285743.371 | 285908.173 | 233237.668 |  | 0 | 0 |  | 0.04989%
1 | 28 | 14 | 77221.26 | 165278.495 | 234572.351 | 253614.328 | 215946.766 |  | 0 | 0 |  | 0.04095%
1 | 28 | 15 | 19603.999 | 77551.235 | 155461.12 | 188303.579 | 167345.861 |  | 0 | 0 |  | 0.02714%
1 | 28 | 16 | 9677.983 | 11083.17 | 52844.933 | 65844.241 | 64296.52 |  | 0 | 0 |  | 0.009226%
1 | 28 | 17 | 0 | 0 | 0 | 0 | 0 |  | 0 | 0 |  | 0%
1 | 28 | 18 | 0 | 0 | 0 | 0 | 0 |  | 0 | 0 |  | 0%
1 | 28 | 19 | 0 | 0 | 0 | 0 | 0 |  | 0 | 0 |  | 0%
1 | 28 | 20 | 0 | 0 | 0 | 0 | 0 |  | 0 | 0 |  | 0%
1 | 28 | 21 | 0 | 0 | 0 | 0 | 0 |  | 0 | 0 |  | 0%
1 | 28 | 22 | 0 | 0 | 0 | 0 | 0 |  | 0 | 0 |  | 0%
1 | 28 | 23 | 0 | 0 | 0 | 0 | 0 |  | 0 | 0 |  | 0%
1 | 29 | 0 | 0 | 0 | 0 | 0 | 0 |  | 0 | 0 |  | 0%
1 | 29 | 1 | 0 | 0 | 0 | 0 | 0 |  | 0 | 0 |  | 0%
1 | 29 | 2 | 0 | 0 | 0 | 0 | 0 |  | 0 | 0 |  | 0%
1 | 29 | 3 | 0 | 0 | 0 | 0 | 0 |  | 0 | 0 |  | 0%
1 | 29 | 4 | 0 | 0 | 0 | 0 | 0 |  | 0 | 0 |  | 0%
1 | 29 | 5 | 0 | 0 | 0 | 0 | 0 |  | 0 | 0 |  | 0%
1 | 29 | 6 | 0 | 0 | 0 | 0 | 0 |  | 0 | 0 |  | 0%
1 | 29 | 7 | 23198.13 | 23691.529 | 18290.709 | 4213.752 | 4213.752 |  | 0 | 0 |  | 0.003193%
1 | 29 | 8 | 141924.837 | 157389.379 | 123486.119 | 53585.078 | 18171.731 |  | 0 | 0 |  | 0.02156%
1 | 29 | 9 | 61513.593 | 64963.364 | 62444.804 | 55182.955 | 47339.211 |  | 0 | 0 |  | 0.0109%
1 | 29 | 10 | 112009.158 | 125495.742 | 123779.499 | 107822.662 | 85102.906 |  | 0 | 0 |  | 0.02161%
1 | 29 | 11 | 65400.937 | 67869.165 | 68454.237 | 66814.452 | 63881.909 |  | 0 | 0 |  | 0.01195%
1 | 29 | 12 | 67766.141 | 71092.727 | 72744.423 | 71768.548 | 68734.946 |  | 0 | 0 |  | 0.0127%
1 | 29 | 13 | 39634.584 | 40256.813 | 40698.201 | 40700.158 | 40261.538 |  | 0 | 0 |  | 0.007105%
1 | 29 | 14 | 7603.407 | 7603.407 | 7603.407 | 7603.407 | 7603.407 |  | 0 | 0 |  | 0.001327%
1 | 29 | 15 | 10090.9 | 10090.9 | 10090.9 | 10090.9 | 10090.9 |  | 0 | 0 |  | 0.001762%
1 | 29 | 16 | 10008.064 | 10085.996 | 10758.978 | 11178.104 | 11097.004 |  | 0 | 0 |  | 0.001878%
1 | 29 | 17 | 0 | 0 | 0 | 0 | 0 |  | 0 | 0 |  | 0%
1 | 29 | 18 | 0 | 0 | 0 | 0 | 0 |  | 0 | 0 |  | 0%
1 | 29 | 19 | 0 | 0 | 0 | 0 | 0 |  | 0 | 0 |  | 0%
1 | 29 | 20 | 0 | 0 | 0 | 0 | 0 |  | 0 | 0 |  | 0%
1 | 29 | 21 | 0 | 0 | 0 | 0 | 0 |  | 0 | 0 |  | 0%
1 | 29 | 22 | 0 | 0 | 0 | 0 | 0 |  | 0 | 0 |  | 0%
1 | 29 | 23 | 0 | 0 | 0 | 0 | 0 |  | 0 | 0 |  | 0%
1 | 30 | 0 | 0 | 0 | 0 | 0 | 0 |  | 0 | 0 |  | 0%
1 | 30 | 1 | 0 | 0 | 0 | 0 | 0 |  | 0 | 0 |  | 0%
1 | 30 | 2 | 0 | 0 | 0 | 0 | 0 |  | 0 | 0 |  | 0%
1 | 30 | 3 | 0 | 0 | 0 | 0 | 0 |  | 0 | 0 |  | 0%
1 | 30 | 4 | 0 | 0 | 0 | 0 | 0 |  | 0 | 0 |  | 0%
1 | 30 | 5 | 0 | 0 | 0 | 0 | 0 |  | 0 | 0 |  | 0%
1 | 30 | 6 | 0 | 0 | 0 | 0 | 0 |  | 0 | 0 |  | 0%
1 | 30 | 7 | 32376.064 | 32980.969 | 25573.211 | 3734.605 | 3734.605 |  | 0 | 0 |  | 0.004465%
1 | 30 | 8 | 164393.885 | 182884.941 | 141282.772 | 56351.342 | 14268.823 |  | 0 | 0 |  | 0.02467%
1 | 30 | 9 | 219722.46 | 254436.976 | 228715.531 | 149574.728 | 58828.101 |  | 0 | 0 |  | 0.03993%
1 | 30 | 10 | 101918.286 | 111653.716 | 110364.623 | 98794.601 | 82595.453 |  | 0 | 0 |  | 0.01927%
1 | 30 | 11 | 129084.132 | 148808.511 | 153425.672 | 140313.675 | 116535.763 |  | 0 | 0 |  | 0.02679%
1 | 30 | 12 | 100195.011 | 113165.348 | 119582.431 | 115785.553 | 103968.649 |  | 0 | 0 |  | 0.02088%
1 | 30 | 13 | 78035.862 | 88723.821 | 96022.701 | 96065.29 | 88826.845 |  | 0 | 0 |  | 0.01676%
1 | 30 | 14 | 70748.233 | 101000.744 | 125932.334 | 133104.234 | 119274.995 |  | 0 | 0 |  | 0.02199%
1 | 30 | 15 | 33739.115 | 40706.823 | 49095.204 | 52941.259 | 50493.556 |  | 0 | 0 |  | 0.008571%
1 | 30 | 16 | 11733.947 | 13583.438 | 56896.519 | 72119.73 | 70600.309 |  | 0 | 0 |  | 0.009933%
1 | 30 | 17 | 0 | 0 | 0 | 0 | 0 |  | 0 | 0 |  | 0%
1 | 30 | 18 | 0 | 0 | 0 | 0 | 0 |  | 0 | 0 |  | 0%
1 | 30 | 19 | 0 | 0 | 0 | 0 | 0 |  | 0 | 0 |  | 0%
1 | 30 | 20 | 0 | 0 | 0 | 0 | 0 |  | 0 | 0 |  | 0%
1 | 30 | 21 | 0 | 0 | 0 | 0 | 0 |  | 0 | 0 |  | 0%
1 | 30 | 22 | 0 | 0 | 0 | 0 | 0 |  | 0 | 0 |  | 0%
1 | 30 | 23 | 0 | 0 | 0 | 0 | 0 |  | 0 | 0 |  | 0%
1 | 31 | 0 | 0 | 0 | 0 | 0 | 0 |  | 0 | 0 |  | 0%
1 | 31 | 1 | 0 | 0 | 0 | 0 | 0 |  | 0 | 0 |  | 0%
1 | 31 | 2 | 0 | 0 | 0 | 0 | 0 |  | 0 | 0 |  | 0%
1 | 31 | 3 | 0 | 0 | 0 | 0 | 0 |  | 0 | 0 |  | 0%
1 | 31 | 4 | 0 | 0 | 0 | 0 | 0 |  | 0 | 0 |  | 0%
1 | 31 | 5 | 0 | 0 | 0 | 0 | 0 |  | 0 | 0 |  | 0%
1 | 31 | 6 | 0 | 0 | 0 | 0 | 0 |  | 0 | 0 |  | 0%
1 | 31 | 7 | 37068.274 | 37696.045 | 29353.082 | 3893.664 | 3893.664 |  | 0 | 0 |  | 0.005125%
1 | 31 | 8 | 167791.987 | 186116.504 | 143735.334 | 57070.932 | 13516.917 |  | 0 | 0 |  | 0.02509%
1 | 31 | 9 | 218712.13 | 252431.075 | 227018.489 | 149197.337 | 59428.416 |  | 0 | 0 |  | 0.03963%
1 | 31 | 10 | 239784.554 | 288105.371 | 281572.879 | 223348.936 | 134300.529 |  | 0 | 0 |  | 0.04916%
1 | 31 | 11 | 234825.801 | 295501.062 | 309233.307 | 269420.995 | 193903.868 |  | 0 | 0 |  | 0.05399%
1 | 31 | 12 | 206600.074 | 276747.325 | 310042.109 | 290424.023 | 227401.272 |  | 0 | 0 |  | 0.05413%
1 | 31 | 13 | 153368.406 | 236055.688 | 287480.418 | 287852.069 | 236992.006 |  | 0 | 0 |  | 0.05019%
1 | 31 | 14 | 82084.964 | 171074.635 | 239961.746 | 259197.1 | 222321.183 |  | 0 | 0 |  | 0.04189%
1 | 31 | 15 | 18450.626 | 82766.464 | 166382.022 | 201429.871 | 179770.845 |  | 0 | 0 |  | 0.02905%
1 | 31 | 16 | 8929.668 | 11250.159 | 63714.712 | 82665.834 | 81030.274 |  | 0 | 0 |  | 0.01112%
1 | 31 | 17 | 0 | 0 | 0 | 0 | 0 |  | 0 | 0 |  | 0%
1 | 31 | 18 | 0 | 0 | 0 | 0 | 0 |  | 0 | 0 |  | 0%
1 | 31 | 19 | 0 | 0 | 0 | 0 | 0 |  | 0 | 0 |  | 0%
1 | 31 | 20 | 0 | 0 | 0 | 0 | 0 |  | 0 | 0 |  | 0%
1 | 31 | 21 | 0 | 0 | 0 | 0 | 0 |  | 0 | 0 |  | 0%
1 | 31 | 22 | 0 | 0 | 0 | 0 | 0 |  | 0 | 0 |  | 0%
1 | 31 | 23 | 0 | 0 | 0 | 0 | 0 |  | 0 | 0 |  | 0%
2 | 1 | 0 | 0 | 0 | 0 | 0 | 0 |  | 0 | 0 |  | 0%
2 | 1 | 1 | 0 | 0 | 0 | 0 | 0 |  | 0 | 0 |  | 0%
2 | 1 | 2 | 0 | 0 | 0 | 0 | 0 |  | 0 | 0 |  | 0%
2 | 1 | 3 | 0 | 0 | 0 | 0 | 0 |  | 0 | 0 |  | 0%
2 | 1 | 4 | 0 | 0 | 0 | 0 | 0 |  | 0 | 0 |  | 0%
2 | 1 | 5 | 0 | 0 | 0 | 0 | 0 |  | 0 | 0 |  | 0%
2 | 1 | 6 | 0 | 0 | 0 | 0 | 0 |  | 0 | 0 |  | 0%
2 | 1 | 7 | 11561.03 | 11749.976 | 9439.205 | 4915.472 | 4915.472 |  | 0 | 0 |  | 0.001648%
2 | 1 | 8 | 94480.15 | 103240.097 | 82775.912 | 42381.979 | 20324.117 |  | 0 | 0 |  | 0.01445%
2 | 1 | 9 | 104827.414 | 115816.32 | 107369.497 | 82945.247 | 56123.087 |  | 0 | 0 |  | 0.01875%
2 | 1 | 10 | 212832.184 | 256680.512 | 250507.943 | 197517.04 | 118400.965 |  | 0 | 0 |  | 0.04374%
2 | 1 | 11 | 189764.034 | 238534.029 | 249659.754 | 217223.574 | 157459.549 |  | 0 | 0 |  | 0.04359%
2 | 1 | 12 | 184873.24 | 251168.527 | 283167.614 | 264255.168 | 204249.425 |  | 0 | 0 |  | 0.04944%
2 | 1 | 13 | 134882.32 | 211819.224 | 260688.336 | 261125.281 | 212904.796 |  | 0 | 0 |  | 0.04551%
2 | 1 | 14 | 70639.6 | 151468.502 | 215017.063 | 233097.818 | 198918.671 |  | 0 | 0 |  | 0.03754%
2 | 1 | 15 | 16186.504 | 72237.498 | 145118.238 | 176029.442 | 157119.907 |  | 0 | 0 |  | 0.02534%
2 | 1 | 16 | 8356.791 | 10567.355 | 53932.397 | 70837.465 | 69426.652 |  | 0 | 0 |  | 0.009416%
2 | 1 | 17 | 0 | 0 | 0 | 0 | 0 |  | 0 | 0 |  | 0%
2 | 1 | 18 | 0 | 0 | 0 | 0 | 0 |  | 0 | 0 |  | 0%
2 | 1 | 19 | 0 | 0 | 0 | 0 | 0 |  | 0 | 0 |  | 0%
2 | 1 | 20 | 0 | 0 | 0 | 0 | 0 |  | 0 | 0 |  | 0%
2 | 1 | 21 | 0 | 0 | 0 | 0 | 0 |  | 0 | 0 |  | 0%
2 | 1 | 22 | 0 | 0 | 0 | 0 | 0 |  | 0 | 0 |  | 0%
2 | 1 | 23 | 0 | 0 | 0 | 0 | 0 |  | 0 | 0 |  | 0%
2 | 2 | 0 | 0 | 0 | 0 | 0 | 0 |  | 0 | 0 |  | 0%
2 | 2 | 1 | 0 | 0 | 0 | 0 | 0 |  | 0 | 0 |  | 0%
2 | 2 | 2 | 0 | 0 | 0 | 0 | 0 |  | 0 | 0 |  | 0%
2 | 2 | 3 | 0 | 0 | 0 | 0 | 0 |  | 0 | 0 |  | 0%
2 | 2 | 4 | 0 | 0 | 0 | 0 | 0 |  | 0 | 0 |  | 0%
2 | 2 | 5 | 0 | 0 | 0 | 0 | 0 |  | 0 | 0 |  | 0%
2 | 2 | 6 | 0 | 0 | 0 | 0 | 0 |  | 0 | 0 |  | 0%
2 | 2 | 7 | 0 | 0 | 0 | 0 | 0 |  | 0 | 0 |  | 0%
2 | 2 | 8 | 1853.696 | 1853.696 | 1853.696 | 1853.696 | 1853.696 |  | 0 | 0 |  | 0.0003236%
2 | 2 | 9 | 8417.334 | 8417.334 | 8417.334 | 8417.334 | 8417.334 |  | 0 | 0 |  | 0.00147%
2 | 2 | 10 | 12162.063 | 12162.063 | 12162.063 | 12162.063 | 12162.063 |  | 0 | 0 |  | 0.002123%
2 | 2 | 11 | 31033.684 | 31155.786 | 31183.897 | 31101.545 | 30956.979 |  | 0 | 0 |  | 0.005444%
2 | 2 | 12 | 35469.677 | 35769.191 | 35918.361 | 35829.785 | 35555.363 |  | 0 | 0 |  | 0.006271%
2 | 2 | 13 | 39374.081 | 40013.313 | 40468.875 | 40473.842 | 40025.304 |  | 0 | 0 |  | 0.007065%
2 | 2 | 14 | 40672.682 | 41976.404 | 43152.593 | 43512.099 | 42844.251 |  | 0 | 0 |  | 0.007534%
2 | 2 | 15 | 22364.313 | 22765.686 | 23201.16 | 23415.562 | 23283.189 |  | 0 | 0 |  | 0.004051%
2 | 2 | 16 | 8786.146 | 8806.015 | 8934.281 | 9015.248 | 9001.449 |  | 0 | 0 |  | 0.00156%
2 | 2 | 17 | 0 | 0 | 0 | 0 | 0 |  | 0 | 0 |  | 0%
2 | 2 | 18 | 0 | 0 | 0 | 0 | 0 |  | 0 | 0 |  | 0%
2 | 2 | 19 | 0 | 0 | 0 | 0 | 0 |  | 0 | 0 |  | 0%
2 | 2 | 20 | 0 | 0 | 0 | 0 | 0 |  | 0 | 0 |  | 0%
2 | 2 | 21 | 0 | 0 | 0 | 0 | 0 |  | 0 | 0 |  | 0%
2 | 2 | 22 | 0 | 0 | 0 | 0 | 0 |  | 0 | 0 |  | 0%
2 | 2 | 23 | 0 | 0 | 0 | 0 | 0 |  | 0 | 0 |  | 0%
2 | 3 | 0 | 0 | 0 | 0 | 0 | 0 |  | 0 | 0 |  | 0%
2 | 3 | 1 | 0 | 0 | 0 | 0 | 0 |  | 0 | 0 |  | 0%
2 | 3 | 2 | 0 | 0 | 0 | 0 | 0 |  | 0 | 0 |  | 0%
2 | 3 | 3 | 0 | 0 | 0 | 0 | 0 |  | 0 | 0 |  | 0%
2 | 3 | 4 | 0 | 0 | 0 | 0 | 0 |  | 0 | 0 |  | 0%
2 | 3 | 5 | 0 | 0 | 0 | 0 | 0 |  | 0 | 0 |  | 0%
2 | 3 | 6 | 0 | 0 | 0 | 0 | 0 |  | 0 | 0 |  | 0%
2 | 3 | 7 | 3575.967 | 3575.967 | 3575.967 | 3575.967 | 3575.967 |  | 0 | 0 |  | 0.0006243%
2 | 3 | 8 | 29008.052 | 29407.662 | 28482.947 | 26776.563 | 25436.094 |  | 0 | 0 |  | 0.004973%
2 | 3 | 9 | 160209.686 | 182456.583 | 164777.696 | 112927.367 | 54087.699 |  | 0 | 0 |  | 0.02877%
2 | 3 | 10 | 137675.658 | 157468.647 | 154477.786 | 130331.968 | 95914.879 |  | 0 | 0 |  | 0.02697%
2 | 3 | 11 | 160953.857 | 194196.547 | 201655.74 | 179417.917 | 138736.338 |  | 0 | 0 |  | 0.03521%
2 | 3 | 12 | 147945.727 | 187258.589 | 206341.018 | 195048.316 | 159319.992 |  | 0 | 0 |  | 0.03602%
2 | 3 | 13 | 119107.263 | 167685.556 | 199181.158 | 199580.952 | 168676.773 |  | 0 | 0 |  | 0.03477%
2 | 3 | 14 | 71356.998 | 111606.469 | 144074.49 | 153616.897 | 136065.848 |  | 0 | 0 |  | 0.02515%
2 | 3 | 15 | 33423.642 | 51502.951 | 73937.847 | 83936.921 | 77935.226 |  | 0 | 0 |  | 0.01291%
2 | 3 | 16 | 10425.954 | 10507.998 | 11006.709 | 11322.911 | 11270.945 |  | 0 | 0 |  | 0.001922%
2 | 3 | 17 | 0 | 0 | 0 | 0 | 0 |  | 0 | 0 |  | 0%
2 | 3 | 18 | 0 | 0 | 0 | 0 | 0 |  | 0 | 0 |  | 0%
2 | 3 | 19 | 0 | 0 | 0 | 0 | 0 |  | 0 | 0 |  | 0%
2 | 3 | 20 | 0 | 0 | 0 | 0 | 0 |  | 0 | 0 |  | 0%
2 | 3 | 21 | 0 | 0 | 0 | 0 | 0 |  | 0 | 0 |  | 0%
2 | 3 | 22 | 0 | 0 | 0 | 0 | 0 |  | 0 | 0 |  | 0%
2 | 3 | 23 | 0 | 0 | 0 | 0 | 0 |  | 0 | 0 |  | 0%
2 | 4 | 0 | 0 | 0 | 0 | 0 | 0 |  | 0 | 0 |  | 0%
2 | 4 | 1 | 0 | 0 | 0 | 0 | 0 |  | 0 | 0 |  | 0%
2 | 4 | 2 | 0 | 0 | 0 | 0 | 0 |  | 0 | 0 |  | 0%
2 | 4 | 3 | 0 | 0 | 0 | 0 | 0 |  | 0 | 0 |  | 0%
2 | 4 | 4 | 0 | 0 | 0 | 0 | 0 |  | 0 | 0 |  | 0%
2 | 4 | 5 | 0 | 0 | 0 | 0 | 0 |  | 0 | 0 |  | 0%
2 | 4 | 6 | 0 | 0 | 0 | 0 | 0 |  | 0 | 0 |  | 0%
2 | 4 | 7 | 0 | 0 | 0 | 0 | 0 |  | 0 | 0 |  | 0%
2 | 4 | 8 | 4905.779 | 4905.779 | 4905.779 | 4905.779 | 4905.779 |  | 0 | 0 |  | 0.0008565%
2 | 4 | 9 | 11478.892 | 11478.892 | 11478.892 | 11478.892 | 11478.892 |  | 0 | 0 |  | 0.002004%
2 | 4 | 10 | 21052.053 | 21052.053 | 21052.053 | 21052.053 | 21052.053 |  | 0 | 0 |  | 0.003675%
2 | 4 | 11 | 43689.346 | 44215.091 | 44334.417 | 43977.4 | 43353.239 |  | 0 | 0 |  | 0.00774%
2 | 4 | 12 | 31333.176 | 31430.051 | 31478.297 | 31449.649 | 31360.89 |  | 0 | 0 |  | 0.005496%
2 | 4 | 13 | 40931.59 | 41561.342 | 42011.47 | 42018.213 | 41577.618 |  | 0 | 0 |  | 0.007335%
2 | 4 | 14 | 21834.072 | 21834.072 | 21834.072 | 21834.072 | 21834.072 |  | 0 | 0 |  | 0.003812%
2 | 4 | 15 | 23262.032 | 23623.096 | 24016.876 | 24212.635 | 24095.604 |  | 0 | 0 |  | 0.004193%
2 | 4 | 16 | 9844.83 | 9872.602 | 10031.807 | 10133.097 | 10117.086 |  | 0 | 0 |  | 0.001751%
2 | 4 | 17 | 0 | 0 | 0 | 0 | 0 |  | 0 | 0 |  | 0%
2 | 4 | 18 | 0 | 0 | 0 | 0 | 0 |  | 0 | 0 |  | 0%
2 | 4 | 19 | 0 | 0 | 0 | 0 | 0 |  | 0 | 0 |  | 0%
2 | 4 | 20 | 0 | 0 | 0 | 0 | 0 |  | 0 | 0 |  | 0%
2 | 4 | 21 | 0 | 0 | 0 | 0 | 0 |  | 0 | 0 |  | 0%
2 | 4 | 22 | 0 | 0 | 0 | 0 | 0 |  | 0 | 0 |  | 0%
2 | 4 | 23 | 0 | 0 | 0 | 0 | 0 |  | 0 | 0 |  | 0%
2 | 5 | 0 | 0 | 0 | 0 | 0 | 0 |  | 0 | 0 |  | 0%
2 | 5 | 1 | 0 | 0 | 0 | 0 | 0 |  | 0 | 0 |  | 0%
2 | 5 | 2 | 0 | 0 | 0 | 0 | 0 |  | 0 | 0 |  | 0%
2 | 5 | 3 | 0 | 0 | 0 | 0 | 0 |  | 0 | 0 |  | 0%
2 | 5 | 4 | 0 | 0 | 0 | 0 | 0 |  | 0 | 0 |  | 0%
2 | 5 | 5 | 0 | 0 | 0 | 0 | 0 |  | 0 | 0 |  | 0%
2 | 5 | 6 | 0 | 0 | 0 | 0 | 0 |  | 0 | 0 |  | 0%
2 | 5 | 7 | 48898.378 | 49338.364 | 39113.383 | 5556.789 | 5556.789 |  | 0 | 0 |  | 0.006829%
2 | 5 | 8 | 174305.642 | 191015.115 | 147274.8 | 59165.862 | 11945.636 |  | 0 | 0 |  | 0.02571%
2 | 5 | 9 | 224038.667 | 257122.908 | 229906.188 | 150635.707 | 59653.504 |  | 0 | 0 |  | 0.04014%
2 | 5 | 10 | 242775.327 | 289966.846 | 282431.044 | 223896.158 | 136542.574 |  | 0 | 0 |  | 0.04931%
2 | 5 | 11 | 189203.394 | 231908.92 | 241372.328 | 212583.177 | 160365.656 |  | 0 | 0 |  | 0.04214%
2 | 5 | 12 | 209578.928 | 278907.736 | 312206.199 | 292546.741 | 229761.902 |  | 0 | 0 |  | 0.05451%
2 | 5 | 13 | 119218.143 | 158968.994 | 185430.137 | 185882.526 | 160076.775 |  | 0 | 0 |  | 0.03237%
2 | 5 | 14 | 83923.036 | 173953.442 | 243857.898 | 264376.219 | 227581.751 |  | 0 | 0 |  | 0.04257%
2 | 5 | 15 | 18943.889 | 86527.243 | 171323.01 | 207033.768 | 186353.235 |  | 0 | 0 |  | 0.02991%
2 | 5 | 16 | 8532.194 | 12444.165 | 71240.618 | 98267.694 | 96814.218 |  | 0 | 0 |  | 0.01244%
2 | 5 | 17 | 0 | 0 | 0 | 0 | 0 |  | 0 | 0 |  | 0%
2 | 5 | 18 | 0 | 0 | 0 | 0 | 0 |  | 0 | 0 |  | 0%
2 | 5 | 19 | 0 | 0 | 0 | 0 | 0 |  | 0 | 0 |  | 0%
2 | 5 | 20 | 0 | 0 | 0 | 0 | 0 |  | 0 | 0 |  | 0%
2 | 5 | 21 | 0 | 0 | 0 | 0 | 0 |  | 0 | 0 |  | 0%
2 | 5 | 22 | 0 | 0 | 0 | 0 | 0 |  | 0 | 0 |  | 0%
2 | 5 | 23 | 0 | 0 | 0 | 0 | 0 |  | 0 | 0 |  | 0%
2 | 6 | 0 | 0 | 0 | 0 | 0 | 0 |  | 0 | 0 |  | 0%
2 | 6 | 1 | 0 | 0 | 0 | 0 | 0 |  | 0 | 0 |  | 0%
2 | 6 | 2 | 0 | 0 | 0 | 0 | 0 |  | 0 | 0 |  | 0%
2 | 6 | 3 | 0 | 0 | 0 | 0 | 0 |  | 0 | 0 |  | 0%
2 | 6 | 4 | 0 | 0 | 0 | 0 | 0 |  | 0 | 0 |  | 0%
2 | 6 | 5 | 0 | 0 | 0 | 0 | 0 |  | 0 | 0 |  | 0%
2 | 6 | 6 | 0 | 0 | 0 | 0 | 0 |  | 0 | 0 |  | 0%
2 | 6 | 7 | 42127.374 | 42551.992 | 32471.473 | 7392.987 | 7392.987 |  | 0 | 0 |  | 0.005669%
2 | 6 | 8 | 155439.627 | 169245.206 | 132419.106 | 58541.215 | 17217.358 |  | 0 | 0 |  | 0.02312%
2 | 6 | 9 | 211801.187 | 241541.939 | 216646.748 | 144784.292 | 62150.839 |  | 0 | 0 |  | 0.03782%
2 | 6 | 10 | 234312.619 | 278476.754 | 271215.165 | 216068.917 | 134136.79 |  | 0 | 0 |  | 0.04735%
2 | 6 | 11 | 231981.569 | 289424.921 | 301923.283 | 263347.62 | 192342.74 |  | 0 | 0 |  | 0.05271%
2 | 6 | 12 | 207682.449 | 274916.467 | 307210.527 | 288164.213 | 227292.464 |  | 0 | 0 |  | 0.05364%
2 | 6 | 13 | 156697.875 | 236267.337 | 287258.712 | 288240.059 | 238722.103 |  | 0 | 0 |  | 0.05015%
2 | 6 | 14 | 85326.139 | 174582.465 | 244025.072 | 264639.047 | 228225.57 |  | 0 | 0 |  | 0.0426%
2 | 6 | 15 | 20028.192 | 87645.539 | 172017.44 | 207691.527 | 187334.552 |  | 0 | 0 |  | 0.03003%
2 | 6 | 16 | 8784.068 | 13073.588 | 73182.328 | 102092.089 | 100675.143 |  | 0 | 0 |  | 0.01278%
2 | 6 | 17 | 0 | 0 | 0 | 0 | 0 |  | 0 | 0 |  | 0%
2 | 6 | 18 | 0 | 0 | 0 | 0 | 0 |  | 0 | 0 |  | 0%
2 | 6 | 19 | 0 | 0 | 0 | 0 | 0 |  | 0 | 0 |  | 0%
2 | 6 | 20 | 0 | 0 | 0 | 0 | 0 |  | 0 | 0 |  | 0%
2 | 6 | 21 | 0 | 0 | 0 | 0 | 0 |  | 0 | 0 |  | 0%
2 | 6 | 22 | 0 | 0 | 0 | 0 | 0 |  | 0 | 0 |  | 0%
2 | 6 | 23 | 0 | 0 | 0 | 0 | 0 |  | 0 | 0 |  | 0%
2 | 7 | 0 | 0 | 0 | 0 | 0 | 0 |  | 0 | 0 |  | 0%
2 | 7 | 1 | 0 | 0 | 0 | 0 | 0 |  | 0 | 0 |  | 0%
2 | 7 | 2 | 0 | 0 | 0 | 0 | 0 |  | 0 | 0 |  | 0%
2 | 7 | 3 | 0 | 0 | 0 | 0 | 0 |  | 0 | 0 |  | 0%
2 | 7 | 4 | 0 | 0 | 0 | 0 | 0 |  | 0 | 0 |  | 0%
2 | 7 | 5 | 0 | 0 | 0 | 0 | 0 |  | 0 | 0 |  | 0%
2 | 7 | 6 | 0 | 0 | 0 | 0 | 0 |  | 0 | 0 |  | 0%
2 | 7 | 7 | 53696.22 | 54112.616 | 40824.692 | 5426.995 | 5426.995 |  | 0 | 0 |  | 0.007128%
2 | 7 | 8 | 172210.99 | 187741.271 | 145210.167 | 59502.457 | 11887.996 |  | 0 | 0 |  | 0.02535%
2 | 7 | 9 | 220994.501 | 252310.58 | 225630.995 | 149240.669 | 61370.354 |  | 0 | 0 |  | 0.03939%
2 | 7 | 10 | 238464.113 | 283392.749 | 275777.624 | 219373.729 | 135926.748 |  | 0 | 0 |  | 0.04815%
2 | 7 | 11 | 234103.902 | 291529.935 | 303961.537 | 265235.576 | 194401.679 |  | 0 | 0 |  | 0.05307%
2 | 7 | 12 | 167170.639 | 213491.314 | 236083.759 | 222750.149 | 180624.534 |  | 0 | 0 |  | 0.04122%
2 | 7 | 13 | 64353.465 | 67921.375 | 70424.341 | 70479.713 | 68055.12 |  | 0 | 0 |  | 0.0123%
2 | 7 | 14 | 50683.856 | 53574.105 | 56127.524 | 56933.387 | 55538.868 |  | 0 | 0 |  | 0.009799%
2 | 7 | 15 | 37183.236 | 46068.474 | 56692.671 | 61637.893 | 58841.057 |  | 0 | 0 |  | 0.009898%
2 | 7 | 16 | 14076.47 | 14306.567 | 15441.223 | 16172.812 | 16071.391 |  | 0 | 0 |  | 0.002696%
2 | 7 | 17 | 0 | 0 | 0 | 0 | 0 |  | 0 | 0 |  | 0%
2 | 7 | 18 | 0 | 0 | 0 | 0 | 0 |  | 0 | 0 |  | 0%
2 | 7 | 19 | 0 | 0 | 0 | 0 | 0 |  | 0 | 0 |  | 0%
2 | 7 | 20 | 0 | 0 | 0 | 0 | 0 |  | 0 | 0 |  | 0%
2 | 7 | 21 | 0 | 0 | 0 | 0 | 0 |  | 0 | 0 |  | 0%
2 | 7 | 22 | 0 | 0 | 0 | 0 | 0 |  | 0 | 0 |  | 0%
2 | 7 | 23 | 0 | 0 | 0 | 0 | 0 |  | 0 | 0 |  | 0%
2 | 8 | 0 | 0 | 0 | 0 | 0 | 0 |  | 0 | 0 |  | 0%
2 | 8 | 1 | 0 | 0 | 0 | 0 | 0 |  | 0 | 0 |  | 0%
2 | 8 | 2 | 0 | 0 | 0 | 0 | 0 |  | 0 | 0 |  | 0%
2 | 8 | 3 | 0 | 0 | 0 | 0 | 0 |  | 0 | 0 |  | 0%
2 | 8 | 4 | 0 | 0 | 0 | 0 | 0 |  | 0 | 0 |  | 0%
2 | 8 | 5 | 0 | 0 | 0 | 0 | 0 |  | 0 | 0 |  | 0%
2 | 8 | 6 | 0 | 0 | 0 | 0 | 0 |  | 0 | 0 |  | 0%
2 | 8 | 7 | 5628.493 | 5628.493 | 5628.493 | 5628.493 | 5628.493 |  | 0 | 0 |  | 0.0009827%
2 | 8 | 8 | 15511.537 | 15511.537 | 15511.537 | 15511.537 | 15511.537 |  | 0 | 0 |  | 0.002708%
2 | 8 | 9 | 34153.899 | 34413.079 | 34188.028 | 33610.622 | 33019.147 |  | 0 | 0 |  | 0.005969%
2 | 8 | 10 | 51412.665 | 52250.434 | 52102.218 | 51054.786 | 49721.49 |  | 0 | 0 |  | 0.009096%
2 | 8 | 11 | 59053.109 | 60470.897 | 60784.012 | 59809.274 | 58115.066 |  | 0 | 0 |  | 0.01061%
2 | 8 | 12 | 43205.639 | 43742.023 | 44009.522 | 43851.456 | 43360.407 |  | 0 | 0 |  | 0.007684%
2 | 8 | 13 | 47837.958 | 48859.797 | 49595.112 | 49613.335 | 48903.798 |  | 0 | 0 |  | 0.008659%
2 | 8 | 14 | 14644.834 | 14644.834 | 14644.834 | 14644.834 | 14644.834 |  | 0 | 0 |  | 0.002557%
2 | 8 | 15 | 4256.401 | 4256.401 | 4256.401 | 4256.401 | 4256.401 |  | 0 | 0 |  | 0.0007431%
2 | 8 | 16 | 8646.571 | 8646.571 | 8646.571 | 8646.571 | 8646.571 |  | 0 | 0 |  | 0.00151%
2 | 8 | 17 | 0 | 0 | 0 | 0 | 0 |  | 0 | 0 |  | 0%
2 | 8 | 18 | 0 | 0 | 0 | 0 | 0 |  | 0 | 0 |  | 0%
2 | 8 | 19 | 0 | 0 | 0 | 0 | 0 |  | 0 | 0 |  | 0%
2 | 8 | 20 | 0 | 0 | 0 | 0 | 0 |  | 0 | 0 |  | 0%
2 | 8 | 21 | 0 | 0 | 0 | 0 | 0 |  | 0 | 0 |  | 0%
2 | 8 | 22 | 0 | 0 | 0 | 0 | 0 |  | 0 | 0 |  | 0%
2 | 8 | 23 | 0 | 0 | 0 | 0 | 0 |  | 0 | 0 |  | 0%
2 | 9 | 0 | 0 | 0 | 0 | 0 | 0 |  | 0 | 0 |  | 0%
2 | 9 | 1 | 0 | 0 | 0 | 0 | 0 |  | 0 | 0 |  | 0%
2 | 9 | 2 | 0 | 0 | 0 | 0 | 0 |  | 0 | 0 |  | 0%
2 | 9 | 3 | 0 | 0 | 0 | 0 | 0 |  | 0 | 0 |  | 0%
2 | 9 | 4 | 0 | 0 | 0 | 0 | 0 |  | 0 | 0 |  | 0%
2 | 9 | 5 | 0 | 0 | 0 | 0 | 0 |  | 0 | 0 |  | 0%
2 | 9 | 6 | 0 | 0 | 0 | 0 | 0 |  | 0 | 0 |  | 0%
2 | 9 | 7 | 63583.212 | 63920.594 | 47054.738 | 6552.786 | 6552.786 |  | 0 | 0 |  | 0.008215%
2 | 9 | 8 | 184833.029 | 200233.304 | 156042.314 | 66899.808 | 15363.508 |  | 0 | 0 |  | 0.02724%
2 | 9 | 9 | 234790.425 | 265703.601 | 238432.529 | 161100.581 | 71066.86 |  | 0 | 0 |  | 0.04163%
2 | 9 | 10 | 254738.062 | 299617.92 | 291604.741 | 234383.478 | 149281.378 |  | 0 | 0 |  | 0.05091%
2 | 9 | 11 | 246644.143 | 302159.695 | 313845.086 | 276522.059 | 207303.313 |  | 0 | 0 |  | 0.05479%
2 | 9 | 12 | 218693.336 | 282403.171 | 312393.217 | 294859.687 | 237636.237 |  | 0 | 0 |  | 0.05454%
2 | 9 | 13 | 154287.072 | 227370.731 | 274276.312 | 275539.394 | 230558.987 |  | 0 | 0 |  | 0.04789%
2 | 9 | 14 | 84038.77 | 164025.26 | 226283.362 | 245344.011 | 213238.785 |  | 0 | 0 |  | 0.03951%
2 | 9 | 15 | 39544.861 | 56746.548 | 77477.864 | 87028.355 | 81825.785 |  | 0 | 0 |  | 0.01353%
2 | 9 | 16 | 17559.993 | 19570.469 | 35687.288 | 45026.627 | 44420.099 |  | 0 | 0 |  | 0.006231%
2 | 9 | 17 | 0 | 0 | 0 | 0 | 0 |  | 0 | 0 |  | 0%
2 | 9 | 18 | 0 | 0 | 0 | 0 | 0 |  | 0 | 0 |  | 0%
2 | 9 | 19 | 0 | 0 | 0 | 0 | 0 |  | 0 | 0 |  | 0%
2 | 9 | 20 | 0 | 0 | 0 | 0 | 0 |  | 0 | 0 |  | 0%
2 | 9 | 21 | 0 | 0 | 0 | 0 | 0 |  | 0 | 0 |  | 0%
2 | 9 | 22 | 0 | 0 | 0 | 0 | 0 |  | 0 | 0 |  | 0%
2 | 9 | 23 | 0 | 0 | 0 | 0 | 0 |  | 0 | 0 |  | 0%
2 | 10 | 0 | 0 | 0 | 0 | 0 | 0 |  | 0 | 0 |  | 0%
2 | 10 | 1 | 0 | 0 | 0 | 0 | 0 |  | 0 | 0 |  | 0%
2 | 10 | 2 | 0 | 0 | 0 | 0 | 0 |  | 0 | 0 |  | 0%
2 | 10 | 3 | 0 | 0 | 0 | 0 | 0 |  | 0 | 0 |  | 0%
2 | 10 | 4 | 0 | 0 | 0 | 0 | 0 |  | 0 | 0 |  | 0%
2 | 10 | 5 | 0 | 0 | 0 | 0 | 0 |  | 0 | 0 |  | 0%
2 | 10 | 6 | 0 | 0 | 0 | 0 | 0 |  | 0 | 0 |  | 0%
2 | 10 | 7 | 13945.595 | 13991.951 | 12117.123 | 8932.577 | 8932.577 |  | 0 | 0 |  | 0.002116%
2 | 10 | 8 | 98271.005 | 104815.076 | 85938.229 | 49548.107 | 26951.745 |  | 0 | 0 |  | 0.015%
2 | 10 | 9 | 105848.639 | 114453.824 | 106717.958 | 86230.637 | 64037.943 |  | 0 | 0 |  | 0.01863%
2 | 10 | 10 | 55797.11 | 56809.563 | 56620.253 | 55339.977 | 53709.92 |  | 0 | 0 |  | 0.009885%
2 | 10 | 11 | 61106.217 | 62605.01 | 62931.828 | 61895.5 | 60101.374 |  | 0 | 0 |  | 0.01099%
2 | 10 | 12 | 71931.027 | 74985.341 | 76509.366 | 75613.384 | 72820.286 |  | 0 | 0 |  | 0.01336%
2 | 10 | 13 | 73604.01 | 78542.758 | 82012.46 | 82118.18 | 78798.429 |  | 0 | 0 |  | 0.01432%
2 | 10 | 14 | 68319.275 | 81443.223 | 92627.334 | 96217.666 | 90296.608 |  | 0 | 0 |  | 0.01617%
2 | 10 | 15 | 34237.443 | 71296.487 | 115922.92 | 135841.887 | 125240.692 |  | 0 | 0 |  | 0.02024%
2 | 10 | 16 | 17828.101 | 21543.15 | 54936.6 | 74310.776 | 73410.349 |  | 0 | 0 |  | 0.009591%
2 | 10 | 17 | 0 | 0 | 0 | 0 | 0 |  | 0 | 0 |  | 0%
2 | 10 | 18 | 0 | 0 | 0 | 0 | 0 |  | 0 | 0 |  | 0%
2 | 10 | 19 | 0 | 0 | 0 | 0 | 0 |  | 0 | 0 |  | 0%
2 | 10 | 20 | 0 | 0 | 0 | 0 | 0 |  | 0 | 0 |  | 0%
2 | 10 | 21 | 0 | 0 | 0 | 0 | 0 |  | 0 | 0 |  | 0%
2 | 10 | 22 | 0 | 0 | 0 | 0 | 0 |  | 0 | 0 |  | 0%
2 | 10 | 23 | 0 | 0 | 0 | 0 | 0 |  | 0 | 0 |  | 0%
2 | 11 | 0 | 0 | 0 | 0 | 0 | 0 |  | 0 | 0 |  | 0%
2 | 11 | 1 | 0 | 0 | 0 | 0 | 0 |  | 0 | 0 |  | 0%
2 | 11 | 2 | 0 | 0 | 0 | 0 | 0 |  | 0 | 0 |  | 0%
2 | 11 | 3 | 0 | 0 | 0 | 0 | 0 |  | 0 | 0 |  | 0%
2 | 11 | 4 | 0 | 0 | 0 | 0 | 0 |  | 0 | 0 |  | 0%
2 | 11 | 5 | 0 | 0 | 0 | 0 | 0 |  | 0 | 0 |  | 0%
2 | 11 | 6 | 0 | 0 | 0 | 0 | 0 |  | 0 | 0 |  | 0%
2 | 11 | 7 | 26866.937 | 26979.851 | 20377.405 | 8548.929 | 8548.929 |  | 0 | 0 |  | 0.003558%
2 | 11 | 8 | 67556.176 | 70850.785 | 61231.55 | 43159.898 | 31055.725 |  | 0 | 0 |  | 0.01069%
2 | 11 | 9 | 115079.735 | 124689.553 | 115897.657 | 92791.305 | 67756.726 |  | 0 | 0 |  | 0.02023%
2 | 11 | 10 | 76517.402 | 79494.174 | 78922.602 | 75136.471 | 70153.943 |  | 0 | 0 |  | 0.01378%
2 | 11 | 11 | 89021.923 | 95527.031 | 96935.558 | 92427.796 | 84629.038 |  | 0 | 0 |  | 0.01692%
2 | 11 | 12 | 112248.621 | 126063.065 | 132941.969 | 128912.109 | 116297.581 |  | 0 | 0 |  | 0.02321%
2 | 11 | 13 | 37207.347 | 37539.559 | 37780.197 | 37788.271 | 37559.05 |  | 0 | 0 |  | 0.006596%
2 | 11 | 14 | 83659.495 | 121018.947 | 151964.577 | 161919.726 | 145773.835 |  | 0 | 0 |  | 0.02653%
2 | 11 | 15 | 40416.322 | 48775.367 | 58655.334 | 63398.735 | 60918.287 |  | 0 | 0 |  | 0.01024%
2 | 11 | 16 | 16594.655 | 16927.298 | 18314.023 | 19224.375 | 19123.16 |  | 0 | 0 |  | 0.003197%
2 | 11 | 17 | 0 | 0 | 0 | 0 | 0 |  | 0 | 0 |  | 0%
2 | 11 | 18 | 0 | 0 | 0 | 0 | 0 |  | 0 | 0 |  | 0%
2 | 11 | 19 | 0 | 0 | 0 | 0 | 0 |  | 0 | 0 |  | 0%
2 | 11 | 20 | 0 | 0 | 0 | 0 | 0 |  | 0 | 0 |  | 0%
2 | 11 | 21 | 0 | 0 | 0 | 0 | 0 |  | 0 | 0 |  | 0%
2 | 11 | 22 | 0 | 0 | 0 | 0 | 0 |  | 0 | 0 |  | 0%
2 | 11 | 23 | 0 | 0 | 0 | 0 | 0 |  | 0 | 0 |  | 0%
2 | 12 | 0 | 0 | 0 | 0 | 0 | 0 |  | 0 | 0 |  | 0%
2 | 12 | 1 | 0 | 0 | 0 | 0 | 0 |  | 0 | 0 |  | 0%
2 | 12 | 2 | 0 | 0 | 0 | 0 | 0 |  | 0 | 0 |  | 0%
2 | 12 | 3 | 0 | 0 | 0 | 0 | 0 |  | 0 | 0 |  | 0%
2 | 12 | 4 | 0 | 0 | 0 | 0 | 0 |  | 0 | 0 |  | 0%
2 | 12 | 5 | 0 | 0 | 0 | 0 | 0 |  | 0 | 0 |  | 0%
2 | 12 | 6 | 0 | 0 | 0 | 0 | 0 |  | 0 | 0 |  | 0%
2 | 12 | 7 | 41431.755 | 41559.33 | 29766.355 | 8031.151 | 8031.151 |  | 0 | 0 |  | 0.005197%
2 | 12 | 8 | 176770.926 | 190048.303 | 149376.315 | 69142.537 | 20177.819 |  | 0 | 0 |  | 0.02608%
2 | 12 | 9 | 231854.171 | 260653.18 | 233852.387 | 161110.096 | 78122.305 |  | 0 | 0 |  | 0.04083%
2 | 12 | 10 | 78961.905 | 82089.493 | 81473.084 | 77472.424 | 72219.446 |  | 0 | 0 |  | 0.01422%
2 | 12 | 11 | 89528.412 | 95970.755 | 97357.179 | 92881.463 | 85149.874 |  | 0 | 0 |  | 0.017%
2 | 12 | 12 | 48452.459 | 49147.655 | 49495.552 | 49292.349 | 48657.084 |  | 0 | 0 |  | 0.008641%
2 | 12 | 13 | 102667.655 | 119611.063 | 131453.957 | 131887.829 | 120663.744 |  | 0 | 0 |  | 0.02295%
2 | 12 | 14 | 66841.731 | 77626.172 | 86992.519 | 90076.188 | 85168.007 |  | 0 | 0 |  | 0.01519%
2 | 12 | 15 | 35675.424 | 37177.708 | 38856.876 | 39728.992 | 39282.779 |  | 0 | 0 |  | 0.006784%
2 | 12 | 16 | 6230.103 | 6230.103 | 6230.103 | 6230.103 | 6230.103 |  | 0 | 0 |  | 0.001088%
2 | 12 | 17 | 0 | 0 | 0 | 0 | 0 |  | 0 | 0 |  | 0%
2 | 12 | 18 | 0 | 0 | 0 | 0 | 0 |  | 0 | 0 |  | 0%
2 | 12 | 19 | 0 | 0 | 0 | 0 | 0 |  | 0 | 0 |  | 0%
2 | 12 | 20 | 0 | 0 | 0 | 0 | 0 |  | 0 | 0 |  | 0%
2 | 12 | 21 | 0 | 0 | 0 | 0 | 0 |  | 0 | 0 |  | 0%
2 | 12 | 22 | 0 | 0 | 0 | 0 | 0 |  | 0 | 0 |  | 0%
2 | 12 | 23 | 0 | 0 | 0 | 0 | 0 |  | 0 | 0 |  | 0%
2 | 13 | 0 | 0 | 0 | 0 | 0 | 0 |  | 0 | 0 |  | 0%
2 | 13 | 1 | 0 | 0 | 0 | 0 | 0 |  | 0 | 0 |  | 0%
2 | 13 | 2 | 0 | 0 | 0 | 0 | 0 |  | 0 | 0 |  | 0%
2 | 13 | 3 | 0 | 0 | 0 | 0 | 0 |  | 0 | 0 |  | 0%
2 | 13 | 4 | 0 | 0 | 0 | 0 | 0 |  | 0 | 0 |  | 0%
2 | 13 | 5 | 0 | 0 | 0 | 0 | 0 |  | 0 | 0 |  | 0%
2 | 13 | 6 | 0 | 0 | 0 | 0 | 0 |  | 0 | 0 |  | 0%
2 | 13 | 7 | 71096.152 | 71206.447 | 49468.658 | 7281.542 | 7281.542 |  | 0 | 0 |  | 0.008637%
2 | 13 | 8 | 183019.729 | 196891.727 | 153233.225 | 66912.48 | 14355.242 |  | 0 | 0 |  | 0.02675%
2 | 13 | 9 | 232051.765 | 261851.433 | 233622.173 | 157720.98 | 71220.503 |  | 0 | 0 |  | 0.04079%
2 | 13 | 10 | 252390.585 | 297352.748 | 288355.013 | 230010.015 | 147202.271 |  | 0 | 0 |  | 0.05034%
2 | 13 | 11 | 246782.136 | 303777.609 | 315748.203 | 276486.153 | 206850.622 |  | 0 | 0 |  | 0.05513%
2 | 13 | 12 | 218068.065 | 285453.146 | 318311.007 | 299270.323 | 238277.93 |  | 0 | 0 |  | 0.05557%
2 | 13 | 13 | 166529.18 | 243634.992 | 295308.45 | 297347.869 | 248691.829 |  | 0 | 0 |  | 0.05156%
2 | 13 | 14 | 95098.946 | 180212.665 | 247662.107 | 269450.839 | 235297.674 |  | 0 | 0 |  | 0.04324%
2 | 13 | 15 | 25867.318 | 94086.736 | 176985.554 | 213971.149 | 195551.519 |  | 0 | 0 |  | 0.0309%
2 | 13 | 16 | 9778.129 | 16606.993 | 79750.198 | 119944.039 | 118940.291 |  | 0 | 0 |  | 0.01392%
2 | 13 | 17 | 0 | 0 | 0 | 0 | 0 |  | 0 | 0 |  | 0%
2 | 13 | 18 | 0 | 0 | 0 | 0 | 0 |  | 0 | 0 |  | 0%
2 | 13 | 19 | 0 | 0 | 0 | 0 | 0 |  | 0 | 0 |  | 0%
2 | 13 | 20 | 0 | 0 | 0 | 0 | 0 |  | 0 | 0 |  | 0%
2 | 13 | 21 | 0 | 0 | 0 | 0 | 0 |  | 0 | 0 |  | 0%
2 | 13 | 22 | 0 | 0 | 0 | 0 | 0 |  | 0 | 0 |  | 0%
2 | 13 | 23 | 0 | 0 | 0 | 0 | 0 |  | 0 | 0 |  | 0%
2 | 14 | 0 | 0 | 0 | 0 | 0 | 0 |  | 0 | 0 |  | 0%
2 | 14 | 1 | 0 | 0 | 0 | 0 | 0 |  | 0 | 0 |  | 0%
2 | 14 | 2 | 0 | 0 | 0 | 0 | 0 |  | 0 | 0 |  | 0%
2 | 14 | 3 | 0 | 0 | 0 | 0 | 0 |  | 0 | 0 |  | 0%
2 | 14 | 4 | 0 | 0 | 0 | 0 | 0 |  | 0 | 0 |  | 0%
2 | 14 | 5 | 0 | 0 | 0 | 0 | 0 |  | 0 | 0 |  | 0%
2 | 14 | 6 | 0 | 0 | 0 | 0 | 0 |  | 0 | 0 |  | 0%
2 | 14 | 7 | 74515.893 | 74566.958 | 50741.466 | 6423.014 | 6423.014 |  | 0 | 0 |  | 0.008859%
2 | 14 | 8 | 183920.596 | 197619.02 | 153408.59 | 66243.728 | 12627.566 |  | 0 | 0 |  | 0.02678%
2 | 14 | 9 | 228932.498 | 257926.428 | 229968.11 | 155489.708 | 70663.107 |  | 0 | 0 |  | 0.04015%
2 | 14 | 10 | 245903.391 | 288466.821 | 279735.844 | 224159.315 | 145391.568 |  | 0 | 0 |  | 0.04884%
2 | 14 | 11 | 240389.996 | 295133.993 | 306542.104 | 268783.874 | 201692.458 |  | 0 | 0 |  | 0.05352%
2 | 14 | 12 | 213806.22 | 278155.892 | 309471.351 | 291413.169 | 233275.593 |  | 0 | 0 |  | 0.05403%
2 | 14 | 13 | 165081.241 | 239257.959 | 288915.731 | 291039.262 | 244542.94 |  | 0 | 0 |  | 0.05044%
2 | 14 | 14 | 94524.492 | 179075.752 | 245634.614 | 267279.49 | 233962.922 |  | 0 | 0 |  | 0.04288%
2 | 14 | 15 | 25130.138 | 94551.993 | 178086.703 | 215322.225 | 197231.694 |  | 0 | 0 |  | 0.03109%
2 | 14 | 16 | 8910.807 | 16340.1 | 82661.617 | 126124.419 | 125186.056 |  | 0 | 0 |  | 0.01443%
2 | 14 | 17 | 0 | 0 | 0 | 0 | 0 |  | 0 | 0 |  | 0%
2 | 14 | 18 | 0 | 0 | 0 | 0 | 0 |  | 0 | 0 |  | 0%
2 | 14 | 19 | 0 | 0 | 0 | 0 | 0 |  | 0 | 0 |  | 0%
2 | 14 | 20 | 0 | 0 | 0 | 0 | 0 |  | 0 | 0 |  | 0%
2 | 14 | 21 | 0 | 0 | 0 | 0 | 0 |  | 0 | 0 |  | 0%
2 | 14 | 22 | 0 | 0 | 0 | 0 | 0 |  | 0 | 0 |  | 0%
2 | 14 | 23 | 0 | 0 | 0 | 0 | 0 |  | 0 | 0 |  | 0%
2 | 15 | 0 | 0 | 0 | 0 | 0 | 0 |  | 0 | 0 |  | 0%
2 | 15 | 1 | 0 | 0 | 0 | 0 | 0 |  | 0 | 0 |  | 0%
2 | 15 | 2 | 0 | 0 | 0 | 0 | 0 |  | 0 | 0 |  | 0%
2 | 15 | 3 | 0 | 0 | 0 | 0 | 0 |  | 0 | 0 |  | 0%
2 | 15 | 4 | 0 | 0 | 0 | 0 | 0 |  | 0 | 0 |  | 0%
2 | 15 | 5 | 0 | 0 | 0 | 0 | 0 |  | 0 | 0 |  | 0%
2 | 15 | 6 | 0 | 0 | 0 | 0 | 0 |  | 0 | 0 |  | 0%
2 | 15 | 7 | 19912.998 | 19910.84 | 16568.948 | 11128.835 | 11128.835 |  | 0 | 0 |  | 0.002893%
2 | 15 | 8 | 78235.2 | 81926.553 | 69938.143 | 47528.88 | 32440.753 |  | 0 | 0 |  | 0.01221%
2 | 15 | 9 | 105640.969 | 113453.843 | 105783.611 | 86419.917 | 65706.25 |  | 0 | 0 |  | 0.01847%
2 | 15 | 10 | 110315.727 | 119028.179 | 117178.509 | 105834.909 | 90962.844 |  | 0 | 0 |  | 0.02046%
2 | 15 | 11 | 71759.314 | 74241.988 | 74767.791 | 73029.111 | 70043.398 |  | 0 | 0 |  | 0.01305%
2 | 15 | 12 | 100578.097 | 111053.206 | 116301.728 | 113277.427 | 103733.771 |  | 0 | 0 |  | 0.0203%
2 | 15 | 13 | 106650.448 | 127763.603 | 142708.745 | 143409.462 | 129465.378 |  | 0 | 0 |  | 0.02492%
2 | 15 | 14 | 57019.35 | 61270.453 | 65015.944 | 66291.706 | 64372.337 |  | 0 | 0 |  | 0.01135%
2 | 15 | 15 | 28360.154 | 82116.225 | 146915.703 | 176622.247 | 162507.783 |  | 0 | 0 |  | 0.02565%
2 | 15 | 16 | 17747.572 | 18279.038 | 20757.599 | 22431.847 | 22335.723 |  | 0 | 0 |  | 0.003624%
2 | 15 | 17 | 0 | 0 | 0 | 0 | 0 |  | 0 | 0 |  | 0%
2 | 15 | 18 | 0 | 0 | 0 | 0 | 0 |  | 0 | 0 |  | 0%
2 | 15 | 19 | 0 | 0 | 0 | 0 | 0 |  | 0 | 0 |  | 0%
2 | 15 | 20 | 0 | 0 | 0 | 0 | 0 |  | 0 | 0 |  | 0%
2 | 15 | 21 | 0 | 0 | 0 | 0 | 0 |  | 0 | 0 |  | 0%
2 | 15 | 22 | 0 | 0 | 0 | 0 | 0 |  | 0 | 0 |  | 0%
2 | 15 | 23 | 0 | 0 | 0 | 0 | 0 |  | 0 | 0 |  | 0%
2 | 16 | 0 | 0 | 0 | 0 | 0 | 0 |  | 0 | 0 |  | 0%
2 | 16 | 1 | 0 | 0 | 0 | 0 | 0 |  | 0 | 0 |  | 0%
2 | 16 | 2 | 0 | 0 | 0 | 0 | 0 |  | 0 | 0 |  | 0%
2 | 16 | 3 | 0 | 0 | 0 | 0 | 0 |  | 0 | 0 |  | 0%
2 | 16 | 4 | 0 | 0 | 0 | 0 | 0 |  | 0 | 0 |  | 0%
2 | 16 | 5 | 0 | 0 | 0 | 0 | 0 |  | 0 | 0 |  | 0%
2 | 16 | 6 | 0 | 0 | 0 | 0 | 0 |  | 0 | 0 |  | 0%
2 | 16 | 7 | 4597.07 | 4597.07 | 4597.07 | 4597.07 | 4597.07 |  | 0 | 0 |  | 0.0008026%
2 | 16 | 8 | 12342.101 | 12342.101 | 12342.101 | 12342.101 | 12342.101 |  | 0 | 0 |  | 0.002155%
2 | 16 | 9 | 27655.292 | 27730.223 | 27655.344 | 27474.537 | 27293.733 |  | 0 | 0 |  | 0.004828%
2 | 16 | 10 | 34666.678 | 34854.478 | 34813.585 | 34567.964 | 34261.537 |  | 0 | 0 |  | 0.006078%
2 | 16 | 11 | 22491.676 | 22491.676 | 22491.676 | 22491.676 | 22491.676 |  | 0 | 0 |  | 0.003927%
2 | 16 | 12 | 24254.269 | 24254.269 | 24254.269 | 24254.269 | 24254.269 |  | 0 | 0 |  | 0.004235%
2 | 16 | 13 | 63456.285 | 66443.742 | 68603.471 | 68713.013 | 66708.203 |  | 0 | 0 |  | 0.01198%
2 | 16 | 14 | 36034.52 | 36635.291 | 37197.898 | 37392.643 | 37105.357 |  | 0 | 0 |  | 0.006494%
2 | 16 | 15 | 22592.415 | 22774.425 | 22980.8 | 23090.63 | 23039.541 |  | 0 | 0 |  | 0.004012%
2 | 16 | 16 | 17411.077 | 20135.96 | 37755.189 | 50168.995 | 49584.694 |  | 0 | 0 |  | 0.006592%
2 | 16 | 17 | 0 | 0 | 0 | 0 | 0 |  | 0 | 0 |  | 0%
2 | 16 | 18 | 0 | 0 | 0 | 0 | 0 |  | 0 | 0 |  | 0%
2 | 16 | 19 | 0 | 0 | 0 | 0 | 0 |  | 0 | 0 |  | 0%
2 | 16 | 20 | 0 | 0 | 0 | 0 | 0 |  | 0 | 0 |  | 0%
2 | 16 | 21 | 0 | 0 | 0 | 0 | 0 |  | 0 | 0 |  | 0%
2 | 16 | 22 | 0 | 0 | 0 | 0 | 0 |  | 0 | 0 |  | 0%
2 | 16 | 23 | 0 | 0 | 0 | 0 | 0 |  | 0 | 0 |  | 0%
2 | 17 | 0 | 0 | 0 | 0 | 0 | 0 |  | 0 | 0 |  | 0%
2 | 17 | 1 | 0 | 0 | 0 | 0 | 0 |  | 0 | 0 |  | 0%
2 | 17 | 2 | 0 | 0 | 0 | 0 | 0 |  | 0 | 0 |  | 0%
2 | 17 | 3 | 0 | 0 | 0 | 0 | 0 |  | 0 | 0 |  | 0%
2 | 17 | 4 | 0 | 0 | 0 | 0 | 0 |  | 0 | 0 |  | 0%
2 | 17 | 5 | 0 | 0 | 0 | 0 | 0 |  | 0 | 0 |  | 0%
2 | 17 | 6 | 0 | 0 | 0 | 0 | 0 |  | 0 | 0 |  | 0%
2 | 17 | 7 | 82348.706 | 82212.424 | 54608.068 | 9246.493 | 9246.493 |  | 0 | 0 |  | 0.009534%
2 | 17 | 8 | 136081.834 | 144439.506 | 115503.511 | 60246.038 | 23924.471 |  | 0 | 0 |  | 0.02017%
2 | 17 | 9 | 145587.932 | 158904.108 | 145357.917 | 111257.932 | 74036.791 |  | 0 | 0 |  | 0.02538%
2 | 17 | 10 | 175867.296 | 198507.428 | 193485.654 | 163560.031 | 123285.823 |  | 0 | 0 |  | 0.03378%
2 | 17 | 11 | 138479.194 | 155559.908 | 159121.187 | 147141.201 | 126461.892 |  | 0 | 0 |  | 0.02778%
2 | 17 | 12 | 169282.218 | 205578.602 | 223566.957 | 213336.31 | 180483.965 |  | 0 | 0 |  | 0.03903%
2 | 17 | 13 | 117340.225 | 142202.075 | 159812.268 | 160767.708 | 144529.278 |  | 0 | 0 |  | 0.0279%
2 | 17 | 14 | 70744.996 | 82480.534 | 92749.461 | 96314.692 | 91158.35 |  | 0 | 0 |  | 0.01619%
2 | 17 | 15 | 45115.851 | 66519.672 | 92055.462 | 104399.269 | 98810.269 |  | 0 | 0 |  | 0.01607%
2 | 17 | 16 | 19525.664 | 20794.197 | 26892.713 | 31193.755 | 30913.846 |  | 0 | 0 |  | 0.004695%
2 | 17 | 17 | 0 | 0 | 0 | 0 | 0 |  | 0 | 0 |  | 0%
2 | 17 | 18 | 0 | 0 | 0 | 0 | 0 |  | 0 | 0 |  | 0%
2 | 17 | 19 | 0 | 0 | 0 | 0 | 0 |  | 0 | 0 |  | 0%
2 | 17 | 20 | 0 | 0 | 0 | 0 | 0 |  | 0 | 0 |  | 0%
2 | 17 | 21 | 0 | 0 | 0 | 0 | 0 |  | 0 | 0 |  | 0%
2 | 17 | 22 | 0 | 0 | 0 | 0 | 0 |  | 0 | 0 |  | 0%
2 | 17 | 23 | 0 | 0 | 0 | 0 | 0 |  | 0 | 0 |  | 0%
2 | 18 | 0 | 0 | 0 | 0 | 0 | 0 |  | 0 | 0 |  | 0%
2 | 18 | 1 | 0 | 0 | 0 | 0 | 0 |  | 0 | 0 |  | 0%
2 | 18 | 2 | 0 | 0 | 0 | 0 | 0 |  | 0 | 0 |  | 0%
2 | 18 | 3 | 0 | 0 | 0 | 0 | 0 |  | 0 | 0 |  | 0%
2 | 18 | 4 | 0 | 0 | 0 | 0 | 0 |  | 0 | 0 |  | 0%
2 | 18 | 5 | 0 | 0 | 0 | 0 | 0 |  | 0 | 0 |  | 0%
2 | 18 | 6 | 0 | 0 | 0 | 0 | 0 |  | 0 | 0 |  | 0%
2 | 18 | 7 | 9776.438 | 9774.478 | 9673.955 | 9533.796 | 9533.15 |  | 0 | 0 |  | 0.001689%
2 | 18 | 8 | 11674.841 | 11674.841 | 11674.841 | 11674.841 | 11674.841 |  | 0 | 0 |  | 0.002038%
2 | 18 | 9 | 35139.15 | 35306.775 | 35133.199 | 34720.145 | 34309.618 |  | 0 | 0 |  | 0.006134%
2 | 18 | 10 | 33722.516 | 33816.917 | 33795.375 | 33670.512 | 33515.478 |  | 0 | 0 |  | 0.0059%
2 | 18 | 11 | 98575.349 | 105656.89 | 107132.115 | 102142.517 | 93595.513 |  | 0 | 0 |  | 0.0187%
2 | 18 | 12 | 103873.876 | 113839.911 | 118860.007 | 116016.268 | 106960.123 |  | 0 | 0 |  | 0.02075%
2 | 18 | 13 | 126339.192 | 154098.832 | 173851.684 | 175001.07 | 156895.441 |  | 0 | 0 |  | 0.03035%
2 | 18 | 14 | 108758.144 | 192868.978 | 259968.99 | 282933.471 | 250317.001 |  | 0 | 0 |  | 0.04539%
2 | 18 | 15 | 47560.82 | 60950.48 | 76885.146 | 84751.868 | 81280.988 |  | 0 | 0 |  | 0.01342%
2 | 18 | 16 | 11687.756 | 21289.723 | 92027.083 | 143356.9 | 140349.889 |  | 0 | 0 |  | 0.01607%
2 | 18 | 17 | 0 | 0 | 0 | 0 | 0 |  | 0 | 0 |  | 0%
2 | 18 | 18 | 0 | 0 | 0 | 0 | 0 |  | 0 | 0 |  | 0%
2 | 18 | 19 | 0 | 0 | 0 | 0 | 0 |  | 0 | 0 |  | 0%
2 | 18 | 20 | 0 | 0 | 0 | 0 | 0 |  | 0 | 0 |  | 0%
2 | 18 | 21 | 0 | 0 | 0 | 0 | 0 |  | 0 | 0 |  | 0%
2 | 18 | 22 | 0 | 0 | 0 | 0 | 0 |  | 0 | 0 |  | 0%
2 | 18 | 23 | 0 | 0 | 0 | 0 | 0 |  | 0 | 0 |  | 0%
2 | 19 | 0 | 0 | 0 | 0 | 0 | 0 |  | 0 | 0 |  | 0%
2 | 19 | 1 | 0 | 0 | 0 | 0 | 0 |  | 0 | 0 |  | 0%
2 | 19 | 2 | 0 | 0 | 0 | 0 | 0 |  | 0 | 0 |  | 0%
2 | 19 | 3 | 0 | 0 | 0 | 0 | 0 |  | 0 | 0 |  | 0%
2 | 19 | 4 | 0 | 0 | 0 | 0 | 0 |  | 0 | 0 |  | 0%
2 | 19 | 5 | 0 | 0 | 0 | 0 | 0 |  | 0 | 0 |  | 0%
2 | 19 | 6 | 0 | 0 | 0 | 0 | 0 |  | 0 | 0 |  | 0%
2 | 19 | 7 | 31043.124 | 30940.397 | 23957.308 | 13674.005 | 13594.48 |  | 0 | 0 |  | 0.004183%
2 | 19 | 8 | 204171.707 | 216589.632 | 170688.305 | 80673.226 | 20564.027 |  | 0 | 0 |  | 0.0298%
2 | 19 | 9 | 249645.95 | 276617.198 | 248166.863 | 174984.896 | 90545.965 |  | 0 | 0 |  | 0.04333%
2 | 19 | 10 | 266406.144 | 306371.862 | 297190.556 | 243156.672 | 167035.837 |  | 0 | 0 |  | 0.05189%
2 | 19 | 11 | 170507.664 | 195410.698 | 200513.456 | 183050.421 | 152628.104 |  | 0 | 0 |  | 0.03501%
2 | 19 | 12 | 191813.104 | 237540.048 | 259875.196 | 247368.568 | 206328.326 |  | 0 | 0 |  | 0.04537%
2 | 19 | 13 | 104754.264 | 119200.857 | 129584.585 | 130230.606 | 120772.343 |  | 0 | 0 |  | 0.02262%
2 | 19 | 14 | 92814.495 | 128019.606 | 157320.871 | 167559.094 | 153332.371 |  | 0 | 0 |  | 0.02747%
2 | 19 | 15 | 43481.086 | 49661.417 | 56891.172 | 60621.872 | 59020.5 |  | 0 | 0 |  | 0.009933%
2 | 19 | 16 | 20930.711 | 23881.657 | 39600.763 | 50914.223 | 50327.883 |  | 0 | 0 |  | 0.006914%
2 | 19 | 17 | 0 | 0 | 0 | 0 | 0 |  | 0 | 0 |  | 0%
2 | 19 | 18 | 0 | 0 | 0 | 0 | 0 |  | 0 | 0 |  | 0%
2 | 19 | 19 | 0 | 0 | 0 | 0 | 0 |  | 0 | 0 |  | 0%
2 | 19 | 20 | 0 | 0 | 0 | 0 | 0 |  | 0 | 0 |  | 0%
2 | 19 | 21 | 0 | 0 | 0 | 0 | 0 |  | 0 | 0 |  | 0%
2 | 19 | 22 | 0 | 0 | 0 | 0 | 0 |  | 0 | 0 |  | 0%
2 | 19 | 23 | 0 | 0 | 0 | 0 | 0 |  | 0 | 0 |  | 0%
2 | 20 | 0 | 0 | 0 | 0 | 0 | 0 |  | 0 | 0 |  | 0%
2 | 20 | 1 | 0 | 0 | 0 | 0 | 0 |  | 0 | 0 |  | 0%
2 | 20 | 2 | 0 | 0 | 0 | 0 | 0 |  | 0 | 0 |  | 0%
2 | 20 | 3 | 0 | 0 | 0 | 0 | 0 |  | 0 | 0 |  | 0%
2 | 20 | 4 | 0 | 0 | 0 | 0 | 0 |  | 0 | 0 |  | 0%
2 | 20 | 5 | 0 | 0 | 0 | 0 | 0 |  | 0 | 0 |  | 0%
2 | 20 | 6 | 0 | 0 | 0 | 0 | 0 |  | 0 | 0 |  | 0%
2 | 20 | 7 | 2319.274 | 2319.274 | 2319.274 | 2319.274 | 2319.274 |  | 0 | 0 |  | 0.0004049%
2 | 20 | 8 | 20227.658 | 20231.683 | 20216.972 | 20192.141 | 20171.738 |  | 0 | 0 |  | 0.00353%
2 | 20 | 9 | 48558.407 | 49091.566 | 48519.346 | 47176.72 | 45849.993 |  | 0 | 0 |  | 0.008471%
2 | 20 | 10 | 62563.319 | 63805.652 | 63509.094 | 61847.033 | 59763.288 |  | 0 | 0 |  | 0.01109%
2 | 20 | 11 | 106898.175 | 115263.171 | 116986.327 | 111074.652 | 100945.25 |  | 0 | 0 |  | 0.02042%
2 | 20 | 12 | 76632.553 | 79673.115 | 81212.74 | 80352.238 | 77594.004 |  | 0 | 0 |  | 0.01418%
2 | 20 | 13 | 63202.812 | 65466.411 | 67130.676 | 67241.541 | 65734.17 |  | 0 | 0 |  | 0.01172%
2 | 20 | 14 | 75072.808 | 87836.057 | 99042.377 | 103062.894 | 97602.18 |  | 0 | 0 |  | 0.01729%
2 | 20 | 15 | 44811.643 | 52859.111 | 62347.788 | 67215.265 | 65184.357 |  | 0 | 0 |  | 0.01089%
2 | 20 | 16 | 8441.383 | 8441.383 | 8441.383 | 8441.383 | 8441.383 |  | 0 | 0 |  | 0.001474%
2 | 20 | 17 | 0 | 0 | 0 | 0 | 0 |  | 0 | 0 |  | 0%
2 | 20 | 18 | 0 | 0 | 0 | 0 | 0 |  | 0 | 0 |  | 0%
2 | 20 | 19 | 0 | 0 | 0 | 0 | 0 |  | 0 | 0 |  | 0%
2 | 20 | 20 | 0 | 0 | 0 | 0 | 0 |  | 0 | 0 |  | 0%
2 | 20 | 21 | 0 | 0 | 0 | 0 | 0 |  | 0 | 0 |  | 0%
2 | 20 | 22 | 0 | 0 | 0 | 0 | 0 |  | 0 | 0 |  | 0%
2 | 20 | 23 | 0 | 0 | 0 | 0 | 0 |  | 0 | 0 |  | 0%
2 | 21 | 0 | 0 | 0 | 0 | 0 | 0 |  | 0 | 0 |  | 0%
2 | 21 | 1 | 0 | 0 | 0 | 0 | 0 |  | 0 | 0 |  | 0%
2 | 21 | 2 | 0 | 0 | 0 | 0 | 0 |  | 0 | 0 |  | 0%
2 | 21 | 3 | 0 | 0 | 0 | 0 | 0 |  | 0 | 0 |  | 0%
2 | 21 | 4 | 0 | 0 | 0 | 0 | 0 |  | 0 | 0 |  | 0%
2 | 21 | 5 | 0 | 0 | 0 | 0 | 0 |  | 0 | 0 |  | 0%
2 | 21 | 6 | 0 | 0 | 0 | 0 | 0 |  | 0 | 0 |  | 0%
2 | 21 | 7 | 87060.615 | 86684.823 | 56211.976 | 12708.618 | 12264.969 |  | 0 | 0 |  | 0.009814%
2 | 21 | 8 | 189072.901 | 199739.81 | 157943.532 | 76476.821 | 20914.317 |  | 0 | 0 |  | 0.02758%
2 | 21 | 9 | 234835.477 | 259834.919 | 232489.497 | 163653.125 | 84802.402 |  | 0 | 0 |  | 0.04059%
2 | 21 | 10 | 253349.109 | 291568.548 | 282364.978 | 230205.426 | 158134.243 |  | 0 | 0 |  | 0.0493%
2 | 21 | 11 | 249321.049 | 299492.285 | 309520.593 | 274518.177 | 212208.857 |  | 0 | 0 |  | 0.05404%
2 | 21 | 12 | 223137.411 | 282670.591 | 311721.681 | 295704.659 | 242503.955 |  | 0 | 0 |  | 0.05442%
2 | 21 | 13 | 176406.598 | 244399.657 | 291238.198 | 294485.691 | 252551.117 |  | 0 | 0 |  | 0.05085%
2 | 21 | 14 | 93951.88 | 133175.787 | 165908.198 | 177647.266 | 162032.174 |  | 0 | 0 |  | 0.02897%
2 | 21 | 15 | 46760.044 | 62739.902 | 81648.168 | 91210.614 | 87339.999 |  | 0 | 0 |  | 0.01425%
2 | 21 | 16 | 21908.386 | 23831.569 | 32884.279 | 39414.666 | 39175.813 |  | 0 | 0 |  | 0.005741%
2 | 21 | 17 | 0 | 0 | 0 | 0 | 0 |  | 0 | 0 |  | 0%
2 | 21 | 18 | 0 | 0 | 0 | 0 | 0 |  | 0 | 0 |  | 0%
2 | 21 | 19 | 0 | 0 | 0 | 0 | 0 |  | 0 | 0 |  | 0%
2 | 21 | 20 | 0 | 0 | 0 | 0 | 0 |  | 0 | 0 |  | 0%
2 | 21 | 21 | 0 | 0 | 0 | 0 | 0 |  | 0 | 0 |  | 0%
2 | 21 | 22 | 0 | 0 | 0 | 0 | 0 |  | 0 | 0 |  | 0%
2 | 21 | 23 | 0 | 0 | 0 | 0 | 0 |  | 0 | 0 |  | 0%
2 | 22 | 0 | 0 | 0 | 0 | 0 | 0 |  | 0 | 0 |  | 0%
2 | 22 | 1 | 0 | 0 | 0 | 0 | 0 |  | 0 | 0 |  | 0%
2 | 22 | 2 | 0 | 0 | 0 | 0 | 0 |  | 0 | 0 |  | 0%
2 | 22 | 3 | 0 | 0 | 0 | 0 | 0 |  | 0 | 0 |  | 0%
2 | 22 | 4 | 0 | 0 | 0 | 0 | 0 |  | 0 | 0 |  | 0%
2 | 22 | 5 | 0 | 0 | 0 | 0 | 0 |  | 0 | 0 |  | 0%
2 | 22 | 6 | 0 | 0 | 0 | 0 | 0 |  | 0 | 0 |  | 0%
2 | 22 | 7 | 15381.683 | 15349.684 | 14616.996 | 13614.006 | 13566.051 |  | 0 | 0 |  | 0.002552%
2 | 22 | 8 | 87851.496 | 91082.278 | 78221.748 | 54574.989 | 37815.414 |  | 0 | 0 |  | 0.01366%
2 | 22 | 9 | 95505.513 | 100328.579 | 94961.167 | 82206.915 | 68760.445 |  | 0 | 0 |  | 0.01658%
2 | 22 | 10 | 135581.186 | 147881.57 | 144824.933 | 128117.117 | 106485.154 |  | 0 | 0 |  | 0.02528%
2 | 22 | 11 | 178712.02 | 205691.106 | 211130.041 | 192133.746 | 159005.437 |  | 0 | 0 |  | 0.03686%
2 | 22 | 12 | 113325.261 | 125273.017 | 131313.776 | 127992.528 | 117203.674 |  | 0 | 0 |  | 0.02293%
2 | 22 | 13 | 88756.605 | 98413.139 | 105505.485 | 106037.975 | 99704.326 |  | 0 | 0 |  | 0.01842%
2 | 22 | 14 | 83967.629 | 105876.956 | 124749.472 | 131631.8 | 122682.908 |  | 0 | 0 |  | 0.02178%
2 | 22 | 15 | 46970.204 | 74931.115 | 107921.772 | 124276.312 | 117868.229 |  | 0 | 0 |  | 0.01884%
2 | 22 | 16 | 19876.176 | 20300.128 | 21561.357 | 22435.445 | 22409.42 |  | 0 | 0 |  | 0.003764%
2 | 22 | 17 | 0 | 0 | 0 | 0 | 0 |  | 0 | 0 |  | 0%
2 | 22 | 18 | 0 | 0 | 0 | 0 | 0 |  | 0 | 0 |  | 0%
2 | 22 | 19 | 0 | 0 | 0 | 0 | 0 |  | 0 | 0 |  | 0%
2 | 22 | 20 | 0 | 0 | 0 | 0 | 0 |  | 0 | 0 |  | 0%
2 | 22 | 21 | 0 | 0 | 0 | 0 | 0 |  | 0 | 0 |  | 0%
2 | 22 | 22 | 0 | 0 | 0 | 0 | 0 |  | 0 | 0 |  | 0%
2 | 22 | 23 | 0 | 0 | 0 | 0 | 0 |  | 0 | 0 |  | 0%
2 | 23 | 0 | 0 | 0 | 0 | 0 | 0 |  | 0 | 0 |  | 0%
2 | 23 | 1 | 0 | 0 | 0 | 0 | 0 |  | 0 | 0 |  | 0%
2 | 23 | 2 | 0 | 0 | 0 | 0 | 0 |  | 0 | 0 |  | 0%
2 | 23 | 3 | 0 | 0 | 0 | 0 | 0 |  | 0 | 0 |  | 0%
2 | 23 | 4 | 0 | 0 | 0 | 0 | 0 |  | 0 | 0 |  | 0%
2 | 23 | 5 | 0 | 0 | 0 | 0 | 0 |  | 0 | 0 |  | 0%
2 | 23 | 6 | 0 | 0 | 0 | 0 | 0 |  | 0 | 0 |  | 0%
2 | 23 | 7 | 108199.416 | 107683.536 | 65986.643 | 10094.039 | 9383.468 |  | 0 | 0 |  | 0.01152%
2 | 23 | 8 | 204074.413 | 215035.945 | 169264.665 | 79804.72 | 18155.803 |  | 0 | 0 |  | 0.02955%
2 | 23 | 9 | 245730.531 | 271458.184 | 242266.295 | 169990.589 | 87043.559 |  | 0 | 0 |  | 0.0423%
2 | 23 | 10 | 261407.023 | 300583.348 | 290721.919 | 236686.157 | 162922.508 |  | 0 | 0 |  | 0.05076%
2 | 23 | 11 | 227543.049 | 272657.466 | 281670.095 | 249939.355 | 194242.86 |  | 0 | 0 |  | 0.04918%
2 | 23 | 12 | 183842.152 | 226384.05 | 247639.589 | 236078.098 | 197911.33 |  | 0 | 0 |  | 0.04323%
2 | 23 | 13 | 155398.541 | 209527.264 | 248005.601 | 251031.165 | 217012.364 |  | 0 | 0 |  | 0.0433%
2 | 23 | 14 | 97885.479 | 149170.083 | 191706.14 | 207270.166 | 187475.937 |  | 0 | 0 |  | 0.03347%
2 | 23 | 15 | 32251.818 | 93273.983 | 164988.834 | 199390.447 | 186378.636 |  | 0 | 0 |  | 0.02881%
2 | 23 | 16 | 10953.593 | 22299.772 | 93676.19 | 145285.695 | 144301.429 |  | 0 | 0 |  | 0.01635%
2 | 23 | 17 | 1653.167 | 1653.167 | 1653.167 | 1653.167 | 1653.167 |  | 0 | 0 |  | 0.0002886%
2 | 23 | 18 | 0 | 0 | 0 | 0 | 0 |  | 0 | 0 |  | 0%
2 | 23 | 19 | 0 | 0 | 0 | 0 | 0 |  | 0 | 0 |  | 0%
2 | 23 | 20 | 0 | 0 | 0 | 0 | 0 |  | 0 | 0 |  | 0%
2 | 23 | 21 | 0 | 0 | 0 | 0 | 0 |  | 0 | 0 |  | 0%
2 | 23 | 22 | 0 | 0 | 0 | 0 | 0 |  | 0 | 0 |  | 0%
2 | 23 | 23 | 0 | 0 | 0 | 0 | 0 |  | 0 | 0 |  | 0%
2 | 24 | 0 | 0 | 0 | 0 | 0 | 0 |  | 0 | 0 |  | 0%
2 | 24 | 1 | 0 | 0 | 0 | 0 | 0 |  | 0 | 0 |  | 0%
2 | 24 | 2 | 0 | 0 | 0 | 0 | 0 |  | 0 | 0 |  | 0%
2 | 24 | 3 | 0 | 0 | 0 | 0 | 0 |  | 0 | 0 |  | 0%
2 | 24 | 4 | 0 | 0 | 0 | 0 | 0 |  | 0 | 0 |  | 0%
2 | 24 | 5 | 0 | 0 | 0 | 0 | 0 |  | 0 | 0 |  | 0%
2 | 24 | 6 | 0 | 0 | 0 | 0 | 0 |  | 0 | 0 |  | 0%
2 | 24 | 7 | 105308.431 | 104691.082 | 63685.341 | 10437.592 | 9491.168 |  | 0 | 0 |  | 0.01112%
2 | 24 | 8 | 197457.216 | 207617.905 | 163916.148 | 79453.52 | 20963.199 |  | 0 | 0 |  | 0.02862%
2 | 24 | 9 | 243092.116 | 268273.5 | 239179.783 | 168403.14 | 88169.444 |  | 0 | 0 |  | 0.04176%
2 | 24 | 10 | 259954.656 | 298558.754 | 288614.369 | 235176.574 | 163212.213 |  | 0 | 0 |  | 0.05039%
2 | 24 | 11 | 253527.538 | 303907.865 | 313915.75 | 278457.455 | 216110.06 |  | 0 | 0 |  | 0.05481%
2 | 24 | 12 | 225765.806 | 285133.629 | 314560.94 | 298724.548 | 245744.583 |  | 0 | 0 |  | 0.05492%
2 | 24 | 13 | 178516.865 | 245258.625 | 292440.848 | 296348.036 | 254991.993 |  | 0 | 0 |  | 0.05106%
2 | 24 | 14 | 108717.21 | 186186.579 | 248721.562 | 271617.978 | 243148.109 |  | 0 | 0 |  | 0.04342%
2 | 24 | 15 | 46379.109 | 80153.849 | 120292.088 | 140379.631 | 132992.423 |  | 0 | 0 |  | 0.021%
2 | 24 | 16 | 21737.981 | 25286.159 | 41509.333 | 53339.515 | 53183.889 |  | 0 | 0 |  | 0.007247%
2 | 24 | 17 | 161.98 | 161.98 | 161.98 | 161.98 | 161.98 |  | 0 | 0 |  | 2.828e-05%
2 | 24 | 18 | 0 | 0 | 0 | 0 | 0 |  | 0 | 0 |  | 0%
2 | 24 | 19 | 0 | 0 | 0 | 0 | 0 |  | 0 | 0 |  | 0%
2 | 24 | 20 | 0 | 0 | 0 | 0 | 0 |  | 0 | 0 |  | 0%
2 | 24 | 21 | 0 | 0 | 0 | 0 | 0 |  | 0 | 0 |  | 0%
2 | 24 | 22 | 0 | 0 | 0 | 0 | 0 |  | 0 | 0 |  | 0%
2 | 24 | 23 | 0 | 0 | 0 | 0 | 0 |  | 0 | 0 |  | 0%
2 | 25 | 0 | 0 | 0 | 0 | 0 | 0 |  | 0 | 0 |  | 0%
2 | 25 | 1 | 0 | 0 | 0 | 0 | 0 |  | 0 | 0 |  | 0%
2 | 25 | 2 | 0 | 0 | 0 | 0 | 0 |  | 0 | 0 |  | 0%
2 | 25 | 3 | 0 | 0 | 0 | 0 | 0 |  | 0 | 0 |  | 0%
2 | 25 | 4 | 0 | 0 | 0 | 0 | 0 |  | 0 | 0 |  | 0%
2 | 25 | 5 | 0 | 0 | 0 | 0 | 0 |  | 0 | 0 |  | 0%
2 | 25 | 6 | 0 | 0 | 0 | 0 | 0 |  | 0 | 0 |  | 0%
2 | 25 | 7 | 53284.465 | 52878.788 | 36215.909 | 15133.406 | 14423.904 |  | 0 | 0 |  | 0.006323%
2 | 25 | 8 | 140431.742 | 146734.437 | 118941.676 | 67229.428 | 30837.64 |  | 0 | 0 |  | 0.02077%
2 | 25 | 9 | 179187.563 | 195104.956 | 176386.362 | 132244.577 | 84155.685 |  | 0 | 0 |  | 0.03079%
2 | 25 | 10 | 155102.557 | 170084.786 | 166114.229 | 145443.555 | 119037.354 |  | 0 | 0 |  | 0.029%
2 | 25 | 11 | 160235.913 | 180140.396 | 184145.8 | 169981.142 | 145729.108 |  | 0 | 0 |  | 0.03215%
2 | 25 | 12 | 150232.03 | 173424.037 | 185226.019 | 178910.25 | 158064.806 |  | 0 | 0 |  | 0.03234%
2 | 25 | 13 | 121367.984 | 143630.878 | 160097.365 | 161558.16 | 147179.363 |  | 0 | 0 |  | 0.02795%
2 | 25 | 14 | 95343.289 | 128642.783 | 157532.965 | 168447.302 | 155211.381 |  | 0 | 0 |  | 0.0275%
2 | 25 | 15 | 50636.238 | 63149.565 | 78092.52 | 85903.504 | 83118.206 |  | 0 | 0 |  | 0.01363%
2 | 25 | 16 | 21045.115 | 21518.993 | 22832.755 | 23758.258 | 23752.036 |  | 0 | 0 |  | 0.003986%
2 | 25 | 17 | 0 | 0 | 0 | 0 | 0 |  | 0 | 0 |  | 0%
2 | 25 | 18 | 0 | 0 | 0 | 0 | 0 |  | 0 | 0 |  | 0%
2 | 25 | 19 | 0 | 0 | 0 | 0 | 0 |  | 0 | 0 |  | 0%
2 | 25 | 20 | 0 | 0 | 0 | 0 | 0 |  | 0 | 0 |  | 0%
2 | 25 | 21 | 0 | 0 | 0 | 0 | 0 |  | 0 | 0 |  | 0%
2 | 25 | 22 | 0 | 0 | 0 | 0 | 0 |  | 0 | 0 |  | 0%
2 | 25 | 23 | 0 | 0 | 0 | 0 | 0 |  | 0 | 0 |  | 0%
2 | 26 | 0 | 0 | 0 | 0 | 0 | 0 |  | 0 | 0 |  | 0%
2 | 26 | 1 | 0 | 0 | 0 | 0 | 0 |  | 0 | 0 |  | 0%
2 | 26 | 2 | 0 | 0 | 0 | 0 | 0 |  | 0 | 0 |  | 0%
2 | 26 | 3 | 0 | 0 | 0 | 0 | 0 |  | 0 | 0 |  | 0%
2 | 26 | 4 | 0 | 0 | 0 | 0 | 0 |  | 0 | 0 |  | 0%
2 | 26 | 5 | 0 | 0 | 0 | 0 | 0 |  | 0 | 0 |  | 0%
2 | 26 | 6 | 0 | 0 | 0 | 0 | 0 |  | 0 | 0 |  | 0%
2 | 26 | 7 | 119334.062 | 118540.308 | 70734.307 | 12204.479 | 10680.068 |  | 0 | 0 |  | 0.01235%
2 | 26 | 8 | 212731.265 | 222796.667 | 176450.706 | 86929.108 | 23756.857 |  | 0 | 0 |  | 0.03081%
2 | 26 | 9 | 254804.857 | 279516.802 | 249877.802 | 178527.047 | 96969.795 |  | 0 | 0 |  | 0.04363%
2 | 26 | 10 | 270015.991 | 308033.532 | 297862.245 | 244392.503 | 172230.94 |  | 0 | 0 |  | 0.052%
2 | 26 | 11 | 261318.131 | 309713.665 | 319182.911 | 285168.967 | 224732.957 |  | 0 | 0 |  | 0.05573%
2 | 26 | 12 | 234399.62 | 292166.193 | 320572.599 | 305613.649 | 254490.033 |  | 0 | 0 |  | 0.05597%
2 | 26 | 13 | 187177.832 | 252666.718 | 298721.666 | 302927.373 | 263295.254 |  | 0 | 0 |  | 0.05215%
2 | 26 | 14 | 116094.684 | 193533.736 | 255514.609 | 278402.065 | 251257.228 |  | 0 | 0 |  | 0.04461%
2 | 26 | 15 | 39741.165 | 107967.675 | 186725.504 | 224736.255 | 211792.623 |  | 0 | 0 |  | 0.0326%
2 | 26 | 16 | 13968.69 | 26407.288 | 93831.455 | 142391.663 | 142433.814 |  | 0 | 0 |  | 0.01638%
2 | 26 | 17 | 1001.054 | 1001.054 | 4139.467 | 7740.45 | 8338.467 |  | 0 | 0 |  | 0.0007227%
2 | 26 | 18 | 0 | 0 | 0 | 0 | 0 |  | 0 | 0 |  | 0%
2 | 26 | 19 | 0 | 0 | 0 | 0 | 0 |  | 0 | 0 |  | 0%
2 | 26 | 20 | 0 | 0 | 0 | 0 | 0 |  | 0 | 0 |  | 0%
2 | 26 | 21 | 0 | 0 | 0 | 0 | 0 |  | 0 | 0 |  | 0%
2 | 26 | 22 | 0 | 0 | 0 | 0 | 0 |  | 0 | 0 |  | 0%
2 | 26 | 23 | 0 | 0 | 0 | 0 | 0 |  | 0 | 0 |  | 0%
2 | 27 | 0 | 0 | 0 | 0 | 0 | 0 |  | 0 | 0 |  | 0%
2 | 27 | 1 | 0 | 0 | 0 | 0 | 0 |  | 0 | 0 |  | 0%
2 | 27 | 2 | 0 | 0 | 0 | 0 | 0 |  | 0 | 0 |  | 0%
2 | 27 | 3 | 0 | 0 | 0 | 0 | 0 |  | 0 | 0 |  | 0%
2 | 27 | 4 | 0 | 0 | 0 | 0 | 0 |  | 0 | 0 |  | 0%
2 | 27 | 5 | 0 | 0 | 0 | 0 | 0 |  | 0 | 0 |  | 0%
2 | 27 | 6 | 0 | 0 | 0 | 0 | 0 |  | 0 | 0 |  | 0%
2 | 27 | 7 | 59660.526 | 59144.543 | 39987.673 | 16958.226 | 15912.369 |  | 0 | 0 |  | 0.006981%
2 | 27 | 8 | 189670.431 | 198157.772 | 157866.02 | 81774.106 | 27879.446 |  | 0 | 0 |  | 0.02756%
2 | 27 | 9 | 235569.88 | 258233.697 | 230562.102 | 165623.254 | 93329.926 |  | 0 | 0 |  | 0.04025%
2 | 27 | 10 | 254377.73 | 290391.596 | 280505.061 | 229908.076 | 163583.006 |  | 0 | 0 |  | 0.04897%
2 | 27 | 11 | 104493.215 | 111785.049 | 113248.333 | 108032.387 | 99174.1 |  | 0 | 0 |  | 0.01977%
2 | 27 | 12 | 182575.872 | 218173.563 | 236277.979 | 226794.685 | 194977.258 |  | 0 | 0 |  | 0.04125%
2 | 27 | 13 | 161128.673 | 213012.216 | 250988.214 | 254693.733 | 222135.877 |  | 0 | 0 |  | 0.04382%
2 | 27 | 14 | 102853.822 | 152663.801 | 195209.714 | 211526.378 | 192670.154 |  | 0 | 0 |  | 0.03408%
2 | 27 | 15 | 49538.294 | 78814.91 | 113757.924 | 131857.278 | 125855.661 |  | 0 | 0 |  | 0.01986%
2 | 27 | 16 | 21232.684 | 26977.334 | 52382.694 | 71055.848 | 71203.814 |  | 0 | 0 |  | 0.009145%
2 | 27 | 17 | 1045.915 | 1045.915 | 1087.139 | 1162.077 | 1178.089 |  | 0 | 0 |  | 0.0001898%
2 | 27 | 18 | 0 | 0 | 0 | 0 | 0 |  | 0 | 0 |  | 0%
2 | 27 | 19 | 0 | 0 | 0 | 0 | 0 |  | 0 | 0 |  | 0%
2 | 27 | 20 | 0 | 0 | 0 | 0 | 0 |  | 0 | 0 |  | 0%
2 | 27 | 21 | 0 | 0 | 0 | 0 | 0 |  | 0 | 0 |  | 0%
2 | 27 | 22 | 0 | 0 | 0 | 0 | 0 |  | 0 | 0 |  | 0%
2 | 27 | 23 | 0 | 0 | 0 | 0 | 0 |  | 0 | 0 |  | 0%
2 | 28 | 0 | 0 | 0 | 0 | 0 | 0 |  | 0 | 0 |  | 0%
2 | 28 | 1 | 0 | 0 | 0 | 0 | 0 |  | 0 | 0 |  | 0%
2 | 28 | 2 | 0 | 0 | 0 | 0 | 0 |  | 0 | 0 |  | 0%
2 | 28 | 3 | 0 | 0 | 0 | 0 | 0 |  | 0 | 0 |  | 0%
2 | 28 | 4 | 0 | 0 | 0 | 0 | 0 |  | 0 | 0 |  | 0%
2 | 28 | 5 | 0 | 0 | 0 | 0 | 0 |  | 0 | 0 |  | 0%
2 | 28 | 6 | 0 | 0 | 0 | 0 | 0 |  | 0 | 0 |  | 0%
2 | 28 | 7 | 90988.397 | 90184.2 | 56803.279 | 17692.848 | 15906.566 |  | 0 | 0 |  | 0.009917%
2 | 28 | 8 | 123254.104 | 127618.633 | 106217.289 | 66860.147 | 38497.55 |  | 0 | 0 |  | 0.01854%
2 | 28 | 9 | 168732.585 | 181753.063 | 165562.516 | 128253.339 | 87585.408 |  | 0 | 0 |  | 0.02891%
2 | 28 | 10 | 178491.406 | 197717.913 | 192317.78 | 165252.551 | 130683.024 |  | 0 | 0 |  | 0.03358%
2 | 28 | 11 | 173269.783 | 196952.996 | 201652.339 | 184767.479 | 155747.245 |  | 0 | 0 |  | 0.03521%
2 | 28 | 12 | 176204.513 | 209796.366 | 226875.346 | 218031.592 | 188098.289 |  | 0 | 0 |  | 0.03961%
2 | 28 | 13 | 151002.879 | 194156.964 | 225920.505 | 229174.736 | 202176.008 |  | 0 | 0 |  | 0.03944%
2 | 28 | 14 | 96713.732 | 131324.363 | 161423.685 | 173114.501 | 159937.923 |  | 0 | 0 |  | 0.02818%
2 | 28 | 15 | 49248.015 | 81037.898 | 118794.2 | 138274.912 | 132061.886 |  | 0 | 0 |  | 0.02074%
2 | 28 | 16 | 22693.321 | 26772.504 | 43713.529 | 56179.003 | 56366.724 |  | 0 | 0 |  | 0.007632%
2 | 28 | 17 | 623.415 | 623.415 | 623.415 | 623.415 | 623.415 |  | 0 | 0 |  | 0.0001088%
2 | 28 | 18 | 0 | 0 | 0 | 0 | 0 |  | 0 | 0 |  | 0%
2 | 28 | 19 | 0 | 0 | 0 | 0 | 0 |  | 0 | 0 |  | 0%
2 | 28 | 20 | 0 | 0 | 0 | 0 | 0 |  | 0 | 0 |  | 0%
2 | 28 | 21 | 0 | 0 | 0 | 0 | 0 |  | 0 | 0 |  | 0%
2 | 28 | 22 | 0 | 0 | 0 | 0 | 0 |  | 0 | 0 |  | 0%
2 | 28 | 23 | 0 | 0 | 0 | 0 | 0 |  | 0 | 0 |  | 0%
3 | 1 | 0 | 0 | 0 | 0 | 0 | 0 |  | 0 | 0 |  | 0%
3 | 1 | 1 | 0 | 0 | 0 | 0 | 0 |  | 0 | 0 |  | 0%
3 | 1 | 2 | 0 | 0 | 0 | 0 | 0 |  | 0 | 0 |  | 0%
3 | 1 | 3 | 0 | 0 | 0 | 0 | 0 |  | 0 | 0 |  | 0%
3 | 1 | 4 | 0 | 0 | 0 | 0 | 0 |  | 0 | 0 |  | 0%
3 | 1 | 5 | 0 | 0 | 0 | 0 | 0 |  | 0 | 0 |  | 0%
3 | 1 | 6 | 0 | 0 | 0 | 0 | 0 |  | 0 | 0 |  | 0%
3 | 1 | 7 | 125623.302 | 122703.39 | 72313.474 | 14953.271 | 12130.549 |  | 0 | 0 |  | 0.01263%
3 | 1 | 8 | 208749.965 | 217045.796 | 172795.336 | 88598.649 | 27562.003 |  | 0 | 0 |  | 0.03017%
3 | 1 | 9 | 253886.517 | 276862.912 | 247165.663 | 178678.753 | 101518.126 |  | 0 | 0 |  | 0.04315%
3 | 1 | 10 | 152934.072 | 166124.913 | 162263.437 | 143541.761 | 120191.28 |  | 0 | 0 |  | 0.02833%
3 | 1 | 11 | 211473.696 | 245577.842 | 252284.984 | 227957.536 | 185995.457 |  | 0 | 0 |  | 0.04405%
3 | 1 | 12 | 189345.483 | 227806.943 | 247453.712 | 237519.445 | 203398.379 |  | 0 | 0 |  | 0.0432%
3 | 1 | 13 | 92366.16 | 101337.941 | 108192.71 | 108972.82 | 103226.366 |  | 0 | 0 |  | 0.01889%
3 | 1 | 14 | 90429.125 | 111001.803 | 129653.097 | 137109.16 | 129125.841 |  | 0 | 0 |  | 0.02264%
3 | 1 | 15 | 53359.145 | 85299.686 | 123386.471 | 143419.294 | 137512.076 |  | 0 | 0 |  | 0.02154%
3 | 1 | 16 | 25179.442 | 27452.338 | 35478.949 | 41396.576 | 41573.27 |  | 0 | 0 |  | 0.006194%
3 | 1 | 17 | 570.294 | 570.294 | 570.294 | 570.294 | 570.294 |  | 0 | 0 |  | 9.957e-05%
3 | 1 | 18 | 0 | 0 | 0 | 0 | 0 |  | 0 | 0 |  | 0%
3 | 1 | 19 | 0 | 0 | 0 | 0 | 0 |  | 0 | 0 |  | 0%
3 | 1 | 20 | 0 | 0 | 0 | 0 | 0 |  | 0 | 0 |  | 0%
3 | 1 | 21 | 0 | 0 | 0 | 0 | 0 |  | 0 | 0 |  | 0%
3 | 1 | 22 | 0 | 0 | 0 | 0 | 0 |  | 0 | 0 |  | 0%
3 | 1 | 23 | 0 | 0 | 0 | 0 | 0 |  | 0 | 0 |  | 0%
3 | 2 | 0 | 0 | 0 | 0 | 0 | 0 |  | 0 | 0 |  | 0%
3 | 2 | 1 | 0 | 0 | 0 | 0 | 0 |  | 0 | 0 |  | 0%
3 | 2 | 2 | 0 | 0 | 0 | 0 | 0 |  | 0 | 0 |  | 0%
3 | 2 | 3 | 0 | 0 | 0 | 0 | 0 |  | 0 | 0 |  | 0%
3 | 2 | 4 | 0 | 0 | 0 | 0 | 0 |  | 0 | 0 |  | 0%
3 | 2 | 5 | 0 | 0 | 0 | 0 | 0 |  | 0 | 0 |  | 0%
3 | 2 | 6 | 0 | 0 | 0 | 0 | 0 |  | 0 | 0 |  | 0%
3 | 2 | 7 | 3484.714 | 3484.714 | 3484.714 | 3484.714 | 3484.714 |  | 0 | 0 |  | 0.0006084%
3 | 2 | 8 | 10935.214 | 10935.214 | 10935.214 | 10935.214 | 10935.214 |  | 0 | 0 |  | 0.001909%
3 | 2 | 9 | 140188.869 | 148533.487 | 137560.273 | 113176.982 | 87396.77 |  | 0 | 0 |  | 0.02402%
3 | 2 | 10 | 73703.459 | 75352.411 | 74859.353 | 72512.544 | 69653.003 |  | 0 | 0 |  | 0.01307%
3 | 2 | 11 | 37022.95 | 37183.731 | 37215.667 | 37100.049 | 36904.612 |  | 0 | 0 |  | 0.006497%
3 | 2 | 12 | 22899.841 | 22899.841 | 22899.841 | 22899.841 | 22899.841 |  | 0 | 0 |  | 0.003998%
3 | 2 | 13 | 21439.435 | 21439.435 | 21439.435 | 21439.435 | 21439.435 |  | 0 | 0 |  | 0.003743%
3 | 2 | 14 | 39873.503 | 40380.472 | 40883.825 | 41088.683 | 40875.025 |  | 0 | 0 |  | 0.007138%
3 | 2 | 15 | 35346.885 | 36071.597 | 36949.872 | 37467.154 | 37320.235 |  | 0 | 0 |  | 0.006451%
3 | 2 | 16 | 25436.798 | 27541.874 | 34481.955 | 39612.354 | 39804.478 |  | 0 | 0 |  | 0.00602%
3 | 2 | 17 | 376.689 | 376.689 | 376.689 | 376.689 | 376.689 |  | 0 | 0 |  | 6.577e-05%
3 | 2 | 18 | 0 | 0 | 0 | 0 | 0 |  | 0 | 0 |  | 0%
3 | 2 | 19 | 0 | 0 | 0 | 0 | 0 |  | 0 | 0 |  | 0%
3 | 2 | 20 | 0 | 0 | 0 | 0 | 0 |  | 0 | 0 |  | 0%
3 | 2 | 21 | 0 | 0 | 0 | 0 | 0 |  | 0 | 0 |  | 0%
3 | 2 | 22 | 0 | 0 | 0 | 0 | 0 |  | 0 | 0 |  | 0%
3 | 2 | 23 | 0 | 0 | 0 | 0 | 0 |  | 0 | 0 |  | 0%
3 | 3 | 0 | 0 | 0 | 0 | 0 | 0 |  | 0 | 0 |  | 0%
3 | 3 | 1 | 0 | 0 | 0 | 0 | 0 |  | 0 | 0 |  | 0%
3 | 3 | 2 | 0 | 0 | 0 | 0 | 0 |  | 0 | 0 |  | 0%
3 | 3 | 3 | 0 | 0 | 0 | 0 | 0 |  | 0 | 0 |  | 0%
3 | 3 | 4 | 0 | 0 | 0 | 0 | 0 |  | 0 | 0 |  | 0%
3 | 3 | 5 | 0 | 0 | 0 | 0 | 0 |  | 0 | 0 |  | 0%
3 | 3 | 6 | 0 | 0 | 0 | 0 | 0 |  | 0 | 0 |  | 0%
3 | 3 | 7 | 24621.178 | 24455.155 | 22810.549 | 20739.709 | 20441.049 |  | 0 | 0 |  | 0.003982%
3 | 3 | 8 | 143484.264 | 147884.392 | 122549.083 | 76652.738 | 43268.866 |  | 0 | 0 |  | 0.0214%
3 | 3 | 9 | 279389.525 | 303873.538 | 271003.988 | 196783.44 | 113711.073 |  | 0 | 0 |  | 0.04731%
3 | 3 | 10 | 298921.307 | 338551.098 | 326575.959 | 269154.54 | 195329.155 |  | 0 | 0 |  | 0.05702%
3 | 3 | 11 | 293902.913 | 347298.337 | 357667.738 | 319666.745 | 253404.367 |  | 0 | 0 |  | 0.06244%
3 | 3 | 12 | 207797.896 | 251484.158 | 273976.262 | 262889.047 | 224274.08 |  | 0 | 0 |  | 0.04783%
3 | 3 | 13 | 162632.941 | 201777.144 | 231548.755 | 235228.397 | 210779.378 |  | 0 | 0 |  | 0.04043%
3 | 3 | 14 | 96682.824 | 118953.708 | 139385.124 | 147752.038 | 139254.205 |  | 0 | 0 |  | 0.02433%
3 | 3 | 15 | 50952.786 | 55220.461 | 60403.425 | 63312.507 | 62521.312 |  | 0 | 0 |  | 0.01055%
3 | 3 | 16 | 22873.369 | 31205.349 | 66128.958 | 92170.495 | 93287.052 |  | 0 | 0 |  | 0.01155%
3 | 3 | 17 | 1823.187 | 1823.187 | 4202.331 | 7580.266 | 8162.441 |  | 0 | 0 |  | 0.0007337%
3 | 3 | 18 | 0 | 0 | 0 | 0 | 0 |  | 0 | 0 |  | 0%
3 | 3 | 19 | 0 | 0 | 0 | 0 | 0 |  | 0 | 0 |  | 0%
3 | 3 | 20 | 0 | 0 | 0 | 0 | 0 |  | 0 | 0 |  | 0%
3 | 3 | 21 | 0 | 0 | 0 | 0 | 0 |  | 0 | 0 |  | 0%
3 | 3 | 22 | 0 | 0 | 0 | 0 | 0 |  | 0 | 0 |  | 0%
3 | 3 | 23 | 0 | 0 | 0 | 0 | 0 |  | 0 | 0 |  | 0%
3 | 4 | 0 | 0 | 0 | 0 | 0 | 0 |  | 0 | 0 |  | 0%
3 | 4 | 1 | 0 | 0 | 0 | 0 | 0 |  | 0 | 0 |  | 0%
3 | 4 | 2 | 0 | 0 | 0 | 0 | 0 |  | 0 | 0 |  | 0%
3 | 4 | 3 | 0 | 0 | 0 | 0 | 0 |  | 0 | 0 |  | 0%
3 | 4 | 4 | 0 | 0 | 0 | 0 | 0 |  | 0 | 0 |  | 0%
3 | 4 | 5 | 0 | 0 | 0 | 0 | 0 |  | 0 | 0 |  | 0%
3 | 4 | 6 | 0 | 0 | 0 | 0 | 0 |  | 0 | 0 |  | 0%
3 | 4 | 7 | 159826.047 | 153351.655 | 89164.332 | 15339.519 | 10671.245 |  | 0 | 0 |  | 0.01557%
3 | 4 | 8 | 237819.521 | 246101.037 | 195737.571 | 100803.473 | 30905.871 |  | 0 | 0 |  | 0.03417%
3 | 4 | 9 | 280385.244 | 304346.651 | 271534.263 | 197612.269 | 114191.197 |  | 0 | 0 |  | 0.04741%
3 | 4 | 10 | 294190.659 | 331939.631 | 320332.917 | 265196.659 | 194256.549 |  | 0 | 0 |  | 0.05593%
3 | 4 | 11 | 286029.492 | 336231.106 | 345934.007 | 310225.758 | 247740.097 |  | 0 | 0 |  | 0.0604%
3 | 4 | 12 | 248183.734 | 305524.003 | 334804.657 | 320597.292 | 270270.862 |  | 0 | 0 |  | 0.05845%
3 | 4 | 13 | 186588.214 | 246548.622 | 291797.055 | 297590.984 | 260888.384 |  | 0 | 0 |  | 0.05094%
3 | 4 | 14 | 85774.157 | 98426.929 | 110282.227 | 115204.053 | 110338.505 |  | 0 | 0 |  | 0.01925%
3 | 4 | 15 | 55745.207 | 71458.259 | 90548.015 | 101203.856 | 98436.098 |  | 0 | 0 |  | 0.01581%
3 | 4 | 16 | 15055.68 | 30816.648 | 101547.451 | 153806.663 | 156359.977 |  | 0 | 0 |  | 0.01773%
3 | 4 | 17 | 2154.142 | 2154.142 | 7681.22 | 15376.275 | 16517.612 |  | 0 | 0 |  | 0.001341%
3 | 4 | 18 | 0 | 0 | 0 | 0 | 0 |  | 0 | 0 |  | 0%
3 | 4 | 19 | 0 | 0 | 0 | 0 | 0 |  | 0 | 0 |  | 0%
3 | 4 | 20 | 0 | 0 | 0 | 0 | 0 |  | 0 | 0 |  | 0%
3 | 4 | 21 | 0 | 0 | 0 | 0 | 0 |  | 0 | 0 |  | 0%
3 | 4 | 22 | 0 | 0 | 0 | 0 | 0 |  | 0 | 0 |  | 0%
3 | 4 | 23 | 0 | 0 | 0 | 0 | 0 |  | 0 | 0 |  | 0%
3 | 5 | 0 | 0 | 0 | 0 | 0 | 0 |  | 0 | 0 |  | 0%
3 | 5 | 1 | 0 | 0 | 0 | 0 | 0 |  | 0 | 0 |  | 0%
3 | 5 | 2 | 0 | 0 | 0 | 0 | 0 |  | 0 | 0 |  | 0%
3 | 5 | 3 | 0 | 0 | 0 | 0 | 0 |  | 0 | 0 |  | 0%
3 | 5 | 4 | 0 | 0 | 0 | 0 | 0 |  | 0 | 0 |  | 0%
3 | 5 | 5 | 0 | 0 | 0 | 0 | 0 |  | 0 | 0 |  | 0%
3 | 5 | 6 | 0 | 0 | 0 | 0 | 0 |  | 0 | 0 |  | 0%
3 | 5 | 7 | 141114.135 | 135366.898 | 79988.106 | 15682.157 | 10830.296 |  | 0 | 0 |  | 0.01396%
3 | 5 | 8 | 215983.281 | 223002.995 | 178179.501 | 94156.435 | 31790.011 |  | 0 | 0 |  | 0.03111%
3 | 5 | 9 | 254769.376 | 275737.12 | 246458.996 | 181060.105 | 107450.424 |  | 0 | 0 |  | 0.04303%
3 | 5 | 10 | 270629.834 | 304650.479 | 293991.336 | 244020.761 | 180155.895 |  | 0 | 0 |  | 0.05133%
3 | 5 | 11 | 265955.662 | 311927.452 | 320800.354 | 288063.474 | 230857.036 |  | 0 | 0 |  | 0.05601%
3 | 5 | 12 | 239903.753 | 295549.422 | 324007.273 | 310399.843 | 261718.091 |  | 0 | 0 |  | 0.05657%
3 | 5 | 13 | 192674.993 | 254803.381 | 301632.792 | 307858.418 | 270306.716 |  | 0 | 0 |  | 0.05266%
3 | 5 | 14 | 124403.736 | 194956.23 | 255648.757 | 280454.118 | 256603.943 |  | 0 | 0 |  | 0.04463%
3 | 5 | 15 | 48156.429 | 112500.338 | 188547.149 | 228367.149 | 218589.864 |  | 0 | 0 |  | 0.03292%
3 | 5 | 16 | 14605.374 | 30428.442 | 99541.605 | 150430.999 | 153258.122 |  | 0 | 0 |  | 0.01738%
3 | 5 | 17 | 2385.271 | 2385.271 | 7964.736 | 16059.696 | 17280.68 |  | 0 | 0 |  | 0.001391%
3 | 5 | 18 | 0 | 0 | 0 | 0 | 0 |  | 0 | 0 |  | 0%
3 | 5 | 19 | 0 | 0 | 0 | 0 | 0 |  | 0 | 0 |  | 0%
3 | 5 | 20 | 0 | 0 | 0 | 0 | 0 |  | 0 | 0 |  | 0%
3 | 5 | 21 | 0 | 0 | 0 | 0 | 0 |  | 0 | 0 |  | 0%
3 | 5 | 22 | 0 | 0 | 0 | 0 | 0 |  | 0 | 0 |  | 0%
3 | 5 | 23 | 0 | 0 | 0 | 0 | 0 |  | 0 | 0 |  | 0%
3 | 6 | 0 | 0 | 0 | 0 | 0 | 0 |  | 0 | 0 |  | 0%
3 | 6 | 1 | 0 | 0 | 0 | 0 | 0 |  | 0 | 0 |  | 0%
3 | 6 | 2 | 0 | 0 | 0 | 0 | 0 |  | 0 | 0 |  | 0%
3 | 6 | 3 | 0 | 0 | 0 | 0 | 0 |  | 0 | 0 |  | 0%
3 | 6 | 4 | 0 | 0 | 0 | 0 | 0 |  | 0 | 0 |  | 0%
3 | 6 | 5 | 0 | 0 | 0 | 0 | 0 |  | 0 | 0 |  | 0%
3 | 6 | 6 | 1135.142 | 1083.04 | 606.96 | 234.865 | 234.865 |  | 0 | 0 |  | 0.000106%
3 | 6 | 7 | 139073.301 | 133369.438 | 80105.016 | 18285.04 | 13040.122 |  | 0 | 0 |  | 0.01399%
3 | 6 | 8 | 217949.831 | 224749.1 | 179232.875 | 95499.05 | 33450.362 |  | 0 | 0 |  | 0.03129%
3 | 6 | 9 | 259701.282 | 280959.859 | 250708.507 | 184194.679 | 110169.404 |  | 0 | 0 |  | 0.04377%
3 | 6 | 10 | 274577.681 | 309513.506 | 298344.981 | 246861.442 | 181967.437 |  | 0 | 0 |  | 0.05209%
3 | 6 | 11 | 267386.544 | 314088.518 | 323119.838 | 289769.102 | 231855.566 |  | 0 | 0 |  | 0.05641%
3 | 6 | 12 | 238483.08 | 293744.472 | 322243.962 | 308805.101 | 260479.478 |  | 0 | 0 |  | 0.05626%
3 | 6 | 13 | 152499.923 | 186519.403 | 212848.052 | 216535.738 | 195533.721 |  | 0 | 0 |  | 0.03716%
3 | 6 | 14 | 112433.654 | 162214.772 | 206687.93 | 225300.679 | 207896.492 |  | 0 | 0 |  | 0.03609%
3 | 6 | 15 | 45641.418 | 103314.219 | 172272.209 | 209067.081 | 200445.106 |  | 0 | 0 |  | 0.03008%
3 | 6 | 16 | 22858.246 | 31095.049 | 62787.344 | 86586.704 | 88112.379 |  | 0 | 0 |  | 0.01096%
3 | 6 | 17 | 3017.078 | 3017.078 | 4445.771 | 6732.026 | 7197.472 |  | 0 | 0 |  | 0.0007762%
3 | 6 | 18 | 0 | 0 | 0 | 0 | 0 |  | 0 | 0 |  | 0%
3 | 6 | 19 | 0 | 0 | 0 | 0 | 0 |  | 0 | 0 |  | 0%
3 | 6 | 20 | 0 | 0 | 0 | 0 | 0 |  | 0 | 0 |  | 0%
3 | 6 | 21 | 0 | 0 | 0 | 0 | 0 |  | 0 | 0 |  | 0%
3 | 6 | 22 | 0 | 0 | 0 | 0 | 0 |  | 0 | 0 |  | 0%
3 | 6 | 23 | 0 | 0 | 0 | 0 | 0 |  | 0 | 0 |  | 0%
3 | 7 | 0 | 0 | 0 | 0 | 0 | 0 |  | 0 | 0 |  | 0%
3 | 7 | 1 | 0 | 0 | 0 | 0 | 0 |  | 0 | 0 |  | 0%
3 | 7 | 2 | 0 | 0 | 0 | 0 | 0 |  | 0 | 0 |  | 0%
3 | 7 | 3 | 0 | 0 | 0 | 0 | 0 |  | 0 | 0 |  | 0%
3 | 7 | 4 | 0 | 0 | 0 | 0 | 0 |  | 0 | 0 |  | 0%
3 | 7 | 5 | 0 | 0 | 0 | 0 | 0 |  | 0 | 0 |  | 0%
3 | 7 | 6 | 671.231 | 641.439 | 355.149 | 151.443 | 151.443 |  | 0 | 0 |  | 6.2e-05%
3 | 7 | 7 | 117774.761 | 113065.22 | 70421.414 | 20566.348 | 15645.264 |  | 0 | 0 |  | 0.01229%
3 | 7 | 8 | 136321.118 | 139615.8 | 116509.302 | 75646.809 | 45319.415 |  | 0 | 0 |  | 0.02034%
3 | 7 | 9 | 237541.363 | 256104.582 | 229157.659 | 170336.191 | 105172.331 |  | 0 | 0 |  | 0.04001%
3 | 7 | 10 | 192543.567 | 211355.069 | 205207.62 | 177487.642 | 143431.266 |  | 0 | 0 |  | 0.03583%
3 | 7 | 11 | 253318.408 | 296065.885 | 304313.697 | 273777.827 | 220717.764 |  | 0 | 0 |  | 0.05313%
3 | 7 | 12 | 227036.894 | 277823.731 | 304106.865 | 291902.931 | 247606.986 |  | 0 | 0 |  | 0.05309%
3 | 7 | 13 | 184885.772 | 240951.758 | 283838.98 | 290032.369 | 256297.503 |  | 0 | 0 |  | 0.04955%
3 | 7 | 14 | 120330.305 | 184829.713 | 241696.568 | 265572.102 | 243878.263 |  | 0 | 0 |  | 0.0422%
3 | 7 | 15 | 49795.877 | 107711.423 | 176999.691 | 214228.953 | 205946.715 |  | 0 | 0 |  | 0.0309%
3 | 7 | 16 | 12408.155 | 27214.273 | 88852.302 | 134768.883 | 137964.093 |  | 0 | 0 |  | 0.01551%
3 | 7 | 17 | 3498.589 | 3498.589 | 8572.998 | 16664.155 | 18129.646 |  | 0 | 0 |  | 0.001497%
3 | 7 | 18 | 0 | 0 | 0 | 0 | 0 |  | 0 | 0 |  | 0%
3 | 7 | 19 | 0 | 0 | 0 | 0 | 0 |  | 0 | 0 |  | 0%
3 | 7 | 20 | 0 | 0 | 0 | 0 | 0 |  | 0 | 0 |  | 0%
3 | 7 | 21 | 0 | 0 | 0 | 0 | 0 |  | 0 | 0 |  | 0%
3 | 7 | 22 | 0 | 0 | 0 | 0 | 0 |  | 0 | 0 |  | 0%
3 | 7 | 23 | 0 | 0 | 0 | 0 | 0 |  | 0 | 0 |  | 0%
3 | 8 | 0 | 0 | 0 | 0 | 0 | 0 |  | 0 | 0 |  | 0%
3 | 8 | 1 | 0 | 0 | 0 | 0 | 0 |  | 0 | 0 |  | 0%
3 | 8 | 2 | 0 | 0 | 0 | 0 | 0 |  | 0 | 0 |  | 0%
3 | 8 | 3 | 0 | 0 | 0 | 0 | 0 |  | 0 | 0 |  | 0%
3 | 8 | 4 | 0 | 0 | 0 | 0 | 0 |  | 0 | 0 |  | 0%
3 | 8 | 5 | 0 | 0 | 0 | 0 | 0 |  | 0 | 0 |  | 0%
3 | 8 | 6 | 0 | 0 | 0 | 0 | 0 |  | 0 | 0 |  | 0%
3 | 8 | 7 | 35773.243 | 35112.243 | 29618.162 | 22994.152 | 21910.369 |  | 0 | 0 |  | 0.005171%
3 | 8 | 8 | 151735.561 | 155481.209 | 127748.408 | 79118.111 | 43018.84 |  | 0 | 0 |  | 0.0223%
3 | 8 | 9 | 181032.354 | 192780.604 | 175416.646 | 138509.844 | 99182.134 |  | 0 | 0 |  | 0.03063%
3 | 8 | 10 | 185089.709 | 202511.215 | 196707.947 | 170930.567 | 139588.964 |  | 0 | 0 |  | 0.03434%
3 | 8 | 11 | 197650.136 | 223791.59 | 228881.638 | 210086.886 | 177977.021 |  | 0 | 0 |  | 0.03996%
3 | 8 | 12 | 209001.959 | 252499.928 | 275274.661 | 264851.397 | 226879.06 |  | 0 | 0 |  | 0.04806%
3 | 8 | 13 | 162846.416 | 205378.857 | 238434.277 | 243424.576 | 217626.772 |  | 0 | 0 |  | 0.04163%
3 | 8 | 14 | 108725.879 | 145612.946 | 179464.303 | 194026.326 | 181166.719 |  | 0 | 0 |  | 0.03133%
3 | 8 | 15 | 57819.753 | 80144.986 | 107480.011 | 122895.101 | 119624.153 |  | 0 | 0 |  | 0.01876%
3 | 8 | 16 | 19125.015 | 30192.538 | 71894.492 | 103369.047 | 105819.567 |  | 0 | 0 |  | 0.01255%
3 | 8 | 17 | 3776.679 | 3776.679 | 7033.763 | 12367.484 | 13400.566 |  | 0 | 0 |  | 0.001228%
3 | 8 | 18 | 0 | 0 | 0 | 0 | 0 |  | 0 | 0 |  | 0%
3 | 8 | 19 | 0 | 0 | 0 | 0 | 0 |  | 0 | 0 |  | 0%
3 | 8 | 20 | 0 | 0 | 0 | 0 | 0 |  | 0 | 0 |  | 0%
3 | 8 | 21 | 0 | 0 | 0 | 0 | 0 |  | 0 | 0 |  | 0%
3 | 8 | 22 | 0 | 0 | 0 | 0 | 0 |  | 0 | 0 |  | 0%
3 | 8 | 23 | 0 | 0 | 0 | 0 | 0 |  | 0 | 0 |  | 0%
3 | 9 | 0 | 0 | 0 | 0 | 0 | 0 |  | 0 | 0 |  | 0%
3 | 9 | 1 | 0 | 0 | 0 | 0 | 0 |  | 0 | 0 |  | 0%
3 | 9 | 2 | 0 | 0 | 0 | 0 | 0 |  | 0 | 0 |  | 0%
3 | 9 | 3 | 0 | 0 | 0 | 0 | 0 |  | 0 | 0 |  | 0%
3 | 9 | 4 | 0 | 0 | 0 | 0 | 0 |  | 0 | 0 |  | 0%
3 | 9 | 5 | 0 | 0 | 0 | 0 | 0 |  | 0 | 0 |  | 0%
3 | 9 | 6 | 0 | 0 | 0 | 0 | 0 |  | 0 | 0 |  | 0%
3 | 9 | 7 | 832.341 | 832.341 | 832.341 | 832.341 | 832.341 |  | 0 | 0 |  | 0.0001453%
3 | 9 | 8 | 57651.374 | 58041.845 | 54996.18 | 49980.497 | 46224.351 |  | 0 | 0 |  | 0.009602%
3 | 9 | 9 | 161355.956 | 170569.11 | 156686.087 | 127598.772 | 97480.249 |  | 0 | 0 |  | 0.02736%
3 | 9 | 10 | 242940.557 | 270478.194 | 261149.944 | 220080.53 | 170022.769 |  | 0 | 0 |  | 0.04559%
3 | 9 | 11 | 235986.149 | 271856.871 | 278822.267 | 253039.823 | 208906.19 |  | 0 | 0 |  | 0.04868%
3 | 9 | 12 | 265593.509 | 325512.314 | 356873.9 | 342767.986 | 290698.942 |  | 0 | 0 |  | 0.06231%
3 | 9 | 13 | 216213.18 | 282759.144 | 334236.438 | 342262.408 | 302609.105 |  | 0 | 0 |  | 0.05835%
3 | 9 | 14 | 141610.436 | 217842.335 | 285490.844 | 314548.25 | 289643.812 |  | 0 | 0 |  | 0.04984%
3 | 9 | 15 | 55238.616 | 127600.096 | 214491.824 | 261670.957 | 252274.87 |  | 0 | 0 |  | 0.03745%
3 | 9 | 16 | 13089.91 | 33240.764 | 115378.104 | 176744.134 | 181838.1 |  | 0 | 0 |  | 0.02014%
3 | 9 | 17 | 4489.607 | 4489.607 | 15088.17 | 32257.97 | 34531.422 |  | 0 | 0 |  | 0.002634%
3 | 9 | 18 | 0 | 0 | 0 | 0 | 0 |  | 0 | 0 |  | 0%
3 | 9 | 19 | 0 | 0 | 0 | 0 | 0 |  | 0 | 0 |  | 0%
3 | 9 | 20 | 0 | 0 | 0 | 0 | 0 |  | 0 | 0 |  | 0%
3 | 9 | 21 | 0 | 0 | 0 | 0 | 0 |  | 0 | 0 |  | 0%
3 | 9 | 22 | 0 | 0 | 0 | 0 | 0 |  | 0 | 0 |  | 0%
3 | 9 | 23 | 0 | 0 | 0 | 0 | 0 |  | 0 | 0 |  | 0%
3 | 10 | 0 | 0 | 0 | 0 | 0 | 0 |  | 0 | 0 |  | 0%
3 | 10 | 1 | 0 | 0 | 0 | 0 | 0 |  | 0 | 0 |  | 0%
3 | 10 | 2 | 0 | 0 | 0 | 0 | 0 |  | 0 | 0 |  | 0%
3 | 10 | 3 | 0 | 0 | 0 | 0 | 0 |  | 0 | 0 |  | 0%
3 | 10 | 4 | 0 | 0 | 0 | 0 | 0 |  | 0 | 0 |  | 0%
3 | 10 | 5 | 0 | 0 | 0 | 0 | 0 |  | 0 | 0 |  | 0%
3 | 10 | 6 | 10331.081 | 9231.173 | 3467.551 | 888.385 | 888.385 |  | 0 | 0 |  | 0.0006054%
3 | 10 | 7 | 161775.606 | 154360.495 | 92869.344 | 19991.789 | 11506.163 |  | 0 | 0 |  | 0.01621%
3 | 10 | 8 | 235906.304 | 241675.246 | 193283.935 | 106027.127 | 40174.542 |  | 0 | 0 |  | 0.03375%
3 | 10 | 9 | 278725.24 | 299498.731 | 267468.236 | 199274.178 | 123335.701 |  | 0 | 0 |  | 0.0467%
3 | 10 | 10 | 293083.797 | 327666.581 | 315785.827 | 263551.071 | 198999.256 |  | 0 | 0 |  | 0.05513%
3 | 10 | 11 | 283121.623 | 329115.87 | 337949.827 | 305055.511 | 247885.119 |  | 0 | 0 |  | 0.059%
3 | 10 | 12 | 252225.535 | 307560.244 | 336451.511 | 323694.309 | 275883.154 |  | 0 | 0 |  | 0.05874%
3 | 10 | 13 | 204796.448 | 266598.091 | 314206.445 | 321866.135 | 285680.567 |  | 0 | 0 |  | 0.05486%
3 | 10 | 14 | 134619.048 | 205541.598 | 268371.56 | 295433.852 | 272932.792 |  | 0 | 0 |  | 0.04685%
3 | 10 | 15 | 54844.105 | 120007.297 | 197595.205 | 239585.272 | 231734.392 |  | 0 | 0 |  | 0.0345%
3 | 10 | 16 | 24953.387 | 34119.482 | 66214.672 | 90497.16 | 92732.704 |  | 0 | 0 |  | 0.01156%
3 | 10 | 17 | 4835.982 | 4835.982 | 14062.359 | 29478.829 | 31782.215 |  | 0 | 0 |  | 0.002455%
3 | 10 | 18 | 0 | 0 | 0 | 0 | 0 |  | 0 | 0 |  | 0%
3 | 10 | 19 | 0 | 0 | 0 | 0 | 0 |  | 0 | 0 |  | 0%
3 | 10 | 20 | 0 | 0 | 0 | 0 | 0 |  | 0 | 0 |  | 0%
3 | 10 | 21 | 0 | 0 | 0 | 0 | 0 |  | 0 | 0 |  | 0%
3 | 10 | 22 | 0 | 0 | 0 | 0 | 0 |  | 0 | 0 |  | 0%
3 | 10 | 23 | 0 | 0 | 0 | 0 | 0 |  | 0 | 0 |  | 0%
3 | 11 | 0 | 0 | 0 | 0 | 0 | 0 |  | 0 | 0 |  | 0%
3 | 11 | 1 | 0 | 0 | 0 | 0 | 0 |  | 0 | 0 |  | 0%
3 | 11 | 2 | 0 | 0 | 0 | 0 | 0 |  | 0 | 0 |  | 0%
3 | 11 | 3 | 0 | 0 | 0 | 0 | 0 |  | 0 | 0 |  | 0%
3 | 11 | 4 | 0 | 0 | 0 | 0 | 0 |  | 0 | 0 |  | 0%
3 | 11 | 5 | 0 | 0 | 0 | 0 | 0 |  | 0 | 0 |  | 0%
3 | 11 | 6 | 4349.413 | 4056.888 | 3135.361 | 2787.124 | 2787.124 |  | 0 | 0 |  | 0.0005474%
3 | 11 | 7 | 125444.181 | 119725.774 | 74794.772 | 21546.151 | 14355.873 |  | 0 | 0 |  | 0.01306%
3 | 11 | 8 | 182028.691 | 185906.368 | 151390.704 | 91007.664 | 45592.939 |  | 0 | 0 |  | 0.02643%
3 | 11 | 9 | 219622.471 | 234503.402 | 211111.011 | 162084.687 | 109379.609 |  | 0 | 0 |  | 0.03686%
3 | 11 | 10 | 225742.931 | 249087.244 | 240901.334 | 205596.861 | 162788.174 |  | 0 | 0 |  | 0.04206%
3 | 11 | 11 | 202642.332 | 227699.347 | 232554.331 | 214529.917 | 183685.671 |  | 0 | 0 |  | 0.0406%
3 | 11 | 12 | 151011.63 | 169262.1 | 179044.07 | 174781.55 | 158893.761 |  | 0 | 0 |  | 0.03126%
3 | 11 | 13 | 137036.35 | 158747.674 | 175999.604 | 178917.692 | 165859.564 |  | 0 | 0 |  | 0.03073%
3 | 11 | 14 | 87847.379 | 99825.156 | 111503.449 | 116737.938 | 112508.713 |  | 0 | 0 |  | 0.01947%
3 | 11 | 15 | 50833.124 | 56551.286 | 63737.416 | 68083.06 | 67310.249 |  | 0 | 0 |  | 0.01113%
3 | 11 | 16 | 22450.556 | 22786.654 | 23494.623 | 24037.065 | 24095.961 |  | 0 | 0 |  | 0.004102%
3 | 11 | 17 | 2234.904 | 2234.904 | 2234.904 | 2234.904 | 2234.904 |  | 0 | 0 |  | 0.0003902%
3 | 11 | 18 | 0 | 0 | 0 | 0 | 0 |  | 0 | 0 |  | 0%
3 | 11 | 19 | 0 | 0 | 0 | 0 | 0 |  | 0 | 0 |  | 0%
3 | 11 | 20 | 0 | 0 | 0 | 0 | 0 |  | 0 | 0 |  | 0%
3 | 11 | 21 | 0 | 0 | 0 | 0 | 0 |  | 0 | 0 |  | 0%
3 | 11 | 22 | 0 | 0 | 0 | 0 | 0 |  | 0 | 0 |  | 0%
3 | 11 | 23 | 0 | 0 | 0 | 0 | 0 |  | 0 | 0 |  | 0%
3 | 12 | 0 | 0 | 0 | 0 | 0 | 0 |  | 0 | 0 |  | 0%
3 | 12 | 1 | 0 | 0 | 0 | 0 | 0 |  | 0 | 0 |  | 0%
3 | 12 | 2 | 0 | 0 | 0 | 0 | 0 |  | 0 | 0 |  | 0%
3 | 12 | 3 | 0 | 0 | 0 | 0 | 0 |  | 0 | 0 |  | 0%
3 | 12 | 4 | 0 | 0 | 0 | 0 | 0 |  | 0 | 0 |  | 0%
3 | 12 | 5 | 0 | 0 | 0 | 0 | 0 |  | 0 | 0 |  | 0%
3 | 12 | 6 | 0 | 0 | 0 | 0 | 0 |  | 0 | 0 |  | 0%
3 | 12 | 7 | 10557.511 | 10557.511 | 10557.511 | 10557.511 | 10557.511 |  | 0 | 0 |  | 0.001843%
3 | 12 | 8 | 35965.129 | 36018.396 | 35515.359 | 34750.764 | 34172.519 |  | 0 | 0 |  | 0.006201%
3 | 12 | 9 | 59117.034 | 59668.559 | 58785.843 | 56985.147 | 55268.531 |  | 0 | 0 |  | 0.01026%
3 | 12 | 10 | 55918.002 | 56508.787 | 56296.869 | 55406.277 | 54358.052 |  | 0 | 0 |  | 0.009829%
3 | 12 | 11 | 68069.625 | 69403.29 | 69663.956 | 68699.189 | 67073.35 |  | 0 | 0 |  | 0.01216%
3 | 12 | 12 | 65613.262 | 67076.964 | 67871.002 | 67530.729 | 66255.23 |  | 0 | 0 |  | 0.01185%
3 | 12 | 13 | 66635.25 | 68551.978 | 70099.519 | 70372.149 | 69210.407 |  | 0 | 0 |  | 0.01224%
3 | 12 | 14 | 80677.084 | 89785.104 | 98822.57 | 102922.306 | 99709.828 |  | 0 | 0 |  | 0.01725%
3 | 12 | 15 | 39404.252 | 40252.897 | 41338.798 | 42025.818 | 41911.427 |  | 0 | 0 |  | 0.007217%
3 | 12 | 16 | 16509.63 | 16509.63 | 16509.63 | 16509.63 | 16509.63 |  | 0 | 0 |  | 0.002882%
3 | 12 | 17 | 6768.111 | 6768.111 | 12189.79 | 21609.197 | 23378.1 |  | 0 | 0 |  | 0.002128%
3 | 12 | 18 | 0 | 0 | 0 | 0 | 0 |  | 0 | 0 |  | 0%
3 | 12 | 19 | 0 | 0 | 0 | 0 | 0 |  | 0 | 0 |  | 0%
3 | 12 | 20 | 0 | 0 | 0 | 0 | 0 |  | 0 | 0 |  | 0%
3 | 12 | 21 | 0 | 0 | 0 | 0 | 0 |  | 0 | 0 |  | 0%
3 | 12 | 22 | 0 | 0 | 0 | 0 | 0 |  | 0 | 0 |  | 0%
3 | 12 | 23 | 0 | 0 | 0 | 0 | 0 |  | 0 | 0 |  | 0%
3 | 13 | 0 | 0 | 0 | 0 | 0 | 0 |  | 0 | 0 |  | 0%
3 | 13 | 1 | 0 | 0 | 0 | 0 | 0 |  | 0 | 0 |  | 0%
3 | 13 | 2 | 0 | 0 | 0 | 0 | 0 |  | 0 | 0 |  | 0%
3 | 13 | 3 | 0 | 0 | 0 | 0 | 0 |  | 0 | 0 |  | 0%
3 | 13 | 4 | 0 | 0 | 0 | 0 | 0 |  | 0 | 0 |  | 0%
3 | 13 | 5 | 0 | 0 | 0 | 0 | 0 |  | 0 | 0 |  | 0%
3 | 13 | 6 | 9569.482 | 8614.706 | 4093.96 | 2193.524 | 2193.524 |  | 0 | 0 |  | 0.0007148%
3 | 13 | 7 | 13618.432 | 13618.432 | 13618.432 | 13618.432 | 13618.432 |  | 0 | 0 |  | 0.002378%
3 | 13 | 8 | 72064.717 | 72634.364 | 66848.79 | 57560.74 | 50598.584 |  | 0 | 0 |  | 0.01167%
3 | 13 | 9 | 259448.809 | 276879.752 | 248246.17 | 187895.173 | 121731.575 |  | 0 | 0 |  | 0.04334%
3 | 13 | 10 | 274299.023 | 304180.813 | 293378.366 | 247201.22 | 190402.218 |  | 0 | 0 |  | 0.05122%
3 | 13 | 11 | 266373.995 | 307219.391 | 314994.985 | 285855.6 | 234734.203 |  | 0 | 0 |  | 0.05499%
3 | 13 | 12 | 238183.392 | 286859.107 | 312436.881 | 301763.59 | 260200.043 |  | 0 | 0 |  | 0.05455%
3 | 13 | 13 | 194461.49 | 248867.866 | 291214.947 | 298752.39 | 267706.526 |  | 0 | 0 |  | 0.05084%
3 | 13 | 14 | 129860.096 | 192538.468 | 249442.168 | 274754.574 | 255575.599 |  | 0 | 0 |  | 0.04355%
3 | 13 | 15 | 59365.538 | 96087.16 | 141248.246 | 167227.441 | 163225.23 |  | 0 | 0 |  | 0.02466%
3 | 13 | 16 | 11254.403 | 29885.607 | 100120.477 | 152762.455 | 158522.901 |  | 0 | 0 |  | 0.01748%
3 | 13 | 17 | 6163.156 | 6163.156 | 15710.297 | 32798.396 | 35407.347 |  | 0 | 0 |  | 0.002743%
3 | 13 | 18 | 0 | 0 | 0 | 0 | 0 |  | 0 | 0 |  | 0%
3 | 13 | 19 | 0 | 0 | 0 | 0 | 0 |  | 0 | 0 |  | 0%
3 | 13 | 20 | 0 | 0 | 0 | 0 | 0 |  | 0 | 0 |  | 0%
3 | 13 | 21 | 0 | 0 | 0 | 0 | 0 |  | 0 | 0 |  | 0%
3 | 13 | 22 | 0 | 0 | 0 | 0 | 0 |  | 0 | 0 |  | 0%
3 | 13 | 23 | 0 | 0 | 0 | 0 | 0 |  | 0 | 0 |  | 0%
3 | 14 | 0 | 0 | 0 | 0 | 0 | 0 |  | 0 | 0 |  | 0%
3 | 14 | 1 | 0 | 0 | 0 | 0 | 0 |  | 0 | 0 |  | 0%
3 | 14 | 2 | 0 | 0 | 0 | 0 | 0 |  | 0 | 0 |  | 0%
3 | 14 | 3 | 0 | 0 | 0 | 0 | 0 |  | 0 | 0 |  | 0%
3 | 14 | 4 | 0 | 0 | 0 | 0 | 0 |  | 0 | 0 |  | 0%
3 | 14 | 5 | 0 | 0 | 0 | 0 | 0 |  | 0 | 0 |  | 0%
3 | 14 | 6 | 11756.141 | 10413.791 | 4401.978 | 1898.811 | 1898.811 |  | 0 | 0 |  | 0.0007685%
3 | 14 | 7 | 58186.856 | 56327.689 | 43788.955 | 28703.756 | 25480.418 |  | 0 | 0 |  | 0.007645%
3 | 14 | 8 | 175004.176 | 177896.416 | 145973.157 | 91624.694 | 50624.339 |  | 0 | 0 |  | 0.02549%
3 | 14 | 9 | 156975.047 | 164292.602 | 152067.043 | 127242.812 | 102011.934 |  | 0 | 0 |  | 0.02655%
3 | 14 | 10 | 222753.056 | 244541.283 | 236479.291 | 202966.875 | 162931.386 |  | 0 | 0 |  | 0.04129%
3 | 14 | 11 | 195522.051 | 218334.767 | 222755.913 | 206310.419 | 178288.093 |  | 0 | 0 |  | 0.03889%
3 | 14 | 12 | 186976.421 | 216051.971 | 231782.06 | 225311.581 | 200257.956 |  | 0 | 0 |  | 0.04047%
3 | 14 | 13 | 181121.21 | 228780.906 | 266756.985 | 273815.143 | 246154.484 |  | 0 | 0 |  | 0.04657%
3 | 14 | 14 | 130377.062 | 192438.351 | 249794.047 | 275822.05 | 256706.18 |  | 0 | 0 |  | 0.04361%
3 | 14 | 15 | 61292.998 | 79725.337 | 102911.327 | 116758.836 | 114769.627 |  | 0 | 0 |  | 0.01797%
3 | 14 | 16 | 10455.226 | 29464.042 | 99402.013 | 152770.668 | 159034.846 |  | 0 | 0 |  | 0.01735%
3 | 14 | 17 | 6254.683 | 6254.683 | 11076.09 | 19746.924 | 21370.633 |  | 0 | 0 |  | 0.001934%
3 | 14 | 18 | 0 | 0 | 0 | 0 | 0 |  | 0 | 0 |  | 0%
3 | 14 | 19 | 0 | 0 | 0 | 0 | 0 |  | 0 | 0 |  | 0%
3 | 14 | 20 | 0 | 0 | 0 | 0 | 0 |  | 0 | 0 |  | 0%
3 | 14 | 21 | 0 | 0 | 0 | 0 | 0 |  | 0 | 0 |  | 0%
3 | 14 | 22 | 0 | 0 | 0 | 0 | 0 |  | 0 | 0 |  | 0%
3 | 14 | 23 | 0 | 0 | 0 | 0 | 0 |  | 0 | 0 |  | 0%
3 | 15 | 0 | 0 | 0 | 0 | 0 | 0 |  | 0 | 0 |  | 0%
3 | 15 | 1 | 0 | 0 | 0 | 0 | 0 |  | 0 | 0 |  | 0%
3 | 15 | 2 | 0 | 0 | 0 | 0 | 0 |  | 0 | 0 |  | 0%
3 | 15 | 3 | 0 | 0 | 0 | 0 | 0 |  | 0 | 0 |  | 0%
3 | 15 | 4 | 0 | 0 | 0 | 0 | 0 |  | 0 | 0 |  | 0%
3 | 15 | 5 | 0 | 0 | 0 | 0 | 0 |  | 0 | 0 |  | 0%
3 | 15 | 6 | 0 | 0 | 0 | 0 | 0 |  | 0 | 0 |  | 0%
3 | 15 | 7 | 2393.287 | 2393.287 | 2393.287 | 2393.287 | 2393.287 |  | 0 | 0 |  | 0.0004178%
3 | 15 | 8 | 24602.791 | 24606.156 | 24566.106 | 24506.103 | 24461.296 |  | 0 | 0 |  | 0.004289%
3 | 15 | 9 | 10019.314 | 10019.314 | 10019.314 | 10019.314 | 10019.314 |  | 0 | 0 |  | 0.001749%
3 | 15 | 10 | 84644.627 | 86465.899 | 85777.355 | 82981.029 | 79712.133 |  | 0 | 0 |  | 0.01498%
3 | 15 | 11 | 71908.525 | 73369.419 | 73654.457 | 72596.908 | 70815.54 |  | 0 | 0 |  | 0.01286%
3 | 15 | 12 | 122987.335 | 132749.036 | 138094.793 | 135936.331 | 127517.672 |  | 0 | 0 |  | 0.02411%
3 | 15 | 13 | 111675.265 | 122678.426 | 131653.074 | 133393.686 | 126898.197 |  | 0 | 0 |  | 0.02299%
3 | 15 | 14 | 66977.02 | 69977.572 | 73033.49 | 74469.46 | 73446.112 |  | 0 | 0 |  | 0.01275%
3 | 15 | 15 | 54629.231 | 61198.97 | 69607.139 | 74823.159 | 74130.951 |  | 0 | 0 |  | 0.01215%
3 | 15 | 16 | 29525.937 | 35368.74 | 52106.657 | 65131.755 | 66819.29 |  | 0 | 0 |  | 0.009097%
3 | 15 | 17 | 4164.528 | 4164.528 | 4164.528 | 4164.528 | 4164.528 |  | 0 | 0 |  | 0.0007271%
3 | 15 | 18 | 0 | 0 | 0 | 0 | 0 |  | 0 | 0 |  | 0%
3 | 15 | 19 | 0 | 0 | 0 | 0 | 0 |  | 0 | 0 |  | 0%
3 | 15 | 20 | 0 | 0 | 0 | 0 | 0 |  | 0 | 0 |  | 0%
3 | 15 | 21 | 0 | 0 | 0 | 0 | 0 |  | 0 | 0 |  | 0%
3 | 15 | 22 | 0 | 0 | 0 | 0 | 0 |  | 0 | 0 |  | 0%
3 | 15 | 23 | 0 | 0 | 0 | 0 | 0 |  | 0 | 0 |  | 0%
3 | 16 | 0 | 0 | 0 | 0 | 0 | 0 |  | 0 | 0 |  | 0%
3 | 16 | 1 | 0 | 0 | 0 | 0 | 0 |  | 0 | 0 |  | 0%
3 | 16 | 2 | 0 | 0 | 0 | 0 | 0 |  | 0 | 0 |  | 0%
3 | 16 | 3 | 0 | 0 | 0 | 0 | 0 |  | 0 | 0 |  | 0%
3 | 16 | 4 | 0 | 0 | 0 | 0 | 0 |  | 0 | 0 |  | 0%
3 | 16 | 5 | 0 | 0 | 0 | 0 | 0 |  | 0 | 0 |  | 0%
3 | 16 | 6 | 1252.73 | 1252.73 | 1252.73 | 1252.73 | 1252.73 |  | 0 | 0 |  | 0.0002187%
3 | 16 | 7 | 142682.508 | 135622.573 | 89392.404 | 33642.632 | 22863.66 |  | 0 | 0 |  | 0.01561%
3 | 16 | 8 | 87841.019 | 88477.042 | 80192.009 | 66964.657 | 57096.89 |  | 0 | 0 |  | 0.014%
3 | 16 | 9 | 84361.104 | 85704.651 | 83364.142 | 78707.305 | 74208.959 |  | 0 | 0 |  | 0.01455%
3 | 16 | 10 | 115988.904 | 121012.808 | 119080.677 | 111313.581 | 102238.776 |  | 0 | 0 |  | 0.02079%
3 | 16 | 11 | 101613.592 | 104933.173 | 105580.344 | 103177.534 | 99127.668 |  | 0 | 0 |  | 0.01843%
3 | 16 | 12 | 113919.138 | 121975.48 | 126414.797 | 124658.792 | 117725.805 |  | 0 | 0 |  | 0.02207%
3 | 16 | 13 | 100431.81 | 108724.813 | 115539.222 | 116904.684 | 112028.969 |  | 0 | 0 |  | 0.02017%
3 | 16 | 14 | 122900.001 | 163814.303 | 203204.721 | 221608.51 | 208937.3 |  | 0 | 0 |  | 0.03548%
3 | 16 | 15 | 65921.966 | 98351.597 | 138917.428 | 162941.243 | 160033.172 |  | 0 | 0 |  | 0.02425%
3 | 16 | 16 | 30278.426 | 35946.75 | 51545.007 | 63737.752 | 65408.629 |  | 0 | 0 |  | 0.008999%
3 | 16 | 17 | 7397.737 | 7397.737 | 7729.67 | 8283.439 | 8460.461 |  | 0 | 0 |  | 0.00135%
3 | 16 | 18 | 0 | 0 | 0 | 0 | 0 |  | 0 | 0 |  | 0%
3 | 16 | 19 | 0 | 0 | 0 | 0 | 0 |  | 0 | 0 |  | 0%
3 | 16 | 20 | 0 | 0 | 0 | 0 | 0 |  | 0 | 0 |  | 0%
3 | 16 | 21 | 0 | 0 | 0 | 0 | 0 |  | 0 | 0 |  | 0%
3 | 16 | 22 | 0 | 0 | 0 | 0 | 0 |  | 0 | 0 |  | 0%
3 | 16 | 23 | 0 | 0 | 0 | 0 | 0 |  | 0 | 0 |  | 0%
3 | 17 | 0 | 0 | 0 | 0 | 0 | 0 |  | 0 | 0 |  | 0%
3 | 17 | 1 | 0 | 0 | 0 | 0 | 0 |  | 0 | 0 |  | 0%
3 | 17 | 2 | 0 | 0 | 0 | 0 | 0 |  | 0 | 0 |  | 0%
3 | 17 | 3 | 0 | 0 | 0 | 0 | 0 |  | 0 | 0 |  | 0%
3 | 17 | 4 | 0 | 0 | 0 | 0 | 0 |  | 0 | 0 |  | 0%
3 | 17 | 5 | 0 | 0 | 0 | 0 | 0 |  | 0 | 0 |  | 0%
3 | 17 | 6 | 0 | 0 | 0 | 0 | 0 |  | 0 | 0 |  | 0%
3 | 17 | 7 | 2518.036 | 2518.036 | 2518.036 | 2518.036 | 2518.036 |  | 0 | 0 |  | 0.0004396%
3 | 17 | 8 | 22277.061 | 22277.061 | 22277.061 | 22277.061 | 22277.061 |  | 0 | 0 |  | 0.003889%
3 | 17 | 9 | 87148 | 89084.201 | 85635.336 | 78798.435 | 72312.28 |  | 0 | 0 |  | 0.01495%
3 | 17 | 10 | 84235.272 | 85935.185 | 85269.695 | 82626.765 | 79550.575 |  | 0 | 0 |  | 0.01489%
3 | 17 | 11 | 102099.843 | 107151.956 | 108135.602 | 104480.506 | 98309.91 |  | 0 | 0 |  | 0.01888%
3 | 17 | 12 | 79161.655 | 81417.369 | 82668.542 | 82183.995 | 80246.778 |  | 0 | 0 |  | 0.01443%
3 | 17 | 13 | 61313.388 | 62734.504 | 63911.217 | 64154.679 | 63322.439 |  | 0 | 0 |  | 0.01116%
3 | 17 | 14 | 104118.109 | 124419.594 | 144574.515 | 154155.185 | 147771.046 |  | 0 | 0 |  | 0.02524%
3 | 17 | 15 | 54443.49 | 60700.749 | 68781.863 | 73865.508 | 73302.937 |  | 0 | 0 |  | 0.01201%
3 | 17 | 16 | 27643.834 | 28365.679 | 29761.245 | 30868.169 | 31037.61 |  | 0 | 0 |  | 0.005196%
3 | 17 | 17 | 6462.594 | 6462.594 | 6587.26 | 6794.465 | 6861.848 |  | 0 | 0 |  | 0.00115%
3 | 17 | 18 | 0 | 0 | 0 | 0 | 0 |  | 0 | 0 |  | 0%
3 | 17 | 19 | 0 | 0 | 0 | 0 | 0 |  | 0 | 0 |  | 0%
3 | 17 | 20 | 0 | 0 | 0 | 0 | 0 |  | 0 | 0 |  | 0%
3 | 17 | 21 | 0 | 0 | 0 | 0 | 0 |  | 0 | 0 |  | 0%
3 | 17 | 22 | 0 | 0 | 0 | 0 | 0 |  | 0 | 0 |  | 0%
3 | 17 | 23 | 0 | 0 | 0 | 0 | 0 |  | 0 | 0 |  | 0%
3 | 18 | 0 | 0 | 0 | 0 | 0 | 0 |  | 0 | 0 |  | 0%
3 | 18 | 1 | 0 | 0 | 0 | 0 | 0 |  | 0 | 0 |  | 0%
3 | 18 | 2 | 0 | 0 | 0 | 0 | 0 |  | 0 | 0 |  | 0%
3 | 18 | 3 | 0 | 0 | 0 | 0 | 0 |  | 0 | 0 |  | 0%
3 | 18 | 4 | 0 | 0 | 0 | 0 | 0 |  | 0 | 0 |  | 0%
3 | 18 | 5 | 0 | 0 | 0 | 0 | 0 |  | 0 | 0 |  | 0%
3 | 18 | 6 | 0 | 0 | 0 | 0 | 0 |  | 0 | 0 |  | 0%
3 | 18 | 7 | 29051.356 | 28855.547 | 27778.546 | 26452.051 | 25920.05 |  | 0 | 0 |  | 0.00485%
3 | 18 | 8 | 167888.324 | 169666.454 | 141031.72 | 93838.8 | 58141.078 |  | 0 | 0 |  | 0.02462%
3 | 18 | 9 | 212347.851 | 223794.782 | 202889.596 | 160983.804 | 118204.367 |  | 0 | 0 |  | 0.03542%
3 | 18 | 10 | 128721.727 | 134750.288 | 132350.214 | 122903.765 | 111895.454 |  | 0 | 0 |  | 0.02311%
3 | 18 | 11 | 184712.885 | 202144.133 | 205517.726 | 192946.42 | 171526.09 |  | 0 | 0 |  | 0.03588%
3 | 18 | 12 | 122982.162 | 132343.971 | 137540.24 | 135574.04 | 127576.208 |  | 0 | 0 |  | 0.02401%
3 | 18 | 13 | 110127.846 | 120317.589 | 128747.977 | 130538.958 | 124663.429 |  | 0 | 0 |  | 0.02248%
3 | 18 | 14 | 41932.248 | 42396.586 | 42896.635 | 43139.476 | 42982.862 |  | 0 | 0 |  | 0.007489%
3 | 18 | 15 | 52803.735 | 55938.198 | 60009.485 | 62587.124 | 62329.608 |  | 0 | 0 |  | 0.01048%
3 | 18 | 16 | 29533.867 | 30517.298 | 32539.242 | 34147.776 | 34401.941 |  | 0 | 0 |  | 0.005681%
3 | 18 | 17 | 4848.996 | 4848.996 | 4848.996 | 4848.996 | 4848.996 |  | 0 | 0 |  | 0.0008466%
3 | 18 | 18 | 0 | 0 | 0 | 0 | 0 |  | 0 | 0 |  | 0%
3 | 18 | 19 | 0 | 0 | 0 | 0 | 0 |  | 0 | 0 |  | 0%
3 | 18 | 20 | 0 | 0 | 0 | 0 | 0 |  | 0 | 0 |  | 0%
3 | 18 | 21 | 0 | 0 | 0 | 0 | 0 |  | 0 | 0 |  | 0%
3 | 18 | 22 | 0 | 0 | 0 | 0 | 0 |  | 0 | 0 |  | 0%
3 | 18 | 23 | 0 | 0 | 0 | 0 | 0 |  | 0 | 0 |  | 0%
3 | 19 | 0 | 0 | 0 | 0 | 0 | 0 |  | 0 | 0 |  | 0%
3 | 19 | 1 | 0 | 0 | 0 | 0 | 0 |  | 0 | 0 |  | 0%
3 | 19 | 2 | 0 | 0 | 0 | 0 | 0 |  | 0 | 0 |  | 0%
3 | 19 | 3 | 0 | 0 | 0 | 0 | 0 |  | 0 | 0 |  | 0%
3 | 19 | 4 | 0 | 0 | 0 | 0 | 0 |  | 0 | 0 |  | 0%
3 | 19 | 5 | 0 | 0 | 0 | 0 | 0 |  | 0 | 0 |  | 0%
3 | 19 | 6 | 0 | 0 | 0 | 0 | 0 |  | 0 | 0 |  | 0%
3 | 19 | 7 | 4990.346 | 4990.346 | 4990.346 | 4990.346 | 4990.346 |  | 0 | 0 |  | 0.0008713%
3 | 19 | 8 | 19317.733 | 19317.733 | 19317.733 | 19317.733 | 19317.733 |  | 0 | 0 |  | 0.003373%
3 | 19 | 9 | 34508.776 | 34562.1 | 34462.826 | 34269.117 | 34094.452 |  | 0 | 0 |  | 0.006017%
3 | 19 | 10 | 42842.675 | 43026.789 | 42952.123 | 42662.42 | 42327.397 |  | 0 | 0 |  | 0.007499%
3 | 19 | 11 | 69956.664 | 71260.008 | 71514.099 | 70570.258 | 68980.884 |  | 0 | 0 |  | 0.01249%
3 | 19 | 12 | 77571.955 | 79635.488 | 80791.304 | 80363.501 | 78602.174 |  | 0 | 0 |  | 0.01411%
3 | 19 | 13 | 70374.037 | 72409.959 | 74113.1 | 74486.868 | 73312.738 |  | 0 | 0 |  | 0.01294%
3 | 19 | 14 | 50740.047 | 51653.852 | 52636.062 | 53118.144 | 52817.777 |  | 0 | 0 |  | 0.00919%
3 | 19 | 15 | 31269.181 | 31517.582 | 31849.231 | 32069.848 | 32050.169 |  | 0 | 0 |  | 0.00556%
3 | 19 | 16 | 27095.301 | 27711.621 | 28871.76 | 29802.737 | 29958.731 |  | 0 | 0 |  | 0.005041%
3 | 19 | 17 | 6598.361 | 6598.361 | 6662.857 | 6769.34 | 6805.17 |  | 0 | 0 |  | 0.001163%
3 | 19 | 18 | 0 | 0 | 0 | 0 | 0 |  | 0 | 0 |  | 0%
3 | 19 | 19 | 0 | 0 | 0 | 0 | 0 |  | 0 | 0 |  | 0%
3 | 19 | 20 | 0 | 0 | 0 | 0 | 0 |  | 0 | 0 |  | 0%
3 | 19 | 21 | 0 | 0 | 0 | 0 | 0 |  | 0 | 0 |  | 0%
3 | 19 | 22 | 0 | 0 | 0 | 0 | 0 |  | 0 | 0 |  | 0%
3 | 19 | 23 | 0 | 0 | 0 | 0 | 0 |  | 0 | 0 |  | 0%
3 | 20 | 0 | 0 | 0 | 0 | 0 | 0 |  | 0 | 0 |  | 0%
3 | 20 | 1 | 0 | 0 | 0 | 0 | 0 |  | 0 | 0 |  | 0%
3 | 20 | 2 | 0 | 0 | 0 | 0 | 0 |  | 0 | 0 |  | 0%
3 | 20 | 3 | 0 | 0 | 0 | 0 | 0 |  | 0 | 0 |  | 0%
3 | 20 | 4 | 0 | 0 | 0 | 0 | 0 |  | 0 | 0 |  | 0%
3 | 20 | 5 | 0 | 0 | 0 | 0 | 0 |  | 0 | 0 |  | 0%
3 | 20 | 6 | 391.747 | 391.747 | 391.747 | 391.747 | 391.747 |  | 0 | 0 |  | 6.839e-05%
3 | 20 | 7 | 11402.267 | 11402.267 | 11402.267 | 11402.267 | 11402.267 |  | 0 | 0 |  | 0.001991%
3 | 20 | 8 | 34980.925 | 34998.421 | 34637.426 | 34109.495 | 33723.891 |  | 0 | 0 |  | 0.006047%
3 | 20 | 9 | 73482.734 | 74294.057 | 72748.588 | 69750.526 | 66944.78 |  | 0 | 0 |  | 0.0127%
3 | 20 | 10 | 73831.129 | 74956.933 | 74492.33 | 72709.215 | 70651.602 |  | 0 | 0 |  | 0.01301%
3 | 20 | 11 | 108844.586 | 114270.766 | 115327.613 | 111400.207 | 104776.687 |  | 0 | 0 |  | 0.02013%
3 | 20 | 12 | 136254.986 | 147437.315 | 153707.457 | 151443.275 | 141949.293 |  | 0 | 0 |  | 0.02684%
3 | 20 | 13 | 98902.594 | 106522.884 | 112916.072 | 114357.613 | 110011.511 |  | 0 | 0 |  | 0.01971%
3 | 20 | 14 | 65079.51 | 67462.818 | 69978.065 | 71225.293 | 70475.036 |  | 0 | 0 |  | 0.01222%
3 | 20 | 15 | 42784.694 | 43676.506 | 44874.745 | 45677.477 | 45614.411 |  | 0 | 0 |  | 0.007835%
3 | 20 | 16 | 31497.414 | 32837.097 | 35810.998 | 38192.471 | 38595.049 |  | 0 | 0 |  | 0.006252%
3 | 20 | 17 | 9150.013 | 9150.013 | 11185.971 | 15155.897 | 15883.955 |  | 0 | 0 |  | 0.001953%
3 | 20 | 18 | 0 | 0 | 0 | 0 | 0 |  | 0 | 0 |  | 0%
3 | 20 | 19 | 0 | 0 | 0 | 0 | 0 |  | 0 | 0 |  | 0%
3 | 20 | 20 | 0 | 0 | 0 | 0 | 0 |  | 0 | 0 |  | 0%
3 | 20 | 21 | 0 | 0 | 0 | 0 | 0 |  | 0 | 0 |  | 0%
3 | 20 | 22 | 0 | 0 | 0 | 0 | 0 |  | 0 | 0 |  | 0%
3 | 20 | 23 | 0 | 0 | 0 | 0 | 0 |  | 0 | 0 |  | 0%
3 | 21 | 0 | 0 | 0 | 0 | 0 | 0 |  | 0 | 0 |  | 0%
3 | 21 | 1 | 0 | 0 | 0 | 0 | 0 |  | 0 | 0 |  | 0%
3 | 21 | 2 | 0 | 0 | 0 | 0 | 0 |  | 0 | 0 |  | 0%
3 | 21 | 3 | 0 | 0 | 0 | 0 | 0 |  | 0 | 0 |  | 0%
3 | 21 | 4 | 0 | 0 | 0 | 0 | 0 |  | 0 | 0 |  | 0%
3 | 21 | 5 | 0 | 0 | 0 | 0 | 0 |  | 0 | 0 |  | 0%
3 | 21 | 6 | 39694.737 | 36250.326 | 15406.186 | 6784.085 | 6784.085 |  | 0 | 0 |  | 0.00269%
3 | 21 | 7 | 166998.724 | 157332.432 | 102368.584 | 35114.567 | 18701.824 |  | 0 | 0 |  | 0.01787%
3 | 21 | 8 | 60093.885 | 60188.587 | 57905.189 | 54450.179 | 51909.719 |  | 0 | 0 |  | 0.01011%
3 | 21 | 9 | 46006.76 | 46160.884 | 45860.427 | 45281.448 | 44763.138 |  | 0 | 0 |  | 0.008007%
3 | 21 | 10 | 159957.763 | 169367.836 | 165419.553 | 150382.041 | 132978.976 |  | 0 | 0 |  | 0.02888%
3 | 21 | 11 | 144029.99 | 153140.267 | 154913.392 | 148322.514 | 137193.024 |  | 0 | 0 |  | 0.02705%
3 | 21 | 12 | 111787.858 | 118840.412 | 122825.922 | 121420.733 | 115443.339 |  | 0 | 0 |  | 0.02144%
3 | 21 | 13 | 85873.015 | 89026.758 | 91693.77 | 92313.042 | 90522.373 |  | 0 | 0 |  | 0.01601%
3 | 21 | 14 | 131003.797 | 167969.299 | 205095.709 | 223496.419 | 212833.697 |  | 0 | 0 |  | 0.03581%
3 | 21 | 15 | 64114.237 | 73206.196 | 85165.919 | 92849.791 | 92327.326 |  | 0 | 0 |  | 0.01487%
3 | 21 | 16 | 32811.319 | 40732.942 | 62318.533 | 79538.649 | 82462.26 |  | 0 | 0 |  | 0.01088%
3 | 21 | 17 | 6873.842 | 6873.842 | 24026.178 | 61494.038 | 65722.382 |  | 0 | 0 |  | 0.004195%
3 | 21 | 18 | 0 | 0 | 0 | 0 | 0 |  | 0 | 0 |  | 0%
3 | 21 | 19 | 0 | 0 | 0 | 0 | 0 |  | 0 | 0 |  | 0%
3 | 21 | 20 | 0 | 0 | 0 | 0 | 0 |  | 0 | 0 |  | 0%
3 | 21 | 21 | 0 | 0 | 0 | 0 | 0 |  | 0 | 0 |  | 0%
3 | 21 | 22 | 0 | 0 | 0 | 0 | 0 |  | 0 | 0 |  | 0%
3 | 21 | 23 | 0 | 0 | 0 | 0 | 0 |  | 0 | 0 |  | 0%
3 | 22 | 0 | 0 | 0 | 0 | 0 | 0 |  | 0 | 0 |  | 0%
3 | 22 | 1 | 0 | 0 | 0 | 0 | 0 |  | 0 | 0 |  | 0%
3 | 22 | 2 | 0 | 0 | 0 | 0 | 0 |  | 0 | 0 |  | 0%
3 | 22 | 3 | 0 | 0 | 0 | 0 | 0 |  | 0 | 0 |  | 0%
3 | 22 | 4 | 0 | 0 | 0 | 0 | 0 |  | 0 | 0 |  | 0%
3 | 22 | 5 | 0 | 0 | 0 | 0 | 0 |  | 0 | 0 |  | 0%
3 | 22 | 6 | 57380.06 | 53097.23 | 19516.275 | 6183.176 | 6183.176 |  | 0 | 0 |  | 0.003407%
3 | 22 | 7 | 200788.259 | 188520.939 | 119750.107 | 34635.194 | 13818.383 |  | 0 | 0 |  | 0.02091%
3 | 22 | 8 | 269797.214 | 271586.048 | 218916.944 | 130897.235 | 62938.777 |  | 0 | 0 |  | 0.03822%
3 | 22 | 9 | 305753.464 | 322504.884 | 288855.24 | 222069.038 | 153010.355 |  | 0 | 0 |  | 0.05043%
3 | 22 | 10 | 319224.703 | 349839.275 | 336848.673 | 286812.819 | 226969.89 |  | 0 | 0 |  | 0.05881%
3 | 22 | 11 | 309798.89 | 352439.003 | 360575.234 | 330066.789 | 276896.316 |  | 0 | 0 |  | 0.06295%
3 | 22 | 12 | 278500.559 | 330564.41 | 359178.086 | 349421.919 | 306256.613 |  | 0 | 0 |  | 0.06271%
3 | 22 | 13 | 228215.38 | 286468.425 | 333973.908 | 345026.134 | 314076.011 |  | 0 | 0 |  | 0.05831%
3 | 22 | 14 | 157192.471 | 223452.449 | 287038.843 | 318040.976 | 300792.242 |  | 0 | 0 |  | 0.05011%
3 | 22 | 15 | 68737.377 | 135166.662 | 217637.867 | 266339.653 | 263586.691 |  | 0 | 0 |  | 0.038%
3 | 22 | 16 | 14036.317 | 40350.279 | 123797.605 | 187578.823 | 198249.235 |  | 0 | 0 |  | 0.02161%
3 | 22 | 17 | 7098.723 | 7098.723 | 25084.267 | 64971.707 | 69343.071 |  | 0 | 0 |  | 0.004379%
3 | 22 | 18 | 0 | 0 | 0 | 0 | 0 |  | 0 | 0 |  | 0%
3 | 22 | 19 | 0 | 0 | 0 | 0 | 0 |  | 0 | 0 |  | 0%
3 | 22 | 20 | 0 | 0 | 0 | 0 | 0 |  | 0 | 0 |  | 0%
3 | 22 | 21 | 0 | 0 | 0 | 0 | 0 |  | 0 | 0 |  | 0%
3 | 22 | 22 | 0 | 0 | 0 | 0 | 0 |  | 0 | 0 |  | 0%
3 | 22 | 23 | 0 | 0 | 0 | 0 | 0 |  | 0 | 0 |  | 0%
3 | 23 | 0 | 0 | 0 | 0 | 0 | 0 |  | 0 | 0 |  | 0%
3 | 23 | 1 | 0 | 0 | 0 | 0 | 0 |  | 0 | 0 |  | 0%
3 | 23 | 2 | 0 | 0 | 0 | 0 | 0 |  | 0 | 0 |  | 0%
3 | 23 | 3 | 0 | 0 | 0 | 0 | 0 |  | 0 | 0 |  | 0%
3 | 23 | 4 | 0 | 0 | 0 | 0 | 0 |  | 0 | 0 |  | 0%
3 | 23 | 5 | 0 | 0 | 0 | 0 | 0 |  | 0 | 0 |  | 0%
3 | 23 | 6 | 55567.325 | 51387.965 | 19167.1 | 6332.362 | 6332.362 |  | 0 | 0 |  | 0.003346%
3 | 23 | 7 | 190253 | 178363.185 | 113616.794 | 33391.258 | 12423.564 |  | 0 | 0 |  | 0.01984%
3 | 23 | 8 | 256636.047 | 257993.06 | 208091.728 | 125582.808 | 62111.072 |  | 0 | 0 |  | 0.03633%
3 | 23 | 9 | 293089.209 | 308852.044 | 276437.373 | 212752.058 | 147723.792 |  | 0 | 0 |  | 0.04826%
3 | 23 | 10 | 306474.98 | 335781.928 | 323109.96 | 275006.996 | 217958.383 |  | 0 | 0 |  | 0.05641%
3 | 23 | 11 | 297416.126 | 338426.555 | 346279.904 | 316884.636 | 265925.474 |  | 0 | 0 |  | 0.06046%
3 | 23 | 12 | 266843.654 | 316746.828 | 344463.037 | 335246.263 | 293898.409 |  | 0 | 0 |  | 0.06014%
3 | 23 | 13 | 218265.53 | 273675.823 | 319427.46 | 330402.818 | 300936.715 |  | 0 | 0 |  | 0.05577%
3 | 23 | 14 | 138567.235 | 194017.731 | 248811.689 | 276098.123 | 261449.442 |  | 0 | 0 |  | 0.04344%
3 | 23 | 15 | 67106.449 | 127989.19 | 204723.872 | 250920.841 | 248768.821 |  | 0 | 0 |  | 0.03574%
3 | 23 | 16 | 14449.55 | 38950.516 | 114048.41 | 172377.386 | 182611.011 |  | 0 | 0 |  | 0.01991%
3 | 23 | 17 | 9589.849 | 9589.849 | 16912.001 | 32316.979 | 34799.405 |  | 0 | 0 |  | 0.002953%
3 | 23 | 18 | 0 | 0 | 0 | 0 | 0 |  | 0 | 0 |  | 0%
3 | 23 | 19 | 0 | 0 | 0 | 0 | 0 |  | 0 | 0 |  | 0%
3 | 23 | 20 | 0 | 0 | 0 | 0 | 0 |  | 0 | 0 |  | 0%
3 | 23 | 21 | 0 | 0 | 0 | 0 | 0 |  | 0 | 0 |  | 0%
3 | 23 | 22 | 0 | 0 | 0 | 0 | 0 |  | 0 | 0 |  | 0%
3 | 23 | 23 | 0 | 0 | 0 | 0 | 0 |  | 0 | 0 |  | 0%
3 | 24 | 0 | 0 | 0 | 0 | 0 | 0 |  | 0 | 0 |  | 0%
3 | 24 | 1 | 0 | 0 | 0 | 0 | 0 |  | 0 | 0 |  | 0%
3 | 24 | 2 | 0 | 0 | 0 | 0 | 0 |  | 0 | 0 |  | 0%
3 | 24 | 3 | 0 | 0 | 0 | 0 | 0 |  | 0 | 0 |  | 0%
3 | 24 | 4 | 0 | 0 | 0 | 0 | 0 |  | 0 | 0 |  | 0%
3 | 24 | 5 | 0 | 0 | 0 | 0 | 0 |  | 0 | 0 |  | 0%
3 | 24 | 6 | 47705.603 | 43904.461 | 17267.505 | 6460.243 | 6460.243 |  | 0 | 0 |  | 0.003015%
3 | 24 | 7 | 152797.392 | 143884.832 | 97299.648 | 40045.302 | 23346.722 |  | 0 | 0 |  | 0.01699%
3 | 24 | 8 | 189003.499 | 189674.379 | 157051.995 | 105090.606 | 65875.276 |  | 0 | 0 |  | 0.02742%
3 | 24 | 9 | 257383.73 | 270265.018 | 243159.02 | 190659.2 | 138564.749 |  | 0 | 0 |  | 0.04245%
3 | 24 | 10 | 273181.48 | 298185.706 | 287163.795 | 245994.479 | 197701.491 |  | 0 | 0 |  | 0.05014%
3 | 24 | 11 | 269017.584 | 305137.758 | 312085.033 | 286137.974 | 241448.325 |  | 0 | 0 |  | 0.05449%
3 | 24 | 12 | 65264.189 | 66564.01 | 67310.882 | 67067.411 | 65976.174 |  | 0 | 0 |  | 0.01175%
3 | 24 | 13 | 45712.422 | 46181.995 | 46585.905 | 46687.519 | 46427.304 |  | 0 | 0 |  | 0.008133%
3 | 24 | 14 | 56924.292 | 58340.213 | 59886.116 | 60685.614 | 60270.516 |  | 0 | 0 |  | 0.01046%
3 | 24 | 15 | 37199.191 | 37695.427 | 38379.812 | 38851.434 | 38833.928 |  | 0 | 0 |  | 0.006701%
3 | 24 | 16 | 31181.518 | 32207.512 | 34112.624 | 35681.048 | 35996.208 |  | 0 | 0 |  | 0.005956%
3 | 24 | 17 | 2502.986 | 2502.986 | 2502.986 | 2502.986 | 2502.986 |  | 0 | 0 |  | 0.000437%
3 | 24 | 18 | 0 | 0 | 0 | 0 | 0 |  | 0 | 0 |  | 0%
3 | 24 | 19 | 0 | 0 | 0 | 0 | 0 |  | 0 | 0 |  | 0%
3 | 24 | 20 | 0 | 0 | 0 | 0 | 0 |  | 0 | 0 |  | 0%
3 | 24 | 21 | 0 | 0 | 0 | 0 | 0 |  | 0 | 0 |  | 0%
3 | 24 | 22 | 0 | 0 | 0 | 0 | 0 |  | 0 | 0 |  | 0%
3 | 24 | 23 | 0 | 0 | 0 | 0 | 0 |  | 0 | 0 |  | 0%
3 | 25 | 0 | 0 | 0 | 0 | 0 | 0 |  | 0 | 0 |  | 0%
3 | 25 | 1 | 0 | 0 | 0 | 0 | 0 |  | 0 | 0 |  | 0%
3 | 25 | 2 | 0 | 0 | 0 | 0 | 0 |  | 0 | 0 |  | 0%
3 | 25 | 3 | 0 | 0 | 0 | 0 | 0 |  | 0 | 0 |  | 0%
3 | 25 | 4 | 0 | 0 | 0 | 0 | 0 |  | 0 | 0 |  | 0%
3 | 25 | 5 | 0 | 0 | 0 | 0 | 0 |  | 0 | 0 |  | 0%
3 | 25 | 6 | 0 | 0 | 0 | 0 | 0 |  | 0 | 0 |  | 0%
3 | 25 | 7 | 71326.58 | 68529.521 | 54786.465 | 38168.486 | 32126.841 |  | 0 | 0 |  | 0.009565%
3 | 25 | 8 | 31525.875 | 31528.384 | 31347.99 | 31090.385 | 30906.473 |  | 0 | 0 |  | 0.005473%
3 | 25 | 9 | 44643.497 | 44768.916 | 44499.571 | 43993.256 | 43546.573 |  | 0 | 0 |  | 0.007769%
3 | 25 | 10 | 61554.84 | 62166.11 | 61890.559 | 60889.536 | 59749.31 |  | 0 | 0 |  | 0.01081%
3 | 25 | 11 | 110580.976 | 115719.747 | 116721.371 | 113003.601 | 106730.765 |  | 0 | 0 |  | 0.02038%
3 | 25 | 12 | 70905.61 | 72404.537 | 73270.138 | 72995.777 | 71742.011 |  | 0 | 0 |  | 0.01279%
3 | 25 | 13 | 82368.695 | 85090.257 | 87442.403 | 88049.101 | 86555.839 |  | 0 | 0 |  | 0.01527%
3 | 25 | 14 | 49691.631 | 50370.227 | 51131.276 | 51528.958 | 51330.315 |  | 0 | 0 |  | 0.008927%
3 | 25 | 15 | 26703.156 | 26733.406 | 26775.397 | 26804.534 | 26803.746 |  | 0 | 0 |  | 0.004675%
3 | 25 | 16 | 15187.498 | 15187.498 | 15187.498 | 15187.498 | 15187.498 |  | 0 | 0 |  | 0.002652%
3 | 25 | 17 | 2113.294 | 2113.294 | 2113.294 | 2113.294 | 2113.294 |  | 0 | 0 |  | 0.000369%
3 | 25 | 18 | 0 | 0 | 0 | 0 | 0 |  | 0 | 0 |  | 0%
3 | 25 | 19 | 0 | 0 | 0 | 0 | 0 |  | 0 | 0 |  | 0%
3 | 25 | 20 | 0 | 0 | 0 | 0 | 0 |  | 0 | 0 |  | 0%
3 | 25 | 21 | 0 | 0 | 0 | 0 | 0 |  | 0 | 0 |  | 0%
3 | 25 | 22 | 0 | 0 | 0 | 0 | 0 |  | 0 | 0 |  | 0%
3 | 25 | 23 | 0 | 0 | 0 | 0 | 0 |  | 0 | 0 |  | 0%
3 | 26 | 0 | 0 | 0 | 0 | 0 | 0 |  | 0 | 0 |  | 0%
3 | 26 | 1 | 0 | 0 | 0 | 0 | 0 |  | 0 | 0 |  | 0%
3 | 26 | 2 | 0 | 0 | 0 | 0 | 0 |  | 0 | 0 |  | 0%
3 | 26 | 3 | 0 | 0 | 0 | 0 | 0 |  | 0 | 0 |  | 0%
3 | 26 | 4 | 0 | 0 | 0 | 0 | 0 |  | 0 | 0 |  | 0%
3 | 26 | 5 | 0 | 0 | 0 | 0 | 0 |  | 0 | 0 |  | 0%
3 | 26 | 6 | 620.587 | 620.587 | 620.587 | 620.587 | 620.587 |  | 0 | 0 |  | 0.0001083%
3 | 26 | 7 | 8531.442 | 8531.442 | 8531.442 | 8531.442 | 8531.442 |  | 0 | 0 |  | 0.001489%
3 | 26 | 8 | 50494.996 | 50501.97 | 49521.747 | 48128.668 | 47138.799 |  | 0 | 0 |  | 0.008646%
3 | 26 | 9 | 68222.282 | 68705.518 | 67641.132 | 65652.314 | 63859.646 |  | 0 | 0 |  | 0.01181%
3 | 26 | 10 | 99065.769 | 101009.353 | 100117.555 | 96911.261 | 93265.879 |  | 0 | 0 |  | 0.01748%
3 | 26 | 11 | 88496.35 | 90416.157 | 90790.854 | 89401.304 | 87060.421 |  | 0 | 0 |  | 0.01585%
3 | 26 | 12 | 104979.573 | 108602.332 | 110704.088 | 110057.066 | 107039.011 |  | 0 | 0 |  | 0.01933%
3 | 26 | 13 | 120951.843 | 131338.695 | 140339.555 | 142715.309 | 137091.265 |  | 0 | 0 |  | 0.0245%
3 | 26 | 14 | 82274.38 | 86480.484 | 91046.812 | 93455.074 | 92298.945 |  | 0 | 0 |  | 0.0159%
3 | 26 | 15 | 44165.033 | 44947.251 | 46040.552 | 46804.481 | 46791.443 |  | 0 | 0 |  | 0.008038%
3 | 26 | 16 | 12064.363 | 12064.363 | 12064.363 | 12064.363 | 12064.363 |  | 0 | 0 |  | 0.002106%
3 | 26 | 17 | 11297.624 | 11297.624 | 25010.385 | 56062.653 | 60385.158 |  | 0 | 0 |  | 0.004367%
3 | 26 | 18 | 0 | 0 | 0 | 0 | 0 |  | 0 | 0 |  | 0%
3 | 26 | 19 | 0 | 0 | 0 | 0 | 0 |  | 0 | 0 |  | 0%
3 | 26 | 20 | 0 | 0 | 0 | 0 | 0 |  | 0 | 0 |  | 0%
3 | 26 | 21 | 0 | 0 | 0 | 0 | 0 |  | 0 | 0 |  | 0%
3 | 26 | 22 | 0 | 0 | 0 | 0 | 0 |  | 0 | 0 |  | 0%
3 | 26 | 23 | 0 | 0 | 0 | 0 | 0 |  | 0 | 0 |  | 0%
3 | 27 | 0 | 0 | 0 | 0 | 0 | 0 |  | 0 | 0 |  | 0%
3 | 27 | 1 | 0 | 0 | 0 | 0 | 0 |  | 0 | 0 |  | 0%
3 | 27 | 2 | 0 | 0 | 0 | 0 | 0 |  | 0 | 0 |  | 0%
3 | 27 | 3 | 0 | 0 | 0 | 0 | 0 |  | 0 | 0 |  | 0%
3 | 27 | 4 | 0 | 0 | 0 | 0 | 0 |  | 0 | 0 |  | 0%
3 | 27 | 5 | 0 | 0 | 0 | 0 | 0 |  | 0 | 0 |  | 0%
3 | 27 | 6 | 67662.648 | 63015.663 | 24122.077 | 8602.036 | 8602.036 |  | 0 | 0 |  | 0.004211%
3 | 27 | 7 | 189672.56 | 177458.673 | 116580.284 | 39388.183 | 14643.35 |  | 0 | 0 |  | 0.02035%
3 | 27 | 8 | 249329.517 | 249345.338 | 203906.905 | 129036.724 | 70429.527 |  | 0 | 0 |  | 0.0356%
3 | 27 | 9 | 284054.955 | 296961.241 | 267475.308 | 209757.845 | 151180.961 |  | 0 | 0 |  | 0.0467%
3 | 27 | 10 | 295057.041 | 319440.27 | 308151.354 | 266566.843 | 216765.441 |  | 0 | 0 |  | 0.0538%
3 | 27 | 11 | 286307.059 | 320812.937 | 327356.424 | 302783.586 | 259436.069 |  | 0 | 0 |  | 0.05715%
3 | 27 | 12 | 258683.464 | 301438.519 | 325277.764 | 318241.492 | 283725.962 |  | 0 | 0 |  | 0.05679%
3 | 27 | 13 | 214028.389 | 262385.461 | 302426.454 | 312909.517 | 288832.361 |  | 0 | 0 |  | 0.0528%
3 | 27 | 14 | 150248.875 | 206698.165 | 262638.69 | 291076.122 | 278084.782 |  | 0 | 0 |  | 0.04585%
3 | 27 | 15 | 72422.534 | 128692.53 | 200397.858 | 244408.151 | 244097.336 |  | 0 | 0 |  | 0.03499%
3 | 27 | 16 | 16172.374 | 41490.217 | 113912.251 | 170650.17 | 181980.012 |  | 0 | 0 |  | 0.01989%
3 | 27 | 17 | 9535.909 | 9535.909 | 25285.029 | 62767.914 | 67205.768 |  | 0 | 0 |  | 0.004414%
3 | 27 | 18 | 0 | 0 | 0 | 0 | 0 |  | 0 | 0 |  | 0%
3 | 27 | 19 | 0 | 0 | 0 | 0 | 0 |  | 0 | 0 |  | 0%
3 | 27 | 20 | 0 | 0 | 0 | 0 | 0 |  | 0 | 0 |  | 0%
3 | 27 | 21 | 0 | 0 | 0 | 0 | 0 |  | 0 | 0 |  | 0%
3 | 27 | 22 | 0 | 0 | 0 | 0 | 0 |  | 0 | 0 |  | 0%
3 | 27 | 23 | 0 | 0 | 0 | 0 | 0 |  | 0 | 0 |  | 0%
3 | 28 | 0 | 0 | 0 | 0 | 0 | 0 |  | 0 | 0 |  | 0%
3 | 28 | 1 | 0 | 0 | 0 | 0 | 0 |  | 0 | 0 |  | 0%
3 | 28 | 2 | 0 | 0 | 0 | 0 | 0 |  | 0 | 0 |  | 0%
3 | 28 | 3 | 0 | 0 | 0 | 0 | 0 |  | 0 | 0 |  | 0%
3 | 28 | 4 | 0 | 0 | 0 | 0 | 0 |  | 0 | 0 |  | 0%
3 | 28 | 5 | 0 | 0 | 0 | 0 | 0 |  | 0 | 0 |  | 0%
3 | 28 | 6 | 7780.353 | 7780.353 | 7780.353 | 7780.353 | 7780.353 |  | 0 | 0 |  | 0.001358%
3 | 28 | 7 | 11622.68 | 11622.68 | 11622.68 | 11622.68 | 11622.68 |  | 0 | 0 |  | 0.002029%
3 | 28 | 8 | 151635.79 | 151499.779 | 130008.134 | 97338.355 | 73160.912 |  | 0 | 0 |  | 0.0227%
3 | 28 | 9 | 52022.98 | 52221.581 | 51760.798 | 50910.559 | 50163.405 |  | 0 | 0 |  | 0.009037%
3 | 28 | 10 | 65139.12 | 65846.25 | 65509.875 | 64326.938 | 62990.209 |  | 0 | 0 |  | 0.01144%
3 | 28 | 11 | 19449.491 | 19449.491 | 19449.491 | 19449.491 | 19449.491 |  | 0 | 0 |  | 0.003396%
3 | 28 | 12 | 75307.988 | 77019.068 | 78022.93 | 77732.161 | 76316.864 |  | 0 | 0 |  | 0.01362%
3 | 28 | 13 | 70331.736 | 72139.4 | 73729.149 | 74170.369 | 73204.946 |  | 0 | 0 |  | 0.01287%
3 | 28 | 14 | 47408.659 | 48003.842 | 48683.566 | 49049.657 | 48887.669 |  | 0 | 0 |  | 0.0085%
3 | 28 | 15 | 13976.969 | 13976.969 | 13976.969 | 13976.969 | 13976.969 |  | 0 | 0 |  | 0.00244%
3 | 28 | 16 | 26597.529 | 46266.824 | 99660.347 | 142402.927 | 151357.363 |  | 0 | 0 |  | 0.0174%
3 | 28 | 17 | 12768.233 | 12768.233 | 22499.49 | 44537.508 | 47970.209 |  | 0 | 0 |  | 0.003928%
3 | 28 | 18 | 0 | 0 | 0 | 0 | 0 |  | 0 | 0 |  | 0%
3 | 28 | 19 | 0 | 0 | 0 | 0 | 0 |  | 0 | 0 |  | 0%
3 | 28 | 20 | 0 | 0 | 0 | 0 | 0 |  | 0 | 0 |  | 0%
3 | 28 | 21 | 0 | 0 | 0 | 0 | 0 |  | 0 | 0 |  | 0%
3 | 28 | 22 | 0 | 0 | 0 | 0 | 0 |  | 0 | 0 |  | 0%
3 | 28 | 23 | 0 | 0 | 0 | 0 | 0 |  | 0 | 0 |  | 0%
3 | 29 | 0 | 0 | 0 | 0 | 0 | 0 |  | 0 | 0 |  | 0%
3 | 29 | 1 | 0 | 0 | 0 | 0 | 0 |  | 0 | 0 |  | 0%
3 | 29 | 2 | 0 | 0 | 0 | 0 | 0 |  | 0 | 0 |  | 0%
3 | 29 | 3 | 0 | 0 | 0 | 0 | 0 |  | 0 | 0 |  | 0%
3 | 29 | 4 | 0 | 0 | 0 | 0 | 0 |  | 0 | 0 |  | 0%
3 | 29 | 5 | 0 | 0 | 0 | 0 | 0 |  | 0 | 0 |  | 0%
3 | 29 | 6 | 25820.687 | 24134.05 | 14970.399 | 10862.045 | 10862.045 |  | 0 | 0 |  | 0.002614%
3 | 29 | 7 | 156601.088 | 146710.713 | 100804.973 | 44198.768 | 24083.129 |  | 0 | 0 |  | 0.0176%
3 | 29 | 8 | 53763.136 | 53744.34 | 52303.324 | 50245.25 | 48783.968 |  | 0 | 0 |  | 0.009132%
3 | 29 | 9 | 44930.81 | 45053.723 | 44760.809 | 44223.689 | 43757.021 |  | 0 | 0 |  | 0.007815%
3 | 29 | 10 | 30961.352 | 31001.396 | 30981.999 | 30914.525 | 30838.503 |  | 0 | 0 |  | 0.005409%
3 | 29 | 11 | 40938.709 | 41135.103 | 41173.486 | 41031.37 | 40792.018 |  | 0 | 0 |  | 0.007188%
3 | 29 | 12 | 87038.929 | 89520.505 | 90984.204 | 90573.673 | 88529.028 |  | 0 | 0 |  | 0.01588%
3 | 29 | 13 | 172841.914 | 202638.202 | 228624.213 | 235940.287 | 220505.048 |  | 0 | 0 |  | 0.03992%
3 | 29 | 14 | 103419.318 | 115508.124 | 128812.17 | 136021.861 | 132966.261 |  | 0 | 0 |  | 0.02249%
3 | 29 | 15 | 85432.293 | 120829.187 | 168177.358 | 199108.866 | 199481.685 |  | 0 | 0 |  | 0.02936%
3 | 29 | 16 | 33716.832 | 51091.677 | 97667.026 | 135623.159 | 143899.14 |  | 0 | 0 |  | 0.01705%
3 | 29 | 17 | 13199.161 | 13199.161 | 23608.124 | 47754.23 | 51395.049 |  | 0 | 0 |  | 0.004122%
3 | 29 | 18 | 0 | 0 | 0 | 0 | 0 |  | 0 | 0 |  | 0%
3 | 29 | 19 | 0 | 0 | 0 | 0 | 0 |  | 0 | 0 |  | 0%
3 | 29 | 20 | 0 | 0 | 0 | 0 | 0 |  | 0 | 0 |  | 0%
3 | 29 | 21 | 0 | 0 | 0 | 0 | 0 |  | 0 | 0 |  | 0%
3 | 29 | 22 | 0 | 0 | 0 | 0 | 0 |  | 0 | 0 |  | 0%
3 | 29 | 23 | 0 | 0 | 0 | 0 | 0 |  | 0 | 0 |  | 0%
3 | 30 | 0 | 0 | 0 | 0 | 0 | 0 |  | 0 | 0 |  | 0%
3 | 30 | 1 | 0 | 0 | 0 | 0 | 0 |  | 0 | 0 |  | 0%
3 | 30 | 2 | 0 | 0 | 0 | 0 | 0 |  | 0 | 0 |  | 0%
3 | 30 | 3 | 0 | 0 | 0 | 0 | 0 |  | 0 | 0 |  | 0%
3 | 30 | 4 | 0 | 0 | 0 | 0 | 0 |  | 0 | 0 |  | 0%
3 | 30 | 5 | 0 | 0 | 0 | 0 | 0 |  | 0 | 0 |  | 0%
3 | 30 | 6 | 12327.643 | 12085.043 | 11470.616 | 11089.81 | 11089.81 |  | 0 | 0 |  | 0.002003%
3 | 30 | 7 | 115647.202 | 109130.253 | 79855.245 | 44030.594 | 30441.712 |  | 0 | 0 |  | 0.01394%
3 | 30 | 8 | 171181.28 | 170678.238 | 144885.679 | 105447.582 | 75992.639 |  | 0 | 0 |  | 0.0253%
3 | 30 | 9 | 166552.956 | 171392.011 | 159508.899 | 137584.995 | 117343.596 |  | 0 | 0 |  | 0.02785%
3 | 30 | 10 | 207444.465 | 220618.943 | 214141.433 | 191531.948 | 165553.771 |  | 0 | 0 |  | 0.03739%
3 | 30 | 11 | 201599.728 | 219871.007 | 223407.883 | 210260.928 | 187762.589 |  | 0 | 0 |  | 0.039%
3 | 30 | 12 | 178763.065 | 197652.207 | 208721.302 | 205728.429 | 190346.101 |  | 0 | 0 |  | 0.03644%
3 | 30 | 13 | 151764.64 | 171445.532 | 188684.759 | 193646.093 | 183572.897 |  | 0 | 0 |  | 0.03294%
3 | 30 | 14 | 127072.904 | 155877.104 | 186453.608 | 202858.85 | 196229.67 |  | 0 | 0 |  | 0.03255%
3 | 30 | 15 | 74696.313 | 101017.186 | 136229.924 | 159283.293 | 159776.779 |  | 0 | 0 |  | 0.02378%
3 | 30 | 16 | 30705.9 | 43557.449 | 76743.752 | 103782.265 | 109846.632 |  | 0 | 0 |  | 0.0134%
3 | 30 | 17 | 12462.284 | 12462.284 | 20276.98 | 37774.871 | 40843.662 |  | 0 | 0 |  | 0.00354%
3 | 30 | 18 | 0 | 0 | 0 | 0 | 0 |  | 0 | 0 |  | 0%
3 | 30 | 19 | 0 | 0 | 0 | 0 | 0 |  | 0 | 0 |  | 0%
3 | 30 | 20 | 0 | 0 | 0 | 0 | 0 |  | 0 | 0 |  | 0%
3 | 30 | 21 | 0 | 0 | 0 | 0 | 0 |  | 0 | 0 |  | 0%
3 | 30 | 22 | 0 | 0 | 0 | 0 | 0 |  | 0 | 0 |  | 0%
3 | 30 | 23 | 0 | 0 | 0 | 0 | 0 |  | 0 | 0 |  | 0%
3 | 31 | 0 | 0 | 0 | 0 | 0 | 0 |  | 0 | 0 |  | 0%
3 | 31 | 1 | 0 | 0 | 0 | 0 | 0 |  | 0 | 0 |  | 0%
3 | 31 | 2 | 0 | 0 | 0 | 0 | 0 |  | 0 | 0 |  | 0%
3 | 31 | 3 | 0 | 0 | 0 | 0 | 0 |  | 0 | 0 |  | 0%
3 | 31 | 4 | 0 | 0 | 0 | 0 | 0 |  | 0 | 0 |  | 0%
3 | 31 | 5 | 0 | 0 | 0 | 0 | 0 |  | 0 | 0 |  | 0%
3 | 31 | 6 | 20559.275 | 19565.245 | 15070.872 | 12879.606 | 12879.606 |  | 0 | 0 |  | 0.002631%
3 | 31 | 7 | 70855.803 | 68304.597 | 57344.036 | 44154.784 | 38562.906 |  | 0 | 0 |  | 0.01001%
3 | 31 | 8 | 110229.554 | 109956.501 | 99543.683 | 84256.992 | 73165.57 |  | 0 | 0 |  | 0.01738%
3 | 31 | 9 | 137491.06 | 140491.473 | 132922.768 | 119113.868 | 106605.17 |  | 0 | 0 |  | 0.02321%
3 | 31 | 10 | 228260.093 | 243901.191 | 236074.311 | 208950.086 | 177702.434 |  | 0 | 0 |  | 0.04122%
3 | 31 | 11 | 241654.818 | 267169.671 | 272077.162 | 253789.194 | 222154.564 |  | 0 | 0 |  | 0.0475%
3 | 31 | 12 | 224360.064 | 256690.426 | 275490.183 | 270598.596 | 244606 |  | 0 | 0 |  | 0.0481%
3 | 31 | 13 | 199664.728 | 241834.302 | 278237.741 | 288807.031 | 268093.146 |  | 0 | 0 |  | 0.04858%
3 | 31 | 14 | 150699.983 | 202672.901 | 256442.526 | 285095.178 | 274064.671 |  | 0 | 0 |  | 0.04477%
3 | 31 | 15 | 73854.651 | 125573.715 | 193405.633 | 236578.964 | 237890.789 |  | 0 | 0 |  | 0.03377%
3 | 31 | 16 | 20014.473 | 44027.681 | 109508.314 | 161833.768 | 173588.722 |  | 0 | 0 |  | 0.01912%
3 | 31 | 17 | 11459.888 | 11459.888 | 25453.941 | 59540.012 | 64144.239 |  | 0 | 0 |  | 0.004444%
3 | 31 | 18 | 0 | 0 | 0 | 0 | 0 |  | 0 | 0 |  | 0%
3 | 31 | 19 | 0 | 0 | 0 | 0 | 0 |  | 0 | 0 |  | 0%
3 | 31 | 20 | 0 | 0 | 0 | 0 | 0 |  | 0 | 0 |  | 0%
3 | 31 | 21 | 0 | 0 | 0 | 0 | 0 |  | 0 | 0 |  | 0%
3 | 31 | 22 | 0 | 0 | 0 | 0 | 0 |  | 0 | 0 |  | 0%
3 | 31 | 23 | 0 | 0 | 0 | 0 | 0 |  | 0 | 0 |  | 0%
4 | 1 | 0 | 0 | 0 | 0 | 0 | 0 |  | 0 | 0 |  | 0%
4 | 1 | 1 | 0 | 0 | 0 | 0 | 0 |  | 0 | 0 |  | 0%
4 | 1 | 2 | 0 | 0 | 0 | 0 | 0 |  | 0 | 0 |  | 0%
4 | 1 | 3 | 0 | 0 | 0 | 0 | 0 |  | 0 | 0 |  | 0%
4 | 1 | 4 | 0 | 0 | 0 | 0 | 0 |  | 0 | 0 |  | 0%
4 | 1 | 5 | 0 | 0 | 0 | 0 | 0 |  | 0 | 0 |  | 0%
4 | 1 | 6 | 84862.343 | 78906.58 | 28681.421 | 8667.965 | 8667.965 |  | 0 | 0 |  | 0.005007%
4 | 1 | 7 | 197468.358 | 183460.146 | 121479.436 | 43815.337 | 15302.54 |  | 0 | 0 |  | 0.02121%
4 | 1 | 8 | 257372.2 | 255831.379 | 208038.218 | 133291.879 | 76234.249 |  | 0 | 0 |  | 0.03632%
4 | 1 | 9 | 286282.42 | 297858.698 | 267595.396 | 210995.599 | 156518.162 |  | 0 | 0 |  | 0.04672%
4 | 1 | 10 | 294646.105 | 317916.579 | 306080.298 | 265088.305 | 217283.893 |  | 0 | 0 |  | 0.05344%
4 | 1 | 11 | 282023.454 | 314960.825 | 321260.155 | 297732.927 | 256649.58 |  | 0 | 0 |  | 0.05609%
4 | 1 | 12 | 250911.345 | 290719.817 | 313743.871 | 307983.405 | 276347.888 |  | 0 | 0 |  | 0.05478%
4 | 1 | 13 | 165289.355 | 190872.652 | 213417.897 | 220172.817 | 207457.73 |  | 0 | 0 |  | 0.03726%
4 | 1 | 14 | 68383.64 | 70760.303 | 73468.014 | 74983.159 | 74420.867 |  | 0 | 0 |  | 0.01283%
4 | 1 | 15 | 6962.144 | 6962.144 | 6962.144 | 6962.144 | 6962.144 |  | 0 | 0 |  | 0.001216%
4 | 1 | 16 | 22549.356 | 41701.179 | 92593.533 | 133843.305 | 143445.15 |  | 0 | 0 |  | 0.01617%
4 | 1 | 17 | 12843.178 | 12843.178 | 13851.191 | 15872.994 | 16380.152 |  | 0 | 0 |  | 0.002418%
4 | 1 | 18 | 0 | 0 | 0 | 0 | 0 |  | 0 | 0 |  | 0%
4 | 1 | 19 | 0 | 0 | 0 | 0 | 0 |  | 0 | 0 |  | 0%
4 | 1 | 20 | 0 | 0 | 0 | 0 | 0 |  | 0 | 0 |  | 0%
4 | 1 | 21 | 0 | 0 | 0 | 0 | 0 |  | 0 | 0 |  | 0%
4 | 1 | 22 | 0 | 0 | 0 | 0 | 0 |  | 0 | 0 |  | 0%
4 | 1 | 23 | 0 | 0 | 0 | 0 | 0 |  | 0 | 0 |  | 0%
4 | 2 | 0 | 0 | 0 | 0 | 0 | 0 |  | 0 | 0 |  | 0%
4 | 2 | 1 | 0 | 0 | 0 | 0 | 0 |  | 0 | 0 |  | 0%
4 | 2 | 2 | 0 | 0 | 0 | 0 | 0 |  | 0 | 0 |  | 0%
4 | 2 | 3 | 0 | 0 | 0 | 0 | 0 |  | 0 | 0 |  | 0%
4 | 2 | 4 | 0 | 0 | 0 | 0 | 0 |  | 0 | 0 |  | 0%
4 | 2 | 5 | 0 | 0 | 0 | 0 | 0 |  | 0 | 0 |  | 0%
4 | 2 | 6 | 0 | 0 | 0 | 0 | 0 |  | 0 | 0 |  | 0%
4 | 2 | 7 | 48907.948 | 47955.135 | 44068.237 | 39443.736 | 37353 |  | 0 | 0 |  | 0.007694%
4 | 2 | 8 | 18527.171 | 18527.171 | 18527.171 | 18527.171 | 18527.171 |  | 0 | 0 |  | 0.003235%
4 | 2 | 9 | 39895.421 | 39961.68 | 39784.89 | 39468.625 | 39198.155 |  | 0 | 0 |  | 0.006946%
4 | 2 | 10 | 192607.223 | 203056.968 | 197617.945 | 179345.996 | 158728.164 |  | 0 | 0 |  | 0.0345%
4 | 2 | 11 | 177888.647 | 191128.053 | 193705.672 | 184157.342 | 167938.854 |  | 0 | 0 |  | 0.03382%
4 | 2 | 12 | 168564.089 | 185104.544 | 195000.027 | 192595.144 | 179255.767 |  | 0 | 0 |  | 0.03404%
4 | 2 | 13 | 103743.139 | 110992.678 | 117540.019 | 119568.324 | 115901.274 |  | 0 | 0 |  | 0.02052%
4 | 2 | 14 | 6211.967 | 6211.967 | 6211.967 | 6211.967 | 6211.967 |  | 0 | 0 |  | 0.001085%
4 | 2 | 15 | 70307.072 | 84096.4 | 103383.958 | 116706.784 | 117362.642 |  | 0 | 0 |  | 0.01805%
4 | 2 | 16 | 1073.533 | 1073.533 | 1073.533 | 1073.533 | 1073.533 |  | 0 | 0 |  | 0.0001874%
4 | 2 | 17 | 13192.725 | 13192.725 | 15534.814 | 20376.215 | 21571.011 |  | 0 | 0 |  | 0.002712%
4 | 2 | 18 | 0 | 0 | 0 | 0 | 0 |  | 0 | 0 |  | 0%
4 | 2 | 19 | 0 | 0 | 0 | 0 | 0 |  | 0 | 0 |  | 0%
4 | 2 | 20 | 0 | 0 | 0 | 0 | 0 |  | 0 | 0 |  | 0%
4 | 2 | 21 | 0 | 0 | 0 | 0 | 0 |  | 0 | 0 |  | 0%
4 | 2 | 22 | 0 | 0 | 0 | 0 | 0 |  | 0 | 0 |  | 0%
4 | 2 | 23 | 0 | 0 | 0 | 0 | 0 |  | 0 | 0 |  | 0%
4 | 3 | 0 | 0 | 0 | 0 | 0 | 0 |  | 0 | 0 |  | 0%
4 | 3 | 1 | 0 | 0 | 0 | 0 | 0 |  | 0 | 0 |  | 0%
4 | 3 | 2 | 0 | 0 | 0 | 0 | 0 |  | 0 | 0 |  | 0%
4 | 3 | 3 | 0 | 0 | 0 | 0 | 0 |  | 0 | 0 |  | 0%
4 | 3 | 4 | 0 | 0 | 0 | 0 | 0 |  | 0 | 0 |  | 0%
4 | 3 | 5 | 0 | 0 | 0 | 0 | 0 |  | 0 | 0 |  | 0%
4 | 3 | 6 | 7856.614 | 7856.614 | 7856.614 | 7856.614 | 7856.614 |  | 0 | 0 |  | 0.001372%
4 | 3 | 7 | 4975.139 | 4975.139 | 4975.139 | 4975.139 | 4975.139 |  | 0 | 0 |  | 0.0008686%
4 | 3 | 8 | 16473.279 | 16473.279 | 16473.279 | 16473.279 | 16473.279 |  | 0 | 0 |  | 0.002876%
4 | 3 | 9 | 31930.43 | 31953.229 | 31890.554 | 31779.125 | 31684.218 |  | 0 | 0 |  | 0.005568%
4 | 3 | 10 | 87004.296 | 88313.471 | 87617.997 | 85324.541 | 82775.398 |  | 0 | 0 |  | 0.0153%
4 | 3 | 11 | 92261.864 | 94301.431 | 94700.49 | 93225.805 | 90739.648 |  | 0 | 0 |  | 0.01653%
4 | 3 | 12 | 94254.79 | 96995.48 | 98656.59 | 98267.38 | 96055.166 |  | 0 | 0 |  | 0.01722%
4 | 3 | 13 | 53937.222 | 54798.431 | 55583.285 | 55832.065 | 55399.068 |  | 0 | 0 |  | 0.009704%
4 | 3 | 14 | 38207.51 | 38468.887 | 38778.831 | 38955.775 | 38896.051 |  | 0 | 0 |  | 0.00677%
4 | 3 | 15 | 62106.445 | 68464.964 | 77560.54 | 84012.841 | 84389.536 |  | 0 | 0 |  | 0.01354%
4 | 3 | 16 | 35128.798 | 44241.987 | 66912.08 | 85936.608 | 90719.099 |  | 0 | 0 |  | 0.01168%
4 | 3 | 17 | 12381.298 | 12381.298 | 12915.257 | 13761.771 | 14115.184 |  | 0 | 0 |  | 0.002255%
4 | 3 | 18 | 0 | 0 | 0 | 0 | 0 |  | 0 | 0 |  | 0%
4 | 3 | 19 | 0 | 0 | 0 | 0 | 0 |  | 0 | 0 |  | 0%
4 | 3 | 20 | 0 | 0 | 0 | 0 | 0 |  | 0 | 0 |  | 0%
4 | 3 | 21 | 0 | 0 | 0 | 0 | 0 |  | 0 | 0 |  | 0%
4 | 3 | 22 | 0 | 0 | 0 | 0 | 0 |  | 0 | 0 |  | 0%
4 | 3 | 23 | 0 | 0 | 0 | 0 | 0 |  | 0 | 0 |  | 0%
4 | 4 | 0 | 0 | 0 | 0 | 0 | 0 |  | 0 | 0 |  | 0%
4 | 4 | 1 | 0 | 0 | 0 | 0 | 0 |  | 0 | 0 |  | 0%
4 | 4 | 2 | 0 | 0 | 0 | 0 | 0 |  | 0 | 0 |  | 0%
4 | 4 | 3 | 0 | 0 | 0 | 0 | 0 |  | 0 | 0 |  | 0%
4 | 4 | 4 | 0 | 0 | 0 | 0 | 0 |  | 0 | 0 |  | 0%
4 | 4 | 5 | 0 | 0 | 0 | 0 | 0 |  | 0 | 0 |  | 0%
4 | 4 | 6 | 10596.982 | 10566.916 | 10494.26 | 10444.698 | 10444.698 |  | 0 | 0 |  | 0.001832%
4 | 4 | 7 | 164526.134 | 152943.583 | 105642.663 | 47735.838 | 24615.672 |  | 0 | 0 |  | 0.01844%
4 | 4 | 8 | 139852.019 | 138973.684 | 122148.454 | 97891.636 | 80448.574 |  | 0 | 0 |  | 0.02133%
4 | 4 | 9 | 76577.875 | 77084.718 | 75647.951 | 73108.495 | 70909.341 |  | 0 | 0 |  | 0.01321%
4 | 4 | 10 | 180814.204 | 189656.896 | 184874.013 | 169200.664 | 151711.888 |  | 0 | 0 |  | 0.03228%
4 | 4 | 11 | 307848.402 | 343742.178 | 350665.357 | 324922.075 | 280511.359 |  | 0 | 0 |  | 0.06122%
4 | 4 | 12 | 119285.588 | 126025.034 | 130128.169 | 129205.023 | 123792.504 |  | 0 | 0 |  | 0.02272%
4 | 4 | 13 | 132966.103 | 144511.774 | 155050.021 | 158449.562 | 152747.547 |  | 0 | 0 |  | 0.02707%
4 | 4 | 14 | 101657.806 | 111665.339 | 123198.88 | 129823.621 | 127697.698 |  | 0 | 0 |  | 0.02151%
4 | 4 | 15 | 80867.418 | 107733.36 | 145251.68 | 171029.338 | 172754.609 |  | 0 | 0 |  | 0.02536%
4 | 4 | 16 | 33470.398 | 46946.543 | 81173.388 | 109960.573 | 117334.853 |  | 0 | 0 |  | 0.01417%
4 | 4 | 17 | 14010.94 | 14010.94 | 14691.558 | 15767.247 | 16221.793 |  | 0 | 0 |  | 0.002565%
4 | 4 | 18 | 0 | 0 | 0 | 0 | 0 |  | 0 | 0 |  | 0%
4 | 4 | 19 | 0 | 0 | 0 | 0 | 0 |  | 0 | 0 |  | 0%
4 | 4 | 20 | 0 | 0 | 0 | 0 | 0 |  | 0 | 0 |  | 0%
4 | 4 | 21 | 0 | 0 | 0 | 0 | 0 |  | 0 | 0 |  | 0%
4 | 4 | 22 | 0 | 0 | 0 | 0 | 0 |  | 0 | 0 |  | 0%
4 | 4 | 23 | 0 | 0 | 0 | 0 | 0 |  | 0 | 0 |  | 0%
4 | 5 | 0 | 0 | 0 | 0 | 0 | 0 |  | 0 | 0 |  | 0%
4 | 5 | 1 | 0 | 0 | 0 | 0 | 0 |  | 0 | 0 |  | 0%
4 | 5 | 2 | 0 | 0 | 0 | 0 | 0 |  | 0 | 0 |  | 0%
4 | 5 | 3 | 0 | 0 | 0 | 0 | 0 |  | 0 | 0 |  | 0%
4 | 5 | 4 | 0 | 0 | 0 | 0 | 0 |  | 0 | 0 |  | 0%
4 | 5 | 5 | 0 | 0 | 0 | 0 | 0 |  | 0 | 0 |  | 0%
4 | 5 | 6 | 12035.198 | 11962.331 | 11787.861 | 11666.726 | 11666.726 |  | 0 | 0 |  | 0.002058%
4 | 5 | 7 | 41834.291 | 41387.122 | 39716.913 | 37793.179 | 36785.586 |  | 0 | 0 |  | 0.006934%
4 | 5 | 8 | 266350.967 | 263607.793 | 215965.868 | 143332.267 | 88362.806 |  | 0 | 0 |  | 0.03771%
4 | 5 | 9 | 299365.773 | 309898.279 | 278771.963 | 221803.363 | 168555.186 |  | 0 | 0 |  | 0.04867%
4 | 5 | 10 | 307142.34 | 329207.93 | 317102.199 | 276862.611 | 230373.746 |  | 0 | 0 |  | 0.05536%
4 | 5 | 11 | 295326.001 | 327060.292 | 333121.623 | 310486.201 | 270825.182 |  | 0 | 0 |  | 0.05816%
4 | 5 | 12 | 266695.161 | 306231.754 | 329547.044 | 324574.812 | 293795.968 |  | 0 | 0 |  | 0.05753%
4 | 5 | 13 | 221730.745 | 267602.552 | 307883.015 | 320742.723 | 299865.297 |  | 0 | 0 |  | 0.05375%
4 | 5 | 14 | 160528.382 | 211758.802 | 266777.132 | 297405.785 | 288168.787 |  | 0 | 0 |  | 0.04658%
4 | 5 | 15 | 81751.999 | 133397.469 | 203255.641 | 249315.64 | 252744.643 |  | 0 | 0 |  | 0.03549%
4 | 5 | 16 | 21415.961 | 47806.763 | 117973.591 | 175173.946 | 189667.283 |  | 0 | 0 |  | 0.0206%
4 | 5 | 17 | 11859.374 | 11859.374 | 29531.631 | 73360.927 | 82298.384 |  | 0 | 0 |  | 0.005156%
4 | 5 | 18 | 0 | 0 | 0 | 0 | 0 |  | 0 | 0 |  | 0%
4 | 5 | 19 | 0 | 0 | 0 | 0 | 0 |  | 0 | 0 |  | 0%
4 | 5 | 20 | 0 | 0 | 0 | 0 | 0 |  | 0 | 0 |  | 0%
4 | 5 | 21 | 0 | 0 | 0 | 0 | 0 |  | 0 | 0 |  | 0%
4 | 5 | 22 | 0 | 0 | 0 | 0 | 0 |  | 0 | 0 |  | 0%
4 | 5 | 23 | 0 | 0 | 0 | 0 | 0 |  | 0 | 0 |  | 0%
4 | 6 | 0 | 0 | 0 | 0 | 0 | 0 |  | 0 | 0 |  | 0%
4 | 6 | 1 | 0 | 0 | 0 | 0 | 0 |  | 0 | 0 |  | 0%
4 | 6 | 2 | 0 | 0 | 0 | 0 | 0 |  | 0 | 0 |  | 0%
4 | 6 | 3 | 0 | 0 | 0 | 0 | 0 |  | 0 | 0 |  | 0%
4 | 6 | 4 | 0 | 0 | 0 | 0 | 0 |  | 0 | 0 |  | 0%
4 | 6 | 5 | 0 | 0 | 0 | 0 | 0 |  | 0 | 0 |  | 0%
4 | 6 | 6 | 14333.649 | 14143.734 | 13693.199 | 13375.107 | 13375.107 |  | 0 | 0 |  | 0.002391%
4 | 6 | 7 | 197794.911 | 183291.345 | 125378.658 | 53080.179 | 23444.702 |  | 0 | 0 |  | 0.02189%
4 | 6 | 8 | 258623.374 | 255662.237 | 209309.31 | 139367.097 | 86784.782 |  | 0 | 0 |  | 0.03654%
4 | 6 | 9 | 292953.183 | 302983.285 | 272403.109 | 217047.864 | 166011.616 |  | 0 | 0 |  | 0.04756%
4 | 6 | 10 | 304935.098 | 327214.219 | 314741.132 | 273899.787 | 227167.441 |  | 0 | 0 |  | 0.05495%
4 | 6 | 11 | 294336.943 | 326387.383 | 332543.109 | 309611.57 | 269780.81 |  | 0 | 0 |  | 0.05806%
4 | 6 | 12 | 267430.665 | 307675.162 | 331760.659 | 326830.382 | 295445.339 |  | 0 | 0 |  | 0.05792%
4 | 6 | 13 | 188423.566 | 221503.85 | 251446.274 | 261358.114 | 245897.192 |  | 0 | 0 |  | 0.0439%
4 | 6 | 14 | 108986.654 | 123129.402 | 139539.728 | 149090.118 | 146332.526 |  | 0 | 0 |  | 0.02436%
4 | 6 | 15 | 58157.663 | 60582.751 | 64138.593 | 66726.078 | 66945.404 |  | 0 | 0 |  | 0.0112%
4 | 6 | 16 | 37136.63 | 40485.266 | 47935.932 | 54392.455 | 56179.668 |  | 0 | 0 |  | 0.008369%
4 | 6 | 17 | 14732.162 | 14732.162 | 15691.772 | 17454.715 | 18071.063 |  | 0 | 0 |  | 0.00274%
4 | 6 | 18 | 0 | 0 | 0 | 0 | 0 |  | 0 | 0 |  | 0%
4 | 6 | 19 | 0 | 0 | 0 | 0 | 0 |  | 0 | 0 |  | 0%
4 | 6 | 20 | 0 | 0 | 0 | 0 | 0 |  | 0 | 0 |  | 0%
4 | 6 | 21 | 0 | 0 | 0 | 0 | 0 |  | 0 | 0 |  | 0%
4 | 6 | 22 | 0 | 0 | 0 | 0 | 0 |  | 0 | 0 |  | 0%
4 | 6 | 23 | 0 | 0 | 0 | 0 | 0 |  | 0 | 0 |  | 0%
4 | 7 | 0 | 0 | 0 | 0 | 0 | 0 |  | 0 | 0 |  | 0%
4 | 7 | 1 | 0 | 0 | 0 | 0 | 0 |  | 0 | 0 |  | 0%
4 | 7 | 2 | 0 | 0 | 0 | 0 | 0 |  | 0 | 0 |  | 0%
4 | 7 | 3 | 0 | 0 | 0 | 0 | 0 |  | 0 | 0 |  | 0%
4 | 7 | 4 | 0 | 0 | 0 | 0 | 0 |  | 0 | 0 |  | 0%
4 | 7 | 5 | 0 | 0 | 0 | 0 | 0 |  | 0 | 0 |  | 0%
4 | 7 | 6 | 0 | 0 | 0 | 0 | 0 |  | 0 | 0 |  | 0%
4 | 7 | 7 | 22653.153 | 22635.795 | 22573.579 | 22502.954 | 22465.29 |  | 0 | 0 |  | 0.003941%
4 | 7 | 8 | 4897.747 | 4897.747 | 4897.747 | 4897.747 | 4897.747 |  | 0 | 0 |  | 0.0008551%
4 | 7 | 9 | 25071.622 | 25071.622 | 25071.622 | 25071.622 | 25071.622 |  | 0 | 0 |  | 0.004377%
4 | 7 | 10 | 20145.758 | 20145.758 | 20145.758 | 20145.758 | 20145.758 |  | 0 | 0 |  | 0.003517%
4 | 7 | 11 | 22965.389 | 22965.389 | 22965.389 | 22965.389 | 22965.389 |  | 0 | 0 |  | 0.004009%
4 | 7 | 12 | 37017.186 | 37155.1 | 37240.675 | 37223.778 | 37114.308 |  | 0 | 0 |  | 0.006502%
4 | 7 | 13 | 36727.348 | 36871.791 | 37006.663 | 37052.953 | 36983.541 |  | 0 | 0 |  | 0.006461%
4 | 7 | 14 | 28955.77 | 28978.194 | 29005.478 | 29021.64 | 29017.211 |  | 0 | 0 |  | 0.005064%
4 | 7 | 15 | 15336.297 | 15336.297 | 15336.297 | 15336.297 | 15336.297 |  | 0 | 0 |  | 0.002678%
4 | 7 | 16 | 4036.464 | 4036.464 | 4036.464 | 4036.464 | 4036.464 |  | 0 | 0 |  | 0.0007047%
4 | 7 | 17 | 8681.271 | 8681.271 | 8681.271 | 8681.271 | 8681.271 |  | 0 | 0 |  | 0.001516%
4 | 7 | 18 | 0 | 0 | 0 | 0 | 0 |  | 0 | 0 |  | 0%
4 | 7 | 19 | 0 | 0 | 0 | 0 | 0 |  | 0 | 0 |  | 0%
4 | 7 | 20 | 0 | 0 | 0 | 0 | 0 |  | 0 | 0 |  | 0%
4 | 7 | 21 | 0 | 0 | 0 | 0 | 0 |  | 0 | 0 |  | 0%
4 | 7 | 22 | 0 | 0 | 0 | 0 | 0 |  | 0 | 0 |  | 0%
4 | 7 | 23 | 0 | 0 | 0 | 0 | 0 |  | 0 | 0 |  | 0%
4 | 8 | 0 | 0 | 0 | 0 | 0 | 0 |  | 0 | 0 |  | 0%
4 | 8 | 1 | 0 | 0 | 0 | 0 | 0 |  | 0 | 0 |  | 0%
4 | 8 | 2 | 0 | 0 | 0 | 0 | 0 |  | 0 | 0 |  | 0%
4 | 8 | 3 | 0 | 0 | 0 | 0 | 0 |  | 0 | 0 |  | 0%
4 | 8 | 4 | 0 | 0 | 0 | 0 | 0 |  | 0 | 0 |  | 0%
4 | 8 | 5 | 0 | 0 | 0 | 0 | 0 |  | 0 | 0 |  | 0%
4 | 8 | 6 | 4965.844 | 4965.844 | 4965.844 | 4965.844 | 4965.844 |  | 0 | 0 |  | 0.000867%
4 | 8 | 7 | 96294.189 | 91386.564 | 73156.909 | 51373.323 | 41725.951 |  | 0 | 0 |  | 0.01277%
4 | 8 | 8 | 86176.718 | 85715.322 | 79783.879 | 71629.699 | 66005.043 |  | 0 | 0 |  | 0.01393%
4 | 8 | 9 | 172197.55 | 175875.232 | 163962.699 | 143210.812 | 125196.173 |  | 0 | 0 |  | 0.02863%
4 | 8 | 10 | 242315.855 | 257356.414 | 248580.742 | 220758.65 | 189627.253 |  | 0 | 0 |  | 0.0434%
4 | 8 | 11 | 201156.042 | 215779.316 | 218623.048 | 208083.948 | 190147.443 |  | 0 | 0 |  | 0.03817%
4 | 8 | 12 | 81644.918 | 83432.996 | 84548.301 | 84338.354 | 82925.936 |  | 0 | 0 |  | 0.01476%
4 | 8 | 13 | 79767.77 | 81906.646 | 83914.764 | 84616.777 | 83602.206 |  | 0 | 0 |  | 0.01465%
4 | 8 | 14 | 147379.577 | 187444.029 | 232866.457 | 259374.037 | 252558.865 |  | 0 | 0 |  | 0.04066%
4 | 8 | 15 | 14022.571 | 14022.571 | 14022.571 | 14022.571 | 14022.571 |  | 0 | 0 |  | 0.002448%
4 | 8 | 16 | 18438.802 | 45736.215 | 118686.438 | 179438.455 | 195926.675 |  | 0 | 0 |  | 0.02072%
4 | 8 | 17 | 9855.347 | 9855.347 | 30429.06 | 82123.456 | 95250.197 |  | 0 | 0 |  | 0.005313%
4 | 8 | 18 | 0 | 0 | 0 | 0 | 0 |  | 0 | 0 |  | 0%
4 | 8 | 19 | 0 | 0 | 0 | 0 | 0 |  | 0 | 0 |  | 0%
4 | 8 | 20 | 0 | 0 | 0 | 0 | 0 |  | 0 | 0 |  | 0%
4 | 8 | 21 | 0 | 0 | 0 | 0 | 0 |  | 0 | 0 |  | 0%
4 | 8 | 22 | 0 | 0 | 0 | 0 | 0 |  | 0 | 0 |  | 0%
4 | 8 | 23 | 0 | 0 | 0 | 0 | 0 |  | 0 | 0 |  | 0%
4 | 9 | 0 | 0 | 0 | 0 | 0 | 0 |  | 0 | 0 |  | 0%
4 | 9 | 1 | 0 | 0 | 0 | 0 | 0 |  | 0 | 0 |  | 0%
4 | 9 | 2 | 0 | 0 | 0 | 0 | 0 |  | 0 | 0 |  | 0%
4 | 9 | 3 | 0 | 0 | 0 | 0 | 0 |  | 0 | 0 |  | 0%
4 | 9 | 4 | 0 | 0 | 0 | 0 | 0 |  | 0 | 0 |  | 0%
4 | 9 | 5 | 0 | 0 | 0 | 0 | 0 |  | 0 | 0 |  | 0%
4 | 9 | 6 | 117888.141 | 98174.468 | 39001.031 | 10325.089 | 10325.089 |  | 0 | 0 |  | 0.006809%
4 | 9 | 7 | 211415.761 | 195031.718 | 132511.346 | 53825.65 | 20670.59 |  | 0 | 0 |  | 0.02313%
4 | 9 | 8 | 265704.378 | 261823.366 | 214630.993 | 144301.313 | 91602.477 |  | 0 | 0 |  | 0.03747%
4 | 9 | 9 | 294610.98 | 303637.908 | 273117.835 | 218738.329 | 169600.445 |  | 0 | 0 |  | 0.04768%
4 | 9 | 10 | 304745.482 | 325437.619 | 313143.417 | 274169.066 | 230006.514 |  | 0 | 0 |  | 0.05467%
4 | 9 | 11 | 296227.125 | 327331.072 | 333300.454 | 311038.181 | 272379.919 |  | 0 | 0 |  | 0.05819%
4 | 9 | 12 | 267958.272 | 306940.008 | 330675.463 | 326465.856 | 296500.532 |  | 0 | 0 |  | 0.05773%
4 | 9 | 13 | 222370.239 | 266117.367 | 305935.693 | 319751.705 | 300453.468 |  | 0 | 0 |  | 0.05341%
4 | 9 | 14 | 160024.425 | 208636.543 | 262942.629 | 294435.713 | 286837.898 |  | 0 | 0 |  | 0.04591%
4 | 9 | 15 | 83368.859 | 132129.308 | 199914.239 | 245884.232 | 250830.257 |  | 0 | 0 |  | 0.0349%
4 | 9 | 16 | 19302.495 | 46127.306 | 117067.625 | 175731.68 | 191844.449 |  | 0 | 0 |  | 0.02044%
4 | 9 | 17 | 10295.807 | 10295.807 | 30511.264 | 80749.216 | 94458.107 |  | 0 | 0 |  | 0.005327%
4 | 9 | 18 | 0 | 0 | 0 | 0 | 0 |  | 0 | 0 |  | 0%
4 | 9 | 19 | 0 | 0 | 0 | 0 | 0 |  | 0 | 0 |  | 0%
4 | 9 | 20 | 0 | 0 | 0 | 0 | 0 |  | 0 | 0 |  | 0%
4 | 9 | 21 | 0 | 0 | 0 | 0 | 0 |  | 0 | 0 |  | 0%
4 | 9 | 22 | 0 | 0 | 0 | 0 | 0 |  | 0 | 0 |  | 0%
4 | 9 | 23 | 0 | 0 | 0 | 0 | 0 |  | 0 | 0 |  | 0%
4 | 10 | 0 | 0 | 0 | 0 | 0 | 0 |  | 0 | 0 |  | 0%
4 | 10 | 1 | 0 | 0 | 0 | 0 | 0 |  | 0 | 0 |  | 0%
4 | 10 | 2 | 0 | 0 | 0 | 0 | 0 |  | 0 | 0 |  | 0%
4 | 10 | 3 | 0 | 0 | 0 | 0 | 0 |  | 0 | 0 |  | 0%
4 | 10 | 4 | 0 | 0 | 0 | 0 | 0 |  | 0 | 0 |  | 0%
4 | 10 | 5 | 0 | 0 | 0 | 0 | 0 |  | 0 | 0 |  | 0%
4 | 10 | 6 | 109540.524 | 90494.662 | 37986.599 | 11872.776 | 11872.776 |  | 0 | 0 |  | 0.006632%
4 | 10 | 7 | 200499.08 | 184690.487 | 126278.243 | 54382.273 | 24018.392 |  | 0 | 0 |  | 0.02205%
4 | 10 | 8 | 258826.055 | 254681.804 | 208188.487 | 140744.02 | 91292.27 |  | 0 | 0 |  | 0.03635%
4 | 10 | 9 | 291078.066 | 300010.445 | 268808.912 | 214288.482 | 166150.445 |  | 0 | 0 |  | 0.04693%
4 | 10 | 10 | 300923.396 | 322092.083 | 309240.847 | 269260.62 | 224646.28 |  | 0 | 0 |  | 0.05399%
4 | 10 | 11 | 225980.818 | 245052.263 | 248756.128 | 235008.137 | 211604.877 |  | 0 | 0 |  | 0.04343%
4 | 10 | 12 | 260672.566 | 299766.157 | 323932.693 | 319852.522 | 289732.006 |  | 0 | 0 |  | 0.05655%
4 | 10 | 13 | 214970.843 | 257949.344 | 297803.708 | 312005.007 | 292904.862 |  | 0 | 0 |  | 0.05199%
4 | 10 | 14 | 154111.349 | 200366.251 | 253400.259 | 284846.333 | 277683.7 |  | 0 | 0 |  | 0.04424%
4 | 10 | 15 | 81242.244 | 126121.859 | 190030.713 | 234563.844 | 239751.292 |  | 0 | 0 |  | 0.03318%
4 | 10 | 16 | 39780.779 | 45252.853 | 58527.374 | 70138.251 | 73565.772 |  | 0 | 0 |  | 0.01022%
4 | 10 | 17 | 12624.151 | 12624.151 | 28643.634 | 67108.499 | 78833.821 |  | 0 | 0 |  | 0.005001%
4 | 10 | 18 | 0 | 0 | 0 | 0 | 0 |  | 0 | 0 |  | 0%
4 | 10 | 19 | 0 | 0 | 0 | 0 | 0 |  | 0 | 0 |  | 0%
4 | 10 | 20 | 0 | 0 | 0 | 0 | 0 |  | 0 | 0 |  | 0%
4 | 10 | 21 | 0 | 0 | 0 | 0 | 0 |  | 0 | 0 |  | 0%
4 | 10 | 22 | 0 | 0 | 0 | 0 | 0 |  | 0 | 0 |  | 0%
4 | 10 | 23 | 0 | 0 | 0 | 0 | 0 |  | 0 | 0 |  | 0%
4 | 11 | 0 | 0 | 0 | 0 | 0 | 0 |  | 0 | 0 |  | 0%
4 | 11 | 1 | 0 | 0 | 0 | 0 | 0 |  | 0 | 0 |  | 0%
4 | 11 | 2 | 0 | 0 | 0 | 0 | 0 |  | 0 | 0 |  | 0%
4 | 11 | 3 | 0 | 0 | 0 | 0 | 0 |  | 0 | 0 |  | 0%
4 | 11 | 4 | 0 | 0 | 0 | 0 | 0 |  | 0 | 0 |  | 0%
4 | 11 | 5 | 0 | 0 | 0 | 0 | 0 |  | 0 | 0 |  | 0%
4 | 11 | 6 | 73258.238 | 62500.563 | 35320.017 | 20273.987 | 20273.987 |  | 0 | 0 |  | 0.006166%
4 | 11 | 7 | 161482.103 | 150456.932 | 110467.327 | 61230.855 | 39527.498 |  | 0 | 0 |  | 0.01929%
4 | 11 | 8 | 216577.065 | 213404.198 | 179803.84 | 130750.03 | 94575.394 |  | 0 | 0 |  | 0.03139%
4 | 11 | 9 | 244505.151 | 250505.451 | 228624.491 | 189847.007 | 155229.79 |  | 0 | 0 |  | 0.03992%
4 | 11 | 10 | 214376.953 | 225226.341 | 218506.064 | 197779.79 | 174646.212 |  | 0 | 0 |  | 0.03815%
4 | 11 | 11 | 138830.317 | 145084.807 | 146302.243 | 141784.622 | 134132.481 |  | 0 | 0 |  | 0.02554%
4 | 11 | 12 | 142938.865 | 151918.126 | 157580.151 | 156670.954 | 149710.083 |  | 0 | 0 |  | 0.02751%
4 | 11 | 13 | 111467.181 | 118746.118 | 125671.055 | 128217.441 | 124920.18 |  | 0 | 0 |  | 0.02194%
4 | 11 | 14 | 92086.434 | 99294.286 | 108048.092 | 113389.103 | 112240.909 |  | 0 | 0 |  | 0.01886%
4 | 11 | 15 | 84683.133 | 122549.48 | 175878.332 | 212523.712 | 217033.086 |  | 0 | 0 |  | 0.03071%
4 | 11 | 16 | 29800.235 | 50486.287 | 103665.8 | 148251.539 | 161071.225 |  | 0 | 0 |  | 0.0181%
4 | 11 | 17 | 14961.957 | 14961.957 | 29296.694 | 62189.914 | 73015.453 |  | 0 | 0 |  | 0.005115%
4 | 11 | 18 | 0 | 0 | 0 | 0 | 0 |  | 0 | 0 |  | 0%
4 | 11 | 19 | 0 | 0 | 0 | 0 | 0 |  | 0 | 0 |  | 0%
4 | 11 | 20 | 0 | 0 | 0 | 0 | 0 |  | 0 | 0 |  | 0%
4 | 11 | 21 | 0 | 0 | 0 | 0 | 0 |  | 0 | 0 |  | 0%
4 | 11 | 22 | 0 | 0 | 0 | 0 | 0 |  | 0 | 0 |  | 0%
4 | 11 | 23 | 0 | 0 | 0 | 0 | 0 |  | 0 | 0 |  | 0%
4 | 12 | 0 | 0 | 0 | 0 | 0 | 0 |  | 0 | 0 |  | 0%
4 | 12 | 1 | 0 | 0 | 0 | 0 | 0 |  | 0 | 0 |  | 0%
4 | 12 | 2 | 0 | 0 | 0 | 0 | 0 |  | 0 | 0 |  | 0%
4 | 12 | 3 | 0 | 0 | 0 | 0 | 0 |  | 0 | 0 |  | 0%
4 | 12 | 4 | 0 | 0 | 0 | 0 | 0 |  | 0 | 0 |  | 0%
4 | 12 | 5 | 0 | 0 | 0 | 0 | 0 |  | 0 | 0 |  | 0%
4 | 12 | 6 | 99227.405 | 81153.92 | 37336.21 | 14166.36 | 14166.36 |  | 0 | 0 |  | 0.006518%
4 | 12 | 7 | 185255.16 | 170883.412 | 119526.393 | 56435.59 | 29187.949 |  | 0 | 0 |  | 0.02087%
4 | 12 | 8 | 241501.676 | 237242.12 | 195164.785 | 134920.865 | 91144.554 |  | 0 | 0 |  | 0.03407%
4 | 12 | 9 | 219631.189 | 224680.885 | 205707.334 | 173295.81 | 145593.634 |  | 0 | 0 |  | 0.03591%
4 | 12 | 10 | 245957.8 | 260539.506 | 251308.702 | 223352.673 | 192598.811 |  | 0 | 0 |  | 0.04388%
4 | 12 | 11 | 234747.424 | 256181.82 | 260329.342 | 244883.727 | 218521.064 |  | 0 | 0 |  | 0.04545%
4 | 12 | 12 | 103364.063 | 106329.768 | 108221.941 | 107934.564 | 105635.505 |  | 0 | 0 |  | 0.01889%
4 | 12 | 13 | 153502.448 | 170498.531 | 186728.913 | 192790.053 | 185222.536 |  | 0 | 0 |  | 0.0326%
4 | 12 | 14 | 132532.887 | 156764.451 | 185758.328 | 203486.505 | 199929.383 |  | 0 | 0 |  | 0.03243%
4 | 12 | 15 | 80728.456 | 119899.671 | 176728.065 | 217100.465 | 222446.842 |  | 0 | 0 |  | 0.03085%
4 | 12 | 16 | 39212.541 | 47752.032 | 68872.595 | 87423.742 | 93072.836 |  | 0 | 0 |  | 0.01202%
4 | 12 | 17 | 15271.741 | 15271.741 | 27220.033 | 55074.51 | 64712.752 |  | 0 | 0 |  | 0.004752%
4 | 12 | 18 | 0 | 0 | 0 | 0 | 0 |  | 0 | 0 |  | 0%
4 | 12 | 19 | 0 | 0 | 0 | 0 | 0 |  | 0 | 0 |  | 0%
4 | 12 | 20 | 0 | 0 | 0 | 0 | 0 |  | 0 | 0 |  | 0%
4 | 12 | 21 | 0 | 0 | 0 | 0 | 0 |  | 0 | 0 |  | 0%
4 | 12 | 22 | 0 | 0 | 0 | 0 | 0 |  | 0 | 0 |  | 0%
4 | 12 | 23 | 0 | 0 | 0 | 0 | 0 |  | 0 | 0 |  | 0%
4 | 13 | 0 | 0 | 0 | 0 | 0 | 0 |  | 0 | 0 |  | 0%
4 | 13 | 1 | 0 | 0 | 0 | 0 | 0 |  | 0 | 0 |  | 0%
4 | 13 | 2 | 0 | 0 | 0 | 0 | 0 |  | 0 | 0 |  | 0%
4 | 13 | 3 | 0 | 0 | 0 | 0 | 0 |  | 0 | 0 |  | 0%
4 | 13 | 4 | 0 | 0 | 0 | 0 | 0 |  | 0 | 0 |  | 0%
4 | 13 | 5 | 0 | 0 | 0 | 0 | 0 |  | 0 | 0 |  | 0%
4 | 13 | 6 | 31276.676 | 28679.948 | 22772.039 | 19068.938 | 19068.938 |  | 0 | 0 |  | 0.003976%
4 | 13 | 7 | 103115.937 | 97401.1 | 77864.473 | 54777.108 | 44454.434 |  | 0 | 0 |  | 0.01359%
4 | 13 | 8 | 53512.695 | 53391.857 | 52283.494 | 50822.531 | 49860.051 |  | 0 | 0 |  | 0.009128%
4 | 13 | 9 | 123489.33 | 124981.486 | 119168.864 | 109426.804 | 101358.886 |  | 0 | 0 |  | 0.02081%
4 | 13 | 10 | 79578.098 | 80439.103 | 79881.591 | 78231.836 | 76455.823 |  | 0 | 0 |  | 0.01395%
4 | 13 | 11 | 113904.244 | 118142.999 | 118968.454 | 115899.662 | 110726.473 |  | 0 | 0 |  | 0.02077%
4 | 13 | 12 | 64119.548 | 65157.719 | 65824.386 | 65729.09 | 64927.641 |  | 0 | 0 |  | 0.01149%
4 | 13 | 13 | 128480.089 | 138152.934 | 147485.704 | 151040.752 | 146762.07 |  | 0 | 0 |  | 0.02575%
4 | 13 | 14 | 118647.59 | 134368.281 | 153547.853 | 165431.048 | 163204.897 |  | 0 | 0 |  | 0.02681%
4 | 13 | 15 | 37823.276 | 38162.833 | 38703.457 | 39128.472 | 39188.836 |  | 0 | 0 |  | 0.006757%
4 | 13 | 16 | 12237.513 | 12237.513 | 12237.513 | 12237.513 | 12237.513 |  | 0 | 0 |  | 0.002137%
4 | 13 | 17 | 18003.204 | 18003.204 | 24210.806 | 36893.962 | 41862.401 |  | 0 | 0 |  | 0.004227%
4 | 13 | 18 | 0 | 0 | 0 | 0 | 0 |  | 0 | 0 |  | 0%
4 | 13 | 19 | 0 | 0 | 0 | 0 | 0 |  | 0 | 0 |  | 0%
4 | 13 | 20 | 0 | 0 | 0 | 0 | 0 |  | 0 | 0 |  | 0%
4 | 13 | 21 | 0 | 0 | 0 | 0 | 0 |  | 0 | 0 |  | 0%
4 | 13 | 22 | 0 | 0 | 0 | 0 | 0 |  | 0 | 0 |  | 0%
4 | 13 | 23 | 0 | 0 | 0 | 0 | 0 |  | 0 | 0 |  | 0%
4 | 14 | 0 | 0 | 0 | 0 | 0 | 0 |  | 0 | 0 |  | 0%
4 | 14 | 1 | 0 | 0 | 0 | 0 | 0 |  | 0 | 0 |  | 0%
4 | 14 | 2 | 0 | 0 | 0 | 0 | 0 |  | 0 | 0 |  | 0%
4 | 14 | 3 | 0 | 0 | 0 | 0 | 0 |  | 0 | 0 |  | 0%
4 | 14 | 4 | 0 | 0 | 0 | 0 | 0 |  | 0 | 0 |  | 0%
4 | 14 | 5 | 0 | 0 | 0 | 0 | 0 |  | 0 | 0 |  | 0%
4 | 14 | 6 | 18194.138 | 17913.328 | 17290.654 | 16794.586 | 16794.586 |  | 0 | 0 |  | 0.003019%
4 | 14 | 7 | 9963.318 | 9963.318 | 9963.318 | 9963.318 | 9963.318 |  | 0 | 0 |  | 0.001739%
4 | 14 | 8 | 22493.397 | 22493.397 | 22493.397 | 22493.397 | 22493.397 |  | 0 | 0 |  | 0.003927%
4 | 14 | 9 | 70533.985 | 70807.751 | 69697.399 | 67852.894 | 66341.928 |  | 0 | 0 |  | 0.01217%
4 | 14 | 10 | 85782.326 | 86753.678 | 86111.338 | 84230.957 | 82213.194 |  | 0 | 0 |  | 0.01503%
4 | 14 | 11 | 54406.578 | 54934.668 | 55037.449 | 54654.717 | 54010.662 |  | 0 | 0 |  | 0.009609%
4 | 14 | 12 | 57287.271 | 58053.106 | 58547.732 | 58481.435 | 57893.047 |  | 0 | 0 |  | 0.01022%
4 | 14 | 13 | 71356.418 | 72826.507 | 74259.246 | 74815.64 | 74170.026 |  | 0 | 0 |  | 0.01296%
4 | 14 | 14 | 24750.499 | 24750.499 | 24750.499 | 24750.499 | 24750.499 |  | 0 | 0 |  | 0.004321%
4 | 14 | 15 | 28321.185 | 28353.535 | 28405.428 | 28446.468 | 28452.612 |  | 0 | 0 |  | 0.004959%
4 | 14 | 16 | 13774.22 | 13774.22 | 13774.22 | 13774.22 | 13774.22 |  | 0 | 0 |  | 0.002405%
4 | 14 | 17 | 5957.648 | 5957.648 | 5957.648 | 5957.648 | 5957.648 |  | 0 | 0 |  | 0.00104%
4 | 14 | 18 | 0 | 0 | 0 | 0 | 0 |  | 0 | 0 |  | 0%
4 | 14 | 19 | 0 | 0 | 0 | 0 | 0 |  | 0 | 0 |  | 0%
4 | 14 | 20 | 0 | 0 | 0 | 0 | 0 |  | 0 | 0 |  | 0%
4 | 14 | 21 | 0 | 0 | 0 | 0 | 0 |  | 0 | 0 |  | 0%
4 | 14 | 22 | 0 | 0 | 0 | 0 | 0 |  | 0 | 0 |  | 0%
4 | 14 | 23 | 0 | 0 | 0 | 0 | 0 |  | 0 | 0 |  | 0%
4 | 15 | 0 | 0 | 0 | 0 | 0 | 0 |  | 0 | 0 |  | 0%
4 | 15 | 1 | 0 | 0 | 0 | 0 | 0 |  | 0 | 0 |  | 0%
4 | 15 | 2 | 0 | 0 | 0 | 0 | 0 |  | 0 | 0 |  | 0%
4 | 15 | 3 | 0 | 0 | 0 | 0 | 0 |  | 0 | 0 |  | 0%
4 | 15 | 4 | 0 | 0 | 0 | 0 | 0 |  | 0 | 0 |  | 0%
4 | 15 | 5 | 0 | 0 | 0 | 0 | 0 |  | 0 | 0 |  | 0%
4 | 15 | 6 | 145600.118 | 116745.036 | 49477.594 | 12833.068 | 12833.068 |  | 0 | 0 |  | 0.008638%
4 | 15 | 7 | 238061.605 | 218268.846 | 150394.508 | 66646.695 | 30380.682 |  | 0 | 0 |  | 0.02626%
4 | 15 | 8 | 298051.917 | 291730.615 | 238631.223 | 163475.559 | 109040.162 |  | 0 | 0 |  | 0.04166%
4 | 15 | 9 | 328352.547 | 336375.961 | 302111.988 | 243837.02 | 194110.071 |  | 0 | 0 |  | 0.05275%
4 | 15 | 10 | 337839.194 | 358953.644 | 344725.684 | 302694.855 | 256414.111 |  | 0 | 0 |  | 0.06018%
4 | 15 | 11 | 325219.654 | 357355.817 | 363507.727 | 340391.896 | 300575.726 |  | 0 | 0 |  | 0.06346%
4 | 15 | 12 | 294135.386 | 334896.135 | 360698.48 | 357497.932 | 326992.612 |  | 0 | 0 |  | 0.06297%
4 | 15 | 13 | 244077.503 | 289916.233 | 333402.198 | 350155.587 | 331393.933 |  | 0 | 0 |  | 0.05821%
4 | 15 | 14 | 178033.306 | 227389.195 | 285594.182 | 321261.785 | 315575.034 |  | 0 | 0 |  | 0.04986%
4 | 15 | 15 | 92953.739 | 144138.388 | 218451.545 | 271003.962 | 279082.34 |  | 0 | 0 |  | 0.03814%
4 | 15 | 16 | 22196.143 | 51440.45 | 129284.04 | 195257.442 | 215411.837 |  | 0 | 0 |  | 0.02257%
4 | 15 | 17 | 11305.891 | 11305.891 | 35636.704 | 94615.816 | 117047.09 |  | 0 | 0 |  | 0.006222%
4 | 15 | 18 | 0 | 0 | 0 | 0 | 0 |  | 0 | 0 |  | 0%
4 | 15 | 19 | 0 | 0 | 0 | 0 | 0 |  | 0 | 0 |  | 0%
4 | 15 | 20 | 0 | 0 | 0 | 0 | 0 |  | 0 | 0 |  | 0%
4 | 15 | 21 | 0 | 0 | 0 | 0 | 0 |  | 0 | 0 |  | 0%
4 | 15 | 22 | 0 | 0 | 0 | 0 | 0 |  | 0 | 0 |  | 0%
4 | 15 | 23 | 0 | 0 | 0 | 0 | 0 |  | 0 | 0 |  | 0%
4 | 16 | 0 | 0 | 0 | 0 | 0 | 0 |  | 0 | 0 |  | 0%
4 | 16 | 1 | 0 | 0 | 0 | 0 | 0 |  | 0 | 0 |  | 0%
4 | 16 | 2 | 0 | 0 | 0 | 0 | 0 |  | 0 | 0 |  | 0%
4 | 16 | 3 | 0 | 0 | 0 | 0 | 0 |  | 0 | 0 |  | 0%
4 | 16 | 4 | 0 | 0 | 0 | 0 | 0 |  | 0 | 0 |  | 0%
4 | 16 | 5 | 898.712 | 746.239 | 24.616 | 24.616 | 24.616 |  | 0 | 0 |  | 4.298e-06%
4 | 16 | 6 | 137461.83 | 110601.514 | 48158.305 | 13290.322 | 13290.322 |  | 0 | 0 |  | 0.008408%
4 | 16 | 7 | 143092.539 | 133302.246 | 100987.413 | 62455.391 | 45377.417 |  | 0 | 0 |  | 0.01763%
4 | 16 | 8 | 281353.132 | 275215.586 | 226080.121 | 156945.337 | 107092.75 |  | 0 | 0 |  | 0.03947%
4 | 16 | 9 | 313511.506 | 320792.694 | 288265.941 | 233176.686 | 186487.445 |  | 0 | 0 |  | 0.05033%
4 | 16 | 10 | 321291.109 | 340547.273 | 327287.624 | 288508.311 | 245906.432 |  | 0 | 0 |  | 0.05714%
4 | 16 | 11 | 310732.073 | 340389.35 | 346053.492 | 324707.832 | 287937.783 |  | 0 | 0 |  | 0.06042%
4 | 16 | 12 | 278968.773 | 316764.226 | 340832.131 | 338056.329 | 309911.231 |  | 0 | 0 |  | 0.05951%
4 | 16 | 13 | 231883.226 | 274082.447 | 314422.55 | 330226.336 | 313163.968 |  | 0 | 0 |  | 0.05489%
4 | 16 | 14 | 169474.423 | 214693.846 | 268790.37 | 302270.316 | 297354.088 |  | 0 | 0 |  | 0.04693%
4 | 16 | 15 | 86787.316 | 125726.134 | 183507.985 | 225362.356 | 232138.693 |  | 0 | 0 |  | 0.03204%
4 | 16 | 16 | 42486.469 | 50654.465 | 70911.975 | 88992.631 | 94884.279 |  | 0 | 0 |  | 0.01238%
4 | 16 | 17 | 11026.222 | 11026.222 | 30972.212 | 78347.409 | 97427.526 |  | 0 | 0 |  | 0.005407%
4 | 16 | 18 | 0 | 0 | 0 | 0 | 0 |  | 0 | 0 |  | 0%
4 | 16 | 19 | 0 | 0 | 0 | 0 | 0 |  | 0 | 0 |  | 0%
4 | 16 | 20 | 0 | 0 | 0 | 0 | 0 |  | 0 | 0 |  | 0%
4 | 16 | 21 | 0 | 0 | 0 | 0 | 0 |  | 0 | 0 |  | 0%
4 | 16 | 22 | 0 | 0 | 0 | 0 | 0 |  | 0 | 0 |  | 0%
4 | 16 | 23 | 0 | 0 | 0 | 0 | 0 |  | 0 | 0 |  | 0%
4 | 17 | 0 | 0 | 0 | 0 | 0 | 0 |  | 0 | 0 |  | 0%
4 | 17 | 1 | 0 | 0 | 0 | 0 | 0 |  | 0 | 0 |  | 0%
4 | 17 | 2 | 0 | 0 | 0 | 0 | 0 |  | 0 | 0 |  | 0%
4 | 17 | 3 | 0 | 0 | 0 | 0 | 0 |  | 0 | 0 |  | 0%
4 | 17 | 4 | 0 | 0 | 0 | 0 | 0 |  | 0 | 0 |  | 0%
4 | 17 | 5 | 1194.027 | 1021.927 | 192.902 | 192.902 | 192.902 |  | 0 | 0 |  | 3.368e-05%
4 | 17 | 6 | 68554.361 | 58055.8 | 34311.622 | 19784.412 | 19784.412 |  | 0 | 0 |  | 0.00599%
4 | 17 | 7 | 218397.231 | 200079.447 | 139047.326 | 63900.2 | 30968.201 |  | 0 | 0 |  | 0.02428%
4 | 17 | 8 | 271854.105 | 265676.781 | 218396.341 | 152144.03 | 104500.137 |  | 0 | 0 |  | 0.03813%
4 | 17 | 9 | 271648.188 | 277446.836 | 250359.219 | 204984.034 | 167082.069 |  | 0 | 0 |  | 0.04371%
4 | 17 | 10 | 256519.354 | 270231.581 | 260572.067 | 232810.473 | 202706.353 |  | 0 | 0 |  | 0.04549%
4 | 17 | 11 | 265745.592 | 288782.284 | 293184.157 | 276563.087 | 248073.377 |  | 0 | 0 |  | 0.05119%
4 | 17 | 12 | 237037.162 | 265053.643 | 283087.517 | 281159.968 | 260316.155 |  | 0 | 0 |  | 0.04942%
4 | 17 | 13 | 204345.057 | 237207.208 | 268962.526 | 281639.494 | 268444.289 |  | 0 | 0 |  | 0.04696%
4 | 17 | 14 | 161423.388 | 203089.09 | 253212.676 | 284382.144 | 280197.158 |  | 0 | 0 |  | 0.04421%
4 | 17 | 15 | 89433.654 | 130593.141 | 191519.064 | 235400.116 | 242778.232 |  | 0 | 0 |  | 0.03344%
4 | 17 | 16 | 28493.393 | 52013.901 | 113575.97 | 166439.993 | 183215.958 |  | 0 | 0 |  | 0.01983%
4 | 17 | 17 | 14561.046 | 14561.046 | 33251.013 | 76537.951 | 94761.367 |  | 0 | 0 |  | 0.005805%
4 | 17 | 18 | 0 | 0 | 0 | 0 | 0 |  | 0 | 0 |  | 0%
4 | 17 | 19 | 0 | 0 | 0 | 0 | 0 |  | 0 | 0 |  | 0%
4 | 17 | 20 | 0 | 0 | 0 | 0 | 0 |  | 0 | 0 |  | 0%
4 | 17 | 21 | 0 | 0 | 0 | 0 | 0 |  | 0 | 0 |  | 0%
4 | 17 | 22 | 0 | 0 | 0 | 0 | 0 |  | 0 | 0 |  | 0%
4 | 17 | 23 | 0 | 0 | 0 | 0 | 0 |  | 0 | 0 |  | 0%
4 | 18 | 0 | 0 | 0 | 0 | 0 | 0 |  | 0 | 0 |  | 0%
4 | 18 | 1 | 0 | 0 | 0 | 0 | 0 |  | 0 | 0 |  | 0%
4 | 18 | 2 | 0 | 0 | 0 | 0 | 0 |  | 0 | 0 |  | 0%
4 | 18 | 3 | 0 | 0 | 0 | 0 | 0 |  | 0 | 0 |  | 0%
4 | 18 | 4 | 0 | 0 | 0 | 0 | 0 |  | 0 | 0 |  | 0%
4 | 18 | 5 | 825.528 | 709.62 | 140.381 | 140.381 | 140.381 |  | 0 | 0 |  | 2.451e-05%
4 | 18 | 6 | 114047.406 | 93230.661 | 45211.466 | 16747.201 | 16747.201 |  | 0 | 0 |  | 0.007893%
4 | 18 | 7 | 105600.597 | 99650.091 | 80707.988 | 58468.192 | 48453.221 |  | 0 | 0 |  | 0.01409%
4 | 18 | 8 | 249221.137 | 243583.758 | 201976.409 | 143302.619 | 100924.987 |  | 0 | 0 |  | 0.03526%
4 | 18 | 9 | 277268.847 | 282755.62 | 255704.693 | 209838.692 | 171061.499 |  | 0 | 0 |  | 0.04464%
4 | 18 | 10 | 287918.234 | 303818.662 | 292384.122 | 259362.727 | 222880.202 |  | 0 | 0 |  | 0.05105%
4 | 18 | 11 | 281300.178 | 306598.456 | 311380.374 | 293190.782 | 261622.279 |  | 0 | 0 |  | 0.05436%
4 | 18 | 12 | 254960.614 | 287259.62 | 307934.169 | 305910.413 | 282236.481 |  | 0 | 0 |  | 0.05376%
4 | 18 | 13 | 214356.842 | 251799.524 | 287786.202 | 302241.829 | 287733.719 |  | 0 | 0 |  | 0.05024%
4 | 18 | 14 | 159665.457 | 198936.363 | 246495.434 | 276232.799 | 272604.216 |  | 0 | 0 |  | 0.04304%
4 | 18 | 15 | 91566.805 | 129886.143 | 187075.212 | 228573.786 | 235841.133 |  | 0 | 0 |  | 0.03266%
4 | 18 | 16 | 32007.163 | 53882.812 | 111056.155 | 160511.653 | 176498.245 |  | 0 | 0 |  | 0.01939%
4 | 18 | 17 | 15697.79 | 15697.79 | 33547.06 | 74173.92 | 92002.868 |  | 0 | 0 |  | 0.005857%
4 | 18 | 18 | 0 | 0 | 0 | 0 | 0 |  | 0 | 0 |  | 0%
4 | 18 | 19 | 0 | 0 | 0 | 0 | 0 |  | 0 | 0 |  | 0%
4 | 18 | 20 | 0 | 0 | 0 | 0 | 0 |  | 0 | 0 |  | 0%
4 | 18 | 21 | 0 | 0 | 0 | 0 | 0 |  | 0 | 0 |  | 0%
4 | 18 | 22 | 0 | 0 | 0 | 0 | 0 |  | 0 | 0 |  | 0%
4 | 18 | 23 | 0 | 0 | 0 | 0 | 0 |  | 0 | 0 |  | 0%
4 | 19 | 0 | 0 | 0 | 0 | 0 | 0 |  | 0 | 0 |  | 0%
4 | 19 | 1 | 0 | 0 | 0 | 0 | 0 |  | 0 | 0 |  | 0%
4 | 19 | 2 | 0 | 0 | 0 | 0 | 0 |  | 0 | 0 |  | 0%
4 | 19 | 3 | 0 | 0 | 0 | 0 | 0 |  | 0 | 0 |  | 0%
4 | 19 | 4 | 0 | 0 | 0 | 0 | 0 |  | 0 | 0 |  | 0%
4 | 19 | 5 | 1173.82 | 1173.82 | 1173.82 | 1173.82 | 1173.82 |  | 0 | 0 |  | 0.0002049%
4 | 19 | 6 | 78499.35 | 65794.877 | 37128.522 | 19524.766 | 19524.766 |  | 0 | 0 |  | 0.006482%
4 | 19 | 7 | 209476.183 | 191966.541 | 135186.924 | 65379.085 | 34570.608 |  | 0 | 0 |  | 0.0236%
4 | 19 | 8 | 261545.476 | 255257.583 | 210948.766 | 149322.766 | 105239.252 |  | 0 | 0 |  | 0.03683%
4 | 19 | 9 | 289476.612 | 295122.839 | 265910.802 | 216991.591 | 176231.266 |  | 0 | 0 |  | 0.04642%
4 | 19 | 10 | 297826.246 | 314473.85 | 302223.125 | 267352.827 | 229163.435 |  | 0 | 0 |  | 0.05276%
4 | 19 | 11 | 286864.961 | 312349.061 | 317161.731 | 298796.512 | 267047.852 |  | 0 | 0 |  | 0.05537%
4 | 19 | 12 | 261033.418 | 293948.631 | 315137.788 | 313243.216 | 289246.459 |  | 0 | 0 |  | 0.05502%
4 | 19 | 13 | 219912.232 | 257696.024 | 294248.427 | 309151.751 | 294730.836 |  | 0 | 0 |  | 0.05137%
4 | 19 | 14 | 162597.611 | 204334.618 | 255108.733 | 287050.035 | 283533.743 |  | 0 | 0 |  | 0.04454%
4 | 19 | 15 | 88807.613 | 130908.351 | 193859.522 | 239504.263 | 247792.09 |  | 0 | 0 |  | 0.03385%
4 | 19 | 16 | 25448.107 | 50169.717 | 115532.143 | 171959.445 | 190350.837 |  | 0 | 0 |  | 0.02017%
4 | 19 | 17 | 11736.21 | 11736.21 | 30434.81 | 74039.372 | 93808.286 |  | 0 | 0 |  | 0.005314%
4 | 19 | 18 | 0 | 0 | 0 | 0 | 0 |  | 0 | 0 |  | 0%
4 | 19 | 19 | 0 | 0 | 0 | 0 | 0 |  | 0 | 0 |  | 0%
4 | 19 | 20 | 0 | 0 | 0 | 0 | 0 |  | 0 | 0 |  | 0%
4 | 19 | 21 | 0 | 0 | 0 | 0 | 0 |  | 0 | 0 |  | 0%
4 | 19 | 22 | 0 | 0 | 0 | 0 | 0 |  | 0 | 0 |  | 0%
4 | 19 | 23 | 0 | 0 | 0 | 0 | 0 |  | 0 | 0 |  | 0%
4 | 20 | 0 | 0 | 0 | 0 | 0 | 0 |  | 0 | 0 |  | 0%
4 | 20 | 1 | 0 | 0 | 0 | 0 | 0 |  | 0 | 0 |  | 0%
4 | 20 | 2 | 0 | 0 | 0 | 0 | 0 |  | 0 | 0 |  | 0%
4 | 20 | 3 | 0 | 0 | 0 | 0 | 0 |  | 0 | 0 |  | 0%
4 | 20 | 4 | 0 | 0 | 0 | 0 | 0 |  | 0 | 0 |  | 0%
4 | 20 | 5 | 1812.907 | 1646.565 | 1401.524 | 1401.524 | 1401.524 |  | 0 | 0 |  | 0.0002447%
4 | 20 | 6 | 123448.571 | 100623.504 | 48361.678 | 16663.661 | 16663.661 |  | 0 | 0 |  | 0.008443%
4 | 20 | 7 | 202045.54 | 185474.102 | 132457.98 | 67373.183 | 38518.266 |  | 0 | 0 |  | 0.02313%
4 | 20 | 8 | 217860.762 | 212794.07 | 178623.363 | 131966.949 | 99247.077 |  | 0 | 0 |  | 0.03119%
4 | 20 | 9 | 249249.38 | 253513.176 | 230321.649 | 192004.214 | 160588.75 |  | 0 | 0 |  | 0.04021%
4 | 20 | 10 | 218254.667 | 227640.602 | 220565.138 | 200899.69 | 179827.381 |  | 0 | 0 |  | 0.03851%
4 | 20 | 11 | 250389.104 | 270197.07 | 273937.107 | 259619.377 | 235008.922 |  | 0 | 0 |  | 0.04783%
4 | 20 | 12 | 251082.725 | 281409.081 | 300998.551 | 299412.748 | 277465.813 |  | 0 | 0 |  | 0.05255%
4 | 20 | 13 | 211645.505 | 247062.305 | 281435.739 | 295620.385 | 282387.713 |  | 0 | 0 |  | 0.04914%
4 | 20 | 14 | 142306.733 | 170254.089 | 205177.009 | 227572.747 | 225357.125 |  | 0 | 0 |  | 0.03582%
4 | 20 | 15 | 87764.654 | 111340.628 | 147688.336 | 174982.214 | 180178.344 |  | 0 | 0 |  | 0.02578%
4 | 20 | 16 | 34753.003 | 54501.109 | 106048.88 | 151121.799 | 166168.808 |  | 0 | 0 |  | 0.01851%
4 | 20 | 17 | 16782.018 | 16782.018 | 33406.121 | 70202.36 | 87572.962 |  | 0 | 0 |  | 0.005832%
4 | 20 | 18 | 0 | 0 | 0 | 0 | 0 |  | 0 | 0 |  | 0%
4 | 20 | 19 | 0 | 0 | 0 | 0 | 0 |  | 0 | 0 |  | 0%
4 | 20 | 20 | 0 | 0 | 0 | 0 | 0 |  | 0 | 0 |  | 0%
4 | 20 | 21 | 0 | 0 | 0 | 0 | 0 |  | 0 | 0 |  | 0%
4 | 20 | 22 | 0 | 0 | 0 | 0 | 0 |  | 0 | 0 |  | 0%
4 | 20 | 23 | 0 | 0 | 0 | 0 | 0 |  | 0 | 0 |  | 0%
4 | 21 | 0 | 0 | 0 | 0 | 0 | 0 |  | 0 | 0 |  | 0%
4 | 21 | 1 | 0 | 0 | 0 | 0 | 0 |  | 0 | 0 |  | 0%
4 | 21 | 2 | 0 | 0 | 0 | 0 | 0 |  | 0 | 0 |  | 0%
4 | 21 | 3 | 0 | 0 | 0 | 0 | 0 |  | 0 | 0 |  | 0%
4 | 21 | 4 | 0 | 0 | 0 | 0 | 0 |  | 0 | 0 |  | 0%
4 | 21 | 5 | 0 | 0 | 0 | 0 | 0 |  | 0 | 0 |  | 0%
4 | 21 | 6 | 26332.036 | 25561.033 | 23925.737 | 22567.78 | 22567.78 |  | 0 | 0 |  | 0.004177%
4 | 21 | 7 | 93968.994 | 89032.988 | 74091.693 | 56969.825 | 49232.201 |  | 0 | 0 |  | 0.01294%
4 | 21 | 8 | 66876.178 | 66548.851 | 64463.728 | 61797.978 | 60083.74 |  | 0 | 0 |  | 0.01125%
4 | 21 | 9 | 204852.129 | 207707.659 | 191387.504 | 165019.546 | 143930.471 |  | 0 | 0 |  | 0.03341%
4 | 21 | 10 | 220621.369 | 230122.866 | 222790.184 | 202710.276 | 181395.663 |  | 0 | 0 |  | 0.0389%
4 | 21 | 11 | 158082.14 | 165014.97 | 166335.646 | 161282.727 | 152778.305 |  | 0 | 0 |  | 0.02904%
4 | 21 | 12 | 56199.437 | 56907.802 | 57383.885 | 57348.84 | 56823.191 |  | 0 | 0 |  | 0.01002%
4 | 21 | 13 | 80528.687 | 82409.587 | 84323.555 | 85150.143 | 84405.978 |  | 0 | 0 |  | 0.01472%
4 | 21 | 14 | 52831.646 | 53588.655 | 54590.048 | 55256.393 | 55197.397 |  | 0 | 0 |  | 0.009531%
4 | 21 | 15 | 38178.892 | 38477.317 | 38982.656 | 39398.903 | 39482.181 |  | 0 | 0 |  | 0.006806%
4 | 21 | 16 | 40090.999 | 42792.442 | 49247.907 | 55269.31 | 57435.262 |  | 0 | 0 |  | 0.008598%
4 | 21 | 17 | 18290.978 | 18290.978 | 19225.404 | 20702.841 | 21439.893 |  | 0 | 0 |  | 0.003357%
4 | 21 | 18 | 0 | 0 | 0 | 0 | 0 |  | 0 | 0 |  | 0%
4 | 21 | 19 | 0 | 0 | 0 | 0 | 0 |  | 0 | 0 |  | 0%
4 | 21 | 20 | 0 | 0 | 0 | 0 | 0 |  | 0 | 0 |  | 0%
4 | 21 | 21 | 0 | 0 | 0 | 0 | 0 |  | 0 | 0 |  | 0%
4 | 21 | 22 | 0 | 0 | 0 | 0 | 0 |  | 0 | 0 |  | 0%
4 | 21 | 23 | 0 | 0 | 0 | 0 | 0 |  | 0 | 0 |  | 0%
4 | 22 | 0 | 0 | 0 | 0 | 0 | 0 |  | 0 | 0 |  | 0%
4 | 22 | 1 | 0 | 0 | 0 | 0 | 0 |  | 0 | 0 |  | 0%
4 | 22 | 2 | 0 | 0 | 0 | 0 | 0 |  | 0 | 0 |  | 0%
4 | 22 | 3 | 0 | 0 | 0 | 0 | 0 |  | 0 | 0 |  | 0%
4 | 22 | 4 | 0 | 0 | 0 | 0 | 0 |  | 0 | 0 |  | 0%
4 | 22 | 5 | 5332.211 | 4010.803 | 850.83 | 850.83 | 850.83 |  | 0 | 0 |  | 0.0001485%
4 | 22 | 6 | 126063.458 | 102536.339 | 49390.633 | 16441.323 | 16441.323 |  | 0 | 0 |  | 0.008623%
4 | 22 | 7 | 214509.033 | 195839.032 | 138143.748 | 68396.904 | 37850.76 |  | 0 | 0 |  | 0.02412%
4 | 22 | 8 | 273149.991 | 265658.596 | 218745.71 | 155191.339 | 110688.439 |  | 0 | 0 |  | 0.03819%
4 | 22 | 9 | 303780.178 | 308860.345 | 277935.043 | 227462.96 | 186718.545 |  | 0 | 0 |  | 0.04852%
4 | 22 | 10 | 313959.615 | 330729.867 | 317491.705 | 281230.759 | 242280.447 |  | 0 | 0 |  | 0.05543%
4 | 22 | 11 | 304588.927 | 331461.803 | 336496.968 | 317012.216 | 283586.894 |  | 0 | 0 |  | 0.05875%
4 | 22 | 12 | 276989.435 | 311753.861 | 334645.689 | 333165.766 | 308099.753 |  | 0 | 0 |  | 0.05843%
4 | 22 | 13 | 233093.791 | 272920.4 | 312423.446 | 329305.569 | 314662.106 |  | 0 | 0 |  | 0.05455%
4 | 22 | 14 | 173947.06 | 216568.504 | 270102.144 | 304791.082 | 302144.74 |  | 0 | 0 |  | 0.04716%
4 | 22 | 15 | 95070.821 | 139785.043 | 208312.284 | 259117.053 | 269385.222 |  | 0 | 0 |  | 0.03637%
4 | 22 | 16 | 24317.003 | 51598.463 | 124969.138 | 189195.541 | 211039.727 |  | 0 | 0 |  | 0.02182%
4 | 22 | 17 | 11847.346 | 11847.346 | 36901.759 | 95353.877 | 123726.267 |  | 0 | 0 |  | 0.006443%
4 | 22 | 18 | 0 | 0 | 0 | 0 | 0 |  | 0 | 0 |  | 0%
4 | 22 | 19 | 0 | 0 | 0 | 0 | 0 |  | 0 | 0 |  | 0%
4 | 22 | 20 | 0 | 0 | 0 | 0 | 0 |  | 0 | 0 |  | 0%
4 | 22 | 21 | 0 | 0 | 0 | 0 | 0 |  | 0 | 0 |  | 0%
4 | 22 | 22 | 0 | 0 | 0 | 0 | 0 |  | 0 | 0 |  | 0%
4 | 22 | 23 | 0 | 0 | 0 | 0 | 0 |  | 0 | 0 |  | 0%
4 | 23 | 0 | 0 | 0 | 0 | 0 | 0 |  | 0 | 0 |  | 0%
4 | 23 | 1 | 0 | 0 | 0 | 0 | 0 |  | 0 | 0 |  | 0%
4 | 23 | 2 | 0 | 0 | 0 | 0 | 0 |  | 0 | 0 |  | 0%
4 | 23 | 3 | 0 | 0 | 0 | 0 | 0 |  | 0 | 0 |  | 0%
4 | 23 | 4 | 0 | 0 | 0 | 0 | 0 |  | 0 | 0 |  | 0%
4 | 23 | 5 | 11096.982 | 8280.6 | 1059.838 | 1059.838 | 1059.838 |  | 0 | 0 |  | 0.000185%
4 | 23 | 6 | 144961.998 | 116824.908 | 52885.474 | 13044.628 | 13044.628 |  | 0 | 0 |  | 0.009233%
4 | 23 | 7 | 225372.169 | 205359.532 | 143969.571 | 69274.964 | 36550.195 |  | 0 | 0 |  | 0.02514%
4 | 23 | 8 | 275402.429 | 267644.25 | 220579.836 | 156828.712 | 112171.353 |  | 0 | 0 |  | 0.03851%
4 | 23 | 9 | 302291.938 | 307031.897 | 276321.593 | 226264.403 | 185864.371 |  | 0 | 0 |  | 0.04824%
4 | 23 | 10 | 306280.701 | 321834.986 | 309263.024 | 275106.889 | 238419.279 |  | 0 | 0 |  | 0.05399%
4 | 23 | 11 | 295548.473 | 320403.585 | 325030.118 | 306997.018 | 275990.914 |  | 0 | 0 |  | 0.05675%
4 | 23 | 12 | 268760.347 | 300936.106 | 322169.573 | 320971.27 | 297968.833 |  | 0 | 0 |  | 0.05625%
4 | 23 | 13 | 225586.25 | 263386.084 | 300923.549 | 317119.544 | 303577.274 |  | 0 | 0 |  | 0.05254%
4 | 23 | 14 | 167696.204 | 207689.739 | 258150.039 | 290904.941 | 288766.388 |  | 0 | 0 |  | 0.04507%
4 | 23 | 15 | 93175.919 | 134556.046 | 198361.262 | 245843.503 | 255719.727 |  | 0 | 0 |  | 0.03463%
4 | 23 | 16 | 27469.626 | 52245.53 | 118595.516 | 176901.713 | 197015.703 |  | 0 | 0 |  | 0.02071%
4 | 23 | 17 | 13686.87 | 13686.87 | 35707.147 | 86004.708 | 110610.924 |  | 0 | 0 |  | 0.006234%
4 | 23 | 18 | 0 | 0 | 0 | 0 | 0 |  | 0 | 0 |  | 0%
4 | 23 | 19 | 0 | 0 | 0 | 0 | 0 |  | 0 | 0 |  | 0%
4 | 23 | 20 | 0 | 0 | 0 | 0 | 0 |  | 0 | 0 |  | 0%
4 | 23 | 21 | 0 | 0 | 0 | 0 | 0 |  | 0 | 0 |  | 0%
4 | 23 | 22 | 0 | 0 | 0 | 0 | 0 |  | 0 | 0 |  | 0%
4 | 23 | 23 | 0 | 0 | 0 | 0 | 0 |  | 0 | 0 |  | 0%
4 | 24 | 0 | 0 | 0 | 0 | 0 | 0 |  | 0 | 0 |  | 0%
4 | 24 | 1 | 0 | 0 | 0 | 0 | 0 |  | 0 | 0 |  | 0%
4 | 24 | 2 | 0 | 0 | 0 | 0 | 0 |  | 0 | 0 |  | 0%
4 | 24 | 3 | 0 | 0 | 0 | 0 | 0 |  | 0 | 0 |  | 0%
4 | 24 | 4 | 0 | 0 | 0 | 0 | 0 |  | 0 | 0 |  | 0%
4 | 24 | 5 | 6050.515 | 4567.664 | 1418.296 | 1418.296 | 1418.296 |  | 0 | 0 |  | 0.0002476%
4 | 24 | 6 | 60713.705 | 52935.082 | 35949.081 | 24284.029 | 24284.029 |  | 0 | 0 |  | 0.006276%
4 | 24 | 7 | 217452.362 | 198316.675 | 140496.461 | 70562.776 | 39943.668 |  | 0 | 0 |  | 0.02453%
4 | 24 | 8 | 269277.635 | 261449.173 | 215604.749 | 154197.78 | 111687.623 |  | 0 | 0 |  | 0.03764%
4 | 24 | 9 | 297255.655 | 301623.705 | 271500.197 | 222924.811 | 184104.095 |  | 0 | 0 |  | 0.0474%
4 | 24 | 10 | 272264.766 | 285130.1 | 274472.08 | 246074.653 | 216052.276 |  | 0 | 0 |  | 0.04792%
4 | 24 | 11 | 261588.454 | 281932.734 | 285724.503 | 270886.193 | 245656.491 |  | 0 | 0 |  | 0.04988%
4 | 24 | 12 | 240971.175 | 267274.6 | 284911.132 | 284053.912 | 265170.961 |  | 0 | 0 |  | 0.04974%
4 | 24 | 13 | 201207.131 | 230173.506 | 259563.29 | 272567.621 | 262076.485 |  | 0 | 0 |  | 0.04532%
4 | 24 | 14 | 130484.306 | 146523.829 | 167738.768 | 182021.497 | 181230.861 |  | 0 | 0 |  | 0.02929%
4 | 24 | 15 | 92497.104 | 116489.776 | 154781.787 | 184407.022 | 190842.722 |  | 0 | 0 |  | 0.02702%
4 | 24 | 16 | 32854.556 | 51835.605 | 102529.75 | 147917.438 | 163990.212 |  | 0 | 0 |  | 0.0179%
4 | 24 | 17 | 19500.139 | 19500.139 | 22517.275 | 28117.444 | 30948.509 |  | 0 | 0 |  | 0.003931%
4 | 24 | 18 | 0 | 0 | 0 | 0 | 0 |  | 0 | 0 |  | 0%
4 | 24 | 19 | 0 | 0 | 0 | 0 | 0 |  | 0 | 0 |  | 0%
4 | 24 | 20 | 0 | 0 | 0 | 0 | 0 |  | 0 | 0 |  | 0%
4 | 24 | 21 | 0 | 0 | 0 | 0 | 0 |  | 0 | 0 |  | 0%
4 | 24 | 22 | 0 | 0 | 0 | 0 | 0 |  | 0 | 0 |  | 0%
4 | 24 | 23 | 0 | 0 | 0 | 0 | 0 |  | 0 | 0 |  | 0%
4 | 25 | 0 | 0 | 0 | 0 | 0 | 0 |  | 0 | 0 |  | 0%
4 | 25 | 1 | 0 | 0 | 0 | 0 | 0 |  | 0 | 0 |  | 0%
4 | 25 | 2 | 0 | 0 | 0 | 0 | 0 |  | 0 | 0 |  | 0%
4 | 25 | 3 | 0 | 0 | 0 | 0 | 0 |  | 0 | 0 |  | 0%
4 | 25 | 4 | 0 | 0 | 0 | 0 | 0 |  | 0 | 0 |  | 0%
4 | 25 | 5 | 674.408 | 674.408 | 674.408 | 674.408 | 674.408 |  | 0 | 0 |  | 0.0001177%
4 | 25 | 6 | 150950.043 | 121755.538 | 56128.489 | 14224.983 | 14224.983 |  | 0 | 0 |  | 0.009799%
4 | 25 | 7 | 235638.501 | 214291.363 | 150583.223 | 73590.026 | 40142.202 |  | 0 | 0 |  | 0.02629%
4 | 25 | 8 | 287780.303 | 278993.103 | 229157.814 | 162699.165 | 116753.164 |  | 0 | 0 |  | 0.04001%
4 | 25 | 9 | 312309.643 | 316647.659 | 284637.714 | 233354.314 | 192598.648 |  | 0 | 0 |  | 0.04969%
4 | 25 | 10 | 318013.893 | 334058.774 | 320441.924 | 284381.412 | 246157.937 |  | 0 | 0 |  | 0.05595%
4 | 25 | 11 | 304842.179 | 330620.991 | 335380.673 | 316579.936 | 284446.916 |  | 0 | 0 |  | 0.05855%
4 | 25 | 12 | 274051.527 | 307089.651 | 329193.604 | 328298.072 | 304877.477 |  | 0 | 0 |  | 0.05747%
4 | 25 | 13 | 228632.974 | 265918.111 | 303445.388 | 320077.676 | 307150.375 |  | 0 | 0 |  | 0.05298%
4 | 25 | 14 | 168951.784 | 207856.822 | 257595.062 | 290243.915 | 288797.281 |  | 0 | 0 |  | 0.04497%
4 | 25 | 15 | 93634.393 | 134517.675 | 197873.994 | 245002.43 | 255331.187 |  | 0 | 0 |  | 0.03455%
4 | 25 | 16 | 26012.365 | 51215.144 | 118967.562 | 178139.628 | 198832.872 |  | 0 | 0 |  | 0.02077%
4 | 25 | 17 | 17229.424 | 17229.424 | 29509.695 | 55898.455 | 69109.514 |  | 0 | 0 |  | 0.005152%
4 | 25 | 18 | 0 | 0 | 0 | 0 | 0 |  | 0 | 0 |  | 0%
4 | 25 | 19 | 0 | 0 | 0 | 0 | 0 |  | 0 | 0 |  | 0%
4 | 25 | 20 | 0 | 0 | 0 | 0 | 0 |  | 0 | 0 |  | 0%
4 | 25 | 21 | 0 | 0 | 0 | 0 | 0 |  | 0 | 0 |  | 0%
4 | 25 | 22 | 0 | 0 | 0 | 0 | 0 |  | 0 | 0 |  | 0%
4 | 25 | 23 | 0 | 0 | 0 | 0 | 0 |  | 0 | 0 |  | 0%
4 | 26 | 0 | 0 | 0 | 0 | 0 | 0 |  | 0 | 0 |  | 0%
4 | 26 | 1 | 0 | 0 | 0 | 0 | 0 |  | 0 | 0 |  | 0%
4 | 26 | 2 | 0 | 0 | 0 | 0 | 0 |  | 0 | 0 |  | 0%
4 | 26 | 3 | 0 | 0 | 0 | 0 | 0 |  | 0 | 0 |  | 0%
4 | 26 | 4 | 0 | 0 | 0 | 0 | 0 |  | 0 | 0 |  | 0%
4 | 26 | 5 | 13641.197 | 10370.152 | 1857.628 | 1857.628 | 1857.628 |  | 0 | 0 |  | 0.0003243%
4 | 26 | 6 | 143171.94 | 115686.719 | 53897.87 | 13685.963 | 13685.963 |  | 0 | 0 |  | 0.00941%
4 | 26 | 7 | 220523.206 | 200584.922 | 141595.487 | 70190.286 | 39063.949 |  | 0 | 0 |  | 0.02472%
4 | 26 | 8 | 269190.243 | 260910.407 | 215268.253 | 154527.517 | 112649.802 |  | 0 | 0 |  | 0.03758%
4 | 26 | 9 | 231100.936 | 233682.376 | 213300.901 | 181234.415 | 156180.628 |  | 0 | 0 |  | 0.03724%
4 | 26 | 10 | 213967.351 | 222057.534 | 215016.069 | 196793.363 | 177874.724 |  | 0 | 0 |  | 0.03754%
4 | 26 | 11 | 224214.34 | 238894.079 | 241608.539 | 230836.048 | 212667.972 |  | 0 | 0 |  | 0.04218%
4 | 26 | 12 | 183790.336 | 197651.103 | 207147.663 | 206835.01 | 196890.848 |  | 0 | 0 |  | 0.03617%
4 | 26 | 13 | 147962.046 | 160815.856 | 174199.357 | 180340.129 | 175730.555 |  | 0 | 0 |  | 0.03041%
4 | 26 | 14 | 93833.06 | 99592.381 | 107447.946 | 112851.66 | 112663.635 |  | 0 | 0 |  | 0.01876%
4 | 26 | 15 | 81797.282 | 92590.739 | 110600.307 | 125130.939 | 128491.069 |  | 0 | 0 |  | 0.01931%
4 | 26 | 16 | 41935.318 | 44650.851 | 51405.946 | 57832.764 | 60292.112 |  | 0 | 0 |  | 0.008975%
4 | 26 | 17 | 17909.66 | 17909.66 | 29844.876 | 55083.237 | 67835.483 |  | 0 | 0 |  | 0.005211%
4 | 26 | 18 | 0 | 0 | 0 | 0 | 0 |  | 0 | 0 |  | 0%
4 | 26 | 19 | 0 | 0 | 0 | 0 | 0 |  | 0 | 0 |  | 0%
4 | 26 | 20 | 0 | 0 | 0 | 0 | 0 |  | 0 | 0 |  | 0%
4 | 26 | 21 | 0 | 0 | 0 | 0 | 0 |  | 0 | 0 |  | 0%
4 | 26 | 22 | 0 | 0 | 0 | 0 | 0 |  | 0 | 0 |  | 0%
4 | 26 | 23 | 0 | 0 | 0 | 0 | 0 |  | 0 | 0 |  | 0%
4 | 27 | 0 | 0 | 0 | 0 | 0 | 0 |  | 0 | 0 |  | 0%
4 | 27 | 1 | 0 | 0 | 0 | 0 | 0 |  | 0 | 0 |  | 0%
4 | 27 | 2 | 0 | 0 | 0 | 0 | 0 |  | 0 | 0 |  | 0%
4 | 27 | 3 | 0 | 0 | 0 | 0 | 0 |  | 0 | 0 |  | 0%
4 | 27 | 4 | 0 | 0 | 0 | 0 | 0 |  | 0 | 0 |  | 0%
4 | 27 | 5 | 673.173 | 673.173 | 673.173 | 673.173 | 673.173 |  | 0 | 0 |  | 0.0001175%
4 | 27 | 6 | 22940.142 | 22561.031 | 21796.285 | 21094.158 | 21093.044 |  | 0 | 0 |  | 0.003805%
4 | 27 | 7 | 76016.335 | 72955.467 | 64411.45 | 54921.661 | 50723.064 |  | 0 | 0 |  | 0.01125%
4 | 27 | 8 | 21692.407 | 21692.407 | 21692.407 | 21692.407 | 21692.407 |  | 0 | 0 |  | 0.003787%
4 | 27 | 9 | 177430.146 | 178830.775 | 166933.505 | 148514.66 | 134340.352 |  | 0 | 0 |  | 0.02914%
4 | 27 | 10 | 29214.408 | 29238.742 | 29217.02 | 29161.967 | 29105.835 |  | 0 | 0 |  | 0.005101%
4 | 27 | 11 | 199607.565 | 210492.057 | 212495.338 | 204481.365 | 191023.73 |  | 0 | 0 |  | 0.0371%
4 | 27 | 12 | 213167.106 | 232561.035 | 245839.447 | 245506.524 | 231747.292 |  | 0 | 0 |  | 0.04292%
4 | 27 | 13 | 169318.431 | 185781.581 | 202952.728 | 210902.601 | 205150.14 |  | 0 | 0 |  | 0.03543%
4 | 27 | 14 | 135416.679 | 151942.727 | 174268.096 | 189589.849 | 189211.453 |  | 0 | 0 |  | 0.03043%
4 | 27 | 15 | 65220.04 | 69128.385 | 75858.534 | 81443.639 | 82774.399 |  | 0 | 0 |  | 0.01324%
4 | 27 | 16 | 33940.406 | 34334.966 | 35254.074 | 36159.523 | 36520.692 |  | 0 | 0 |  | 0.006155%
4 | 27 | 17 | 1353.505 | 1353.505 | 1353.505 | 1353.505 | 1353.505 |  | 0 | 0 |  | 0.0002363%
4 | 27 | 18 | 0 | 0 | 0 | 0 | 0 |  | 0 | 0 |  | 0%
4 | 27 | 19 | 0 | 0 | 0 | 0 | 0 |  | 0 | 0 |  | 0%
4 | 27 | 20 | 0 | 0 | 0 | 0 | 0 |  | 0 | 0 |  | 0%
4 | 27 | 21 | 0 | 0 | 0 | 0 | 0 |  | 0 | 0 |  | 0%
4 | 27 | 22 | 0 | 0 | 0 | 0 | 0 |  | 0 | 0 |  | 0%
4 | 27 | 23 | 0 | 0 | 0 | 0 | 0 |  | 0 | 0 |  | 0%
4 | 28 | 0 | 0 | 0 | 0 | 0 | 0 |  | 0 | 0 |  | 0%
4 | 28 | 1 | 0 | 0 | 0 | 0 | 0 |  | 0 | 0 |  | 0%
4 | 28 | 2 | 0 | 0 | 0 | 0 | 0 |  | 0 | 0 |  | 0%
4 | 28 | 3 | 0 | 0 | 0 | 0 | 0 |  | 0 | 0 |  | 0%
4 | 28 | 4 | 0 | 0 | 0 | 0 | 0 |  | 0 | 0 |  | 0%
4 | 28 | 5 | 0 | 0 | 0 | 0 | 0 |  | 0 | 0 |  | 0%
4 | 28 | 6 | 494.418 | 494.418 | 494.418 | 494.418 | 494.418 |  | 0 | 0 |  | 8.632e-05%
4 | 28 | 7 | 12784.576 | 12784.576 | 12784.576 | 12784.576 | 12784.576 |  | 0 | 0 |  | 0.002232%
4 | 28 | 8 | 80030.639 | 79400.802 | 76200.258 | 72238.829 | 69769.059 |  | 0 | 0 |  | 0.0133%
4 | 28 | 9 | 220693.04 | 222654.461 | 204538.473 | 176548.948 | 155038.993 |  | 0 | 0 |  | 0.03571%
4 | 28 | 10 | 190744.572 | 196668.308 | 191246.419 | 177576.865 | 163586.067 |  | 0 | 0 |  | 0.03339%
4 | 28 | 11 | 30703.226 | 30762.64 | 30773.555 | 30729.578 | 30656.471 |  | 0 | 0 |  | 0.005373%
4 | 28 | 12 | 209755.917 | 228340.689 | 241187.573 | 240963.48 | 227794.916 |  | 0 | 0 |  | 0.04211%
4 | 28 | 13 | 177011.401 | 196594.901 | 217156.236 | 226795.233 | 220070.175 |  | 0 | 0 |  | 0.03791%
4 | 28 | 14 | 116643.141 | 127984.808 | 143591.619 | 154439.436 | 154276.716 |  | 0 | 0 |  | 0.02507%
4 | 28 | 15 | 1859.034 | 1859.034 | 1859.034 | 1859.034 | 1859.034 |  | 0 | 0 |  | 0.0003246%
4 | 28 | 16 | 30811.676 | 54179.456 | 118128.851 | 175693.134 | 196884.964 |  | 0 | 0 |  | 0.02062%
4 | 28 | 17 | 13983.215 | 13983.215 | 36735.617 | 87126.869 | 112436.198 |  | 0 | 0 |  | 0.006414%
4 | 28 | 18 | 263.246 | 263.246 | 263.246 | 945.408 | 1128.32 |  | 0 | 0 |  | 4.596e-05%
4 | 28 | 19 | 0 | 0 | 0 | 0 | 0 |  | 0 | 0 |  | 0%
4 | 28 | 20 | 0 | 0 | 0 | 0 | 0 |  | 0 | 0 |  | 0%
4 | 28 | 21 | 0 | 0 | 0 | 0 | 0 |  | 0 | 0 |  | 0%
4 | 28 | 22 | 0 | 0 | 0 | 0 | 0 |  | 0 | 0 |  | 0%
4 | 28 | 23 | 0 | 0 | 0 | 0 | 0 |  | 0 | 0 |  | 0%
4 | 29 | 0 | 0 | 0 | 0 | 0 | 0 |  | 0 | 0 |  | 0%
4 | 29 | 1 | 0 | 0 | 0 | 0 | 0 |  | 0 | 0 |  | 0%
4 | 29 | 2 | 0 | 0 | 0 | 0 | 0 |  | 0 | 0 |  | 0%
4 | 29 | 3 | 0 | 0 | 0 | 0 | 0 |  | 0 | 0 |  | 0%
4 | 29 | 4 | 0 | 0 | 0 | 0 | 0 |  | 0 | 0 |  | 0%
4 | 29 | 5 | 23133.008 | 18065.931 | 3351.854 | 3351.854 | 3351.854 |  | 0 | 0 |  | 0.0005852%
4 | 29 | 6 | 147926.003 | 119564.952 | 56633.835 | 14544.237 | 14238.565 |  | 0 | 0 |  | 0.009888%
4 | 29 | 7 | 227819.149 | 206545.127 | 146026.691 | 73716.309 | 42616.043 |  | 0 | 0 |  | 0.02549%
4 | 29 | 8 | 274964.749 | 265699.341 | 219000.207 | 158463.172 | 117814.036 |  | 0 | 0 |  | 0.03823%
4 | 29 | 9 | 164729.799 | 165755.207 | 155436.441 | 139714.365 | 127789.25 |  | 0 | 0 |  | 0.02714%
4 | 29 | 10 | 179413.876 | 184581.987 | 179729.261 | 167645.922 | 155357.176 |  | 0 | 0 |  | 0.03138%
4 | 29 | 11 | 153962.432 | 159657.018 | 160693.629 | 156470.753 | 149443.334 |  | 0 | 0 |  | 0.02806%
4 | 29 | 12 | 105066.083 | 107395.217 | 109029.685 | 109013.464 | 107356.035 |  | 0 | 0 |  | 0.01904%
4 | 29 | 13 | 112366.371 | 118091.719 | 124201.341 | 127123.216 | 125156.033 |  | 0 | 0 |  | 0.02168%
4 | 29 | 14 | 173776.35 | 212262.345 | 264068.963 | 299573.499 | 299380.846 |  | 0 | 0 |  | 0.0461%
4 | 29 | 15 | 99492.258 | 138779.933 | 202683.743 | 252496.968 | 264732.443 |  | 0 | 0 |  | 0.03539%
4 | 29 | 16 | 29944.673 | 54606.281 | 122765.728 | 184532.515 | 207574.898 |  | 0 | 0 |  | 0.02143%
4 | 29 | 17 | 12808.727 | 12808.727 | 38118.549 | 94346.088 | 122761.901 |  | 0 | 0 |  | 0.006655%
4 | 29 | 18 | 883.741 | 883.741 | 883.741 | 883.741 | 883.741 |  | 0 | 0 |  | 0.0001543%
4 | 29 | 19 | 0 | 0 | 0 | 0 | 0 |  | 0 | 0 |  | 0%
4 | 29 | 20 | 0 | 0 | 0 | 0 | 0 |  | 0 | 0 |  | 0%
4 | 29 | 21 | 0 | 0 | 0 | 0 | 0 |  | 0 | 0 |  | 0%
4 | 29 | 22 | 0 | 0 | 0 | 0 | 0 |  | 0 | 0 |  | 0%
4 | 29 | 23 | 0 | 0 | 0 | 0 | 0 |  | 0 | 0 |  | 0%
4 | 30 | 0 | 0 | 0 | 0 | 0 | 0 |  | 0 | 0 |  | 0%
4 | 30 | 1 | 0 | 0 | 0 | 0 | 0 |  | 0 | 0 |  | 0%
4 | 30 | 2 | 0 | 0 | 0 | 0 | 0 |  | 0 | 0 |  | 0%
4 | 30 | 3 | 0 | 0 | 0 | 0 | 0 |  | 0 | 0 |  | 0%
4 | 30 | 4 | 0 | 0 | 0 | 0 | 0 |  | 0 | 0 |  | 0%
4 | 30 | 5 | 24414.843 | 18998.716 | 4354.551 | 4354.551 | 4354.551 |  | 0 | 0 |  | 0.0007603%
4 | 30 | 6 | 20580.048 | 20400.18 | 20044.241 | 19720.796 | 19708.515 |  | 0 | 0 |  | 0.003499%
4 | 30 | 7 | 45998.235 | 45531.729 | 44297.377 | 43018.276 | 42443.698 |  | 0 | 0 |  | 0.007734%
4 | 30 | 8 | 48569.956 | 48448.22 | 47862.388 | 47155.61 | 46741.918 |  | 0 | 0 |  | 0.008356%
4 | 30 | 9 | 43302.106 | 43320.195 | 43120.276 | 42819.461 | 42593.964 |  | 0 | 0 |  | 0.007528%
4 | 30 | 10 | 44283.502 | 44408.289 | 44288.046 | 43993.211 | 43696.499 |  | 0 | 0 |  | 0.007732%
4 | 30 | 11 | 77026.038 | 77938.25 | 78103.168 | 77424.275 | 76298.955 |  | 0 | 0 |  | 0.01364%
4 | 30 | 12 | 56324.324 | 56950.085 | 57391.775 | 57390.692 | 56947.47 |  | 0 | 0 |  | 0.01002%
4 | 30 | 13 | 56531.288 | 57227.052 | 57975.455 | 58338.122 | 58102.658 |  | 0 | 0 |  | 0.01012%
4 | 30 | 14 | 43429.604 | 43682.941 | 44042.199 | 44296.93 | 44297.906 |  | 0 | 0 |  | 0.007689%
4 | 30 | 15 | 38146.495 | 38363.018 | 38756.192 | 39095.71 | 39182.664 |  | 0 | 0 |  | 0.006766%
4 | 30 | 16 | 27408.768 | 27519.777 | 27786.301 | 28052.238 | 28161.781 |  | 0 | 0 |  | 0.004851%
4 | 30 | 17 | 16658.968 | 16658.968 | 16926.438 | 17309.858 | 17514.682 |  | 0 | 0 |  | 0.002955%
4 | 30 | 18 | 617.768 | 617.768 | 617.768 | 1729.034 | 2023.448 |  | 0 | 0 |  | 0.0001079%
4 | 30 | 19 | 0 | 0 | 0 | 0 | 0 |  | 0 | 0 |  | 0%
4 | 30 | 20 | 0 | 0 | 0 | 0 | 0 |  | 0 | 0 |  | 0%
4 | 30 | 21 | 0 | 0 | 0 | 0 | 0 |  | 0 | 0 |  | 0%
4 | 30 | 22 | 0 | 0 | 0 | 0 | 0 |  | 0 | 0 |  | 0%
4 | 30 | 23 | 0 | 0 | 0 | 0 | 0 |  | 0 | 0 |  | 0%
5 | 1 | 0 | 0 | 0 | 0 | 0 | 0 |  | 0 | 0 |  | 0%
5 | 1 | 1 | 0 | 0 | 0 | 0 | 0 |  | 0 | 0 |  | 0%
5 | 1 | 2 | 0 | 0 | 0 | 0 | 0 |  | 0 | 0 |  | 0%
5 | 1 | 3 | 0 | 0 | 0 | 0 | 0 |  | 0 | 0 |  | 0%
5 | 1 | 4 | 0 | 0 | 0 | 0 | 0 |  | 0 | 0 |  | 0%
5 | 1 | 5 | 25489.314 | 19894.147 | 4530.664 | 4530.664 | 4530.664 |  | 0 | 0 |  | 0.000791%
5 | 1 | 6 | 138766.839 | 112915.538 | 55867.321 | 16701.394 | 16140.164 |  | 0 | 0 |  | 0.009754%
5 | 1 | 7 | 193648.264 | 176262.734 | 127939.055 | 70694.333 | 46145.573 |  | 0 | 0 |  | 0.02234%
5 | 1 | 8 | 242599.401 | 234425.524 | 195195.453 | 144707.092 | 111169.313 |  | 0 | 0 |  | 0.03408%
5 | 1 | 9 | 165723.205 | 166577.887 | 156045.949 | 140142.837 | 128172.197 |  | 0 | 0 |  | 0.02724%
5 | 1 | 10 | 219816.368 | 227338.652 | 219898.908 | 201656.146 | 183101.836 |  | 0 | 0 |  | 0.03839%
5 | 1 | 11 | 213362.532 | 225976.562 | 228222.893 | 218836.539 | 203145.286 |  | 0 | 0 |  | 0.03984%
5 | 1 | 12 | 187223.864 | 200637.339 | 210069.325 | 210115.375 | 200749.363 |  | 0 | 0 |  | 0.03668%
5 | 1 | 13 | 166286.989 | 181435.377 | 197633.187 | 205496.535 | 200580.145 |  | 0 | 0 |  | 0.0345%
5 | 1 | 14 | 147074.313 | 170761.037 | 203401.29 | 226136.856 | 226427.644 |  | 0 | 0 |  | 0.03551%
5 | 1 | 15 | 92790.925 | 111939.908 | 144198.189 | 170170.365 | 176873.767 |  | 0 | 0 |  | 0.02518%
5 | 1 | 16 | 43973.283 | 55584.42 | 87149.104 | 116494.397 | 127895.621 |  | 0 | 0 |  | 0.01522%
5 | 1 | 17 | 15415.188 | 15415.188 | 33313.389 | 70791.652 | 90011.07 |  | 0 | 0 |  | 0.005816%
5 | 1 | 18 | 546.623 | 546.623 | 546.623 | 546.623 | 546.623 |  | 0 | 0 |  | 9.543e-05%
5 | 1 | 19 | 0 | 0 | 0 | 0 | 0 |  | 0 | 0 |  | 0%
5 | 1 | 20 | 0 | 0 | 0 | 0 | 0 |  | 0 | 0 |  | 0%
5 | 1 | 21 | 0 | 0 | 0 | 0 | 0 |  | 0 | 0 |  | 0%
5 | 1 | 22 | 0 | 0 | 0 | 0 | 0 |  | 0 | 0 |  | 0%
5 | 1 | 23 | 0 | 0 | 0 | 0 | 0 |  | 0 | 0 |  | 0%
5 | 2 | 0 | 0 | 0 | 0 | 0 | 0 |  | 0 | 0 |  | 0%
5 | 2 | 1 | 0 | 0 | 0 | 0 | 0 |  | 0 | 0 |  | 0%
5 | 2 | 2 | 0 | 0 | 0 | 0 | 0 |  | 0 | 0 |  | 0%
5 | 2 | 3 | 0 | 0 | 0 | 0 | 0 |  | 0 | 0 |  | 0%
5 | 2 | 4 | 0 | 0 | 0 | 0 | 0 |  | 0 | 0 |  | 0%
5 | 2 | 5 | 26522.353 | 20769.082 | 5060.645 | 5060.645 | 5060.645 |  | 0 | 0 |  | 0.0008835%
5 | 2 | 6 | 91822.7 | 77177.449 | 45841.61 | 23759.234 | 23257.805 |  | 0 | 0 |  | 0.008003%
5 | 2 | 7 | 66591.98 | 64299.907 | 58278.332 | 51808.632 | 49009.674 |  | 0 | 0 |  | 0.01017%
5 | 2 | 8 | 179509.857 | 174542.648 | 151581.851 | 123029.666 | 104913.212 |  | 0 | 0 |  | 0.02646%
5 | 2 | 9 | 248815.285 | 250445.498 | 227731.761 | 193056.621 | 166668.586 |  | 0 | 0 |  | 0.03976%
5 | 2 | 10 | 182546.229 | 187549.058 | 182468.396 | 170193.482 | 157831.413 |  | 0 | 0 |  | 0.03186%
5 | 2 | 11 | 242453.794 | 258499.466 | 261320.055 | 249361.803 | 229295.369 |  | 0 | 0 |  | 0.04562%
5 | 2 | 12 | 126736.474 | 132139.318 | 135980.753 | 136027.286 | 132251.953 |  | 0 | 0 |  | 0.02374%
5 | 2 | 13 | 139063.697 | 147856.057 | 157363.193 | 162049.631 | 159223.357 |  | 0 | 0 |  | 0.02747%
5 | 2 | 14 | 92981.978 | 98096.554 | 105383.677 | 110597.801 | 110711.278 |  | 0 | 0 |  | 0.0184%
5 | 2 | 15 | 57412.25 | 58728.094 | 61083.1 | 63090.276 | 63626.424 |  | 0 | 0 |  | 0.01066%
5 | 2 | 16 | 44500.152 | 46080.906 | 50259.358 | 54299.275 | 55938.01 |  | 0 | 0 |  | 0.008775%
5 | 2 | 17 | 21446.053 | 21446.053 | 28420.99 | 41581.08 | 48494.911 |  | 0 | 0 |  | 0.004962%
5 | 2 | 18 | 0 | 0 | 0 | 0 | 0 |  | 0 | 0 |  | 0%
5 | 2 | 19 | 0 | 0 | 0 | 0 | 0 |  | 0 | 0 |  | 0%
5 | 2 | 20 | 0 | 0 | 0 | 0 | 0 |  | 0 | 0 |  | 0%
5 | 2 | 21 | 0 | 0 | 0 | 0 | 0 |  | 0 | 0 |  | 0%
5 | 2 | 22 | 0 | 0 | 0 | 0 | 0 |  | 0 | 0 |  | 0%
5 | 2 | 23 | 0 | 0 | 0 | 0 | 0 |  | 0 | 0 |  | 0%
5 | 3 | 0 | 0 | 0 | 0 | 0 | 0 |  | 0 | 0 |  | 0%
5 | 3 | 1 | 0 | 0 | 0 | 0 | 0 |  | 0 | 0 |  | 0%
5 | 3 | 2 | 0 | 0 | 0 | 0 | 0 |  | 0 | 0 |  | 0%
5 | 3 | 3 | 0 | 0 | 0 | 0 | 0 |  | 0 | 0 |  | 0%
5 | 3 | 4 | 0 | 0 | 0 | 0 | 0 |  | 0 | 0 |  | 0%
5 | 3 | 5 | 0 | 0 | 0 | 0 | 0 |  | 0 | 0 |  | 0%
5 | 3 | 6 | 7713.474 | 7713.474 | 7713.474 | 7713.474 | 7713.474 |  | 0 | 0 |  | 0.001347%
5 | 3 | 7 | 41103.14 | 40769.708 | 39913.814 | 39036.853 | 38652.522 |  | 0 | 0 |  | 0.006968%
5 | 3 | 8 | 116620.335 | 114602.467 | 105560.028 | 94585.207 | 87896.203 |  | 0 | 0 |  | 0.01843%
5 | 3 | 9 | 124159.577 | 124499.614 | 119153.714 | 111228.652 | 105365.497 |  | 0 | 0 |  | 0.0208%
5 | 3 | 10 | 100298.268 | 101185.886 | 100260.08 | 98061.886 | 95877.763 |  | 0 | 0 |  | 0.0175%
5 | 3 | 11 | 81575.73 | 82562.895 | 82736.286 | 81994.437 | 80771.557 |  | 0 | 0 |  | 0.01444%
5 | 3 | 12 | 55230.045 | 55825.558 | 56252.44 | 56260.648 | 55845.375 |  | 0 | 0 |  | 0.009821%
5 | 3 | 13 | 102492.233 | 107017.733 | 111962.505 | 114435.441 | 112996.998 |  | 0 | 0 |  | 0.01955%
5 | 3 | 14 | 83923.215 | 86248.292 | 89589.875 | 92001.833 | 92075.235 |  | 0 | 0 |  | 0.01564%
5 | 3 | 15 | 45560.551 | 45985.182 | 46774.096 | 47465.149 | 47653.543 |  | 0 | 0 |  | 0.008166%
5 | 3 | 16 | 19680.5 | 19680.5 | 19680.5 | 19680.5 | 19680.5 |  | 0 | 0 |  | 0.003436%
5 | 3 | 17 | 22577.59 | 22577.59 | 26218.251 | 32669.304 | 36101.934 |  | 0 | 0 |  | 0.004577%
5 | 3 | 18 | 0 | 0 | 0 | 0 | 0 |  | 0 | 0 |  | 0%
5 | 3 | 19 | 0 | 0 | 0 | 0 | 0 |  | 0 | 0 |  | 0%
5 | 3 | 20 | 0 | 0 | 0 | 0 | 0 |  | 0 | 0 |  | 0%
5 | 3 | 21 | 0 | 0 | 0 | 0 | 0 |  | 0 | 0 |  | 0%
5 | 3 | 22 | 0 | 0 | 0 | 0 | 0 |  | 0 | 0 |  | 0%
5 | 3 | 23 | 0 | 0 | 0 | 0 | 0 |  | 0 | 0 |  | 0%
5 | 4 | 0 | 0 | 0 | 0 | 0 | 0 |  | 0 | 0 |  | 0%
5 | 4 | 1 | 0 | 0 | 0 | 0 | 0 |  | 0 | 0 |  | 0%
5 | 4 | 2 | 0 | 0 | 0 | 0 | 0 |  | 0 | 0 |  | 0%
5 | 4 | 3 | 0 | 0 | 0 | 0 | 0 |  | 0 | 0 |  | 0%
5 | 4 | 4 | 0 | 0 | 0 | 0 | 0 |  | 0 | 0 |  | 0%
5 | 4 | 5 | 4830.864 | 4830.864 | 4830.864 | 4830.864 | 4830.864 |  | 0 | 0 |  | 0.0008434%
5 | 4 | 6 | 14647.318 | 14647.318 | 14647.318 | 14647.318 | 14647.318 |  | 0 | 0 |  | 0.002557%
5 | 4 | 7 | 54833.352 | 53972.589 | 51764.689 | 49435.741 | 48437.804 |  | 0 | 0 |  | 0.009037%
5 | 4 | 8 | 134527.599 | 131908.052 | 120421.397 | 106482.974 | 97945.345 |  | 0 | 0 |  | 0.02102%
5 | 4 | 9 | 78145.372 | 78216.366 | 76924.319 | 75024.925 | 73630.76 |  | 0 | 0 |  | 0.01343%
5 | 4 | 10 | 174602.463 | 178303.976 | 174337.112 | 164978.908 | 155668.192 |  | 0 | 0 |  | 0.03044%
5 | 4 | 11 | 223591.319 | 236029.239 | 238175.778 | 228825.288 | 213274.854 |  | 0 | 0 |  | 0.04158%
5 | 4 | 12 | 185299.299 | 197362.43 | 205980.728 | 206205.648 | 197909.24 |  | 0 | 0 |  | 0.03596%
5 | 4 | 13 | 112854.947 | 118098.388 | 123855.344 | 126762.611 | 125132.581 |  | 0 | 0 |  | 0.02162%
5 | 4 | 14 | 109081.594 | 115881.125 | 125687.338 | 132781.55 | 133056.731 |  | 0 | 0 |  | 0.02194%
5 | 4 | 15 | 96979.775 | 114034.419 | 143670.247 | 168125.866 | 174844.762 |  | 0 | 0 |  | 0.02508%
5 | 4 | 16 | 48331.452 | 51705.266 | 60747.123 | 69539.776 | 73171.122 |  | 0 | 0 |  | 0.01061%
5 | 4 | 17 | 22908.003 | 22908.003 | 26110.841 | 31558.702 | 34478.448 |  | 0 | 0 |  | 0.004559%
5 | 4 | 18 | 90.021 | 90.021 | 90.021 | 90.021 | 90.021 |  | 0 | 0 |  | 1.572e-05%
5 | 4 | 19 | 0 | 0 | 0 | 0 | 0 |  | 0 | 0 |  | 0%
5 | 4 | 20 | 0 | 0 | 0 | 0 | 0 |  | 0 | 0 |  | 0%
5 | 4 | 21 | 0 | 0 | 0 | 0 | 0 |  | 0 | 0 |  | 0%
5 | 4 | 22 | 0 | 0 | 0 | 0 | 0 |  | 0 | 0 |  | 0%
5 | 4 | 23 | 0 | 0 | 0 | 0 | 0 |  | 0 | 0 |  | 0%
5 | 5 | 0 | 0 | 0 | 0 | 0 | 0 |  | 0 | 0 |  | 0%
5 | 5 | 1 | 0 | 0 | 0 | 0 | 0 |  | 0 | 0 |  | 0%
5 | 5 | 2 | 0 | 0 | 0 | 0 | 0 |  | 0 | 0 |  | 0%
5 | 5 | 3 | 0 | 0 | 0 | 0 | 0 |  | 0 | 0 |  | 0%
5 | 5 | 4 | 0 | 0 | 0 | 0 | 0 |  | 0 | 0 |  | 0%
5 | 5 | 5 | 0 | 0 | 0 | 0 | 0 |  | 0 | 0 |  | 0%
5 | 5 | 6 | 10477.746 | 10477.746 | 10477.746 | 10477.746 | 10477.746 |  | 0 | 0 |  | 0.001829%
5 | 5 | 7 | 902.063 | 902.063 | 902.063 | 902.063 | 902.063 |  | 0 | 0 |  | 0.0001575%
5 | 5 | 8 | 53883.898 | 53682.16 | 52820.516 | 51799.346 | 51210.086 |  | 0 | 0 |  | 0.009222%
5 | 5 | 9 | 20995.406 | 20995.406 | 20995.406 | 20995.406 | 20995.406 |  | 0 | 0 |  | 0.003666%
5 | 5 | 10 | 36126.039 | 36171.947 | 36121.39 | 36003.985 | 35888.506 |  | 0 | 0 |  | 0.006306%
5 | 5 | 11 | 55382.12 | 55819.849 | 55894.991 | 55563.548 | 55019.604 |  | 0 | 0 |  | 0.009759%
5 | 5 | 12 | 67646.816 | 68531.309 | 69171.483 | 69192.619 | 68582.349 |  | 0 | 0 |  | 0.01208%
5 | 5 | 13 | 78537.519 | 79986.861 | 81591.143 | 82411.242 | 81967.863 |  | 0 | 0 |  | 0.01424%
5 | 5 | 14 | 106773.432 | 113292.205 | 122748.489 | 129620.477 | 129943.115 |  | 0 | 0 |  | 0.02143%
5 | 5 | 15 | 43920.269 | 44276.281 | 44947.703 | 45541.181 | 45709.142 |  | 0 | 0 |  | 0.007847%
5 | 5 | 16 | 37062.346 | 37469.522 | 38497.401 | 39543.768 | 39995.752 |  | 0 | 0 |  | 0.006721%
5 | 5 | 17 | 14511.71 | 14511.71 | 14528.927 | 14552.98 | 14566.227 |  | 0 | 0 |  | 0.002537%
5 | 5 | 18 | 0 | 0 | 0 | 0 | 0 |  | 0 | 0 |  | 0%
5 | 5 | 19 | 0 | 0 | 0 | 0 | 0 |  | 0 | 0 |  | 0%
5 | 5 | 20 | 0 | 0 | 0 | 0 | 0 |  | 0 | 0 |  | 0%
5 | 5 | 21 | 0 | 0 | 0 | 0 | 0 |  | 0 | 0 |  | 0%
5 | 5 | 22 | 0 | 0 | 0 | 0 | 0 |  | 0 | 0 |  | 0%
5 | 5 | 23 | 0 | 0 | 0 | 0 | 0 |  | 0 | 0 |  | 0%
5 | 6 | 0 | 0 | 0 | 0 | 0 | 0 |  | 0 | 0 |  | 0%
5 | 6 | 1 | 0 | 0 | 0 | 0 | 0 |  | 0 | 0 |  | 0%
5 | 6 | 2 | 0 | 0 | 0 | 0 | 0 |  | 0 | 0 |  | 0%
5 | 6 | 3 | 0 | 0 | 0 | 0 | 0 |  | 0 | 0 |  | 0%
5 | 6 | 4 | 0 | 0 | 0 | 0 | 0 |  | 0 | 0 |  | 0%
5 | 6 | 5 | 1260.535 | 1260.535 | 1260.535 | 1260.535 | 1260.535 |  | 0 | 0 |  | 0.0002201%
5 | 6 | 6 | 2418.746 | 2418.746 | 2418.746 | 2418.746 | 2418.746 |  | 0 | 0 |  | 0.0004223%
5 | 6 | 7 | 42033.534 | 41677.866 | 40790.582 | 39891.524 | 39507.277 |  | 0 | 0 |  | 0.007122%
5 | 6 | 8 | 20481.453 | 20481.453 | 20481.453 | 20481.453 | 20481.453 |  | 0 | 0 |  | 0.003576%
5 | 6 | 9 | 89963.763 | 90034.101 | 88174.726 | 85472.654 | 83510.66 |  | 0 | 0 |  | 0.01539%
5 | 6 | 10 | 117021.212 | 118767.838 | 116790.335 | 112240.066 | 107776.405 |  | 0 | 0 |  | 0.02039%
5 | 6 | 11 | 81196.201 | 82132.404 | 82291.056 | 81579.316 | 80413.769 |  | 0 | 0 |  | 0.01437%
5 | 6 | 12 | 38361.765 | 38501.934 | 38603.915 | 38607.964 | 38511.709 |  | 0 | 0 |  | 0.00674%
5 | 6 | 13 | 148568.22 | 157892.311 | 168218.843 | 173528.132 | 170763.086 |  | 0 | 0 |  | 0.02937%
5 | 6 | 14 | 73448.175 | 74995.847 | 77270.529 | 78943.104 | 79035.208 |  | 0 | 0 |  | 0.01349%
5 | 6 | 15 | 38187.661 | 38395.666 | 38790.956 | 39141.983 | 39243.104 |  | 0 | 0 |  | 0.006772%
5 | 6 | 16 | 24463.574 | 24499.599 | 24591.461 | 24685.353 | 24726.27 |  | 0 | 0 |  | 0.004293%
5 | 6 | 17 | 16310.577 | 16310.577 | 16487.681 | 16733.859 | 16870.246 |  | 0 | 0 |  | 0.002879%
5 | 6 | 18 | 0 | 0 | 0 | 0 | 0 |  | 0 | 0 |  | 0%
5 | 6 | 19 | 0 | 0 | 0 | 0 | 0 |  | 0 | 0 |  | 0%
5 | 6 | 20 | 0 | 0 | 0 | 0 | 0 |  | 0 | 0 |  | 0%
5 | 6 | 21 | 0 | 0 | 0 | 0 | 0 |  | 0 | 0 |  | 0%
5 | 6 | 22 | 0 | 0 | 0 | 0 | 0 |  | 0 | 0 |  | 0%
5 | 6 | 23 | 0 | 0 | 0 | 0 | 0 |  | 0 | 0 |  | 0%
5 | 7 | 0 | 0 | 0 | 0 | 0 | 0 |  | 0 | 0 |  | 0%
5 | 7 | 1 | 0 | 0 | 0 | 0 | 0 |  | 0 | 0 |  | 0%
5 | 7 | 2 | 0 | 0 | 0 | 0 | 0 |  | 0 | 0 |  | 0%
5 | 7 | 3 | 0 | 0 | 0 | 0 | 0 |  | 0 | 0 |  | 0%
5 | 7 | 4 | 0 | 0 | 0 | 0 | 0 |  | 0 | 0 |  | 0%
5 | 7 | 5 | 42895.812 | 34276.835 | 5402.947 | 5298.779 | 5298.779 |  | 0 | 0 |  | 0.0009433%
5 | 7 | 6 | 76435.078 | 66132.914 | 44733.509 | 29093.581 | 28303.798 |  | 0 | 0 |  | 0.00781%
5 | 7 | 7 | 224662.318 | 202661.456 | 144813.294 | 76641.866 | 48390.574 |  | 0 | 0 |  | 0.02528%
5 | 7 | 8 | 228807.102 | 220443.613 | 185614.115 | 142744.802 | 115684.881 |  | 0 | 0 |  | 0.03241%
5 | 7 | 9 | 251908.236 | 252578.665 | 229587.229 | 195592.283 | 170497.192 |  | 0 | 0 |  | 0.04008%
5 | 7 | 10 | 265806.466 | 274857.041 | 264312.643 | 239940.113 | 215665.355 |  | 0 | 0 |  | 0.04615%
5 | 7 | 11 | 240951.14 | 255689.398 | 258132.497 | 246925.207 | 228356.051 |  | 0 | 0 |  | 0.04507%
5 | 7 | 12 | 211881.935 | 228590.17 | 240636.232 | 241189.749 | 229941.911 |  | 0 | 0 |  | 0.04201%
5 | 7 | 13 | 139511.841 | 147731.769 | 156882.588 | 161631.494 | 159247.68 |  | 0 | 0 |  | 0.02739%
5 | 7 | 14 | 101103.958 | 106843.933 | 115307.385 | 121541.15 | 121932.175 |  | 0 | 0 |  | 0.02013%
5 | 7 | 15 | 94955.726 | 111063.828 | 139628.461 | 163504.709 | 170412.905 |  | 0 | 0 |  | 0.02438%
5 | 7 | 16 | 35370.158 | 56828.402 | 117993.845 | 174137.927 | 196555.933 |  | 0 | 0 |  | 0.0206%
5 | 7 | 17 | 19069.068 | 19069.068 | 19566.88 | 20255.332 | 20638.946 |  | 0 | 0 |  | 0.003416%
5 | 7 | 18 | 0 | 0 | 0 | 0 | 0 |  | 0 | 0 |  | 0%
5 | 7 | 19 | 0 | 0 | 0 | 0 | 0 |  | 0 | 0 |  | 0%
5 | 7 | 20 | 0 | 0 | 0 | 0 | 0 |  | 0 | 0 |  | 0%
5 | 7 | 21 | 0 | 0 | 0 | 0 | 0 |  | 0 | 0 |  | 0%
5 | 7 | 22 | 0 | 0 | 0 | 0 | 0 |  | 0 | 0 |  | 0%
5 | 7 | 23 | 0 | 0 | 0 | 0 | 0 |  | 0 | 0 |  | 0%
5 | 8 | 0 | 0 | 0 | 0 | 0 | 0 |  | 0 | 0 |  | 0%
5 | 8 | 1 | 0 | 0 | 0 | 0 | 0 |  | 0 | 0 |  | 0%
5 | 8 | 2 | 0 | 0 | 0 | 0 | 0 |  | 0 | 0 |  | 0%
5 | 8 | 3 | 0 | 0 | 0 | 0 | 0 |  | 0 | 0 |  | 0%
5 | 8 | 4 | 0 | 0 | 0 | 0 | 0 |  | 0 | 0 |  | 0%
5 | 8 | 5 | 40521.314 | 32029.525 | 6873.094 | 6711.692 | 6711.692 |  | 0 | 0 |  | 0.0012%
5 | 8 | 6 | 153303.856 | 124351.91 | 61925.032 | 17456.295 | 15729.667 |  | 0 | 0 |  | 0.01081%
5 | 8 | 7 | 223102.527 | 201473.211 | 144939.826 | 78318.524 | 50740.321 |  | 0 | 0 |  | 0.0253%
5 | 8 | 8 | 267386.121 | 256784.082 | 212966.475 | 158027.729 | 122520.775 |  | 0 | 0 |  | 0.03718%
5 | 8 | 9 | 291100.931 | 291702.188 | 262796.513 | 219522.697 | 187218.46 |  | 0 | 0 |  | 0.04588%
5 | 8 | 10 | 294597.642 | 304968.758 | 292530.443 | 263747.146 | 234788.281 |  | 0 | 0 |  | 0.05107%
5 | 8 | 11 | 283029.867 | 301470.896 | 304458.844 | 290426.145 | 266914.619 |  | 0 | 0 |  | 0.05315%
5 | 8 | 12 | 255369.426 | 280250.653 | 297919.541 | 298834.967 | 282523.733 |  | 0 | 0 |  | 0.05201%
5 | 8 | 13 | 189376.061 | 210844.779 | 234318.809 | 246372.392 | 240561.482 |  | 0 | 0 |  | 0.04091%
5 | 8 | 14 | 142551.103 | 160223.232 | 185911.635 | 204510.478 | 205803.429 |  | 0 | 0 |  | 0.03246%
5 | 8 | 15 | 96859.733 | 122506.422 | 166754.201 | 202490.566 | 212816.562 |  | 0 | 0 |  | 0.02911%
5 | 8 | 16 | 47345.348 | 57436.508 | 85913.368 | 112978.253 | 124199.721 |  | 0 | 0 |  | 0.015%
5 | 8 | 17 | 23192.409 | 23192.409 | 27825.013 | 36198.238 | 40722.339 |  | 0 | 0 |  | 0.004858%
5 | 8 | 18 | 707.065 | 707.065 | 707.065 | 707.065 | 707.065 |  | 0 | 0 |  | 0.0001234%
5 | 8 | 19 | 0 | 0 | 0 | 0 | 0 |  | 0 | 0 |  | 0%
5 | 8 | 20 | 0 | 0 | 0 | 0 | 0 |  | 0 | 0 |  | 0%
5 | 8 | 21 | 0 | 0 | 0 | 0 | 0 |  | 0 | 0 |  | 0%
5 | 8 | 22 | 0 | 0 | 0 | 0 | 0 |  | 0 | 0 |  | 0%
5 | 8 | 23 | 0 | 0 | 0 | 0 | 0 |  | 0 | 0 |  | 0%
5 | 9 | 0 | 0 | 0 | 0 | 0 | 0 |  | 0 | 0 |  | 0%
5 | 9 | 1 | 0 | 0 | 0 | 0 | 0 |  | 0 | 0 |  | 0%
5 | 9 | 2 | 0 | 0 | 0 | 0 | 0 |  | 0 | 0 |  | 0%
5 | 9 | 3 | 0 | 0 | 0 | 0 | 0 |  | 0 | 0 |  | 0%
5 | 9 | 4 | 0 | 0 | 0 | 0 | 0 |  | 0 | 0 |  | 0%
5 | 9 | 5 | 943.023 | 943.023 | 943.023 | 943.023 | 943.023 |  | 0 | 0 |  | 0.0001646%
5 | 9 | 6 | 113153.806 | 93555.905 | 52580.192 | 22891.198 | 21293.091 |  | 0 | 0 |  | 0.00918%
5 | 9 | 7 | 191523.558 | 174465.032 | 131082.265 | 81647.683 | 61426.774 |  | 0 | 0 |  | 0.02289%
5 | 9 | 8 | 207634.12 | 200468.343 | 171895.616 | 137342.26 | 116006.857 |  | 0 | 0 |  | 0.03001%
5 | 9 | 9 | 116322.965 | 116385.746 | 111555.998 | 104643.737 | 99698.336 |  | 0 | 0 |  | 0.01948%
5 | 9 | 10 | 223915.801 | 230313.511 | 222425.539 | 204701.464 | 187384.86 |  | 0 | 0 |  | 0.03883%
5 | 9 | 11 | 246695.712 | 261686.165 | 264099.365 | 252586.213 | 233647.501 |  | 0 | 0 |  | 0.04611%
5 | 9 | 12 | 217029.217 | 234349.286 | 246981.992 | 247721.417 | 236151.489 |  | 0 | 0 |  | 0.04312%
5 | 9 | 13 | 145476.684 | 156034.798 | 167919.031 | 174201.928 | 171271.623 |  | 0 | 0 |  | 0.02932%
5 | 9 | 14 | 168418.704 | 198579.745 | 242754.994 | 274885.778 | 277350.967 |  | 0 | 0 |  | 0.04238%
5 | 9 | 15 | 103256.706 | 133517.765 | 186668.512 | 230447.301 | 243419.258 |  | 0 | 0 |  | 0.03259%
5 | 9 | 16 | 46917.651 | 59917.899 | 97426.888 | 133152.807 | 148060.947 |  | 0 | 0 |  | 0.01701%
5 | 9 | 17 | 15960.145 | 15960.145 | 37444.6 | 80671.149 | 103604.652 |  | 0 | 0 |  | 0.006537%
5 | 9 | 18 | 1622.045 | 1622.045 | 1622.045 | 3445.046 | 4479.101 |  | 0 | 0 |  | 0.0002832%
5 | 9 | 19 | 0 | 0 | 0 | 0 | 0 |  | 0 | 0 |  | 0%
5 | 9 | 20 | 0 | 0 | 0 | 0 | 0 |  | 0 | 0 |  | 0%
5 | 9 | 21 | 0 | 0 | 0 | 0 | 0 |  | 0 | 0 |  | 0%
5 | 9 | 22 | 0 | 0 | 0 | 0 | 0 |  | 0 | 0 |  | 0%
5 | 9 | 23 | 0 | 0 | 0 | 0 | 0 |  | 0 | 0 |  | 0%
5 | 10 | 0 | 0 | 0 | 0 | 0 | 0 |  | 0 | 0 |  | 0%
5 | 10 | 1 | 0 | 0 | 0 | 0 | 0 |  | 0 | 0 |  | 0%
5 | 10 | 2 | 0 | 0 | 0 | 0 | 0 |  | 0 | 0 |  | 0%
5 | 10 | 3 | 0 | 0 | 0 | 0 | 0 |  | 0 | 0 |  | 0%
5 | 10 | 4 | 0 | 0 | 0 | 0 | 0 |  | 0 | 0 |  | 0%
5 | 10 | 5 | 109.68 | 109.68 | 109.68 | 109.68 | 109.68 |  | 0 | 0 |  | 1.915e-05%
5 | 10 | 6 | 19583.923 | 19492.464 | 19321.69 | 19171.649 | 19150.042 |  | 0 | 0 |  | 0.003373%
5 | 10 | 7 | 46802.663 | 46271.316 | 44989.216 | 43698.102 | 43165.843 |  | 0 | 0 |  | 0.007855%
5 | 10 | 8 | 39758.164 | 39678.985 | 39373.19 | 39019.919 | 38826.109 |  | 0 | 0 |  | 0.006874%
5 | 10 | 9 | 91110.712 | 91120.507 | 89150.608 | 86351.592 | 84363.12 |  | 0 | 0 |  | 0.01556%
5 | 10 | 10 | 291646.19 | 301630.255 | 288946.062 | 260303.673 | 231905.198 |  | 0 | 0 |  | 0.05045%
5 | 10 | 11 | 284364.338 | 303132.518 | 306085.784 | 291638.125 | 267697.909 |  | 0 | 0 |  | 0.05344%
5 | 10 | 12 | 210501.12 | 226432.203 | 238090.793 | 238843.065 | 228267.386 |  | 0 | 0 |  | 0.04157%
5 | 10 | 13 | 49083.454 | 49557.214 | 50096.901 | 50386.381 | 50256.095 |  | 0 | 0 |  | 0.008746%
5 | 10 | 14 | 141484.091 | 157833.132 | 182181.683 | 200207.702 | 201726.86 |  | 0 | 0 |  | 0.03181%
5 | 10 | 15 | 58877.64 | 60090.392 | 62391.864 | 64427.418 | 65052.056 |  | 0 | 0 |  | 0.01089%
5 | 10 | 16 | 51550.439 | 58850.287 | 79734.42 | 100039.204 | 108716.906 |  | 0 | 0 |  | 0.01392%
5 | 10 | 17 | 23224.469 | 23224.469 | 24260.671 | 25670.395 | 26468.499 |  | 0 | 0 |  | 0.004236%
5 | 10 | 18 | 199.729 | 199.729 | 199.729 | 199.729 | 199.729 |  | 0 | 0 |  | 3.487e-05%
5 | 10 | 19 | 0 | 0 | 0 | 0 | 0 |  | 0 | 0 |  | 0%
5 | 10 | 20 | 0 | 0 | 0 | 0 | 0 |  | 0 | 0 |  | 0%
5 | 10 | 21 | 0 | 0 | 0 | 0 | 0 |  | 0 | 0 |  | 0%
5 | 10 | 22 | 0 | 0 | 0 | 0 | 0 |  | 0 | 0 |  | 0%
5 | 10 | 23 | 0 | 0 | 0 | 0 | 0 |  | 0 | 0 |  | 0%
5 | 11 | 0 | 0 | 0 | 0 | 0 | 0 |  | 0 | 0 |  | 0%
5 | 11 | 1 | 0 | 0 | 0 | 0 | 0 |  | 0 | 0 |  | 0%
5 | 11 | 2 | 0 | 0 | 0 | 0 | 0 |  | 0 | 0 |  | 0%
5 | 11 | 3 | 0 | 0 | 0 | 0 | 0 |  | 0 | 0 |  | 0%
5 | 11 | 4 | 0 | 0 | 0 | 0 | 0 |  | 0 | 0 |  | 0%
5 | 11 | 5 | 43091.779 | 33299.424 | 8729.01 | 8387.504 | 8387.504 |  | 0 | 0 |  | 0.001524%
5 | 11 | 6 | 57418.239 | 51829.167 | 40603.19 | 32145.692 | 31439.065 |  | 0 | 0 |  | 0.007089%
5 | 11 | 7 | 78017.117 | 74851.843 | 67188.941 | 59129.167 | 55872.824 |  | 0 | 0 |  | 0.01173%
5 | 11 | 8 | 69320.821 | 68817.974 | 66910.332 | 64697.62 | 63441.793 |  | 0 | 0 |  | 0.01168%
5 | 11 | 9 | 200654.218 | 200612.891 | 186485.524 | 166296.017 | 151878.256 |  | 0 | 0 |  | 0.03256%
5 | 11 | 10 | 312763.285 | 323249.505 | 309532.037 | 278916.823 | 248768.422 |  | 0 | 0 |  | 0.05404%
5 | 11 | 11 | 299416.701 | 318647.581 | 321620.132 | 306735.473 | 282152.232 |  | 0 | 0 |  | 0.05615%
5 | 11 | 12 | 270700.04 | 297163.162 | 316378.836 | 317723.473 | 300476.833 |  | 0 | 0 |  | 0.05524%
5 | 11 | 13 | 100516.671 | 104530.638 | 109118.06 | 111595.78 | 110521.121 |  | 0 | 0 |  | 0.01905%
5 | 11 | 14 | 43191.688 | 43458.15 | 43863.13 | 44169.398 | 44197.535 |  | 0 | 0 |  | 0.007658%
5 | 11 | 15 | 103856.42 | 132954.179 | 184793.795 | 227911.594 | 241066.097 |  | 0 | 0 |  | 0.03226%
5 | 11 | 16 | 44839.289 | 64975.948 | 123940.693 | 179569.052 | 202839.522 |  | 0 | 0 |  | 0.02164%
5 | 11 | 17 | 16719.396 | 16719.396 | 45399.921 | 103317.435 | 134025.53 |  | 0 | 0 |  | 0.007926%
5 | 11 | 18 | 2094.883 | 2094.883 | 2094.883 | 10414.609 | 14459.419 |  | 0 | 0 |  | 0.0003657%
5 | 11 | 19 | 0 | 0 | 0 | 0 | 0 |  | 0 | 0 |  | 0%
5 | 11 | 20 | 0 | 0 | 0 | 0 | 0 |  | 0 | 0 |  | 0%
5 | 11 | 21 | 0 | 0 | 0 | 0 | 0 |  | 0 | 0 |  | 0%
5 | 11 | 22 | 0 | 0 | 0 | 0 | 0 |  | 0 | 0 |  | 0%
5 | 11 | 23 | 0 | 0 | 0 | 0 | 0 |  | 0 | 0 |  | 0%
5 | 12 | 0 | 0 | 0 | 0 | 0 | 0 |  | 0 | 0 |  | 0%
5 | 12 | 1 | 0 | 0 | 0 | 0 | 0 |  | 0 | 0 |  | 0%
5 | 12 | 2 | 0 | 0 | 0 | 0 | 0 |  | 0 | 0 |  | 0%
5 | 12 | 3 | 0 | 0 | 0 | 0 | 0 |  | 0 | 0 |  | 0%
5 | 12 | 4 | 0 | 0 | 0 | 0 | 0 |  | 0 | 0 |  | 0%
5 | 12 | 5 | 54030.036 | 41379.595 | 8010.263 | 7587.244 | 7587.244 |  | 0 | 0 |  | 0.001398%
5 | 12 | 6 | 176979.778 | 142619.03 | 69479.736 | 17070.093 | 14319.192 |  | 0 | 0 |  | 0.01213%
5 | 12 | 7 | 249782.875 | 224511.02 | 161024.557 | 87324.824 | 57734.377 |  | 0 | 0 |  | 0.02811%
5 | 12 | 8 | 299559.924 | 286436.566 | 236267.969 | 175040.589 | 136632.262 |  | 0 | 0 |  | 0.04125%
5 | 12 | 9 | 324770.228 | 324423.091 | 291588.37 | 243903.842 | 209365.094 |  | 0 | 0 |  | 0.05091%
5 | 12 | 10 | 331746.141 | 342808.163 | 327903.126 | 294997.601 | 262785.374 |  | 0 | 0 |  | 0.05725%
5 | 12 | 11 | 319356.195 | 340018.495 | 343153.074 | 327066.282 | 300607.687 |  | 0 | 0 |  | 0.05991%
5 | 12 | 12 | 289956.069 | 317905.171 | 338287.711 | 339829.164 | 321703.544 |  | 0 | 0 |  | 0.05906%
5 | 12 | 13 | 245544.724 | 277955.077 | 314052.456 | 333189.236 | 325232.699 |  | 0 | 0 |  | 0.05483%
5 | 12 | 14 | 188409.834 | 221867.552 | 271238.435 | 307269.091 | 310750.195 |  | 0 | 0 |  | 0.04735%
5 | 12 | 15 | 112133.098 | 148362.599 | 212091.305 | 264168.591 | 280104.662 |  | 0 | 0 |  | 0.03703%
5 | 12 | 16 | 38336.7 | 62346.87 | 133086.764 | 198497.974 | 225533.938 |  | 0 | 0 |  | 0.02324%
5 | 12 | 17 | 12058.775 | 12058.775 | 45458.651 | 112930.479 | 148201.418 |  | 0 | 0 |  | 0.007937%
5 | 12 | 18 | 2294.94 | 2294.94 | 2294.94 | 13535.9 | 18479.526 |  | 0 | 0 |  | 0.0004007%
5 | 12 | 19 | 0 | 0 | 0 | 0 | 0 |  | 0 | 0 |  | 0%
5 | 12 | 20 | 0 | 0 | 0 | 0 | 0 |  | 0 | 0 |  | 0%
5 | 12 | 21 | 0 | 0 | 0 | 0 | 0 |  | 0 | 0 |  | 0%
5 | 12 | 22 | 0 | 0 | 0 | 0 | 0 |  | 0 | 0 |  | 0%
5 | 12 | 23 | 0 | 0 | 0 | 0 | 0 |  | 0 | 0 |  | 0%
5 | 13 | 0 | 0 | 0 | 0 | 0 | 0 |  | 0 | 0 |  | 0%
5 | 13 | 1 | 0 | 0 | 0 | 0 | 0 |  | 0 | 0 |  | 0%
5 | 13 | 2 | 0 | 0 | 0 | 0 | 0 |  | 0 | 0 |  | 0%
5 | 13 | 3 | 0 | 0 | 0 | 0 | 0 |  | 0 | 0 |  | 0%
5 | 13 | 4 | 0 | 0 | 0 | 0 | 0 |  | 0 | 0 |  | 0%
5 | 13 | 5 | 55402.884 | 42016.415 | 7987.743 | 7508.552 | 7508.552 |  | 0 | 0 |  | 0.001395%
5 | 13 | 6 | 174960.455 | 140995.582 | 68664.098 | 16566.764 | 13638.43 |  | 0 | 0 |  | 0.01199%
5 | 13 | 7 | 241805.776 | 217477.914 | 156453.895 | 85168.854 | 56597.755 |  | 0 | 0 |  | 0.02731%
5 | 13 | 8 | 284967.1 | 272616.509 | 225846.041 | 168356.076 | 132162.602 |  | 0 | 0 |  | 0.03943%
5 | 13 | 9 | 306835.4 | 306290.776 | 276091.702 | 232024.694 | 199991.215 |  | 0 | 0 |  | 0.0482%
5 | 13 | 10 | 311994.871 | 321812.154 | 308175.876 | 278211.429 | 248828.849 |  | 0 | 0 |  | 0.0538%
5 | 13 | 11 | 300346.815 | 318885.975 | 321633.898 | 307131.722 | 283252.278 |  | 0 | 0 |  | 0.05615%
5 | 13 | 12 | 274211.238 | 299603.685 | 318112.836 | 319610.545 | 303308.43 |  | 0 | 0 |  | 0.05554%
5 | 13 | 13 | 231826.877 | 261232.917 | 293971.534 | 311381.072 | 304411.103 |  | 0 | 0 |  | 0.05132%
5 | 13 | 14 | 176510.927 | 207287.608 | 252633.194 | 285599.459 | 288979.254 |  | 0 | 0 |  | 0.04411%
5 | 13 | 15 | 106717.122 | 139568.448 | 197287.257 | 244133.38 | 258547.35 |  | 0 | 0 |  | 0.03444%
5 | 13 | 16 | 36438.536 | 58758.837 | 124481.162 | 184992.871 | 210033.237 |  | 0 | 0 |  | 0.02173%
5 | 13 | 17 | 11974.678 | 11974.678 | 43531.788 | 106513.621 | 139517.883 |  | 0 | 0 |  | 0.0076%
5 | 13 | 18 | 2399.833 | 2399.833 | 2399.833 | 14811.055 | 20176.567 |  | 0 | 0 |  | 0.000419%
5 | 13 | 19 | 0 | 0 | 0 | 0 | 0 |  | 0 | 0 |  | 0%
5 | 13 | 20 | 0 | 0 | 0 | 0 | 0 |  | 0 | 0 |  | 0%
5 | 13 | 21 | 0 | 0 | 0 | 0 | 0 |  | 0 | 0 |  | 0%
5 | 13 | 22 | 0 | 0 | 0 | 0 | 0 |  | 0 | 0 |  | 0%
5 | 13 | 23 | 0 | 0 | 0 | 0 | 0 |  | 0 | 0 |  | 0%
5 | 14 | 0 | 0 | 0 | 0 | 0 | 0 |  | 0 | 0 |  | 0%
5 | 14 | 1 | 0 | 0 | 0 | 0 | 0 |  | 0 | 0 |  | 0%
5 | 14 | 2 | 0 | 0 | 0 | 0 | 0 |  | 0 | 0 |  | 0%
5 | 14 | 3 | 0 | 0 | 0 | 0 | 0 |  | 0 | 0 |  | 0%
5 | 14 | 4 | 0 | 0 | 0 | 0 | 0 |  | 0 | 0 |  | 0%
5 | 14 | 5 | 43620.051 | 32999.556 | 9046.666 | 8565.098 | 8565.098 |  | 0 | 0 |  | 0.001579%
5 | 14 | 6 | 153950.737 | 124760.334 | 63934.143 | 20191.093 | 17353.338 |  | 0 | 0 |  | 0.01116%
5 | 14 | 7 | 226391.892 | 203116.219 | 146036.021 | 81056.808 | 55439.977 |  | 0 | 0 |  | 0.0255%
5 | 14 | 8 | 273312.568 | 260965.092 | 215497.597 | 160921.094 | 127378.053 |  | 0 | 0 |  | 0.03762%
5 | 14 | 9 | 300223.989 | 299429.872 | 268384.859 | 223968.682 | 192285.281 |  | 0 | 0 |  | 0.04686%
5 | 14 | 10 | 304289.559 | 313982.052 | 300117.888 | 270218.167 | 241365.447 |  | 0 | 0 |  | 0.0524%
5 | 14 | 11 | 293380.521 | 311925.133 | 314626.042 | 300001.31 | 276194.324 |  | 0 | 0 |  | 0.05493%
5 | 14 | 12 | 269192.133 | 294969.806 | 314015.702 | 315664.978 | 299017.288 |  | 0 | 0 |  | 0.05482%
5 | 14 | 13 | 228193.373 | 258161.321 | 292130.655 | 310545.345 | 303419.581 |  | 0 | 0 |  | 0.051%
5 | 14 | 14 | 174873.928 | 205576.705 | 251773.477 | 286119.123 | 289885.106 |  | 0 | 0 |  | 0.04396%
5 | 14 | 15 | 104231.927 | 136942.165 | 195742.466 | 244747.931 | 260233.277 |  | 0 | 0 |  | 0.03417%
5 | 14 | 16 | 36535.403 | 58038.105 | 122625.45 | 183461.536 | 209243.625 |  | 0 | 0 |  | 0.02141%
5 | 14 | 17 | 11202.803 | 11202.803 | 41875.305 | 103377.413 | 136160.695 |  | 0 | 0 |  | 0.007311%
5 | 14 | 18 | 2589.391 | 2589.391 | 2589.391 | 14788.803 | 20191.359 |  | 0 | 0 |  | 0.0004521%
5 | 14 | 19 | 0 | 0 | 0 | 0 | 0 |  | 0 | 0 |  | 0%
5 | 14 | 20 | 0 | 0 | 0 | 0 | 0 |  | 0 | 0 |  | 0%
5 | 14 | 21 | 0 | 0 | 0 | 0 | 0 |  | 0 | 0 |  | 0%
5 | 14 | 22 | 0 | 0 | 0 | 0 | 0 |  | 0 | 0 |  | 0%
5 | 14 | 23 | 0 | 0 | 0 | 0 | 0 |  | 0 | 0 |  | 0%
5 | 15 | 0 | 0 | 0 | 0 | 0 | 0 |  | 0 | 0 |  | 0%
5 | 15 | 1 | 0 | 0 | 0 | 0 | 0 |  | 0 | 0 |  | 0%
5 | 15 | 2 | 0 | 0 | 0 | 0 | 0 |  | 0 | 0 |  | 0%
5 | 15 | 3 | 0 | 0 | 0 | 0 | 0 |  | 0 | 0 |  | 0%
5 | 15 | 4 | 0 | 0 | 0 | 0 | 0 |  | 0 | 0 |  | 0%
5 | 15 | 5 | 53635.758 | 39939.052 | 7849.036 | 7299.8 | 7299.8 |  | 0 | 0 |  | 0.00137%
5 | 15 | 6 | 164453.712 | 132198.446 | 64685.095 | 16281.684 | 13160.375 |  | 0 | 0 |  | 0.01129%
5 | 15 | 7 | 231398.927 | 207449.151 | 148921.971 | 81935.359 | 55673.116 |  | 0 | 0 |  | 0.026%
5 | 15 | 8 | 274312.576 | 261683.052 | 215801.913 | 160768.002 | 127020.244 |  | 0 | 0 |  | 0.03768%
5 | 15 | 9 | 297566.022 | 296575.773 | 266434.02 | 223478.426 | 192969.792 |  | 0 | 0 |  | 0.04652%
5 | 15 | 10 | 302969.457 | 312349.106 | 298516.531 | 268950.948 | 240533.211 |  | 0 | 0 |  | 0.05212%
5 | 15 | 11 | 291961.124 | 310101.44 | 312680.342 | 298286.423 | 274920.139 |  | 0 | 0 |  | 0.05459%
5 | 15 | 12 | 264792.692 | 289472.637 | 307783.677 | 309463.338 | 293593.674 |  | 0 | 0 |  | 0.05374%
5 | 15 | 13 | 223715.185 | 252763.981 | 285867.444 | 303954.757 | 297205.24 |  | 0 | 0 |  | 0.04991%
5 | 15 | 14 | 164381.408 | 189012.426 | 226518.977 | 254744.502 | 258021.541 |  | 0 | 0 |  | 0.03955%
5 | 15 | 15 | 101926.831 | 122477.046 | 160649.505 | 193462.19 | 204063.111 |  | 0 | 0 |  | 0.02805%
5 | 15 | 16 | 49677.358 | 62216.293 | 99770.515 | 136061.869 | 151876.187 |  | 0 | 0 |  | 0.01742%
5 | 15 | 17 | 23428.688 | 23428.688 | 39866.945 | 70283.886 | 86886.26 |  | 0 | 0 |  | 0.00696%
5 | 15 | 18 | 3676.857 | 3676.857 | 3676.857 | 10217.53 | 13627.211 |  | 0 | 0 |  | 0.0006419%
5 | 15 | 19 | 0 | 0 | 0 | 0 | 0 |  | 0 | 0 |  | 0%
5 | 15 | 20 | 0 | 0 | 0 | 0 | 0 |  | 0 | 0 |  | 0%
5 | 15 | 21 | 0 | 0 | 0 | 0 | 0 |  | 0 | 0 |  | 0%
5 | 15 | 22 | 0 | 0 | 0 | 0 | 0 |  | 0 | 0 |  | 0%
5 | 15 | 23 | 0 | 0 | 0 | 0 | 0 |  | 0 | 0 |  | 0%
5 | 16 | 0 | 0 | 0 | 0 | 0 | 0 |  | 0 | 0 |  | 0%
5 | 16 | 1 | 0 | 0 | 0 | 0 | 0 |  | 0 | 0 |  | 0%
5 | 16 | 2 | 0 | 0 | 0 | 0 | 0 |  | 0 | 0 |  | 0%
5 | 16 | 3 | 0 | 0 | 0 | 0 | 0 |  | 0 | 0 |  | 0%
5 | 16 | 4 | 0 | 0 | 0 | 0 | 0 |  | 0 | 0 |  | 0%
5 | 16 | 5 | 691.36 | 691.36 | 691.36 | 691.36 | 691.36 |  | 0 | 0 |  | 0.0001207%
5 | 16 | 6 | 31024.846 | 30348.249 | 29122.719 | 28066.432 | 27860.968 |  | 0 | 0 |  | 0.005084%
5 | 16 | 7 | 201084.965 | 181992.561 | 136030.949 | 84438.183 | 64322.292 |  | 0 | 0 |  | 0.02375%
5 | 16 | 8 | 161270.419 | 156301.741 | 138813.024 | 118588.108 | 106959.294 |  | 0 | 0 |  | 0.02424%
5 | 16 | 9 | 194427.091 | 193885.035 | 180452.962 | 161765.422 | 148788.198 |  | 0 | 0 |  | 0.0315%
5 | 16 | 10 | 292613.914 | 301338.147 | 288068.751 | 259937.751 | 232983.653 |  | 0 | 0 |  | 0.05029%
5 | 16 | 11 | 282902.381 | 299879.843 | 302230.944 | 288675.447 | 266719.845 |  | 0 | 0 |  | 0.05277%
5 | 16 | 12 | 261224.779 | 285294.163 | 303171.099 | 304896.867 | 289537.733 |  | 0 | 0 |  | 0.05293%
5 | 16 | 13 | 187550.998 | 204988.015 | 225144.789 | 236334.045 | 232298.888 |  | 0 | 0 |  | 0.03931%
5 | 16 | 14 | 140022.115 | 153127.412 | 173373.418 | 188842.329 | 190738.968 |  | 0 | 0 |  | 0.03027%
5 | 16 | 15 | 101249.591 | 117740.846 | 148632.32 | 175343.36 | 184076.497 |  | 0 | 0 |  | 0.02595%
5 | 16 | 16 | 53577.465 | 60884.338 | 82677.215 | 104115.179 | 113643.328 |  | 0 | 0 |  | 0.01443%
5 | 16 | 17 | 25593.543 | 25593.543 | 35187.871 | 51870.631 | 61097.721 |  | 0 | 0 |  | 0.006143%
5 | 16 | 18 | 4121.693 | 4121.693 | 4121.693 | 4447.36 | 4717.365 |  | 0 | 0 |  | 0.0007196%
5 | 16 | 19 | 0 | 0 | 0 | 0 | 0 |  | 0 | 0 |  | 0%
5 | 16 | 20 | 0 | 0 | 0 | 0 | 0 |  | 0 | 0 |  | 0%
5 | 16 | 21 | 0 | 0 | 0 | 0 | 0 |  | 0 | 0 |  | 0%
5 | 16 | 22 | 0 | 0 | 0 | 0 | 0 |  | 0 | 0 |  | 0%
5 | 16 | 23 | 0 | 0 | 0 | 0 | 0 |  | 0 | 0 |  | 0%
5 | 17 | 0 | 0 | 0 | 0 | 0 | 0 |  | 0 | 0 |  | 0%
5 | 17 | 1 | 0 | 0 | 0 | 0 | 0 |  | 0 | 0 |  | 0%
5 | 17 | 2 | 0 | 0 | 0 | 0 | 0 |  | 0 | 0 |  | 0%
5 | 17 | 3 | 0 | 0 | 0 | 0 | 0 |  | 0 | 0 |  | 0%
5 | 17 | 4 | 0 | 0 | 0 | 0 | 0 |  | 0 | 0 |  | 0%
5 | 17 | 5 | 9450.606 | 9167.717 | 8740.535 | 8713.077 | 8713.077 |  | 0 | 0 |  | 0.001526%
5 | 17 | 6 | 24362.025 | 24084.144 | 23583.104 | 23152.478 | 23065.544 |  | 0 | 0 |  | 0.004117%
5 | 17 | 7 | 106373.199 | 99739.674 | 84307.432 | 68047.613 | 61781.179 |  | 0 | 0 |  | 0.01472%
5 | 17 | 8 | 76307.092 | 75572.089 | 73041.702 | 70174.428 | 68596.822 |  | 0 | 0 |  | 0.01275%
5 | 17 | 9 | 123177.215 | 122923.612 | 117599.75 | 110299.265 | 105301.048 |  | 0 | 0 |  | 0.02053%
5 | 17 | 10 | 94993.919 | 95561.638 | 94673.338 | 92848.253 | 91154.743 |  | 0 | 0 |  | 0.01653%
5 | 17 | 11 | 75188.936 | 75900.007 | 75996.842 | 75422.763 | 74513.842 |  | 0 | 0 |  | 0.01327%
5 | 17 | 12 | 151061.345 | 157315.542 | 162066.052 | 162551.602 | 158491.176 |  | 0 | 0 |  | 0.02829%
5 | 17 | 13 | 154077.445 | 164672.024 | 177085.195 | 184078.642 | 181641.101 |  | 0 | 0 |  | 0.03092%
5 | 17 | 14 | 112059.343 | 118428.631 | 128400.316 | 136122.528 | 137117.722 |  | 0 | 0 |  | 0.02242%
5 | 17 | 15 | 98652.979 | 110666.081 | 133587.727 | 153745.893 | 160450.342 |  | 0 | 0 |  | 0.02332%
5 | 17 | 16 | 41550.033 | 60814.618 | 119289.566 | 174897.044 | 199001.944 |  | 0 | 0 |  | 0.02083%
5 | 17 | 17 | 15803.907 | 15803.907 | 43307.444 | 96029.112 | 124368.461 |  | 0 | 0 |  | 0.007561%
5 | 17 | 18 | 3834.135 | 3834.135 | 3834.135 | 15783.431 | 21590.09 |  | 0 | 0 |  | 0.0006694%
5 | 17 | 19 | 0 | 0 | 0 | 0 | 0 |  | 0 | 0 |  | 0%
5 | 17 | 20 | 0 | 0 | 0 | 0 | 0 |  | 0 | 0 |  | 0%
5 | 17 | 21 | 0 | 0 | 0 | 0 | 0 |  | 0 | 0 |  | 0%
5 | 17 | 22 | 0 | 0 | 0 | 0 | 0 |  | 0 | 0 |  | 0%
5 | 17 | 23 | 0 | 0 | 0 | 0 | 0 |  | 0 | 0 |  | 0%
5 | 18 | 0 | 0 | 0 | 0 | 0 | 0 |  | 0 | 0 |  | 0%
5 | 18 | 1 | 0 | 0 | 0 | 0 | 0 |  | 0 | 0 |  | 0%
5 | 18 | 2 | 0 | 0 | 0 | 0 | 0 |  | 0 | 0 |  | 0%
5 | 18 | 3 | 0 | 0 | 0 | 0 | 0 |  | 0 | 0 |  | 0%
5 | 18 | 4 | 0 | 0 | 0 | 0 | 0 |  | 0 | 0 |  | 0%
5 | 18 | 5 | 50858.88 | 37297.127 | 8698.673 | 8047.461 | 8047.461 |  | 0 | 0 |  | 0.001519%
5 | 18 | 6 | 149692.075 | 121294.33 | 62145.062 | 18991.336 | 15568.956 |  | 0 | 0 |  | 0.01085%
5 | 18 | 7 | 213030.259 | 191428.856 | 139157.656 | 79019.917 | 55683.846 |  | 0 | 0 |  | 0.0243%
5 | 18 | 8 | 72940.107 | 72269.484 | 69992.978 | 67422.972 | 66020.247 |  | 0 | 0 |  | 0.01222%
5 | 18 | 9 | 166443.086 | 165877.992 | 155474.047 | 141116.056 | 131234.938 |  | 0 | 0 |  | 0.02714%
5 | 18 | 10 | 189627.332 | 193139.428 | 187463.111 | 175782.786 | 164848.194 |  | 0 | 0 |  | 0.03273%
5 | 18 | 11 | 136910.875 | 140423.918 | 140887.579 | 138033.993 | 133516.885 |  | 0 | 0 |  | 0.0246%
5 | 18 | 12 | 187628.315 | 198422.955 | 206583.379 | 207451.394 | 200538.791 |  | 0 | 0 |  | 0.03607%
5 | 18 | 13 | 181834.723 | 197997.611 | 216766.324 | 227285.918 | 223758.174 |  | 0 | 0 |  | 0.03784%
5 | 18 | 14 | 119833.844 | 129193.108 | 143830.168 | 155131.629 | 156644.584 |  | 0 | 0 |  | 0.02511%
5 | 18 | 15 | 104202.102 | 133782.295 | 187558.682 | 232275.786 | 246873.801 |  | 0 | 0 |  | 0.03275%
5 | 18 | 16 | 37812.543 | 57885.809 | 118770.353 | 175581.651 | 199910.952 |  | 0 | 0 |  | 0.02074%
5 | 18 | 17 | 12583.637 | 12583.637 | 42961.328 | 100821.644 | 131574.253 |  | 0 | 0 |  | 0.007501%
5 | 18 | 18 | 4033.076 | 4033.076 | 4033.076 | 18472.815 | 24966.135 |  | 0 | 0 |  | 0.0007041%
5 | 18 | 19 | 0 | 0 | 0 | 0 | 0 |  | 0 | 0 |  | 0%
5 | 18 | 20 | 0 | 0 | 0 | 0 | 0 |  | 0 | 0 |  | 0%
5 | 18 | 21 | 0 | 0 | 0 | 0 | 0 |  | 0 | 0 |  | 0%
5 | 18 | 22 | 0 | 0 | 0 | 0 | 0 |  | 0 | 0 |  | 0%
5 | 18 | 23 | 0 | 0 | 0 | 0 | 0 |  | 0 | 0 |  | 0%
5 | 19 | 0 | 0 | 0 | 0 | 0 | 0 |  | 0 | 0 |  | 0%
5 | 19 | 1 | 0 | 0 | 0 | 0 | 0 |  | 0 | 0 |  | 0%
5 | 19 | 2 | 0 | 0 | 0 | 0 | 0 |  | 0 | 0 |  | 0%
5 | 19 | 3 | 0 | 0 | 0 | 0 | 0 |  | 0 | 0 |  | 0%
5 | 19 | 4 | 0 | 0 | 0 | 0 | 0 |  | 0 | 0 |  | 0%
5 | 19 | 5 | 28477.905 | 22710.275 | 11769.018 | 11389.441 | 11389.441 |  | 0 | 0 |  | 0.002055%
5 | 19 | 6 | 106979.779 | 89465.329 | 54187.899 | 28385.219 | 25936.79 |  | 0 | 0 |  | 0.009461%
5 | 19 | 7 | 145367.369 | 133468.882 | 105823.384 | 75922.06 | 64558.437 |  | 0 | 0 |  | 0.01848%
5 | 19 | 8 | 219570.594 | 210149.606 | 178061.11 | 140697.883 | 118924.476 |  | 0 | 0 |  | 0.03109%
5 | 19 | 9 | 203519.94 | 202559.242 | 186835.732 | 165249.041 | 150480.209 |  | 0 | 0 |  | 0.03262%
5 | 19 | 10 | 288174.83 | 296116.983 | 282855.693 | 255566.255 | 229858.74 |  | 0 | 0 |  | 0.04938%
5 | 19 | 11 | 279682.36 | 295998.543 | 298069.114 | 284760.971 | 263475.413 |  | 0 | 0 |  | 0.05204%
5 | 19 | 12 | 143988.977 | 149628.052 | 153941.373 | 154420.989 | 150789.205 |  | 0 | 0 |  | 0.02688%
5 | 19 | 13 | 213344.312 | 238518.479 | 267719.542 | 284108.455 | 278810.808 |  | 0 | 0 |  | 0.04674%
5 | 19 | 14 | 166556.38 | 191572.088 | 230238.627 | 259617.131 | 263661.338 |  | 0 | 0 |  | 0.0402%
5 | 19 | 15 | 104534.862 | 125640.557 | 165484.648 | 199954.859 | 211528.846 |  | 0 | 0 |  | 0.02889%
5 | 19 | 16 | 48407.761 | 62490.355 | 105523.54 | 147183.238 | 165677.639 |  | 0 | 0 |  | 0.01842%
5 | 19 | 17 | 22155.604 | 22155.604 | 38532.5 | 68120.287 | 84408.092 |  | 0 | 0 |  | 0.006727%
5 | 19 | 18 | 4763.98 | 4763.98 | 4763.98 | 12432.356 | 16528.228 |  | 0 | 0 |  | 0.0008317%
5 | 19 | 19 | 0 | 0 | 0 | 0 | 0 |  | 0 | 0 |  | 0%
5 | 19 | 20 | 0 | 0 | 0 | 0 | 0 |  | 0 | 0 |  | 0%
5 | 19 | 21 | 0 | 0 | 0 | 0 | 0 |  | 0 | 0 |  | 0%
5 | 19 | 22 | 0 | 0 | 0 | 0 | 0 |  | 0 | 0 |  | 0%
5 | 19 | 23 | 0 | 0 | 0 | 0 | 0 |  | 0 | 0 |  | 0%
5 | 20 | 0 | 0 | 0 | 0 | 0 | 0 |  | 0 | 0 |  | 0%
5 | 20 | 1 | 0 | 0 | 0 | 0 | 0 |  | 0 | 0 |  | 0%
5 | 20 | 2 | 0 | 0 | 0 | 0 | 0 |  | 0 | 0 |  | 0%
5 | 20 | 3 | 0 | 0 | 0 | 0 | 0 |  | 0 | 0 |  | 0%
5 | 20 | 4 | 0 | 0 | 0 | 0 | 0 |  | 0 | 0 |  | 0%
5 | 20 | 5 | 34295.018 | 26286.352 | 11389.552 | 10847.746 | 10847.746 |  | 0 | 0 |  | 0.001988%
5 | 20 | 6 | 122291.038 | 100533.01 | 56916.293 | 25098.897 | 21964.56 |  | 0 | 0 |  | 0.009937%
5 | 20 | 7 | 40209.335 | 39880.892 | 39147.066 | 38437.799 | 38168.485 |  | 0 | 0 |  | 0.006835%
5 | 20 | 8 | 154843.126 | 149899.645 | 133489.167 | 114889.108 | 104540.376 |  | 0 | 0 |  | 0.02331%
5 | 20 | 9 | 124518.721 | 124145.058 | 118659.058 | 111252.862 | 106267.721 |  | 0 | 0 |  | 0.02072%
5 | 20 | 10 | 43795.669 | 43887.037 | 43730.062 | 43416.709 | 43130.544 |  | 0 | 0 |  | 0.007635%
5 | 20 | 11 | 142478.565 | 146160.235 | 146615.915 | 143580.665 | 138822.288 |  | 0 | 0 |  | 0.0256%
5 | 20 | 12 | 209875.091 | 224192.313 | 235118.136 | 236375.284 | 227249.644 |  | 0 | 0 |  | 0.04105%
5 | 20 | 13 | 149204.837 | 159185.916 | 171054.025 | 177881.822 | 175740.724 |  | 0 | 0 |  | 0.02986%
5 | 20 | 14 | 170531.129 | 197232.056 | 238843.859 | 270699.413 | 275252.81 |  | 0 | 0 |  | 0.0417%
5 | 20 | 15 | 108423.215 | 135080.74 | 185282.521 | 228558.641 | 243197.018 |  | 0 | 0 |  | 0.03235%
5 | 20 | 16 | 47137.745 | 64031.273 | 116245.928 | 166616.437 | 189001.854 |  | 0 | 0 |  | 0.0203%
5 | 20 | 17 | 19326.266 | 19326.266 | 44227.338 | 89870.738 | 114835.463 |  | 0 | 0 |  | 0.007722%
5 | 20 | 18 | 5074.166 | 5074.166 | 5074.166 | 13967.61 | 18561.605 |  | 0 | 0 |  | 0.0008859%
5 | 20 | 19 | 0 | 0 | 0 | 0 | 0 |  | 0 | 0 |  | 0%
5 | 20 | 20 | 0 | 0 | 0 | 0 | 0 |  | 0 | 0 |  | 0%
5 | 20 | 21 | 0 | 0 | 0 | 0 | 0 |  | 0 | 0 |  | 0%
5 | 20 | 22 | 0 | 0 | 0 | 0 | 0 |  | 0 | 0 |  | 0%
5 | 20 | 23 | 0 | 0 | 0 | 0 | 0 |  | 0 | 0 |  | 0%
5 | 21 | 0 | 0 | 0 | 0 | 0 | 0 |  | 0 | 0 |  | 0%
5 | 21 | 1 | 0 | 0 | 0 | 0 | 0 |  | 0 | 0 |  | 0%
5 | 21 | 2 | 0 | 0 | 0 | 0 | 0 |  | 0 | 0 |  | 0%
5 | 21 | 3 | 0 | 0 | 0 | 0 | 0 |  | 0 | 0 |  | 0%
5 | 21 | 4 | 0 | 0 | 0 | 0 | 0 |  | 0 | 0 |  | 0%
5 | 21 | 5 | 0 | 0 | 0 | 0 | 0 |  | 0 | 0 |  | 0%
5 | 21 | 6 | 106295.381 | 91164.368 | 61460.108 | 39399.449 | 36800.676 |  | 0 | 0 |  | 0.01073%
5 | 21 | 7 | 153682.232 | 140613.77 | 110706.239 | 78569.577 | 66569.407 |  | 0 | 0 |  | 0.01933%
5 | 21 | 8 | 145797.61 | 141314.056 | 126635.796 | 110105.521 | 101046.31 |  | 0 | 0 |  | 0.02211%
5 | 21 | 9 | 76651.712 | 76551.514 | 75210.644 | 73413.953 | 72214.005 |  | 0 | 0 |  | 0.01313%
5 | 21 | 10 | 183802.45 | 186941.232 | 181371.586 | 170297.756 | 160171.92 |  | 0 | 0 |  | 0.03167%
5 | 21 | 11 | 227489.692 | 237862.314 | 239096.516 | 230490.371 | 216972.865 |  | 0 | 0 |  | 0.04174%
5 | 21 | 12 | 233634.725 | 251599.317 | 265298.665 | 266926.174 | 255569.567 |  | 0 | 0 |  | 0.04632%
5 | 21 | 13 | 206797.945 | 228087.765 | 253206.177 | 267588.342 | 263244.147 |  | 0 | 0 |  | 0.04421%
5 | 21 | 14 | 154211.955 | 171339.945 | 198409.264 | 219442.634 | 222569.413 |  | 0 | 0 |  | 0.03464%
5 | 21 | 15 | 106924.317 | 129240.336 | 171791.953 | 208862.134 | 221555.08 |  | 0 | 0 |  | 0.02999%
5 | 21 | 16 | 34712.476 | 34939.067 | 35602.241 | 36313.626 | 36656.422 |  | 0 | 0 |  | 0.006216%
5 | 21 | 17 | 3662.2 | 3662.2 | 3662.2 | 3662.2 | 3662.2 |  | 0 | 0 |  | 0.0006394%
5 | 21 | 18 | 0 | 0 | 0 | 0 | 0 |  | 0 | 0 |  | 0%
5 | 21 | 19 | 0 | 0 | 0 | 0 | 0 |  | 0 | 0 |  | 0%
5 | 21 | 20 | 0 | 0 | 0 | 0 | 0 |  | 0 | 0 |  | 0%
5 | 21 | 21 | 0 | 0 | 0 | 0 | 0 |  | 0 | 0 |  | 0%
5 | 21 | 22 | 0 | 0 | 0 | 0 | 0 |  | 0 | 0 |  | 0%
5 | 21 | 23 | 0 | 0 | 0 | 0 | 0 |  | 0 | 0 |  | 0%
5 | 22 | 0 | 0 | 0 | 0 | 0 | 0 |  | 0 | 0 |  | 0%
5 | 22 | 1 | 0 | 0 | 0 | 0 | 0 |  | 0 | 0 |  | 0%
5 | 22 | 2 | 0 | 0 | 0 | 0 | 0 |  | 0 | 0 |  | 0%
5 | 22 | 3 | 0 | 0 | 0 | 0 | 0 |  | 0 | 0 |  | 0%
5 | 22 | 4 | 0 | 0 | 0 | 0 | 0 |  | 0 | 0 |  | 0%
5 | 22 | 5 | 0 | 0 | 0 | 0 | 0 |  | 0 | 0 |  | 0%
5 | 22 | 6 | 5524.17 | 5524.17 | 5524.17 | 5524.17 | 5524.17 |  | 0 | 0 |  | 0.0009645%
5 | 22 | 7 | 11812.358 | 11812.358 | 11812.358 | 11812.358 | 11812.358 |  | 0 | 0 |  | 0.002062%
5 | 22 | 8 | 17367.972 | 17367.972 | 17367.972 | 17367.972 | 17367.972 |  | 0 | 0 |  | 0.003032%
5 | 22 | 9 | 22285.893 | 22285.893 | 22285.893 | 22285.893 | 22285.893 |  | 0 | 0 |  | 0.003891%
5 | 22 | 10 | 25428.172 | 25437.197 | 25420.68 | 25388.295 | 25359.016 |  | 0 | 0 |  | 0.004438%
5 | 22 | 11 | 299851.66 | 316757.03 | 318683.008 | 304569.653 | 282303.561 |  | 0 | 0 |  | 0.05564%
5 | 22 | 12 | 274424.916 | 298212.286 | 316287.255 | 318495.068 | 303626.767 |  | 0 | 0 |  | 0.05522%
5 | 22 | 13 | 233090.952 | 260920.786 | 293648.908 | 312369.819 | 306915.416 |  | 0 | 0 |  | 0.05127%
5 | 22 | 14 | 179802.289 | 208247.154 | 252840.53 | 287079.839 | 292285.226 |  | 0 | 0 |  | 0.04414%
5 | 22 | 15 | 110521.266 | 140653.945 | 197320.206 | 245912.8 | 262555.247 |  | 0 | 0 |  | 0.03445%
5 | 22 | 16 | 41800.035 | 62064.046 | 125470.1 | 185865.354 | 212626.066 |  | 0 | 0 |  | 0.02191%
5 | 22 | 17 | 11626.932 | 11626.932 | 45366.399 | 108200.281 | 142054.251 |  | 0 | 0 |  | 0.00792%
5 | 22 | 18 | 4627.155 | 4627.155 | 4627.155 | 22821.476 | 31448.608 |  | 0 | 0 |  | 0.0008078%
5 | 22 | 19 | 0 | 0 | 0 | 0 | 0 |  | 0 | 0 |  | 0%
5 | 22 | 20 | 0 | 0 | 0 | 0 | 0 |  | 0 | 0 |  | 0%
5 | 22 | 21 | 0 | 0 | 0 | 0 | 0 |  | 0 | 0 |  | 0%
5 | 22 | 22 | 0 | 0 | 0 | 0 | 0 |  | 0 | 0 |  | 0%
5 | 22 | 23 | 0 | 0 | 0 | 0 | 0 |  | 0 | 0 |  | 0%
5 | 23 | 0 | 0 | 0 | 0 | 0 | 0 |  | 0 | 0 |  | 0%
5 | 23 | 1 | 0 | 0 | 0 | 0 | 0 |  | 0 | 0 |  | 0%
5 | 23 | 2 | 0 | 0 | 0 | 0 | 0 |  | 0 | 0 |  | 0%
5 | 23 | 3 | 0 | 0 | 0 | 0 | 0 |  | 0 | 0 |  | 0%
5 | 23 | 4 | 0 | 0 | 0 | 0 | 0 |  | 0 | 0 |  | 0%
5 | 23 | 5 | 65899.519 | 46111.021 | 8109.478 | 7146.831 | 7146.831 |  | 0 | 0 |  | 0.001416%
5 | 23 | 6 | 170719.704 | 136375.776 | 66200.941 | 15712.873 | 11319.972 |  | 0 | 0 |  | 0.01156%
5 | 23 | 7 | 126160.739 | 117104.98 | 96782.161 | 75421.789 | 67572.285 |  | 0 | 0 |  | 0.0169%
5 | 23 | 8 | 155994.916 | 150876.968 | 134511.463 | 116167.914 | 106161.38 |  | 0 | 0 |  | 0.02348%
5 | 23 | 9 | 136000.276 | 135444.127 | 129064.762 | 120569.418 | 114939.244 |  | 0 | 0 |  | 0.02253%
5 | 23 | 10 | 163479.378 | 165562.129 | 161625.097 | 153948.545 | 147014.584 |  | 0 | 0 |  | 0.02822%
5 | 23 | 11 | 229810.277 | 240216.993 | 241359.407 | 232587.514 | 218927.697 |  | 0 | 0 |  | 0.04214%
5 | 23 | 12 | 275774.495 | 299397.103 | 317424.198 | 319691.427 | 304950.211 |  | 0 | 0 |  | 0.05542%
5 | 23 | 13 | 184719.229 | 200292.753 | 218952.577 | 229831.714 | 226755.901 |  | 0 | 0 |  | 0.03823%
5 | 23 | 14 | 130549.512 | 140536.126 | 156602.859 | 169303.522 | 171318.508 |  | 0 | 0 |  | 0.02734%
5 | 23 | 15 | 64537.77 | 65859.519 | 68569.14 | 71074.841 | 71964.201 |  | 0 | 0 |  | 0.01197%
5 | 23 | 16 | 57153.545 | 63388.149 | 82780.515 | 102349.296 | 111470.01 |  | 0 | 0 |  | 0.01445%
5 | 23 | 17 | 26828.392 | 26828.392 | 30850.191 | 36883.352 | 40355.95 |  | 0 | 0 |  | 0.005386%
5 | 23 | 18 | 6268.78 | 6268.78 | 6268.78 | 22357.179 | 30870.328 |  | 0 | 0 |  | 0.001094%
5 | 23 | 19 | 0 | 0 | 0 | 0 | 0 |  | 0 | 0 |  | 0%
5 | 23 | 20 | 0 | 0 | 0 | 0 | 0 |  | 0 | 0 |  | 0%
5 | 23 | 21 | 0 | 0 | 0 | 0 | 0 |  | 0 | 0 |  | 0%
5 | 23 | 22 | 0 | 0 | 0 | 0 | 0 |  | 0 | 0 |  | 0%
5 | 23 | 23 | 0 | 0 | 0 | 0 | 0 |  | 0 | 0 |  | 0%
5 | 24 | 0 | 0 | 0 | 0 | 0 | 0 |  | 0 | 0 |  | 0%
5 | 24 | 1 | 0 | 0 | 0 | 0 | 0 |  | 0 | 0 |  | 0%
5 | 24 | 2 | 0 | 0 | 0 | 0 | 0 |  | 0 | 0 |  | 0%
5 | 24 | 3 | 0 | 0 | 0 | 0 | 0 |  | 0 | 0 |  | 0%
5 | 24 | 4 | 0 | 0 | 0 | 0 | 0 |  | 0 | 0 |  | 0%
5 | 24 | 5 | 78238.012 | 54429.409 | 9186.737 | 8065.398 | 8065.398 |  | 0 | 0 |  | 0.001604%
5 | 24 | 6 | 192199.954 | 153947.303 | 75523.218 | 19049.022 | 14262.03 |  | 0 | 0 |  | 0.01319%
5 | 24 | 7 | 260460.522 | 232064.512 | 166272.491 | 92006.37 | 64583.245 |  | 0 | 0 |  | 0.02903%
5 | 24 | 8 | 301805.078 | 286521.045 | 236975.032 | 179064.449 | 145055.604 |  | 0 | 0 |  | 0.04137%
5 | 24 | 9 | 324489.386 | 321491.976 | 288749.331 | 243721.851 | 213062.161 |  | 0 | 0 |  | 0.05041%
5 | 24 | 10 | 326844.526 | 334591.799 | 319409.674 | 289335.574 | 261509.19 |  | 0 | 0 |  | 0.05577%
5 | 24 | 11 | 313743.707 | 330324.732 | 332050.595 | 317997.463 | 295861.863 |  | 0 | 0 |  | 0.05797%
5 | 24 | 12 | 285842.796 | 309231.898 | 326952.889 | 329228.82 | 314851.074 |  | 0 | 0 |  | 0.05708%
5 | 24 | 13 | 245548.945 | 273517.613 | 306314.794 | 325092.115 | 319989.837 |  | 0 | 0 |  | 0.05348%
5 | 24 | 14 | 190802.176 | 219955.469 | 265525.789 | 300247.423 | 305782.279 |  | 0 | 0 |  | 0.04636%
5 | 24 | 15 | 120687.864 | 151992.325 | 210568.241 | 260216.466 | 277308.268 |  | 0 | 0 |  | 0.03676%
5 | 24 | 16 | 44970.218 | 67135.834 | 136601.255 | 201753.795 | 230458.426 |  | 0 | 0 |  | 0.02385%
5 | 24 | 17 | 11000.612 | 11000.612 | 50388.137 | 122430.488 | 160785.098 |  | 0 | 0 |  | 0.008797%
5 | 24 | 18 | 4918.861 | 4918.861 | 4918.861 | 30427.526 | 42330.922 |  | 0 | 0 |  | 0.0008588%
5 | 24 | 19 | 0 | 0 | 0 | 0 | 0 |  | 0 | 0 |  | 0%
5 | 24 | 20 | 0 | 0 | 0 | 0 | 0 |  | 0 | 0 |  | 0%
5 | 24 | 21 | 0 | 0 | 0 | 0 | 0 |  | 0 | 0 |  | 0%
5 | 24 | 22 | 0 | 0 | 0 | 0 | 0 |  | 0 | 0 |  | 0%
5 | 24 | 23 | 0 | 0 | 0 | 0 | 0 |  | 0 | 0 |  | 0%
5 | 25 | 0 | 0 | 0 | 0 | 0 | 0 |  | 0 | 0 |  | 0%
5 | 25 | 1 | 0 | 0 | 0 | 0 | 0 |  | 0 | 0 |  | 0%
5 | 25 | 2 | 0 | 0 | 0 | 0 | 0 |  | 0 | 0 |  | 0%
5 | 25 | 3 | 0 | 0 | 0 | 0 | 0 |  | 0 | 0 |  | 0%
5 | 25 | 4 | 0 | 0 | 0 | 0 | 0 |  | 0 | 0 |  | 0%
5 | 25 | 5 | 58102.241 | 40805.777 | 9280.701 | 8334.181 | 8334.181 |  | 0 | 0 |  | 0.00162%
5 | 25 | 6 | 111032.954 | 92812.768 | 56971.189 | 30800.507 | 27980.019 |  | 0 | 0 |  | 0.009946%
5 | 25 | 7 | 161756.743 | 147583.107 | 115711.885 | 81440.908 | 68969.468 |  | 0 | 0 |  | 0.0202%
5 | 25 | 8 | 231232.578 | 220417.238 | 186026.167 | 146563.227 | 124178.553 |  | 0 | 0 |  | 0.03248%
5 | 25 | 9 | 293575.938 | 290760.411 | 261785.158 | 222009.024 | 195005.438 |  | 0 | 0 |  | 0.0457%
5 | 25 | 10 | 301862.915 | 308752.568 | 294806.75 | 267367.322 | 242058.738 |  | 0 | 0 |  | 0.05147%
5 | 25 | 11 | 270830.415 | 283866.304 | 285162.106 | 274011.687 | 256603.873 |  | 0 | 0 |  | 0.04979%
5 | 25 | 12 | 231464.811 | 248058.664 | 260789.725 | 262472.687 | 252179.485 |  | 0 | 0 |  | 0.04553%
5 | 25 | 13 | 202183.869 | 221786.469 | 245187.307 | 258832.577 | 255230.104 |  | 0 | 0 |  | 0.04281%
5 | 25 | 14 | 126994.522 | 136332.532 | 151453.679 | 163455.703 | 165458.322 |  | 0 | 0 |  | 0.02644%
5 | 25 | 15 | 108837.305 | 130544.664 | 172585.775 | 209465.37 | 222458.912 |  | 0 | 0 |  | 0.03013%
5 | 25 | 16 | 52833.992 | 65404.508 | 105010.859 | 143847.8 | 161659.742 |  | 0 | 0 |  | 0.01833%
5 | 25 | 17 | 16537.552 | 16537.552 | 44331.258 | 93750.154 | 120708.192 |  | 0 | 0 |  | 0.00774%
5 | 25 | 18 | 6697.527 | 6697.527 | 6697.527 | 19822.986 | 26748.717 |  | 0 | 0 |  | 0.001169%
5 | 25 | 19 | 0 | 0 | 0 | 0 | 0 |  | 0 | 0 |  | 0%
5 | 25 | 20 | 0 | 0 | 0 | 0 | 0 |  | 0 | 0 |  | 0%
5 | 25 | 21 | 0 | 0 | 0 | 0 | 0 |  | 0 | 0 |  | 0%
5 | 25 | 22 | 0 | 0 | 0 | 0 | 0 |  | 0 | 0 |  | 0%
5 | 25 | 23 | 0 | 0 | 0 | 0 | 0 |  | 0 | 0 |  | 0%
5 | 26 | 0 | 0 | 0 | 0 | 0 | 0 |  | 0 | 0 |  | 0%
5 | 26 | 1 | 0 | 0 | 0 | 0 | 0 |  | 0 | 0 |  | 0%
5 | 26 | 2 | 0 | 0 | 0 | 0 | 0 |  | 0 | 0 |  | 0%
5 | 26 | 3 | 0 | 0 | 0 | 0 | 0 |  | 0 | 0 |  | 0%
5 | 26 | 4 | 0 | 0 | 0 | 0 | 0 |  | 0 | 0 |  | 0%
5 | 26 | 5 | 57651.272 | 40835.849 | 11003.251 | 10003.755 | 10003.755 |  | 0 | 0 |  | 0.001921%
5 | 26 | 6 | 155023.454 | 125361.905 | 65936.773 | 22882.952 | 18711.97 |  | 0 | 0 |  | 0.01151%
5 | 26 | 7 | 220444.814 | 196769.447 | 142902.632 | 83269.385 | 61626.677 |  | 0 | 0 |  | 0.02495%
5 | 26 | 8 | 264306.84 | 250595.929 | 207244.222 | 157235.447 | 128601.165 |  | 0 | 0 |  | 0.03618%
5 | 26 | 9 | 287543.056 | 284549.046 | 255503.1 | 216048.346 | 189545.615 |  | 0 | 0 |  | 0.04461%
5 | 26 | 10 | 187527.74 | 190327.732 | 184498.245 | 173362.875 | 163396.615 |  | 0 | 0 |  | 0.03221%
5 | 26 | 11 | 220286.047 | 229384.821 | 230247.06 | 222386.859 | 210277.169 |  | 0 | 0 |  | 0.0402%
5 | 26 | 12 | 232028.613 | 248610.543 | 261371.015 | 263095.187 | 252829.622 |  | 0 | 0 |  | 0.04563%
5 | 26 | 13 | 195790.942 | 214384.181 | 236708.74 | 249816.265 | 246462.153 |  | 0 | 0 |  | 0.04133%
5 | 26 | 14 | 161233.453 | 181368.341 | 213673.502 | 238981.488 | 243265.097 |  | 0 | 0 |  | 0.0373%
5 | 26 | 15 | 101990.205 | 115242.86 | 141722.611 | 165611.382 | 174182.807 |  | 0 | 0 |  | 0.02474%
5 | 26 | 16 | 56072.705 | 64840.503 | 92606.562 | 120367.793 | 133340.443 |  | 0 | 0 |  | 0.01617%
5 | 26 | 17 | 28420.11 | 28420.11 | 39312.957 | 56737.173 | 66616.894 |  | 0 | 0 |  | 0.006864%
5 | 26 | 18 | 6814.076 | 6814.076 | 6814.076 | 8806.869 | 10099.485 |  | 0 | 0 |  | 0.00119%
5 | 26 | 19 | 0 | 0 | 0 | 0 | 0 |  | 0 | 0 |  | 0%
5 | 26 | 20 | 0 | 0 | 0 | 0 | 0 |  | 0 | 0 |  | 0%
5 | 26 | 21 | 0 | 0 | 0 | 0 | 0 |  | 0 | 0 |  | 0%
5 | 26 | 22 | 0 | 0 | 0 | 0 | 0 |  | 0 | 0 |  | 0%
5 | 26 | 23 | 0 | 0 | 0 | 0 | 0 |  | 0 | 0 |  | 0%
5 | 27 | 0 | 0 | 0 | 0 | 0 | 0 |  | 0 | 0 |  | 0%
5 | 27 | 1 | 0 | 0 | 0 | 0 | 0 |  | 0 | 0 |  | 0%
5 | 27 | 2 | 0 | 0 | 0 | 0 | 0 |  | 0 | 0 |  | 0%
5 | 27 | 3 | 0 | 0 | 0 | 0 | 0 |  | 0 | 0 |  | 0%
5 | 27 | 4 | 0 | 0 | 0 | 0 | 0 |  | 0 | 0 |  | 0%
5 | 27 | 5 | 49009.29 | 34670.973 | 9935.009 | 9021.738 | 9021.738 |  | 0 | 0 |  | 0.001735%
5 | 27 | 6 | 143552.457 | 116818.496 | 63916.899 | 25653.447 | 21809.551 |  | 0 | 0 |  | 0.01116%
5 | 27 | 7 | 208889.677 | 186908.913 | 137617.359 | 83989.936 | 64759.337 |  | 0 | 0 |  | 0.02403%
5 | 27 | 8 | 257828.021 | 244335.973 | 202441.864 | 154860.981 | 128136.123 |  | 0 | 0 |  | 0.03534%
5 | 27 | 9 | 288246.39 | 284966.887 | 254900.05 | 214641.77 | 187975.311 |  | 0 | 0 |  | 0.0445%
5 | 27 | 10 | 295125.715 | 301828.04 | 287395.451 | 259786.778 | 234923.901 |  | 0 | 0 |  | 0.05018%
5 | 27 | 11 | 269183.918 | 282164.074 | 283326.101 | 272016.448 | 254662.626 |  | 0 | 0 |  | 0.04947%
5 | 27 | 12 | 165494.759 | 172246.407 | 177522.73 | 178254.611 | 174018.161 |  | 0 | 0 |  | 0.03099%
5 | 27 | 13 | 169658.928 | 181255.608 | 195410.074 | 203859.616 | 201756.186 |  | 0 | 0 |  | 0.03412%
5 | 27 | 14 | 147414.921 | 161917.295 | 185559.585 | 204403.677 | 207688.508 |  | 0 | 0 |  | 0.0324%
5 | 27 | 15 | 98391.616 | 108175.208 | 128042.182 | 146227.74 | 152836.227 |  | 0 | 0 |  | 0.02235%
5 | 27 | 16 | 56487.158 | 67145.462 | 101275.816 | 135244.559 | 151121.269 |  | 0 | 0 |  | 0.01768%
5 | 27 | 17 | 20500.575 | 20502.362 | 20884.058 | 21354.657 | 21638.424 |  | 0 | 0 |  | 0.003646%
5 | 27 | 18 | 5787.543 | 5787.543 | 5787.543 | 5929.806 | 6042.852 |  | 0 | 0 |  | 0.00101%
5 | 27 | 19 | 0 | 0 | 0 | 0 | 0 |  | 0 | 0 |  | 0%
5 | 27 | 20 | 0 | 0 | 0 | 0 | 0 |  | 0 | 0 |  | 0%
5 | 27 | 21 | 0 | 0 | 0 | 0 | 0 |  | 0 | 0 |  | 0%
5 | 27 | 22 | 0 | 0 | 0 | 0 | 0 |  | 0 | 0 |  | 0%
5 | 27 | 23 | 0 | 0 | 0 | 0 | 0 |  | 0 | 0 |  | 0%
5 | 28 | 0 | 0 | 0 | 0 | 0 | 0 |  | 0 | 0 |  | 0%
5 | 28 | 1 | 0 | 0 | 0 | 0 | 0 |  | 0 | 0 |  | 0%
5 | 28 | 2 | 0 | 0 | 0 | 0 | 0 |  | 0 | 0 |  | 0%
5 | 28 | 3 | 0 | 0 | 0 | 0 | 0 |  | 0 | 0 |  | 0%
5 | 28 | 4 | 0 | 0 | 0 | 0 | 0 |  | 0 | 0 |  | 0%
5 | 28 | 5 | 43660.978 | 31996.758 | 12196.922 | 11437.911 | 11437.911 |  | 0 | 0 |  | 0.002129%
5 | 28 | 6 | 93114.83 | 78918.116 | 51876.919 | 31997.555 | 29572.916 |  | 0 | 0 |  | 0.009057%
5 | 28 | 7 | 161407.457 | 146758.356 | 114558.642 | 80535.903 | 68489.676 |  | 0 | 0 |  | 0.02%
5 | 28 | 8 | 219099.591 | 208706.02 | 177001.824 | 141600.564 | 122303.786 |  | 0 | 0 |  | 0.0309%
5 | 28 | 9 | 256411.994 | 253627.927 | 229390.185 | 197341.353 | 176370.808 |  | 0 | 0 |  | 0.04005%
5 | 28 | 10 | 271794.751 | 277285.952 | 265089.231 | 242047.251 | 221509.4 |  | 0 | 0 |  | 0.04628%
5 | 28 | 11 | 168165.488 | 172655.373 | 173034.98 | 169084.024 | 163100.744 |  | 0 | 0 |  | 0.03021%
5 | 28 | 12 | 265681.379 | 287650.669 | 304654.824 | 307040.78 | 293480.87 |  | 0 | 0 |  | 0.05319%
5 | 28 | 13 | 198279.404 | 216980.974 | 239734.707 | 253295.862 | 250025.691 |  | 0 | 0 |  | 0.04185%
5 | 28 | 14 | 161534.02 | 181196.57 | 213179.537 | 238556.05 | 243050.893 |  | 0 | 0 |  | 0.03722%
5 | 28 | 15 | 105836.627 | 120316.609 | 149418.443 | 175790.63 | 185385.253 |  | 0 | 0 |  | 0.02609%
5 | 28 | 16 | 48395.287 | 66167.962 | 123379.31 | 178959.188 | 204500.794 |  | 0 | 0 |  | 0.02154%
5 | 28 | 17 | 27118.584 | 27188.076 | 37818.485 | 54947.19 | 64687.159 |  | 0 | 0 |  | 0.006603%
5 | 28 | 18 | 6365.934 | 6365.934 | 6365.934 | 23987.211 | 33927.424 |  | 0 | 0 |  | 0.001111%
5 | 28 | 19 | 0 | 0 | 0 | 0 | 0 |  | 0 | 0 |  | 0%
5 | 28 | 20 | 0 | 0 | 0 | 0 | 0 |  | 0 | 0 |  | 0%
5 | 28 | 21 | 0 | 0 | 0 | 0 | 0 |  | 0 | 0 |  | 0%
5 | 28 | 22 | 0 | 0 | 0 | 0 | 0 |  | 0 | 0 |  | 0%
5 | 28 | 23 | 0 | 0 | 0 | 0 | 0 |  | 0 | 0 |  | 0%
5 | 29 | 0 | 0 | 0 | 0 | 0 | 0 |  | 0 | 0 |  | 0%
5 | 29 | 1 | 0 | 0 | 0 | 0 | 0 |  | 0 | 0 |  | 0%
5 | 29 | 2 | 0 | 0 | 0 | 0 | 0 |  | 0 | 0 |  | 0%
5 | 29 | 3 | 0 | 0 | 0 | 0 | 0 |  | 0 | 0 |  | 0%
5 | 29 | 4 | 0 | 0 | 0 | 0 | 0 |  | 0 | 0 |  | 0%
5 | 29 | 5 | 51843.588 | 36240.607 | 9927.794 | 8962.917 | 8962.917 |  | 0 | 0 |  | 0.001733%
5 | 29 | 6 | 161186.692 | 129321.299 | 66020.05 | 20571.934 | 16240.464 |  | 0 | 0 |  | 0.01153%
5 | 29 | 7 | 226454.567 | 201252.25 | 144903.349 | 83131.573 | 61250.207 |  | 0 | 0 |  | 0.0253%
5 | 29 | 8 | 269828.402 | 255181.969 | 210397.66 | 159499.304 | 130905.611 |  | 0 | 0 |  | 0.03673%
5 | 29 | 9 | 296075.597 | 292367.432 | 261270.231 | 219800.866 | 192507.009 |  | 0 | 0 |  | 0.04561%
5 | 29 | 10 | 262803.405 | 267888.837 | 256225.854 | 234330.439 | 214877.063 |  | 0 | 0 |  | 0.04473%
5 | 29 | 11 | 238018.218 | 248220.946 | 249025.161 | 239974.892 | 226245.368 |  | 0 | 0 |  | 0.04348%
5 | 29 | 12 | 225126.581 | 241048.643 | 253441.145 | 255210.747 | 245359.275 |  | 0 | 0 |  | 0.04425%
5 | 29 | 13 | 203954.363 | 223479.78 | 247252.144 | 261447.135 | 258124.584 |  | 0 | 0 |  | 0.04317%
5 | 29 | 14 | 177409.414 | 203494.931 | 245743.479 | 279025.225 | 284997.763 |  | 0 | 0 |  | 0.0429%
5 | 29 | 15 | 113024.549 | 139710.224 | 191804.78 | 237718.319 | 254296.789 |  | 0 | 0 |  | 0.03349%
5 | 29 | 16 | 45781.33 | 63979.549 | 122823.14 | 179801.28 | 205988.249 |  | 0 | 0 |  | 0.02144%
5 | 29 | 17 | 26646.854 | 26765.052 | 40404.991 | 63219.045 | 76057.559 |  | 0 | 0 |  | 0.007054%
5 | 29 | 18 | 7075.878 | 7075.878 | 7075.878 | 18179.502 | 24727.829 |  | 0 | 0 |  | 0.001235%
5 | 29 | 19 | 0 | 0 | 0 | 0 | 0 |  | 0 | 0 |  | 0%
5 | 29 | 20 | 0 | 0 | 0 | 0 | 0 |  | 0 | 0 |  | 0%
5 | 29 | 21 | 0 | 0 | 0 | 0 | 0 |  | 0 | 0 |  | 0%
5 | 29 | 22 | 0 | 0 | 0 | 0 | 0 |  | 0 | 0 |  | 0%
5 | 29 | 23 | 0 | 0 | 0 | 0 | 0 |  | 0 | 0 |  | 0%
5 | 30 | 0 | 0 | 0 | 0 | 0 | 0 |  | 0 | 0 |  | 0%
5 | 30 | 1 | 0 | 0 | 0 | 0 | 0 |  | 0 | 0 |  | 0%
5 | 30 | 2 | 0 | 0 | 0 | 0 | 0 |  | 0 | 0 |  | 0%
5 | 30 | 3 | 0 | 0 | 0 | 0 | 0 |  | 0 | 0 |  | 0%
5 | 30 | 4 | 0 | 0 | 0 | 0 | 0 |  | 0 | 0 |  | 0%
5 | 30 | 5 | 7334.138 | 7334.138 | 7334.138 | 7334.138 | 7334.138 |  | 0 | 0 |  | 0.00128%
5 | 30 | 6 | 125774.743 | 103148.391 | 59439.998 | 27819.576 | 24396.868 |  | 0 | 0 |  | 0.01038%
5 | 30 | 7 | 220197.866 | 195575.659 | 141041.381 | 81828.84 | 61060.751 |  | 0 | 0 |  | 0.02462%
5 | 30 | 8 | 246059.911 | 232945.878 | 193470.89 | 149233.435 | 124949.434 |  | 0 | 0 |  | 0.03378%
5 | 30 | 9 | 219069.683 | 216813.578 | 198811.983 | 175318.819 | 160161.36 |  | 0 | 0 |  | 0.03471%
5 | 30 | 10 | 212961 | 216099.984 | 208680.409 | 194947.953 | 182900.053 |  | 0 | 0 |  | 0.03643%
5 | 30 | 11 | 204638.679 | 211739.62 | 212260.816 | 205902.645 | 196338.342 |  | 0 | 0 |  | 0.03706%
5 | 30 | 12 | 213096.319 | 226328.384 | 236671.481 | 238170.912 | 229972.821 |  | 0 | 0 |  | 0.04132%
5 | 30 | 13 | 227526.203 | 252994.916 | 283927.621 | 302375.599 | 298183.567 |  | 0 | 0 |  | 0.04957%
5 | 30 | 14 | 177248.827 | 202845.484 | 244500.868 | 277450.103 | 283471.113 |  | 0 | 0 |  | 0.04269%
5 | 30 | 15 | 94520.716 | 102746.479 | 119787.931 | 135579.723 | 141427.829 |  | 0 | 0 |  | 0.02091%
5 | 30 | 16 | 49536.993 | 66608.036 | 122055.981 | 176193.134 | 201317.985 |  | 0 | 0 |  | 0.02131%
5 | 30 | 17 | 27411.893 | 27494.54 | 31547.565 | 37416.681 | 40847.1 |  | 0 | 0 |  | 0.005508%
5 | 30 | 18 | 5008.105 | 5008.105 | 5008.105 | 5008.105 | 5008.105 |  | 0 | 0 |  | 0.0008744%
5 | 30 | 19 | 0 | 0 | 0 | 0 | 0 |  | 0 | 0 |  | 0%
5 | 30 | 20 | 0 | 0 | 0 | 0 | 0 |  | 0 | 0 |  | 0%
5 | 30 | 21 | 0 | 0 | 0 | 0 | 0 |  | 0 | 0 |  | 0%
5 | 30 | 22 | 0 | 0 | 0 | 0 | 0 |  | 0 | 0 |  | 0%
5 | 30 | 23 | 0 | 0 | 0 | 0 | 0 |  | 0 | 0 |  | 0%
5 | 31 | 0 | 0 | 0 | 0 | 0 | 0 |  | 0 | 0 |  | 0%
5 | 31 | 1 | 0 | 0 | 0 | 0 | 0 |  | 0 | 0 |  | 0%
5 | 31 | 2 | 0 | 0 | 0 | 0 | 0 |  | 0 | 0 |  | 0%
5 | 31 | 3 | 0 | 0 | 0 | 0 | 0 |  | 0 | 0 |  | 0%
5 | 31 | 4 | 0 | 0 | 0 | 0 | 0 |  | 0 | 0 |  | 0%
5 | 31 | 5 | 410.453 | 410.453 | 410.453 | 410.453 | 410.453 |  | 0 | 0 |  | 7.166e-05%
5 | 31 | 6 | 12822.695 | 12822.695 | 12822.695 | 12822.695 | 12822.695 |  | 0 | 0 |  | 0.002239%
5 | 31 | 7 | 34935.382 | 34740.381 | 34330.607 | 33946.139 | 33812.141 |  | 0 | 0 |  | 0.005994%
5 | 31 | 8 | 143995.36 | 139101.665 | 124694.49 | 109000.746 | 100908.201 |  | 0 | 0 |  | 0.02177%
5 | 31 | 9 | 250944.585 | 247892.283 | 224375.226 | 193640.586 | 173815.459 |  | 0 | 0 |  | 0.03917%
5 | 31 | 10 | 274952.881 | 280080.447 | 267557.591 | 244398.906 | 224024.991 |  | 0 | 0 |  | 0.04671%
5 | 31 | 11 | 291811.652 | 306874.76 | 307890.774 | 294293.681 | 273762.038 |  | 0 | 0 |  | 0.05375%
5 | 31 | 12 | 236338.146 | 252965.542 | 265946.787 | 267848.616 | 257597.719 |  | 0 | 0 |  | 0.04643%
5 | 31 | 13 | 143535.953 | 150312.356 | 158713.293 | 163826.198 | 162689.505 |  | 0 | 0 |  | 0.02771%
5 | 31 | 14 | 144435.644 | 156244.079 | 175797.693 | 191573.504 | 194531.666 |  | 0 | 0 |  | 0.03069%
5 | 31 | 15 | 91500.995 | 97561.315 | 110175.581 | 121914.694 | 126292.366 |  | 0 | 0 |  | 0.01924%
5 | 31 | 16 | 57289.896 | 61047.047 | 73208.803 | 85706.67 | 91751.772 |  | 0 | 0 |  | 0.01278%
5 | 31 | 17 | 15909.382 | 16273.256 | 48693.418 | 104724.646 | 135593.222 |  | 0 | 0 |  | 0.008501%
5 | 31 | 18 | 8033.004 | 8033.004 | 8033.004 | 21604.542 | 29633.274 |  | 0 | 0 |  | 0.001402%
5 | 31 | 19 | 0 | 0 | 0 | 0 | 0 |  | 0 | 0 |  | 0%
5 | 31 | 20 | 0 | 0 | 0 | 0 | 0 |  | 0 | 0 |  | 0%
5 | 31 | 21 | 0 | 0 | 0 | 0 | 0 |  | 0 | 0 |  | 0%
5 | 31 | 22 | 0 | 0 | 0 | 0 | 0 |  | 0 | 0 |  | 0%
5 | 31 | 23 | 0 | 0 | 0 | 0 | 0 |  | 0 | 0 |  | 0%
6 | 1 | 0 | 0 | 0 | 0 | 0 | 0 |  | 0 | 0 |  | 0%
6 | 1 | 1 | 0 | 0 | 0 | 0 | 0 |  | 0 | 0 |  | 0%
6 | 1 | 2 | 0 | 0 | 0 | 0 | 0 |  | 0 | 0 |  | 0%
6 | 1 | 3 | 0 | 0 | 0 | 0 | 0 |  | 0 | 0 |  | 0%
6 | 1 | 4 | 0 | 0 | 0 | 0 | 0 |  | 0 | 0 |  | 0%
6 | 1 | 5 | 21419.545 | 18017.049 | 12587.585 | 12321.642 | 12321.642 |  | 0 | 0 |  | 0.002198%
6 | 1 | 6 | 37034.405 | 35786.495 | 33585.652 | 31846.148 | 31540.97 |  | 0 | 0 |  | 0.005864%
6 | 1 | 7 | 202601.512 | 180967.667 | 133073.448 | 80863.232 | 62654.74 |  | 0 | 0 |  | 0.02323%
6 | 1 | 8 | 254247.689 | 240905.763 | 200864.065 | 155287.664 | 130054.473 |  | 0 | 0 |  | 0.03507%
6 | 1 | 9 | 281934.704 | 278207.744 | 250154.236 | 212805.27 | 188365.041 |  | 0 | 0 |  | 0.04367%
6 | 1 | 10 | 264700.039 | 269291.96 | 257700.522 | 236224.952 | 217225.675 |  | 0 | 0 |  | 0.04499%
6 | 1 | 11 | 216125.597 | 224340.473 | 224847.974 | 217363.273 | 206136.108 |  | 0 | 0 |  | 0.03926%
6 | 1 | 12 | 199590.422 | 211133.744 | 220132.78 | 221462.83 | 214380.041 |  | 0 | 0 |  | 0.03843%
6 | 1 | 13 | 187143.288 | 202143.384 | 220440.994 | 231421.384 | 229054.601 |  | 0 | 0 |  | 0.03849%
6 | 1 | 14 | 150087.388 | 164644.111 | 188479.972 | 207425.015 | 210995.689 | CFs | 0 | 0 |  | 0.03291%
6 | 1 | 15 | 109574.835 | 131306.514 | 174008.301 | 211495.082 | 225103.692 | CFs | 0 | 0 |  | 0.03038%
6 | 1 | 16 | 52572.422 | 66223.93 | 110454.026 | 153341.291 | 173227.19 | CFs | 0 | 0 |  | 0.01928%
6 | 1 | 17 | 23042.164 | 23364.208 | 43589.618 | 77411.613 | 96182.496 | CFs | 0 | 0 |  | 0.00761%
6 | 1 | 18 | 8236.196 | 8236.196 | 8236.196 | 20079.487 | 27375.984 |  | 0 | 0 |  | 0.001438%
6 | 1 | 19 | 0 | 0 | 0 | 0 | 0 |  | 0 | 0 |  | 0%
6 | 1 | 20 | 0 | 0 | 0 | 0 | 0 |  | 0 | 0 |  | 0%
6 | 1 | 21 | 0 | 0 | 0 | 0 | 0 |  | 0 | 0 |  | 0%
6 | 1 | 22 | 0 | 0 | 0 | 0 | 0 |  | 0 | 0 |  | 0%
6 | 1 | 23 | 0 | 0 | 0 | 0 | 0 |  | 0 | 0 |  | 0%
6 | 2 | 0 | 0 | 0 | 0 | 0 | 0 |  | 0 | 0 |  | 0%
6 | 2 | 1 | 0 | 0 | 0 | 0 | 0 |  | 0 | 0 |  | 0%
6 | 2 | 2 | 0 | 0 | 0 | 0 | 0 |  | 0 | 0 |  | 0%
6 | 2 | 3 | 0 | 0 | 0 | 0 | 0 |  | 0 | 0 |  | 0%
6 | 2 | 4 | 0 | 0 | 0 | 0 | 0 |  | 0 | 0 |  | 0%
6 | 2 | 5 | 60214.331 | 41684.923 | 11493.307 | 10392.193 | 10392.193 |  | 0 | 0 |  | 0.002007%
6 | 2 | 6 | 151050.195 | 122183.665 | 64788.367 | 23106.223 | 18994.836 |  | 0 | 0 |  | 0.01131%
6 | 2 | 7 | 170499.391 | 153986.956 | 117926.833 | 79464.525 | 66163.787 |  | 0 | 0 |  | 0.02059%
6 | 2 | 8 | 213938.664 | 203516.07 | 172781.926 | 138430.251 | 119937.132 |  | 0 | 0 |  | 0.03017%
6 | 2 | 9 | 241894.278 | 238852.341 | 216815.379 | 187897.063 | 169228.72 |  | 0 | 0 |  | 0.03785%
6 | 2 | 10 | 252995.644 | 257241.731 | 246194.449 | 225920.998 | 208121.709 |  | 0 | 0 |  | 0.04298%
6 | 2 | 11 | 202982.131 | 209724.597 | 210102.6 | 203901.019 | 194677.037 |  | 0 | 0 |  | 0.03668%
6 | 2 | 12 | 187838.136 | 197222.909 | 204584.835 | 205685.094 | 199897.064 |  | 0 | 0 |  | 0.03572%
6 | 2 | 13 | 176328.275 | 189609.354 | 205993.309 | 215937.961 | 213840.548 |  | 0 | 0 |  | 0.03596%
6 | 2 | 14 | 118917.073 | 125241.858 | 135815.407 | 144420.213 | 146084.1 | CFs | 0 | 0 |  | 0.02371%
6 | 2 | 15 | 72790.613 | 75826.503 | 82339.62 | 88506.421 | 90832.811 | CFs | 0 | 0 |  | 0.01438%
6 | 2 | 16 | 52578.532 | 54985.15 | 62783.685 | 70938.353 | 74941.258 | CFs | 0 | 0 |  | 0.01096%
6 | 2 | 17 | 28682.649 | 28856.578 | 34662.044 | 43522.687 | 48637.993 | CFs | 0 | 0 |  | 0.006052%
6 | 2 | 18 | 5337.001 | 5337.001 | 5337.001 | 5337.001 | 5337.001 |  | 0 | 0 |  | 0.0009318%
6 | 2 | 19 | 0 | 0 | 0 | 0 | 0 |  | 0 | 0 |  | 0%
6 | 2 | 20 | 0 | 0 | 0 | 0 | 0 |  | 0 | 0 |  | 0%
6 | 2 | 21 | 0 | 0 | 0 | 0 | 0 |  | 0 | 0 |  | 0%
6 | 2 | 22 | 0 | 0 | 0 | 0 | 0 |  | 0 | 0 |  | 0%
6 | 2 | 23 | 0 | 0 | 0 | 0 | 0 |  | 0 | 0 |  | 0%
6 | 3 | 0 | 0 | 0 | 0 | 0 | 0 |  | 0 | 0 |  | 0%
6 | 3 | 1 | 0 | 0 | 0 | 0 | 0 |  | 0 | 0 |  | 0%
6 | 3 | 2 | 0 | 0 | 0 | 0 | 0 |  | 0 | 0 |  | 0%
6 | 3 | 3 | 0 | 0 | 0 | 0 | 0 |  | 0 | 0 |  | 0%
6 | 3 | 4 | 0 | 0 | 0 | 0 | 0 |  | 0 | 0 |  | 0%
6 | 3 | 5 | 0 | 0 | 0 | 0 | 0 |  | 0 | 0 |  | 0%
6 | 3 | 6 | 8420.187 | 8420.187 | 8420.187 | 8420.187 | 8420.187 |  | 0 | 0 |  | 0.00147%
6 | 3 | 7 | 33947.667 | 33768.581 | 33397.054 | 33050.755 | 32932.495 |  | 0 | 0 |  | 0.005831%
6 | 3 | 8 | 70810.796 | 70082.911 | 67999.919 | 65768.24 | 64660.369 |  | 0 | 0 |  | 0.01187%
6 | 3 | 9 | 223382.36 | 220702.034 | 202012.485 | 177938.749 | 162665.399 |  | 0 | 0 |  | 0.03527%
6 | 3 | 10 | 227682.331 | 231098.892 | 221955.918 | 205451.793 | 191188.808 |  | 0 | 0 |  | 0.03875%
6 | 3 | 11 | 214722.421 | 222116.681 | 222488.008 | 215623.44 | 205482.924 |  | 0 | 0 |  | 0.03884%
6 | 3 | 12 | 260764.489 | 281047.77 | 296866.838 | 299238.711 | 286843.535 |  | 0 | 0 |  | 0.05183%
6 | 3 | 13 | 226084.692 | 250505.146 | 280492.755 | 298627.103 | 294896.391 |  | 0 | 0 |  | 0.04897%
6 | 3 | 14 | 178477.989 | 203846.465 | 245672.651 | 279078.317 | 285541.443 | CFs | 0 | 0 |  | 0.04289%
6 | 3 | 15 | 115392.97 | 141797.372 | 194470.311 | 241686.463 | 259203.204 | CFs | 0 | 0 |  | 0.03395%
6 | 3 | 16 | 49923.521 | 67842.404 | 126970.622 | 184784.614 | 211922.484 | CFs | 0 | 0 |  | 0.02217%
6 | 3 | 17 | 18967.877 | 19515.508 | 46434.555 | 91581.377 | 116791.78 | CFs | 0 | 0 |  | 0.008107%
6 | 3 | 18 | 7513.832 | 7513.832 | 7513.832 | 27353.856 | 39374.4 |  | 0 | 0 |  | 0.001312%
6 | 3 | 19 | 0 | 0 | 0 | 0 | 0 |  | 0 | 0 |  | 0%
6 | 3 | 20 | 0 | 0 | 0 | 0 | 0 |  | 0 | 0 |  | 0%
6 | 3 | 21 | 0 | 0 | 0 | 0 | 0 |  | 0 | 0 |  | 0%
6 | 3 | 22 | 0 | 0 | 0 | 0 | 0 |  | 0 | 0 |  | 0%
6 | 3 | 23 | 0 | 0 | 0 | 0 | 0 |  | 0 | 0 |  | 0%
6 | 4 | 0 | 0 | 0 | 0 | 0 | 0 |  | 0 | 0 |  | 0%
6 | 4 | 1 | 0 | 0 | 0 | 0 | 0 |  | 0 | 0 |  | 0%
6 | 4 | 2 | 0 | 0 | 0 | 0 | 0 |  | 0 | 0 |  | 0%
6 | 4 | 3 | 0 | 0 | 0 | 0 | 0 |  | 0 | 0 |  | 0%
6 | 4 | 4 | 0 | 0 | 0 | 0 | 0 |  | 0 | 0 |  | 0%
6 | 4 | 5 | 10765.286 | 10516.728 | 10159.458 | 10124.302 | 10124.302 |  | 0 | 0 |  | 0.001774%
6 | 4 | 6 | 108857.92 | 90539.268 | 55878.996 | 31053.675 | 28376.139 |  | 0 | 0 |  | 0.009756%
6 | 4 | 7 | 178376.582 | 160310.977 | 121668.966 | 81340.57 | 67706.845 |  | 0 | 0 |  | 0.02124%
6 | 4 | 8 | 70261.253 | 69537.511 | 67481.4 | 65283.664 | 64197.19 |  | 0 | 0 |  | 0.01178%
6 | 4 | 9 | 124648.309 | 123813.706 | 118190.448 | 111055.417 | 106592.811 |  | 0 | 0 |  | 0.02063%
6 | 4 | 10 | 296203.841 | 301718.439 | 286485.635 | 258959.196 | 235073.527 |  | 0 | 0 |  | 0.05002%
6 | 4 | 11 | 224807.542 | 233463.89 | 233846.877 | 225737.513 | 213804.156 |  | 0 | 0 |  | 0.04083%
6 | 4 | 12 | 209017.18 | 221434.456 | 231198.173 | 232675.319 | 225021.954 |  | 0 | 0 |  | 0.04036%
6 | 4 | 13 | 223828.736 | 248052.687 | 277897.741 | 296014.713 | 292364.587 |  | 0 | 0 |  | 0.04852%
6 | 4 | 14 | 175352.447 | 199873.507 | 240443.388 | 272941.151 | 279304.163 | CFs | 0 | 0 |  | 0.04198%
6 | 4 | 15 | 114311.517 | 138806.054 | 187969.073 | 232252.627 | 248764.27 | CFs | 0 | 0 |  | 0.03282%
6 | 4 | 16 | 51962.477 | 68311.986 | 122353.292 | 175418.819 | 200465.562 | CFs | 0 | 0 |  | 0.02136%
6 | 4 | 17 | 18226.977 | 18866.561 | 49917.798 | 102211.587 | 131189.651 | CFs | 0 | 0 |  | 0.008715%
6 | 4 | 18 | 8008.436 | 8008.436 | 8008.436 | 26358.642 | 37755.066 |  | 0 | 0 |  | 0.001398%
6 | 4 | 19 | 0 | 0 | 0 | 0 | 0 |  | 0 | 0 |  | 0%
6 | 4 | 20 | 0 | 0 | 0 | 0 | 0 |  | 0 | 0 |  | 0%
6 | 4 | 21 | 0 | 0 | 0 | 0 | 0 |  | 0 | 0 |  | 0%
6 | 4 | 22 | 0 | 0 | 0 | 0 | 0 |  | 0 | 0 |  | 0%
6 | 4 | 23 | 0 | 0 | 0 | 0 | 0 |  | 0 | 0 |  | 0%
6 | 5 | 0 | 0 | 0 | 0 | 0 | 0 |  | 0 | 0 |  | 0%
6 | 5 | 1 | 0 | 0 | 0 | 0 | 0 |  | 0 | 0 |  | 0%
6 | 5 | 2 | 0 | 0 | 0 | 0 | 0 |  | 0 | 0 |  | 0%
6 | 5 | 3 | 0 | 0 | 0 | 0 | 0 |  | 0 | 0 |  | 0%
6 | 5 | 4 | 0 | 0 | 0 | 0 | 0 |  | 0 | 0 |  | 0%
6 | 5 | 5 | 37972.162 | 28021.413 | 12676.107 | 11944.811 | 11944.811 |  | 0 | 0 |  | 0.002213%
6 | 5 | 6 | 156325.782 | 124964.848 | 64393.791 | 21583.095 | 17462.702 |  | 0 | 0 |  | 0.01124%
6 | 5 | 7 | 108304.998 | 100798.609 | 85066.093 | 69340.164 | 64067.478 |  | 0 | 0 |  | 0.01485%
6 | 5 | 8 | 115330.208 | 112245.307 | 103523.715 | 94183.174 | 89533.763 |  | 0 | 0 |  | 0.01807%
6 | 5 | 9 | 296631.753 | 291898.227 | 260438.862 | 219706.42 | 193826.48 |  | 0 | 0 |  | 0.04547%
6 | 5 | 10 | 197835.333 | 200239.37 | 193417.195 | 181292.534 | 170939.276 |  | 0 | 0 |  | 0.03377%
6 | 5 | 11 | 161385.49 | 165224.374 | 165371.475 | 161741.363 | 156447.363 |  | 0 | 0 |  | 0.02887%
6 | 5 | 12 | 130091.139 | 134118.3 | 137304.137 | 137789.161 | 135290.922 |  | 0 | 0 |  | 0.02397%
6 | 5 | 13 | 231506.223 | 256241.562 | 286719.096 | 305232.69 | 301576.876 |  | 0 | 0 |  | 0.05006%
6 | 5 | 14 | 181539.136 | 206914.513 | 248895.654 | 282480.227 | 289112.42 | CFs | 0 | 0 |  | 0.04345%
6 | 5 | 15 | 116653.235 | 143019.278 | 195614.366 | 242730.149 | 260299.87 | CFs | 0 | 0 |  | 0.03415%
6 | 5 | 16 | 48761.169 | 66785.237 | 126500.693 | 184641.391 | 211957.206 | CFs | 0 | 0 |  | 0.02209%
6 | 5 | 17 | 14119.068 | 14858.633 | 50659.321 | 111165.424 | 144450.08 | CFs | 0 | 0 |  | 0.008845%
6 | 5 | 18 | 7021.519 | 7021.519 | 7021.519 | 29979.397 | 43873.308 |  | 0 | 0 |  | 0.001226%
6 | 5 | 19 | 0 | 0 | 0 | 0 | 0 |  | 0 | 0 |  | 0%
6 | 5 | 20 | 0 | 0 | 0 | 0 | 0 |  | 0 | 0 |  | 0%
6 | 5 | 21 | 0 | 0 | 0 | 0 | 0 |  | 0 | 0 |  | 0%
6 | 5 | 22 | 0 | 0 | 0 | 0 | 0 |  | 0 | 0 |  | 0%
6 | 5 | 23 | 0 | 0 | 0 | 0 | 0 |  | 0 | 0 |  | 0%
6 | 6 | 0 | 0 | 0 | 0 | 0 | 0 |  | 0 | 0 |  | 0%
6 | 6 | 1 | 0 | 0 | 0 | 0 | 0 |  | 0 | 0 |  | 0%
6 | 6 | 2 | 0 | 0 | 0 | 0 | 0 |  | 0 | 0 |  | 0%
6 | 6 | 3 | 0 | 0 | 0 | 0 | 0 |  | 0 | 0 |  | 0%
6 | 6 | 4 | 0 | 0 | 0 | 0 | 0 |  | 0 | 0 |  | 0%
6 | 6 | 5 | 63190.822 | 42877.166 | 11094.936 | 9994.499 | 9994.499 |  | 0 | 0 |  | 0.001937%
6 | 6 | 6 | 160416.464 | 127708.99 | 64561.64 | 20106.684 | 15905.985 |  | 0 | 0 |  | 0.01127%
6 | 6 | 7 | 170387.037 | 153675.102 | 118200.077 | 81244.58 | 68916.034 |  | 0 | 0 |  | 0.02064%
6 | 6 | 8 | 270399.517 | 254341.708 | 208371.992 | 157448.093 | 130118.633 |  | 0 | 0 |  | 0.03638%
6 | 6 | 9 | 217176.066 | 214362.743 | 196248.447 | 173184.984 | 158755.336 |  | 0 | 0 |  | 0.03426%
6 | 6 | 10 | 262803.377 | 266994.625 | 254733.324 | 232932.988 | 214260.833 |  | 0 | 0 |  | 0.04447%
6 | 6 | 11 | 242646.012 | 252347.27 | 252659.601 | 243405.053 | 229898.579 |  | 0 | 0 |  | 0.04411%
6 | 6 | 12 | 116314.742 | 119663.349 | 122314.384 | 122718.776 | 120640.604 |  | 0 | 0 |  | 0.02135%
6 | 6 | 13 | 190771.349 | 205820.092 | 224594.847 | 236141.915 | 233894.625 |  | 0 | 0 |  | 0.03921%
6 | 6 | 14 | 174636.887 | 198948.636 | 239374.6 | 271878.839 | 278370.099 | CFs | 0 | 0 |  | 0.04179%
6 | 6 | 15 | 107821.638 | 121461.962 | 149731.559 | 175895.339 | 185826.401 | CFs | 0 | 0 |  | 0.02614%
6 | 6 | 16 | 54480.699 | 69597.34 | 119813.089 | 169270.761 | 192773.382 | CFs | 0 | 0 |  | 0.02092%
6 | 6 | 17 | 23139.372 | 23740.674 | 45912.247 | 82513.537 | 103016.325 | CFs | 0 | 0 |  | 0.008016%
6 | 6 | 18 | 8877.633 | 8877.633 | 8877.633 | 11694.303 | 13596.209 |  | 0 | 0 |  | 0.00155%
6 | 6 | 19 | 0 | 0 | 0 | 0 | 0 |  | 0 | 0 |  | 0%
6 | 6 | 20 | 0 | 0 | 0 | 0 | 0 |  | 0 | 0 |  | 0%
6 | 6 | 21 | 0 | 0 | 0 | 0 | 0 |  | 0 | 0 |  | 0%
6 | 6 | 22 | 0 | 0 | 0 | 0 | 0 |  | 0 | 0 |  | 0%
6 | 6 | 23 | 0 | 0 | 0 | 0 | 0 |  | 0 | 0 |  | 0%
6 | 7 | 0 | 0 | 0 | 0 | 0 | 0 |  | 0 | 0 |  | 0%
6 | 7 | 1 | 0 | 0 | 0 | 0 | 0 |  | 0 | 0 |  | 0%
6 | 7 | 2 | 0 | 0 | 0 | 0 | 0 |  | 0 | 0 |  | 0%
6 | 7 | 3 | 0 | 0 | 0 | 0 | 0 |  | 0 | 0 |  | 0%
6 | 7 | 4 | 0 | 0 | 0 | 0 | 0 |  | 0 | 0 |  | 0%
6 | 7 | 5 | 43310.982 | 30814.832 | 11504.011 | 10776.087 | 10776.087 |  | 0 | 0 |  | 0.002008%
6 | 7 | 6 | 143246.074 | 115535.202 | 62337.423 | 24637.312 | 20943.138 |  | 0 | 0 |  | 0.01088%
6 | 7 | 7 | 212916.165 | 188650.894 | 136450.261 | 80743.495 | 62150.048 |  | 0 | 0 |  | 0.02382%
6 | 7 | 8 | 258510.074 | 243466.07 | 200544.16 | 152906.91 | 127412.461 |  | 0 | 0 |  | 0.03501%
6 | 7 | 9 | 287009.124 | 282182.184 | 251502.928 | 211858.395 | 186778.76 |  | 0 | 0 |  | 0.04391%
6 | 7 | 10 | 296058.362 | 301116.315 | 285866.891 | 258705.91 | 235341.339 |  | 0 | 0 |  | 0.04991%
6 | 7 | 11 | 288384.815 | 301940.711 | 302294.048 | 289248.462 | 270166.866 |  | 0 | 0 |  | 0.05278%
6 | 7 | 12 | 265160.981 | 285213.998 | 300855.427 | 303222.946 | 291004.117 |  | 0 | 0 |  | 0.05253%
6 | 7 | 13 | 227997.475 | 251900.118 | 281418.377 | 299405.742 | 295972.485 |  | 0 | 0 |  | 0.04913%
6 | 7 | 14 | 179110.041 | 203652.647 | 244375.774 | 277001.271 | 283551.764 | CFs | 0 | 0 |  | 0.04267%
6 | 7 | 15 | 115722.682 | 140893.408 | 191299.184 | 236574.501 | 253547.189 | CFs | 0 | 0 |  | 0.0334%
6 | 7 | 16 | 49362.955 | 66889.64 | 125145.894 | 181848.059 | 208585.058 | CFs | 0 | 0 |  | 0.02185%
6 | 7 | 17 | 13518.818 | 14389.949 | 50585.051 | 111000.505 | 144158.988 | CFs | 0 | 0 |  | 0.008832%
6 | 7 | 18 | 6732.272 | 6732.272 | 6732.272 | 31560.597 | 46731.102 |  | 0 | 0 |  | 0.001175%
6 | 7 | 19 | 0 | 0 | 0 | 0 | 0 |  | 0 | 0 |  | 0%
6 | 7 | 20 | 0 | 0 | 0 | 0 | 0 |  | 0 | 0 |  | 0%
6 | 7 | 21 | 0 | 0 | 0 | 0 | 0 |  | 0 | 0 |  | 0%
6 | 7 | 22 | 0 | 0 | 0 | 0 | 0 |  | 0 | 0 |  | 0%
6 | 7 | 23 | 0 | 0 | 0 | 0 | 0 |  | 0 | 0 |  | 0%
6 | 8 | 0 | 0 | 0 | 0 | 0 | 0 |  | 0 | 0 |  | 0%
6 | 8 | 1 | 0 | 0 | 0 | 0 | 0 |  | 0 | 0 |  | 0%
6 | 8 | 2 | 0 | 0 | 0 | 0 | 0 |  | 0 | 0 |  | 0%
6 | 8 | 3 | 0 | 0 | 0 | 0 | 0 |  | 0 | 0 |  | 0%
6 | 8 | 4 | 0 | 0 | 0 | 0 | 0 |  | 0 | 0 |  | 0%
6 | 8 | 5 | 70355.485 | 46632.045 | 9736.228 | 8605.154 | 8605.154 |  | 0 | 0 |  | 0.0017%
6 | 8 | 6 | 162187.638 | 128838.214 | 64270.64 | 18842.745 | 14639.636 |  | 0 | 0 |  | 0.01122%
6 | 8 | 7 | 225554.753 | 199053.498 | 142018.384 | 80884.687 | 60584.583 |  | 0 | 0 |  | 0.02479%
6 | 8 | 8 | 268589.847 | 252586.867 | 207153.339 | 156746.903 | 129815.558 |  | 0 | 0 |  | 0.03617%
6 | 8 | 9 | 291459.191 | 286525.177 | 255823.021 | 216279.81 | 191364.971 |  | 0 | 0 |  | 0.04466%
6 | 8 | 10 | 300020.606 | 305033.156 | 289496.203 | 261963.722 | 238362.524 |  | 0 | 0 |  | 0.05054%
6 | 8 | 11 | 291943.07 | 305553.24 | 305825.813 | 292609.301 | 273364.693 |  | 0 | 0 |  | 0.05339%
6 | 8 | 12 | 269205.687 | 289466.97 | 305266.88 | 307654.251 | 295305.846 |  | 0 | 0 |  | 0.0533%
6 | 8 | 13 | 231926.55 | 256283.464 | 286402.974 | 304787.162 | 301326.731 |  | 0 | 0 |  | 0.05%
6 | 8 | 14 | 182193.752 | 207477.973 | 249526.671 | 283275.079 | 290102.346 | CFs | 0 | 0 |  | 0.04356%
6 | 8 | 15 | 117032.188 | 143770.582 | 197311.278 | 245438.765 | 263526.106 | CFs | 0 | 0 |  | 0.03445%
6 | 8 | 16 | 49330.309 | 67798.998 | 129378.442 | 189095.791 | 217244.271 | CFs | 0 | 0 |  | 0.02259%
6 | 8 | 17 | 11221.192 | 12183.152 | 51380.723 | 116940.259 | 152787.693 | CFs | 0 | 0 |  | 0.00897%
6 | 8 | 18 | 6338.163 | 6338.163 | 6338.163 | 34289.253 | 51390.908 |  | 0 | 0 |  | 0.001107%
6 | 8 | 19 | 0 | 0 | 0 | 0 | 0 |  | 0 | 0 |  | 0%
6 | 8 | 20 | 0 | 0 | 0 | 0 | 0 |  | 0 | 0 |  | 0%
6 | 8 | 21 | 0 | 0 | 0 | 0 | 0 |  | 0 | 0 |  | 0%
6 | 8 | 22 | 0 | 0 | 0 | 0 | 0 |  | 0 | 0 |  | 0%
6 | 8 | 23 | 0 | 0 | 0 | 0 | 0 |  | 0 | 0 |  | 0%
6 | 9 | 0 | 0 | 0 | 0 | 0 | 0 |  | 0 | 0 |  | 0%
6 | 9 | 1 | 0 | 0 | 0 | 0 | 0 |  | 0 | 0 |  | 0%
6 | 9 | 2 | 0 | 0 | 0 | 0 | 0 |  | 0 | 0 |  | 0%
6 | 9 | 3 | 0 | 0 | 0 | 0 | 0 |  | 0 | 0 |  | 0%
6 | 9 | 4 | 0 | 0 | 0 | 0 | 0 |  | 0 | 0 |  | 0%
6 | 9 | 5 | 63215.821 | 42675.003 | 11094.485 | 10036.01 | 10036.01 |  | 0 | 0 |  | 0.001937%
6 | 9 | 6 | 156112.264 | 124663.894 | 64230.209 | 21681.996 | 17675.01 |  | 0 | 0 |  | 0.01121%
6 | 9 | 7 | 220554.361 | 194921.872 | 139970.081 | 81330.453 | 61958.276 |  | 0 | 0 |  | 0.02444%
6 | 9 | 8 | 219468.642 | 207901.907 | 175515.664 | 140180.154 | 121912.258 |  | 0 | 0 |  | 0.03064%
6 | 9 | 9 | 290782.779 | 285699.418 | 254649.973 | 214709.145 | 189601.87 |  | 0 | 0 |  | 0.04446%
6 | 9 | 10 | 298042.052 | 302882.033 | 287469.494 | 260282.269 | 237048.304 |  | 0 | 0 |  | 0.05019%
6 | 9 | 11 | 290140.119 | 303486.926 | 303673.721 | 290596.772 | 271635.5 |  | 0 | 0 |  | 0.05302%
6 | 9 | 12 | 267259.205 | 287186.78 | 302721.06 | 305060.358 | 292907.785 |  | 0 | 0 |  | 0.05285%
6 | 9 | 13 | 154904.706 | 163859.056 | 175124.617 | 182117.208 | 180810.107 |  | 0 | 0 |  | 0.03057%
6 | 9 | 14 | 156292.072 | 171134.656 | 196147.516 | 216543.075 | 220730.85 | CFs | 0 | 0 |  | 0.03425%
6 | 9 | 15 | 111103.609 | 125644.814 | 155777.638 | 183670.437 | 194321.301 | CFs | 0 | 0 |  | 0.0272%
6 | 9 | 16 | 60704.044 | 69864.062 | 100409.462 | 131207.628 | 146172.304 | CFs | 0 | 0 |  | 0.01753%
6 | 9 | 17 | 688.246 | 688.246 | 688.246 | 688.246 | 688.246 | CFs | 0 | 0 |  | 0.0001202%
6 | 9 | 18 | 6766.002 | 6766.002 | 6766.002 | 6798.451 | 6822.856 |  | 0 | 0 |  | 0.001181%
6 | 9 | 19 | 0 | 0 | 0 | 0 | 0 |  | 0 | 0 |  | 0%
6 | 9 | 20 | 0 | 0 | 0 | 0 | 0 |  | 0 | 0 |  | 0%
6 | 9 | 21 | 0 | 0 | 0 | 0 | 0 |  | 0 | 0 |  | 0%
6 | 9 | 22 | 0 | 0 | 0 | 0 | 0 |  | 0 | 0 |  | 0%
6 | 9 | 23 | 0 | 0 | 0 | 0 | 0 |  | 0 | 0 |  | 0%
6 | 10 | 0 | 0 | 0 | 0 | 0 | 0 |  | 0 | 0 |  | 0%
6 | 10 | 1 | 0 | 0 | 0 | 0 | 0 |  | 0 | 0 |  | 0%
6 | 10 | 2 | 0 | 0 | 0 | 0 | 0 |  | 0 | 0 |  | 0%
6 | 10 | 3 | 0 | 0 | 0 | 0 | 0 |  | 0 | 0 |  | 0%
6 | 10 | 4 | 0 | 0 | 0 | 0 | 0 |  | 0 | 0 |  | 0%
6 | 10 | 5 | 65482.953 | 44439.628 | 12160.491 | 11075.02 | 11075.02 |  | 0 | 0 |  | 0.002123%
6 | 10 | 6 | 97043.342 | 81689.592 | 53273.777 | 32846.009 | 30566.716 |  | 0 | 0 |  | 0.009301%
6 | 10 | 7 | 148389.428 | 135063.001 | 107152.346 | 78606.08 | 69257.532 |  | 0 | 0 |  | 0.01871%
6 | 10 | 8 | 277766.406 | 261451.203 | 215258.54 | 163599.082 | 135971.188 |  | 0 | 0 |  | 0.03758%
6 | 10 | 9 | 234833.988 | 231288.404 | 210089.594 | 183056.505 | 166202.019 |  | 0 | 0 |  | 0.03668%
6 | 10 | 10 | 301323.313 | 305876.363 | 290954.142 | 264481.55 | 241674.839 |  | 0 | 0 |  | 0.0508%
6 | 10 | 11 | 258387.454 | 268580.947 | 268662.307 | 258586.706 | 244010.167 |  | 0 | 0 |  | 0.04691%
6 | 10 | 12 | 265176.75 | 283617.858 | 297833.437 | 299951.335 | 288842.01 |  | 0 | 0 |  | 0.052%
6 | 10 | 13 | 228788.005 | 251053.075 | 278192.972 | 294539.232 | 291543.859 |  | 0 | 0 |  | 0.04857%
6 | 10 | 14 | 181062.317 | 204503.808 | 242837.811 | 272916.601 | 278984.045 | CFs | 0 | 0 |  | 0.0424%
6 | 10 | 15 | 118728.731 | 144441.467 | 195125.835 | 239655.118 | 256154.907 | CFs | 0 | 0 |  | 0.03407%
6 | 10 | 16 | 51513.968 | 69846.197 | 130415.751 | 187935.983 | 214658.085 | CFs | 0 | 0 |  | 0.02277%
6 | 10 | 17 | 11762.54 | 12940.865 | 53303.898 | 119212.559 | 154645.151 | CFs | 0 | 0 |  | 0.009306%
6 | 10 | 18 | 6412.644 | 6412.644 | 6412.644 | 37053.552 | 55931.077 |  | 0 | 0 |  | 0.00112%
6 | 10 | 19 | 0 | 0 | 0 | 0 | 0 |  | 0 | 0 |  | 0%
6 | 10 | 20 | 0 | 0 | 0 | 0 | 0 |  | 0 | 0 |  | 0%
6 | 10 | 21 | 0 | 0 | 0 | 0 | 0 |  | 0 | 0 |  | 0%
6 | 10 | 22 | 0 | 0 | 0 | 0 | 0 |  | 0 | 0 |  | 0%
6 | 10 | 23 | 0 | 0 | 0 | 0 | 0 |  | 0 | 0 |  | 0%
6 | 11 | 0 | 0 | 0 | 0 | 0 | 0 |  | 0 | 0 |  | 0%
6 | 11 | 1 | 0 | 0 | 0 | 0 | 0 |  | 0 | 0 |  | 0%
6 | 11 | 2 | 0 | 0 | 0 | 0 | 0 |  | 0 | 0 |  | 0%
6 | 11 | 3 | 0 | 0 | 0 | 0 | 0 |  | 0 | 0 |  | 0%
6 | 11 | 4 | 0 | 0 | 0 | 0 | 0 |  | 0 | 0 |  | 0%
6 | 11 | 5 | 27096.559 | 21441.328 | 13031.441 | 12601.234 | 12601.234 |  | 0 | 0 |  | 0.002275%
6 | 11 | 6 | 97879.546 | 82181.389 | 53143.606 | 32358.404 | 30086.184 |  | 0 | 0 |  | 0.009278%
6 | 11 | 7 | 158730.616 | 143762.499 | 112378.268 | 80045.041 | 69505.493 |  | 0 | 0 |  | 0.01962%
6 | 11 | 8 | 242703.724 | 228949.207 | 190572.98 | 148394.845 | 126422.594 |  | 0 | 0 |  | 0.03327%
6 | 11 | 9 | 294743.304 | 289461.355 | 258210.669 | 218026.891 | 192834.484 |  | 0 | 0 |  | 0.04508%
6 | 11 | 10 | 297852.581 | 302360.728 | 287233.85 | 260679.681 | 238027.141 |  | 0 | 0 |  | 0.05015%
6 | 11 | 11 | 287254.749 | 299784.146 | 299809.434 | 287316.767 | 269290.098 |  | 0 | 0 |  | 0.05234%
6 | 11 | 12 | 263778.478 | 282915.71 | 297741.647 | 299941.979 | 288317.637 |  | 0 | 0 |  | 0.05198%
6 | 11 | 13 | 226947.057 | 249906.204 | 278200.5 | 295427.697 | 292284.563 |  | 0 | 0 |  | 0.04857%
6 | 11 | 14 | 178790.315 | 202432.628 | 241653.388 | 272970.233 | 279378.266 | CFs | 0 | 0 |  | 0.04219%
6 | 11 | 15 | 117707.291 | 141962.03 | 190656.939 | 234352.291 | 250776.967 | CFs | 0 | 0 |  | 0.03329%
6 | 11 | 16 | 60664.974 | 71200.714 | 106343.674 | 141251.437 | 158083.942 | CFs | 0 | 0 |  | 0.01857%
6 | 11 | 17 | 19673.23 | 20798.579 | 48481.796 | 92778.387 | 117334.924 | CFs | 0 | 0 |  | 0.008464%
6 | 11 | 18 | 9396.011 | 9396.011 | 9396.011 | 24394.667 | 34070.834 |  | 0 | 0 |  | 0.00164%
6 | 11 | 19 | 0 | 0 | 0 | 0 | 0 |  | 0 | 0 |  | 0%
6 | 11 | 20 | 0 | 0 | 0 | 0 | 0 |  | 0 | 0 |  | 0%
6 | 11 | 21 | 0 | 0 | 0 | 0 | 0 |  | 0 | 0 |  | 0%
6 | 11 | 22 | 0 | 0 | 0 | 0 | 0 |  | 0 | 0 |  | 0%
6 | 11 | 23 | 0 | 0 | 0 | 0 | 0 |  | 0 | 0 |  | 0%
6 | 12 | 0 | 0 | 0 | 0 | 0 | 0 |  | 0 | 0 |  | 0%
6 | 12 | 1 | 0 | 0 | 0 | 0 | 0 |  | 0 | 0 |  | 0%
6 | 12 | 2 | 0 | 0 | 0 | 0 | 0 |  | 0 | 0 |  | 0%
6 | 12 | 3 | 0 | 0 | 0 | 0 | 0 |  | 0 | 0 |  | 0%
6 | 12 | 4 | 0 | 0 | 0 | 0 | 0 |  | 0 | 0 |  | 0%
6 | 12 | 5 | 10347.076 | 10162.629 | 9900.997 | 9877.34 | 9877.34 |  | 0 | 0 |  | 0.001729%
6 | 12 | 6 | 59847.686 | 53778.369 | 42838.927 | 34887.186 | 33923.687 |  | 0 | 0 |  | 0.007479%
6 | 12 | 7 | 136636.87 | 125171.864 | 101332.232 | 77050.903 | 69192.553 |  | 0 | 0 |  | 0.01769%
6 | 12 | 8 | 212145.312 | 201088.045 | 170543.317 | 137343.566 | 120410.689 |  | 0 | 0 |  | 0.02977%
6 | 12 | 9 | 286611.739 | 281405.602 | 251080.233 | 212207.494 | 187926.768 |  | 0 | 0 |  | 0.04384%
6 | 12 | 10 | 294089.423 | 298585.743 | 283135.339 | 256161.208 | 233252.877 |  | 0 | 0 |  | 0.04943%
6 | 12 | 11 | 283842.515 | 296312.01 | 296263.533 | 283723.878 | 265749.911 |  | 0 | 0 |  | 0.05172%
6 | 12 | 12 | 261006.662 | 280137.029 | 294990.865 | 297179.931 | 285497.115 |  | 0 | 0 |  | 0.0515%
6 | 12 | 13 | 224187.761 | 246974.39 | 275207.416 | 292488.612 | 289347.723 |  | 0 | 0 |  | 0.04805%
6 | 12 | 14 | 176801.21 | 200006.133 | 238780.161 | 270003.725 | 276444.414 | CFs | 0 | 0 |  | 0.04169%
6 | 12 | 15 | 116705.155 | 140573.468 | 188902.46 | 232758.804 | 249379.56 | CFs | 0 | 0 |  | 0.03298%
6 | 12 | 16 | 54826.693 | 70739.903 | 123871.508 | 175878.595 | 200701.762 | CFs | 0 | 0 |  | 0.02163%
6 | 12 | 17 | 19590.927 | 20873.195 | 52665.119 | 103759.949 | 131952.623 | CFs | 0 | 0 |  | 0.009195%
6 | 12 | 18 | 8981.056 | 8981.056 | 8981.056 | 29067.797 | 42112.451 |  | 0 | 0 |  | 0.001568%
6 | 12 | 19 | 0 | 0 | 0 | 0 | 0 |  | 0 | 0 |  | 0%
6 | 12 | 20 | 0 | 0 | 0 | 0 | 0 |  | 0 | 0 |  | 0%
6 | 12 | 21 | 0 | 0 | 0 | 0 | 0 |  | 0 | 0 |  | 0%
6 | 12 | 22 | 0 | 0 | 0 | 0 | 0 |  | 0 | 0 |  | 0%
6 | 12 | 23 | 0 | 0 | 0 | 0 | 0 |  | 0 | 0 |  | 0%
6 | 13 | 0 | 0 | 0 | 0 | 0 | 0 |  | 0 | 0 |  | 0%
6 | 13 | 1 | 0 | 0 | 0 | 0 | 0 |  | 0 | 0 |  | 0%
6 | 13 | 2 | 0 | 0 | 0 | 0 | 0 |  | 0 | 0 |  | 0%
6 | 13 | 3 | 0 | 0 | 0 | 0 | 0 |  | 0 | 0 |  | 0%
6 | 13 | 4 | 0 | 0 | 0 | 0 | 0 |  | 0 | 0 |  | 0%
6 | 13 | 5 | 40247.759 | 28818.951 | 11701.115 | 11070.715 | 11070.715 |  | 0 | 0 |  | 0.002043%
6 | 13 | 6 | 72325.761 | 62975.613 | 46084.7 | 33870.088 | 32428.401 |  | 0 | 0 |  | 0.008046%
6 | 13 | 7 | 220696.858 | 194551.354 | 138812.54 | 79460.612 | 60197.017 |  | 0 | 0 |  | 0.02424%
6 | 13 | 8 | 193904.351 | 184526.832 | 158826.745 | 131090.324 | 117084.616 |  | 0 | 0 |  | 0.02773%
6 | 13 | 9 | 286999.096 | 281711.297 | 251363.37 | 212612.47 | 188510.46 |  | 0 | 0 |  | 0.04389%
6 | 13 | 10 | 177380.136 | 179067.772 | 173160.435 | 163058.067 | 154658.684 |  | 0 | 0 |  | 0.03023%
6 | 13 | 11 | 195456.767 | 201278.506 | 201221.652 | 195318.887 | 186983.057 |  | 0 | 0 |  | 0.03513%
6 | 13 | 12 | 44246.587 | 44504.787 | 44708.571 | 44738.559 | 44577.183 |  | 0 | 0 |  | 0.007806%
6 | 13 | 13 | 14145.764 | 14145.764 | 14145.764 | 14145.764 | 14145.764 |  | 0 | 0 |  | 0.00247%
6 | 13 | 14 | 58388.775 | 59047.6 | 60176.71 | 61114.64 | 61312.077 | CFs | 0 | 0 |  | 0.01051%
6 | 13 | 15 | 117589.664 | 139461.473 | 184152.601 | 225088.821 | 240693.462 | CFs | 0 | 0 |  | 0.03215%
6 | 13 | 16 | 17979.682 | 17979.682 | 17979.682 | 17979.682 | 17979.682 | CFs | 0 | 0 |  | 0.003139%
6 | 13 | 17 | 9175.563 | 9175.563 | 9175.563 | 9175.563 | 9175.563 | CFs | 0 | 0 |  | 0.001602%
6 | 13 | 18 | 0 | 0 | 0 | 0 | 0 |  | 0 | 0 |  | 0%
6 | 13 | 19 | 0 | 0 | 0 | 0 | 0 |  | 0 | 0 |  | 0%
6 | 13 | 20 | 0 | 0 | 0 | 0 | 0 |  | 0 | 0 |  | 0%
6 | 13 | 21 | 0 | 0 | 0 | 0 | 0 |  | 0 | 0 |  | 0%
6 | 13 | 22 | 0 | 0 | 0 | 0 | 0 |  | 0 | 0 |  | 0%
6 | 13 | 23 | 0 | 0 | 0 | 0 | 0 |  | 0 | 0 |  | 0%
6 | 14 | 0 | 0 | 0 | 0 | 0 | 0 |  | 0 | 0 |  | 0%
6 | 14 | 1 | 0 | 0 | 0 | 0 | 0 |  | 0 | 0 |  | 0%
6 | 14 | 2 | 0 | 0 | 0 | 0 | 0 |  | 0 | 0 |  | 0%
6 | 14 | 3 | 0 | 0 | 0 | 0 | 0 |  | 0 | 0 |  | 0%
6 | 14 | 4 | 0 | 0 | 0 | 0 | 0 |  | 0 | 0 |  | 0%
6 | 14 | 5 | 70677.734 | 46170.264 | 8779.569 | 7783.155 | 7783.155 |  | 0 | 0 |  | 0.001533%
6 | 14 | 6 | 122080.885 | 99715.58 | 57647.306 | 27779.983 | 24805.375 |  | 0 | 0 |  | 0.01006%
6 | 14 | 7 | 121333.083 | 112141.124 | 93130.361 | 74007.666 | 67852.254 |  | 0 | 0 |  | 0.01626%
6 | 14 | 8 | 218589.057 | 206991.631 | 174928.818 | 139690.275 | 121555.804 |  | 0 | 0 |  | 0.03054%
6 | 14 | 9 | 232897.928 | 229187.671 | 208180.262 | 181450.145 | 164884.307 |  | 0 | 0 |  | 0.03635%
6 | 14 | 10 | 258982.054 | 262229.485 | 250546.183 | 230226.744 | 212993.479 |  | 0 | 0 |  | 0.04374%
6 | 14 | 11 | 284089.593 | 295587.591 | 295410.595 | 283652.368 | 266746.922 |  | 0 | 0 |  | 0.05158%
6 | 14 | 12 | 263313.938 | 280882.927 | 294323.438 | 296246.825 | 285639.446 |  | 0 | 0 |  | 0.05139%
6 | 14 | 13 | 229462.194 | 251094.039 | 277396.813 | 293206.128 | 290361.514 |  | 0 | 0 |  | 0.04843%
6 | 14 | 14 | 182661.099 | 205656.541 | 243178.524 | 272481.915 | 278440.317 | CFs | 0 | 0 |  | 0.04246%
6 | 14 | 15 | 120609.014 | 145902.363 | 195427.388 | 238588.686 | 254508.756 | CFs | 0 | 0 |  | 0.03412%
6 | 14 | 16 | 59749.465 | 64824.008 | 81692.458 | 98922.284 | 107397.771 | CFs | 0 | 0 |  | 0.01426%
6 | 14 | 17 | 11847.118 | 13432.587 | 54883.044 | 120942.761 | 156104.348 | CFs | 0 | 0 |  | 0.009582%
6 | 14 | 18 | 6877.286 | 6877.286 | 6877.286 | 38731.841 | 58778.524 |  | 0 | 0 |  | 0.001201%
6 | 14 | 19 | 0 | 0 | 0 | 0 | 0 |  | 0 | 0 |  | 0%
6 | 14 | 20 | 0 | 0 | 0 | 0 | 0 |  | 0 | 0 |  | 0%
6 | 14 | 21 | 0 | 0 | 0 | 0 | 0 |  | 0 | 0 |  | 0%
6 | 14 | 22 | 0 | 0 | 0 | 0 | 0 |  | 0 | 0 |  | 0%
6 | 14 | 23 | 0 | 0 | 0 | 0 | 0 |  | 0 | 0 |  | 0%
6 | 15 | 0 | 0 | 0 | 0 | 0 | 0 |  | 0 | 0 |  | 0%
6 | 15 | 1 | 0 | 0 | 0 | 0 | 0 |  | 0 | 0 |  | 0%
6 | 15 | 2 | 0 | 0 | 0 | 0 | 0 |  | 0 | 0 |  | 0%
6 | 15 | 3 | 0 | 0 | 0 | 0 | 0 |  | 0 | 0 |  | 0%
6 | 15 | 4 | 0 | 0 | 0 | 0 | 0 |  | 0 | 0 |  | 0%
6 | 15 | 5 | 72281.95 | 47728.811 | 10415.309 | 9445.989 | 9445.989 |  | 0 | 0 |  | 0.001818%
6 | 15 | 6 | 167030.542 | 132464.956 | 65811.807 | 19296.95 | 15281.056 |  | 0 | 0 |  | 0.01149%
6 | 15 | 7 | 228619.791 | 201846.723 | 144336.386 | 82415.688 | 62336.442 |  | 0 | 0 |  | 0.0252%
6 | 15 | 8 | 268871.484 | 252794.009 | 208055.739 | 158101.924 | 131757.849 |  | 0 | 0 |  | 0.03632%
6 | 15 | 9 | 291238.776 | 285886.98 | 255738.652 | 217022.125 | 192873.108 |  | 0 | 0 |  | 0.04465%
6 | 15 | 10 | 297756.757 | 301898.397 | 286680.89 | 260263.001 | 237877.846 |  | 0 | 0 |  | 0.05005%
6 | 15 | 11 | 288408.121 | 300588.167 | 300331.69 | 287778.056 | 269915.304 |  | 0 | 0 |  | 0.05243%
6 | 15 | 12 | 264283.993 | 282624.351 | 296738.373 | 298737.187 | 287536.99 |  | 0 | 0 |  | 0.05181%
6 | 15 | 13 | 228625.002 | 250888.476 | 278285.184 | 294945.748 | 291931.786 |  | 0 | 0 |  | 0.04859%
6 | 15 | 14 | 180850.614 | 204878.996 | 244731.962 | 276505.703 | 283051.393 | CFs | 0 | 0 |  | 0.04273%
6 | 15 | 15 | 120150.777 | 144810.786 | 194079.898 | 238240.703 | 254855.564 | CFs | 0 | 0 |  | 0.03388%
6 | 15 | 16 | 62852.24 | 69527.253 | 91804.704 | 114329.187 | 125366.976 | CFs | 0 | 0 |  | 0.01603%
6 | 15 | 17 | 29288.394 | 29483.529 | 31432.241 | 34152.326 | 35761.762 | CFs | 0 | 0 |  | 0.005488%
6 | 15 | 18 | 8688.821 | 8688.821 | 8688.821 | 9088.148 | 9381.417 |  | 0 | 0 |  | 0.001517%
6 | 15 | 19 | 0 | 0 | 0 | 0 | 0 |  | 0 | 0 |  | 0%
6 | 15 | 20 | 0 | 0 | 0 | 0 | 0 |  | 0 | 0 |  | 0%
6 | 15 | 21 | 0 | 0 | 0 | 0 | 0 |  | 0 | 0 |  | 0%
6 | 15 | 22 | 0 | 0 | 0 | 0 | 0 |  | 0 | 0 |  | 0%
6 | 15 | 23 | 0 | 0 | 0 | 0 | 0 |  | 0 | 0 |  | 0%
6 | 16 | 0 | 0 | 0 | 0 | 0 | 0 |  | 0 | 0 |  | 0%
6 | 16 | 1 | 0 | 0 | 0 | 0 | 0 |  | 0 | 0 |  | 0%
6 | 16 | 2 | 0 | 0 | 0 | 0 | 0 |  | 0 | 0 |  | 0%
6 | 16 | 3 | 0 | 0 | 0 | 0 | 0 |  | 0 | 0 |  | 0%
6 | 16 | 4 | 0 | 0 | 0 | 0 | 0 |  | 0 | 0 |  | 0%
6 | 16 | 5 | 43135.45 | 30474.942 | 11525.947 | 10936.952 | 10936.952 |  | 0 | 0 |  | 0.002012%
6 | 16 | 6 | 87667.305 | 74646.041 | 50726.191 | 33867.048 | 32154.176 |  | 0 | 0 |  | 0.008856%
6 | 16 | 7 | 122980.74 | 113351.292 | 93504.01 | 73567.019 | 67203.421 |  | 0 | 0 |  | 0.01632%
6 | 16 | 8 | 192301.636 | 183043.018 | 157810.131 | 130468.931 | 116697.701 |  | 0 | 0 |  | 0.02755%
6 | 16 | 9 | 224688.094 | 221209.807 | 202032.837 | 177934.702 | 163179.113 |  | 0 | 0 |  | 0.03527%
6 | 16 | 10 | 247051.316 | 250138.345 | 238612.904 | 218897.409 | 202438.146 |  | 0 | 0 |  | 0.04166%
6 | 16 | 11 | 155623.194 | 158885.417 | 158798.194 | 155412.051 | 150695.319 |  | 0 | 0 |  | 0.02772%
6 | 16 | 12 | 219262.541 | 231767.464 | 241483.599 | 242845.217 | 235083.126 |  | 0 | 0 |  | 0.04216%
6 | 16 | 13 | 226375.439 | 248971.031 | 276901.227 | 293958.063 | 290856.155 |  | 0 | 0 |  | 0.04834%
6 | 16 | 14 | 128419.784 | 136694.468 | 150777.256 | 162373.653 | 164807.895 | CFs | 0 | 0 |  | 0.02632%
6 | 16 | 15 | 90404.165 | 95430.905 | 106247.119 | 116544.199 | 120539.868 | CFs | 0 | 0 |  | 0.01855%
6 | 16 | 16 | 62708.002 | 72702.33 | 106071.47 | 139407.34 | 155628.402 | CFs | 0 | 0 |  | 0.01852%
6 | 16 | 17 | 17673.496 | 19254.706 | 51866.454 | 103701.391 | 132204.796 | CFs | 0 | 0 |  | 0.009055%
6 | 16 | 18 | 9319.504 | 9319.504 | 9319.504 | 9864.14 | 10262.631 |  | 0 | 0 |  | 0.001627%
6 | 16 | 19 | 0 | 0 | 0 | 0 | 0 |  | 0 | 0 |  | 0%
6 | 16 | 20 | 0 | 0 | 0 | 0 | 0 |  | 0 | 0 |  | 0%
6 | 16 | 21 | 0 | 0 | 0 | 0 | 0 |  | 0 | 0 |  | 0%
6 | 16 | 22 | 0 | 0 | 0 | 0 | 0 |  | 0 | 0 |  | 0%
6 | 16 | 23 | 0 | 0 | 0 | 0 | 0 |  | 0 | 0 |  | 0%
6 | 17 | 0 | 0 | 0 | 0 | 0 | 0 |  | 0 | 0 |  | 0%
6 | 17 | 1 | 0 | 0 | 0 | 0 | 0 |  | 0 | 0 |  | 0%
6 | 17 | 2 | 0 | 0 | 0 | 0 | 0 |  | 0 | 0 |  | 0%
6 | 17 | 3 | 0 | 0 | 0 | 0 | 0 |  | 0 | 0 |  | 0%
6 | 17 | 4 | 0 | 0 | 0 | 0 | 0 |  | 0 | 0 |  | 0%
6 | 17 | 5 | 72498.924 | 47858.761 | 10456.728 | 9557.539 | 9557.539 |  | 0 | 0 |  | 0.001826%
6 | 17 | 6 | 172270.757 | 136216.302 | 66671.181 | 18384.207 | 14372.642 |  | 0 | 0 |  | 0.01164%
6 | 17 | 7 | 236687.08 | 208794.256 | 149015.361 | 84692.522 | 63989.358 |  | 0 | 0 |  | 0.02602%
6 | 17 | 8 | 280131.915 | 263239.609 | 216621.481 | 164776.302 | 137544.379 |  | 0 | 0 |  | 0.03782%
6 | 17 | 9 | 305305.302 | 299474.465 | 267285.05 | 226150.243 | 200636.857 |  | 0 | 0 |  | 0.04666%
6 | 17 | 10 | 313071.03 | 317375.416 | 300970.717 | 272713.376 | 248923.297 |  | 0 | 0 |  | 0.05255%
6 | 17 | 11 | 276881.502 | 287926.979 | 287573.899 | 276018.378 | 259790.041 |  | 0 | 0 |  | 0.05021%
6 | 17 | 12 | 241863.174 | 257026.073 | 268750.98 | 270361.671 | 260957.087 |  | 0 | 0 |  | 0.04692%
6 | 17 | 13 | 214791.516 | 233320.286 | 256367.544 | 270526.001 | 267930.14 |  | 0 | 0 |  | 0.04476%
6 | 17 | 14 | 171312.338 | 190349.519 | 222322.025 | 248223.701 | 253605.097 | CFs | 0 | 0 |  | 0.03881%
6 | 17 | 15 | 128906.184 | 155756.537 | 209293.175 | 257483.417 | 275673.759 | CFs | 0 | 0 |  | 0.03654%
6 | 17 | 16 | 55680.079 | 75114.496 | 139618.88 | 201420.6 | 230612.136 | CFs | 0 | 0 |  | 0.02438%
6 | 17 | 17 | 12125.864 | 14072.184 | 57867.762 | 127451.614 | 164826.916 | CFs | 0 | 0 |  | 0.0101%
6 | 17 | 18 | 7086.272 | 7086.272 | 7086.272 | 41495.793 | 63350.427 |  | 0 | 0 |  | 0.001237%
6 | 17 | 19 | 0 | 0 | 0 | 0 | 0 |  | 0 | 0 |  | 0%
6 | 17 | 20 | 0 | 0 | 0 | 0 | 0 |  | 0 | 0 |  | 0%
6 | 17 | 21 | 0 | 0 | 0 | 0 | 0 |  | 0 | 0 |  | 0%
6 | 17 | 22 | 0 | 0 | 0 | 0 | 0 |  | 0 | 0 |  | 0%
6 | 17 | 23 | 0 | 0 | 0 | 0 | 0 |  | 0 | 0 |  | 0%
6 | 18 | 0 | 0 | 0 | 0 | 0 | 0 |  | 0 | 0 |  | 0%
6 | 18 | 1 | 0 | 0 | 0 | 0 | 0 |  | 0 | 0 |  | 0%
6 | 18 | 2 | 0 | 0 | 0 | 0 | 0 |  | 0 | 0 |  | 0%
6 | 18 | 3 | 0 | 0 | 0 | 0 | 0 |  | 0 | 0 |  | 0%
6 | 18 | 4 | 0 | 0 | 0 | 0 | 0 |  | 0 | 0 |  | 0%
6 | 18 | 5 | 77129.847 | 50091.667 | 8944.242 | 8058.108 | 8058.108 |  | 0 | 0 |  | 0.001562%
6 | 18 | 6 | 172586.675 | 136230.478 | 65971.42 | 17286.954 | 13335.585 |  | 0 | 0 |  | 0.01152%
6 | 18 | 7 | 231085.219 | 204051.679 | 145794.903 | 82696.072 | 62370.309 |  | 0 | 0 |  | 0.02545%
6 | 18 | 8 | 269927.7 | 253962.187 | 209688.011 | 159971.562 | 133714.536 |  | 0 | 0 |  | 0.03661%
6 | 18 | 9 | 292753.005 | 287277.75 | 257152.79 | 218400.332 | 194251.772 |  | 0 | 0 |  | 0.0449%
6 | 18 | 10 | 300683.587 | 304655.592 | 289249.307 | 262664.495 | 240221.635 |  | 0 | 0 |  | 0.0505%
6 | 18 | 11 | 293531.933 | 305681.617 | 305231.483 | 292425.189 | 274377.655 |  | 0 | 0 |  | 0.05329%
6 | 18 | 12 | 269726.454 | 288139.071 | 302219.675 | 304105.764 | 292775.665 |  | 0 | 0 |  | 0.05276%
6 | 18 | 13 | 234484.81 | 257047.17 | 284770.232 | 301597.885 | 298498.442 |  | 0 | 0 |  | 0.04972%
6 | 18 | 14 | 186645.665 | 211081.078 | 251520.497 | 283688.789 | 290289.846 | CFs | 0 | 0 |  | 0.04391%
6 | 18 | 15 | 107184.087 | 118867.14 | 143318.114 | 166128.866 | 174880.358 | CFs | 0 | 0 |  | 0.02502%
6 | 18 | 16 | 55676.374 | 73577.553 | 132692.54 | 189268.058 | 215947.512 | CFs | 0 | 0 |  | 0.02317%
6 | 18 | 17 | 15865.727 | 17824.289 | 56856.949 | 118164.933 | 151266.726 | CFs | 0 | 0 |  | 0.009927%
6 | 18 | 18 | 8647.818 | 8647.818 | 8647.818 | 36623.308 | 54631.295 |  | 0 | 0 |  | 0.00151%
6 | 18 | 19 | 0 | 0 | 0 | 0 | 0 |  | 0 | 0 |  | 0%
6 | 18 | 20 | 0 | 0 | 0 | 0 | 0 |  | 0 | 0 |  | 0%
6 | 18 | 21 | 0 | 0 | 0 | 0 | 0 |  | 0 | 0 |  | 0%
6 | 18 | 22 | 0 | 0 | 0 | 0 | 0 |  | 0 | 0 |  | 0%
6 | 18 | 23 | 0 | 0 | 0 | 0 | 0 |  | 0 | 0 |  | 0%
6 | 19 | 0 | 0 | 0 | 0 | 0 | 0 |  | 0 | 0 |  | 0%
6 | 19 | 1 | 0 | 0 | 0 | 0 | 0 |  | 0 | 0 |  | 0%
6 | 19 | 2 | 0 | 0 | 0 | 0 | 0 |  | 0 | 0 |  | 0%
6 | 19 | 3 | 0 | 0 | 0 | 0 | 0 |  | 0 | 0 |  | 0%
6 | 19 | 4 | 0 | 0 | 0 | 0 | 0 |  | 0 | 0 |  | 0%
6 | 19 | 5 | 65703.583 | 43647.57 | 10307.205 | 9533.788 | 9533.788 |  | 0 | 0 |  | 0.0018%
6 | 19 | 6 | 84097.307 | 71959.119 | 49844.107 | 34272.374 | 32695.655 |  | 0 | 0 |  | 0.008702%
6 | 19 | 7 | 145920.803 | 132535.643 | 104773.711 | 76522.759 | 67551.504 |  | 0 | 0 |  | 0.01829%
6 | 19 | 8 | 202269.531 | 192091.34 | 164484.783 | 134485.225 | 119346.073 |  | 0 | 0 |  | 0.02872%
6 | 19 | 9 | 46378.223 | 46303.626 | 45906.516 | 45419.485 | 45127.839 |  | 0 | 0 |  | 0.008015%
6 | 19 | 10 | 294455.626 | 298336.264 | 283074.956 | 256884.368 | 234887.772 |  | 0 | 0 |  | 0.04942%
6 | 19 | 11 | 287840.69 | 299887.167 | 299380.258 | 286597.418 | 268693.92 |  | 0 | 0 |  | 0.05227%
6 | 19 | 12 | 266099.88 | 284930.672 | 299337.705 | 301226.578 | 289563.38 |  | 0 | 0 |  | 0.05226%
6 | 19 | 13 | 230264.059 | 253115.061 | 281273.784 | 298408.602 | 295215.943 |  | 0 | 0 |  | 0.04911%
6 | 19 | 14 | 182098.864 | 205730.63 | 245027.575 | 276487.413 | 282951.522 | CFs | 0 | 0 |  | 0.04278%
6 | 19 | 15 | 120353.123 | 144937.553 | 194186.095 | 238639.078 | 255388.727 | CFs | 0 | 0 |  | 0.0339%
6 | 19 | 16 | 56066.178 | 73066.184 | 129283.105 | 183527.819 | 209291.666 | CFs | 0 | 0 |  | 0.02257%
6 | 19 | 17 | 17406.217 | 19377.462 | 55684.282 | 112437.599 | 143258.903 | CFs | 0 | 0 |  | 0.009722%
6 | 19 | 18 | 8848.423 | 8848.423 | 8848.423 | 34435.103 | 51019.792 |  | 0 | 0 |  | 0.001545%
6 | 19 | 19 | 0 | 0 | 0 | 0 | 0 |  | 0 | 0 |  | 0%
6 | 19 | 20 | 0 | 0 | 0 | 0 | 0 |  | 0 | 0 |  | 0%
6 | 19 | 21 | 0 | 0 | 0 | 0 | 0 |  | 0 | 0 |  | 0%
6 | 19 | 22 | 0 | 0 | 0 | 0 | 0 |  | 0 | 0 |  | 0%
6 | 19 | 23 | 0 | 0 | 0 | 0 | 0 |  | 0 | 0 |  | 0%
6 | 20 | 0 | 0 | 0 | 0 | 0 | 0 |  | 0 | 0 |  | 0%
6 | 20 | 1 | 0 | 0 | 0 | 0 | 0 |  | 0 | 0 |  | 0%
6 | 20 | 2 | 0 | 0 | 0 | 0 | 0 |  | 0 | 0 |  | 0%
6 | 20 | 3 | 0 | 0 | 0 | 0 | 0 |  | 0 | 0 |  | 0%
6 | 20 | 4 | 0 | 0 | 0 | 0 | 0 |  | 0 | 0 |  | 0%
6 | 20 | 5 | 0 | 0 | 0 | 0 | 0 |  | 0 | 0 |  | 0%
6 | 20 | 6 | 11667.698 | 11667.698 | 11667.698 | 11667.698 | 11667.698 |  | 0 | 0 |  | 0.002037%
6 | 20 | 7 | 14511.738 | 14511.738 | 14511.738 | 14511.738 | 14511.738 |  | 0 | 0 |  | 0.002534%
6 | 20 | 8 | 18501.608 | 18501.608 | 18501.608 | 18501.608 | 18501.608 |  | 0 | 0 |  | 0.00323%
6 | 20 | 9 | 79093.471 | 78810.419 | 77311.426 | 75472.99 | 74372.562 |  | 0 | 0 |  | 0.0135%
6 | 20 | 10 | 34039.935 | 34055.403 | 33994.248 | 33892.295 | 33809.267 |  | 0 | 0 |  | 0.005935%
6 | 20 | 11 | 64171.757 | 64557.454 | 64539.25 | 64127.8 | 63563.983 |  | 0 | 0 |  | 0.01127%
6 | 20 | 12 | 56439.7 | 56891.911 | 57243.733 | 57289.15 | 57001.573 |  | 0 | 0 |  | 0.009994%
6 | 20 | 13 | 182006.225 | 194612.356 | 210260.794 | 219848.127 | 218034.569 |  | 0 | 0 |  | 0.03671%
6 | 20 | 14 | 116255.855 | 121587.87 | 130646.108 | 138098.568 | 139649.317 | CFs | 0 | 0 |  | 0.02281%
6 | 20 | 15 | 70083.597 | 71517.69 | 74629.528 | 77612.123 | 78769.235 | CFs | 0 | 0 |  | 0.01303%
6 | 20 | 16 | 41368.584 | 41658.194 | 42603.585 | 43650.704 | 44186.307 | CFs | 0 | 0 |  | 0.007438%
6 | 20 | 17 | 30082.978 | 31058.495 | 42291.431 | 58887.842 | 68336.327 | CFs | 0 | 0 |  | 0.007384%
6 | 20 | 18 | 11276.815 | 11276.815 | 11276.815 | 16579.125 | 20094.915 |  | 0 | 0 |  | 0.001969%
6 | 20 | 19 | 0 | 0 | 0 | 0 | 0 |  | 0 | 0 |  | 0%
6 | 20 | 20 | 0 | 0 | 0 | 0 | 0 |  | 0 | 0 |  | 0%
6 | 20 | 21 | 0 | 0 | 0 | 0 | 0 |  | 0 | 0 |  | 0%
6 | 20 | 22 | 0 | 0 | 0 | 0 | 0 |  | 0 | 0 |  | 0%
6 | 20 | 23 | 0 | 0 | 0 | 0 | 0 |  | 0 | 0 |  | 0%
6 | 21 | 0 | 0 | 0 | 0 | 0 | 0 |  | 0 | 0 |  | 0%
6 | 21 | 1 | 0 | 0 | 0 | 0 | 0 |  | 0 | 0 |  | 0%
6 | 21 | 2 | 0 | 0 | 0 | 0 | 0 |  | 0 | 0 |  | 0%
6 | 21 | 3 | 0 | 0 | 0 | 0 | 0 |  | 0 | 0 |  | 0%
6 | 21 | 4 | 0 | 0 | 0 | 0 | 0 |  | 0 | 0 |  | 0%
6 | 21 | 5 | 59015.873 | 40260.024 | 11968.367 | 11278.912 | 11278.912 |  | 0 | 0 |  | 0.00209%
6 | 21 | 6 | 148802.509 | 119287.677 | 63245.153 | 24505.38 | 21309.78 |  | 0 | 0 |  | 0.01104%
6 | 21 | 7 | 79629.059 | 75705.349 | 67769.72 | 60111.167 | 57698.194 |  | 0 | 0 |  | 0.01183%
6 | 21 | 8 | 258002.245 | 242495.565 | 199954.662 | 152673.526 | 128210.423 |  | 0 | 0 |  | 0.03491%
6 | 21 | 9 | 283074.169 | 277612.413 | 248168.192 | 210616.367 | 187414.056 |  | 0 | 0 |  | 0.04333%
6 | 21 | 10 | 291612.236 | 295399.312 | 280131.363 | 253989.562 | 232062.888 |  | 0 | 0 |  | 0.04891%
6 | 21 | 11 | 284047.817 | 295864.249 | 295257.374 | 282556.303 | 264829.975 |  | 0 | 0 |  | 0.05155%
6 | 21 | 12 | 229835.545 | 243817.717 | 254501.955 | 255833.188 | 247071.922 |  | 0 | 0 |  | 0.04443%
6 | 21 | 13 | 210073.564 | 227805.864 | 249666.971 | 262967.042 | 260418.992 |  | 0 | 0 |  | 0.04359%
6 | 21 | 14 | 181287.192 | 204421.422 | 242605.991 | 272928.226 | 279083.912 | CFs | 0 | 0 |  | 0.04236%
6 | 21 | 15 | 115081.581 | 133226.852 | 170042.615 | 203668.921 | 216383.216 | CFs | 0 | 0 |  | 0.02969%
6 | 21 | 16 | 61515.069 | 66686.828 | 83768.823 | 101243.263 | 109870.347 | CFs | 0 | 0 |  | 0.01463%
6 | 21 | 17 | 17736.892 | 19646.833 | 52452.39 | 103345.62 | 130985.632 | CFs | 0 | 0 |  | 0.009158%
6 | 21 | 18 | 10564.624 | 10564.624 | 10566.323 | 12178.12 | 13264.632 |  | 0 | 0 |  | 0.001845%
6 | 21 | 19 | 0 | 0 | 0 | 0 | 0 |  | 0 | 0 |  | 0%
6 | 21 | 20 | 0 | 0 | 0 | 0 | 0 |  | 0 | 0 |  | 0%
6 | 21 | 21 | 0 | 0 | 0 | 0 | 0 |  | 0 | 0 |  | 0%
6 | 21 | 22 | 0 | 0 | 0 | 0 | 0 |  | 0 | 0 |  | 0%
6 | 21 | 23 | 0 | 0 | 0 | 0 | 0 |  | 0 | 0 |  | 0%
6 | 22 | 0 | 0 | 0 | 0 | 0 | 0 |  | 0 | 0 |  | 0%
6 | 22 | 1 | 0 | 0 | 0 | 0 | 0 |  | 0 | 0 |  | 0%
6 | 22 | 2 | 0 | 0 | 0 | 0 | 0 |  | 0 | 0 |  | 0%
6 | 22 | 3 | 0 | 0 | 0 | 0 | 0 |  | 0 | 0 |  | 0%
6 | 22 | 4 | 0 | 0 | 0 | 0 | 0 |  | 0 | 0 |  | 0%
6 | 22 | 5 | 70952.872 | 46270.571 | 8696.112 | 8014.447 | 8014.447 |  | 0 | 0 |  | 0.001518%
6 | 22 | 6 | 84835.463 | 72292.287 | 49488.077 | 33602.851 | 32078.45 |  | 0 | 0 |  | 0.00864%
6 | 22 | 7 | 226518.166 | 199401.318 | 141533.539 | 79726.167 | 60095.425 |  | 0 | 0 |  | 0.02471%
6 | 22 | 8 | 267353.407 | 250696.825 | 205093.387 | 154408.793 | 128091.406 |  | 0 | 0 |  | 0.03581%
6 | 22 | 9 | 289385.064 | 283648.373 | 252875.624 | 213751.898 | 189648.337 |  | 0 | 0 |  | 0.04415%
6 | 22 | 10 | 237739.221 | 240338.544 | 229801.111 | 212031.88 | 197362.15 |  | 0 | 0 |  | 0.04012%
6 | 22 | 11 | 290374.284 | 302589.667 | 301909.049 | 288705.491 | 270380.035 |  | 0 | 0 |  | 0.05271%
6 | 22 | 12 | 267052.304 | 285470.101 | 299461.493 | 301150.137 | 289608.053 |  | 0 | 0 |  | 0.05228%
6 | 22 | 13 | 182788.586 | 195754.5 | 211893.537 | 221797.381 | 219862.255 |  | 0 | 0 |  | 0.03699%
6 | 22 | 14 | 183681.92 | 207688.892 | 247440.166 | 279155.459 | 285580.322 | CFs | 0 | 0 |  | 0.0432%
6 | 22 | 15 | 122837.166 | 147811.477 | 197406.94 | 242065.658 | 258803.898 | CFs | 0 | 0 |  | 0.03446%
6 | 22 | 16 | 55087.43 | 71718.171 | 126277.879 | 178717.635 | 203568.679 | CFs | 0 | 0 |  | 0.02205%
6 | 22 | 17 | 29713.462 | 30845.174 | 46110.698 | 69222.573 | 82154.825 | CFs | 0 | 0 |  | 0.00805%
6 | 22 | 18 | 1200.323 | 1200.323 | 1200.323 | 1200.323 | 1200.323 |  | 0 | 0 |  | 0.0002096%
6 | 22 | 19 | 0 | 0 | 0 | 0 | 0 |  | 0 | 0 |  | 0%
6 | 22 | 20 | 0 | 0 | 0 | 0 | 0 |  | 0 | 0 |  | 0%
6 | 22 | 21 | 0 | 0 | 0 | 0 | 0 |  | 0 | 0 |  | 0%
6 | 22 | 22 | 0 | 0 | 0 | 0 | 0 |  | 0 | 0 |  | 0%
6 | 22 | 23 | 0 | 0 | 0 | 0 | 0 |  | 0 | 0 |  | 0%
6 | 23 | 0 | 0 | 0 | 0 | 0 | 0 |  | 0 | 0 |  | 0%
6 | 23 | 1 | 0 | 0 | 0 | 0 | 0 |  | 0 | 0 |  | 0%
6 | 23 | 2 | 0 | 0 | 0 | 0 | 0 |  | 0 | 0 |  | 0%
6 | 23 | 3 | 0 | 0 | 0 | 0 | 0 |  | 0 | 0 |  | 0%
6 | 23 | 4 | 0 | 0 | 0 | 0 | 0 |  | 0 | 0 |  | 0%
6 | 23 | 5 | 69375.417 | 45373.747 | 8559.37 | 7924.309 | 7924.309 |  | 0 | 0 |  | 0.001494%
6 | 23 | 6 | 165832.808 | 130461.518 | 62537.929 | 16182.113 | 12750.687 |  | 0 | 0 |  | 0.01092%
6 | 23 | 7 | 172997.272 | 154774.372 | 116753.401 | 77671.478 | 65338.98 |  | 0 | 0 |  | 0.02038%
6 | 23 | 8 | 268961.418 | 252533.882 | 207496.91 | 157241.573 | 131027.938 |  | 0 | 0 |  | 0.03623%
6 | 23 | 9 | 290446.149 | 284759.161 | 254243.563 | 215272.69 | 191181.272 |  | 0 | 0 |  | 0.04439%
6 | 23 | 10 | 297590.947 | 301394.915 | 285786.386 | 259100.224 | 236734.281 |  | 0 | 0 |  | 0.04989%
6 | 23 | 11 | 291179.449 | 303206.688 | 302488.658 | 289415.259 | 271271.05 |  | 0 | 0 |  | 0.05281%
6 | 23 | 12 | 270391.273 | 289019.118 | 303090.086 | 304730.877 | 293048.453 |  | 0 | 0 |  | 0.05292%
6 | 23 | 13 | 235589.86 | 258538.859 | 286587.961 | 303494.537 | 300147.4 |  | 0 | 0 |  | 0.05003%
6 | 23 | 14 | 187947.583 | 212296.793 | 252506.082 | 284507.322 | 290943.974 | CFs | 0 | 0 |  | 0.04408%
6 | 23 | 15 | 124540.284 | 150599.174 | 202111.422 | 248379.485 | 265661.821 | CFs | 0 | 0 |  | 0.03529%
6 | 23 | 16 | 55802.65 | 74476.377 | 135516.772 | 193557.409 | 220870.44 | CFs | 0 | 0 |  | 0.02366%
6 | 23 | 17 | 12427.553 | 14741.564 | 57589.24 | 124150.741 | 159701.203 | CFs | 0 | 0 |  | 0.01005%
6 | 23 | 18 | 7441.778 | 7441.778 | 7516.893 | 41054.352 | 62513.26 |  | 0 | 0 |  | 0.001312%
6 | 23 | 19 | 0 | 0 | 0 | 0 | 0 |  | 0 | 0 |  | 0%
6 | 23 | 20 | 0 | 0 | 0 | 0 | 0 |  | 0 | 0 |  | 0%
6 | 23 | 21 | 0 | 0 | 0 | 0 | 0 |  | 0 | 0 |  | 0%
6 | 23 | 22 | 0 | 0 | 0 | 0 | 0 |  | 0 | 0 |  | 0%
6 | 23 | 23 | 0 | 0 | 0 | 0 | 0 |  | 0 | 0 |  | 0%
6 | 24 | 0 | 0 | 0 | 0 | 0 | 0 |  | 0 | 0 |  | 0%
6 | 24 | 1 | 0 | 0 | 0 | 0 | 0 |  | 0 | 0 |  | 0%
6 | 24 | 2 | 0 | 0 | 0 | 0 | 0 |  | 0 | 0 |  | 0%
6 | 24 | 3 | 0 | 0 | 0 | 0 | 0 |  | 0 | 0 |  | 0%
6 | 24 | 4 | 0 | 0 | 0 | 0 | 0 |  | 0 | 0 |  | 0%
6 | 24 | 5 | 60849.978 | 41001.518 | 10858.775 | 10276.373 | 10276.373 |  | 0 | 0 |  | 0.001896%
6 | 24 | 6 | 85603.545 | 72763.902 | 49445.673 | 33313.947 | 31819.577 |  | 0 | 0 |  | 0.008633%
6 | 24 | 7 | 155462.42 | 140410.579 | 109205 | 77430.897 | 67438.472 |  | 0 | 0 |  | 0.01907%
6 | 24 | 8 | 201189.596 | 190889.862 | 163193.24 | 133250.2 | 118307.077 |  | 0 | 0 |  | 0.02849%
6 | 24 | 9 | 241729.358 | 237352.349 | 214141.331 | 185037.806 | 167313.431 |  | 0 | 0 |  | 0.03739%
6 | 24 | 10 | 241830.866 | 244628.647 | 233126.518 | 213736.921 | 197725.091 |  | 0 | 0 |  | 0.0407%
6 | 24 | 11 | 228658.202 | 236490.025 | 235991.187 | 227442.737 | 215724.242 |  | 0 | 0 |  | 0.0412%
6 | 24 | 12 | 227734.872 | 241682.141 | 252255.224 | 253448.526 | 244596.364 |  | 0 | 0 |  | 0.04404%
6 | 24 | 13 | 191260.077 | 205457.632 | 222993.408 | 233663.561 | 231500.583 |  | 0 | 0 |  | 0.03893%
6 | 24 | 14 | 154083.014 | 167843.96 | 190858.936 | 209489.756 | 213249.745 | CFs | 0 | 0 |  | 0.03332%
6 | 24 | 15 | 106354.374 | 116428.004 | 137293.541 | 156778.567 | 164200.115 | CFs | 0 | 0 |  | 0.02397%
6 | 24 | 16 | 59137.74 | 74610.287 | 125036.051 | 173652.308 | 196734.401 | CFs | 0 | 0 |  | 0.02183%
6 | 24 | 17 | 22163.083 | 24036.233 | 50248.119 | 89906.053 | 111742.17 | CFs | 0 | 0 |  | 0.008773%
6 | 24 | 18 | 10644.037 | 10644.037 | 10714.078 | 27253.666 | 38095.058 |  | 0 | 0 |  | 0.001871%
6 | 24 | 19 | 0 | 0 | 0 | 0 | 0 |  | 0 | 0 |  | 0%
6 | 24 | 20 | 0 | 0 | 0 | 0 | 0 |  | 0 | 0 |  | 0%
6 | 24 | 21 | 0 | 0 | 0 | 0 | 0 |  | 0 | 0 |  | 0%
6 | 24 | 22 | 0 | 0 | 0 | 0 | 0 |  | 0 | 0 |  | 0%
6 | 24 | 23 | 0 | 0 | 0 | 0 | 0 |  | 0 | 0 |  | 0%
6 | 25 | 0 | 0 | 0 | 0 | 0 | 0 |  | 0 | 0 |  | 0%
6 | 25 | 1 | 0 | 0 | 0 | 0 | 0 |  | 0 | 0 |  | 0%
6 | 25 | 2 | 0 | 0 | 0 | 0 | 0 |  | 0 | 0 |  | 0%
6 | 25 | 3 | 0 | 0 | 0 | 0 | 0 |  | 0 | 0 |  | 0%
6 | 25 | 4 | 0 | 0 | 0 | 0 | 0 |  | 0 | 0 |  | 0%
6 | 25 | 5 | 19383.375 | 16370.91 | 11883.299 | 11760.157 | 11760.157 |  | 0 | 0 |  | 0.002075%
6 | 25 | 6 | 80485.724 | 68812.442 | 47751.489 | 33131.717 | 31737.28 |  | 0 | 0 |  | 0.008337%
6 | 25 | 7 | 139552.239 | 126764.59 | 100446.617 | 74060.888 | 65780.079 |  | 0 | 0 |  | 0.01754%
6 | 25 | 8 | 189730.541 | 180297.776 | 155012.613 | 127828.019 | 114396.518 |  | 0 | 0 |  | 0.02706%
6 | 25 | 9 | 244961.321 | 240450.813 | 216568.098 | 186685.052 | 168518.856 |  | 0 | 0 |  | 0.03781%
6 | 25 | 10 | 248273.036 | 251215.396 | 239076.628 | 218655.506 | 201826.319 |  | 0 | 0 |  | 0.04174%
6 | 25 | 11 | 251869.819 | 261534.231 | 260885.244 | 250287.947 | 235785.976 |  | 0 | 0 |  | 0.04555%
6 | 25 | 12 | 214210.671 | 226115.794 | 235157.177 | 236140.873 | 228508.057 |  | 0 | 0 |  | 0.04106%
6 | 25 | 13 | 193567.134 | 208264.18 | 226444.143 | 237513.497 | 235218.572 |  | 0 | 0 |  | 0.03953%
6 | 25 | 14 | 179374.216 | 202886.959 | 241843.569 | 273036.658 | 279245.489 | CFs | 0 | 0 |  | 0.04222%
6 | 25 | 15 | 120210.95 | 143995.351 | 191483.21 | 234705.939 | 250909.885 | CFs | 0 | 0 |  | 0.03343%
6 | 25 | 16 | 57227.595 | 73901.644 | 128305.081 | 180926.941 | 205989.457 | CFs | 0 | 0 |  | 0.0224%
6 | 25 | 17 | 17468.543 | 19693.904 | 55926.979 | 111676.222 | 141866.112 | CFs | 0 | 0 |  | 0.009764%
6 | 25 | 18 | 8944.752 | 8944.752 | 9060.242 | 34758.443 | 51416.353 |  | 0 | 0 |  | 0.001582%
6 | 25 | 19 | 0 | 0 | 0 | 0 | 0 |  | 0 | 0 |  | 0%
6 | 25 | 20 | 0 | 0 | 0 | 0 | 0 |  | 0 | 0 |  | 0%
6 | 25 | 21 | 0 | 0 | 0 | 0 | 0 |  | 0 | 0 |  | 0%
6 | 25 | 22 | 0 | 0 | 0 | 0 | 0 |  | 0 | 0 |  | 0%
6 | 25 | 23 | 0 | 0 | 0 | 0 | 0 |  | 0 | 0 |  | 0%
6 | 26 | 0 | 0 | 0 | 0 | 0 | 0 |  | 0 | 0 |  | 0%
6 | 26 | 1 | 0 | 0 | 0 | 0 | 0 |  | 0 | 0 |  | 0%
6 | 26 | 2 | 0 | 0 | 0 | 0 | 0 |  | 0 | 0 |  | 0%
6 | 26 | 3 | 0 | 0 | 0 | 0 | 0 |  | 0 | 0 |  | 0%
6 | 26 | 4 | 0 | 0 | 0 | 0 | 0 |  | 0 | 0 |  | 0%
6 | 26 | 5 | 33403.498 | 24398.725 | 10918.11 | 10604.599 | 10604.599 |  | 0 | 0 |  | 0.001906%
6 | 26 | 6 | 102802.094 | 84846.793 | 52014.842 | 29569.181 | 27642.173 |  | 0 | 0 |  | 0.009081%
6 | 26 | 7 | 204750.538 | 180615.039 | 129692.159 | 76477.773 | 59716.835 |  | 0 | 0 |  | 0.02264%
6 | 26 | 8 | 253890.922 | 238159.854 | 195411.64 | 148332.705 | 124279.963 |  | 0 | 0 |  | 0.03412%
6 | 26 | 9 | 280291.363 | 274585.059 | 244178.594 | 205747.978 | 182193.719 |  | 0 | 0 |  | 0.04263%
6 | 26 | 10 | 287546.287 | 291310.778 | 275715.39 | 249289.869 | 227342.07 |  | 0 | 0 |  | 0.04814%
6 | 26 | 11 | 280590.168 | 292458.364 | 291625.595 | 278551.173 | 260596.726 |  | 0 | 0 |  | 0.05091%
6 | 26 | 12 | 261180.479 | 279655.197 | 293508.428 | 294946.232 | 283178.409 |  | 0 | 0 |  | 0.05124%
6 | 26 | 13 | 143213.882 | 149363.201 | 157013.206 | 161692.204 | 160697.363 |  | 0 | 0 |  | 0.02741%
6 | 26 | 14 | 179754.557 | 202751.201 | 240620.036 | 270751.527 | 276678.133 | CFs | 0 | 0 |  | 0.04201%
6 | 26 | 15 | 99757.106 | 107790.372 | 124629.21 | 140482.041 | 146509.44 | CFs | 0 | 0 |  | 0.02176%
6 | 26 | 16 | 51148.971 | 52121.696 | 55284.227 | 58599.522 | 60252.807 | CFs | 0 | 0 |  | 0.009652%
6 | 26 | 17 | 17913.613 | 20029.402 | 53941.647 | 105889.022 | 133954.898 | CFs | 0 | 0 |  | 0.009418%
6 | 26 | 18 | 10480.253 | 10480.253 | 10584.785 | 29236.643 | 41332.033 |  | 0 | 0 |  | 0.001848%
6 | 26 | 19 | 0 | 0 | 0 | 0 | 0 |  | 0 | 0 |  | 0%
6 | 26 | 20 | 0 | 0 | 0 | 0 | 0 |  | 0 | 0 |  | 0%
6 | 26 | 21 | 0 | 0 | 0 | 0 | 0 |  | 0 | 0 |  | 0%
6 | 26 | 22 | 0 | 0 | 0 | 0 | 0 |  | 0 | 0 |  | 0%
6 | 26 | 23 | 0 | 0 | 0 | 0 | 0 |  | 0 | 0 |  | 0%
6 | 27 | 0 | 0 | 0 | 0 | 0 | 0 |  | 0 | 0 |  | 0%
6 | 27 | 1 | 0 | 0 | 0 | 0 | 0 |  | 0 | 0 |  | 0%
6 | 27 | 2 | 0 | 0 | 0 | 0 | 0 |  | 0 | 0 |  | 0%
6 | 27 | 3 | 0 | 0 | 0 | 0 | 0 |  | 0 | 0 |  | 0%
6 | 27 | 4 | 0 | 0 | 0 | 0 | 0 |  | 0 | 0 |  | 0%
6 | 27 | 5 | 1232.015 | 1232.015 | 1232.015 | 1232.015 | 1232.015 |  | 0 | 0 |  | 0.0002151%
6 | 27 | 6 | 27920 | 27426.892 | 26617.201 | 25965.335 | 25852.826 |  | 0 | 0 |  | 0.004647%
6 | 27 | 7 | 3259.454 | 3259.454 | 3259.454 | 3259.454 | 3259.454 |  | 0 | 0 |  | 0.0005691%
6 | 27 | 8 | 36064.8 | 35982.58 | 35764.836 | 35539.13 | 35437.67 |  | 0 | 0 |  | 0.006244%
6 | 27 | 9 | 89423.797 | 89034.59 | 86994.201 | 84495.872 | 83003.765 |  | 0 | 0 |  | 0.01519%
6 | 27 | 10 | 194818.636 | 196564.757 | 189362.824 | 177342.94 | 167521.196 |  | 0 | 0 |  | 0.03306%
6 | 27 | 11 | 283454.861 | 295717.168 | 294821.51 | 281264.956 | 262712.008 |  | 0 | 0 |  | 0.05147%
6 | 27 | 12 | 258281.44 | 276752.415 | 290596.977 | 291971.064 | 280110.774 |  | 0 | 0 |  | 0.05073%
6 | 27 | 13 | 223720.574 | 245932.777 | 273067.869 | 289369.125 | 285833.932 |  | 0 | 0 |  | 0.04767%
6 | 27 | 14 | 178208.586 | 201125.146 | 238991.603 | 269284.538 | 275206.597 | CFs | 0 | 0 |  | 0.04173%
6 | 27 | 15 | 120880.295 | 144078.977 | 190336.381 | 232556.829 | 248328.501 | CFs | 0 | 0 |  | 0.03323%
6 | 27 | 16 | 58619.908 | 74992.12 | 128125.845 | 179758.233 | 204418.379 | CFs | 0 | 0 |  | 0.02237%
6 | 27 | 17 | 28420.841 | 28599.303 | 29662.835 | 30989.267 | 31801.325 | CFs | 0 | 0 |  | 0.005179%
6 | 27 | 18 | 4275.298 | 4275.298 | 4275.298 | 4275.298 | 4275.298 |  | 0 | 0 |  | 0.0007464%
6 | 27 | 19 | 0 | 0 | 0 | 0 | 0 |  | 0 | 0 |  | 0%
6 | 27 | 20 | 0 | 0 | 0 | 0 | 0 |  | 0 | 0 |  | 0%
6 | 27 | 21 | 0 | 0 | 0 | 0 | 0 |  | 0 | 0 |  | 0%
6 | 27 | 22 | 0 | 0 | 0 | 0 | 0 |  | 0 | 0 |  | 0%
6 | 27 | 23 | 0 | 0 | 0 | 0 | 0 |  | 0 | 0 |  | 0%
6 | 28 | 0 | 0 | 0 | 0 | 0 | 0 |  | 0 | 0 |  | 0%
6 | 28 | 1 | 0 | 0 | 0 | 0 | 0 |  | 0 | 0 |  | 0%
6 | 28 | 2 | 0 | 0 | 0 | 0 | 0 |  | 0 | 0 |  | 0%
6 | 28 | 3 | 0 | 0 | 0 | 0 | 0 |  | 0 | 0 |  | 0%
6 | 28 | 4 | 0 | 0 | 0 | 0 | 0 |  | 0 | 0 |  | 0%
6 | 28 | 5 | 8980.342 | 8871.161 | 8717.668 | 8711.315 | 8711.315 |  | 0 | 0 |  | 0.001522%
6 | 28 | 6 | 28337.958 | 27814.798 | 26955.542 | 26263.659 | 26144.036 |  | 0 | 0 |  | 0.004706%
6 | 28 | 7 | 27589.244 | 27526.064 | 27400.444 | 27285.977 | 27249.708 |  | 0 | 0 |  | 0.004784%
6 | 28 | 8 | 49442.227 | 49162.184 | 48419.753 | 47646.235 | 47291.199 |  | 0 | 0 |  | 0.008454%
6 | 28 | 9 | 205105.462 | 201874.407 | 184757.291 | 163496.25 | 150642.801 |  | 0 | 0 |  | 0.03226%
6 | 28 | 10 | 168936.562 | 170145.148 | 165173.175 | 156891.66 | 150140.002 |  | 0 | 0 |  | 0.02884%
6 | 28 | 11 | 167988.518 | 171723.604 | 171440.235 | 167302.482 | 161715.498 |  | 0 | 0 |  | 0.02993%
6 | 28 | 12 | 155250.781 | 160447.608 | 164374.742 | 164747.536 | 161349.923 |  | 0 | 0 |  | 0.0287%
6 | 28 | 13 | 168051.027 | 178015.218 | 190304.263 | 197746.354 | 196084.801 |  | 0 | 0 |  | 0.03322%
6 | 28 | 14 | 122108.251 | 128155.417 | 138292.845 | 146560.095 | 148177.627 | CFs | 0 | 0 |  | 0.02414%
6 | 28 | 15 | 102281.564 | 110918.564 | 128826.309 | 145601.341 | 151927.198 | CFs | 0 | 0 |  | 0.02249%
6 | 28 | 16 | 64994.167 | 71684.394 | 93292.407 | 114973.72 | 125527.379 | CFs | 0 | 0 |  | 0.01629%
6 | 28 | 17 | 30397.541 | 31444.269 | 41960.003 | 57097.516 | 65689.589 | CFs | 0 | 0 |  | 0.007326%
6 | 28 | 18 | 10863.935 | 10863.935 | 10881.358 | 11965.543 | 12724.968 |  | 0 | 0 |  | 0.0019%
6 | 28 | 19 | 0 | 0 | 0 | 0 | 0 |  | 0 | 0 |  | 0%
6 | 28 | 20 | 0 | 0 | 0 | 0 | 0 |  | 0 | 0 |  | 0%
6 | 28 | 21 | 0 | 0 | 0 | 0 | 0 |  | 0 | 0 |  | 0%
6 | 28 | 22 | 0 | 0 | 0 | 0 | 0 |  | 0 | 0 |  | 0%
6 | 28 | 23 | 0 | 0 | 0 | 0 | 0 |  | 0 | 0 |  | 0%
6 | 29 | 0 | 0 | 0 | 0 | 0 | 0 |  | 0 | 0 |  | 0%
6 | 29 | 1 | 0 | 0 | 0 | 0 | 0 |  | 0 | 0 |  | 0%
6 | 29 | 2 | 0 | 0 | 0 | 0 | 0 |  | 0 | 0 |  | 0%
6 | 29 | 3 | 0 | 0 | 0 | 0 | 0 |  | 0 | 0 |  | 0%
6 | 29 | 4 | 0 | 0 | 0 | 0 | 0 |  | 0 | 0 |  | 0%
6 | 29 | 5 | 61322.958 | 40817.753 | 8799.119 | 8428.377 | 8428.377 |  | 0 | 0 |  | 0.001536%
6 | 29 | 6 | 161655.33 | 126449.168 | 60271.602 | 16464.444 | 13572.58 |  | 0 | 0 |  | 0.01052%
6 | 29 | 7 | 228409.798 | 200216.64 | 140410.633 | 77543.544 | 57775.865 |  | 0 | 0 |  | 0.02451%
6 | 29 | 8 | 273475.572 | 256089.574 | 208774.78 | 156498.468 | 129546.951 |  | 0 | 0 |  | 0.03645%
6 | 29 | 9 | 299334.897 | 293143.343 | 259935.258 | 218040.208 | 192382.912 |  | 0 | 0 |  | 0.04538%
6 | 29 | 10 | 228476.781 | 230936.653 | 220842.039 | 203938.3 | 190080.114 |  | 0 | 0 |  | 0.03856%
6 | 29 | 11 | 54224.112 | 54511.164 | 54488.739 | 54169.972 | 53741.589 |  | 0 | 0 |  | 0.009513%
6 | 29 | 12 | 136475.256 | 140540.762 | 143605.033 | 143880.585 | 141207.041 |  | 0 | 0 |  | 0.02507%
6 | 29 | 13 | 75110.057 | 76084.566 | 77293.334 | 78028.367 | 77859.426 |  | 0 | 0 |  | 0.01349%
6 | 29 | 14 | 128571.039 | 135328.87 | 146635.231 | 155845.44 | 157626.341 | CFs | 0 | 0 |  | 0.0256%
6 | 29 | 15 | 38120.203 | 38256.857 | 38561.85 | 38856.532 | 38968.269 | CFs | 0 | 0 |  | 0.006732%
6 | 29 | 16 | 35127.177 | 35285.175 | 35786.653 | 36337.913 | 36615.995 | CFs | 0 | 0 |  | 0.006248%
6 | 29 | 17 | 9372.481 | 9372.481 | 9372.481 | 9372.481 | 9372.481 | CFs | 0 | 0 |  | 0.001636%
6 | 29 | 18 | 11418.471 | 11418.471 | 11469.697 | 16708.07 | 20129.281 |  | 0 | 0 |  | 0.002002%
6 | 29 | 19 | 0 | 0 | 0 | 0 | 0 |  | 0 | 0 |  | 0%
6 | 29 | 20 | 0 | 0 | 0 | 0 | 0 |  | 0 | 0 |  | 0%
6 | 29 | 21 | 0 | 0 | 0 | 0 | 0 |  | 0 | 0 |  | 0%
6 | 29 | 22 | 0 | 0 | 0 | 0 | 0 |  | 0 | 0 |  | 0%
6 | 29 | 23 | 0 | 0 | 0 | 0 | 0 |  | 0 | 0 |  | 0%
6 | 30 | 0 | 0 | 0 | 0 | 0 | 0 |  | 0 | 0 |  | 0%
6 | 30 | 1 | 0 | 0 | 0 | 0 | 0 |  | 0 | 0 |  | 0%
6 | 30 | 2 | 0 | 0 | 0 | 0 | 0 |  | 0 | 0 |  | 0%
6 | 30 | 3 | 0 | 0 | 0 | 0 | 0 |  | 0 | 0 |  | 0%
6 | 30 | 4 | 0 | 0 | 0 | 0 | 0 |  | 0 | 0 |  | 0%
6 | 30 | 5 | 70166.722 | 45533.22 | 6485.204 | 6132.134 | 6132.134 |  | 0 | 0 |  | 0.001132%
6 | 30 | 6 | 169725.837 | 132168.785 | 60966.772 | 14257.479 | 11466.701 |  | 0 | 0 |  | 0.01064%
6 | 30 | 7 | 232599.295 | 203734.512 | 142048.002 | 76688.023 | 56059.378 |  | 0 | 0 |  | 0.0248%
6 | 30 | 8 | 274510.938 | 257178.045 | 209692.284 | 156769.599 | 129285.517 |  | 0 | 0 |  | 0.03661%
6 | 30 | 9 | 297717.679 | 291709.073 | 259205.35 | 217900.808 | 192442.68 |  | 0 | 0 |  | 0.04525%
6 | 30 | 10 | 306926.788 | 311053.517 | 294139.714 | 265350.084 | 241335.382 |  | 0 | 0 |  | 0.05135%
6 | 30 | 11 | 299449.043 | 312304.349 | 311283.709 | 296946.631 | 277336.261 |  | 0 | 0 |  | 0.05435%
6 | 30 | 12 | 213480.733 | 225325.227 | 234153.163 | 234898.464 | 227138.118 |  | 0 | 0 |  | 0.04088%
6 | 30 | 13 | 93037.507 | 94566.176 | 96455.759 | 97599.76 | 97329.461 |  | 0 | 0 |  | 0.01684%
6 | 30 | 14 | 190325.94 | 215687.427 | 256972.094 | 289538.904 | 295648.022 | CFs | 0 | 0 |  | 0.04486%
6 | 30 | 15 | 126732.268 | 153407.508 | 204958.4 | 251094.695 | 267975.68 | CFs | 0 | 0 |  | 0.03578%
6 | 30 | 16 | 55345.583 | 75174.925 | 138212.899 | 197591.142 | 225266.614 | CFs | 0 | 0 |  | 0.02413%
6 | 30 | 17 | 10808.037 | 13416.244 | 58322.577 | 126858.526 | 162924.407 | CFs | 0 | 0 |  | 0.01018%
6 | 30 | 18 | 6890.46 | 6890.46 | 7109.79 | 42579.695 | 64735.409 |  | 0 | 0 |  | 0.001241%
6 | 30 | 19 | 0 | 0 | 0 | 0 | 0 |  | 0 | 0 |  | 0%
6 | 30 | 20 | 0 | 0 | 0 | 0 | 0 |  | 0 | 0 |  | 0%
6 | 30 | 21 | 0 | 0 | 0 | 0 | 0 |  | 0 | 0 |  | 0%
6 | 30 | 22 | 0 | 0 | 0 | 0 | 0 |  | 0 | 0 |  | 0%
6 | 30 | 23 | 0 | 0 | 0 | 0 | 0 |  | 0 | 0 |  | 0%
7 | 1 | 0 | 0 | 0 | 0 | 0 | 0 |  | 0 | 0 |  | 0%
7 | 1 | 1 | 0 | 0 | 0 | 0 | 0 |  | 0 | 0 |  | 0%
7 | 1 | 2 | 0 | 0 | 0 | 0 | 0 |  | 0 | 0 |  | 0%
7 | 1 | 3 | 0 | 0 | 0 | 0 | 0 |  | 0 | 0 |  | 0%
7 | 1 | 4 | 0 | 0 | 0 | 0 | 0 |  | 0 | 0 |  | 0%
7 | 1 | 5 | 60914.876 | 40801.122 | 8813.977 | 8523.842 | 8523.842 |  | 0 | 0 |  | 0.001539%
7 | 1 | 6 | 158807.699 | 124864.786 | 60436.438 | 17579.782 | 14826.016 |  | 0 | 0 |  | 0.01055%
7 | 1 | 7 | 221728.98 | 195146.815 | 137825.827 | 76664.855 | 57202.087 |  | 0 | 0 |  | 0.02406%
7 | 1 | 8 | 262228.56 | 246163.807 | 201717.357 | 151628.92 | 125493.086 |  | 0 | 0 |  | 0.03522%
7 | 1 | 9 | 285438.971 | 279926.806 | 249775.283 | 211077.759 | 187020.342 |  | 0 | 0 |  | 0.04361%
7 | 1 | 10 | 293820.224 | 297664.901 | 282002.06 | 255163.129 | 232623.706 |  | 0 | 0 |  | 0.04923%
7 | 1 | 11 | 289583.337 | 301714.286 | 300734.664 | 287175.684 | 268591.609 |  | 0 | 0 |  | 0.0525%
7 | 1 | 12 | 266221.084 | 284558.933 | 298016.545 | 299075.272 | 287158.743 |  | 0 | 0 |  | 0.05203%
7 | 1 | 13 | 231932.018 | 255072.814 | 282779.39 | 299044.356 | 295120.233 |  | 0 | 0 |  | 0.04937%
7 | 1 | 14 | 143708.809 | 154301.171 | 171802.402 | 185886.961 | 188524.482 | CFs | 0 | 0 |  | 0.02999%
7 | 1 | 15 | 123353.899 | 148684.887 | 197740.993 | 241579.693 | 257519.629 | CFs | 0 | 0 |  | 0.03452%
7 | 1 | 16 | 57823.102 | 75975.538 | 133337.803 | 187683.948 | 213061.576 | CFs | 0 | 0 |  | 0.02328%
7 | 1 | 17 | 16878.725 | 19403.038 | 58502.022 | 117571.848 | 148957.075 | CFs | 0 | 0 |  | 0.01021%
7 | 1 | 18 | 9090.481 | 9090.481 | 9307.539 | 36765.889 | 54077.408 |  | 0 | 0 |  | 0.001625%
7 | 1 | 19 | 0 | 0 | 0 | 0 | 0 |  | 0 | 0 |  | 0%
7 | 1 | 20 | 0 | 0 | 0 | 0 | 0 |  | 0 | 0 |  | 0%
7 | 1 | 21 | 0 | 0 | 0 | 0 | 0 |  | 0 | 0 |  | 0%
7 | 1 | 22 | 0 | 0 | 0 | 0 | 0 |  | 0 | 0 |  | 0%
7 | 1 | 23 | 0 | 0 | 0 | 0 | 0 |  | 0 | 0 |  | 0%
7 | 2 | 0 | 0 | 0 | 0 | 0 | 0 |  | 0 | 0 |  | 0%
7 | 2 | 1 | 0 | 0 | 0 | 0 | 0 |  | 0 | 0 |  | 0%
7 | 2 | 2 | 0 | 0 | 0 | 0 | 0 |  | 0 | 0 |  | 0%
7 | 2 | 3 | 0 | 0 | 0 | 0 | 0 |  | 0 | 0 |  | 0%
7 | 2 | 4 | 0 | 0 | 0 | 0 | 0 |  | 0 | 0 |  | 0%
7 | 2 | 5 | 55836.359 | 37854.903 | 9289.428 | 9047.361 | 9047.361 |  | 0 | 0 |  | 0.001622%
7 | 2 | 6 | 149037.382 | 117663.964 | 59071.357 | 20369.874 | 17802.575 |  | 0 | 0 |  | 0.01031%
7 | 2 | 7 | 213514.727 | 187939.983 | 133610.878 | 76882.256 | 58953.796 |  | 0 | 0 |  | 0.02333%
7 | 2 | 8 | 259420.146 | 243179.838 | 198747.861 | 149637.04 | 124480.533 |  | 0 | 0 |  | 0.0347%
7 | 2 | 9 | 285585.947 | 279810.572 | 248282.422 | 208418.657 | 183922.728 |  | 0 | 0 |  | 0.04335%
7 | 2 | 10 | 292927.282 | 296962.577 | 280730.461 | 253177.8 | 230282.001 |  | 0 | 0 |  | 0.04901%
7 | 2 | 11 | 286721.638 | 299200.717 | 298176.912 | 284219.547 | 265231.686 |  | 0 | 0 |  | 0.05206%
7 | 2 | 12 | 221481.443 | 234198.289 | 243603.779 | 244296.63 | 235883.069 |  | 0 | 0 |  | 0.04253%
7 | 2 | 13 | 200662.139 | 217672.415 | 238275.888 | 250486.571 | 247439.723 |  | 0 | 0 |  | 0.0416%
7 | 2 | 14 | 163666.556 | 181040.925 | 209505.269 | 232210.76 | 236381.75 | CFs | 0 | 0 |  | 0.03658%
7 | 2 | 15 | 119849.895 | 140276.773 | 180480.278 | 217047.532 | 230438.512 | CFs | 0 | 0 |  | 0.03151%
7 | 2 | 16 | 64981.404 | 76126.423 | 111407.265 | 145894.881 | 162345.99 | CFs | 0 | 0 |  | 0.01945%
7 | 2 | 17 | 25469.531 | 27763.053 | 57339.363 | 101253.254 | 125077.507 | CFs | 0 | 0 |  | 0.01001%
7 | 2 | 18 | 11697.228 | 11697.228 | 11872.93 | 27793.777 | 38045.876 |  | 0 | 0 |  | 0.002073%
7 | 2 | 19 | 0 | 0 | 0 | 0 | 0 |  | 0 | 0 |  | 0%
7 | 2 | 20 | 0 | 0 | 0 | 0 | 0 |  | 0 | 0 |  | 0%
7 | 2 | 21 | 0 | 0 | 0 | 0 | 0 |  | 0 | 0 |  | 0%
7 | 2 | 22 | 0 | 0 | 0 | 0 | 0 |  | 0 | 0 |  | 0%
7 | 2 | 23 | 0 | 0 | 0 | 0 | 0 |  | 0 | 0 |  | 0%
7 | 3 | 0 | 0 | 0 | 0 | 0 | 0 |  | 0 | 0 |  | 0%
7 | 3 | 1 | 0 | 0 | 0 | 0 | 0 |  | 0 | 0 |  | 0%
7 | 3 | 2 | 0 | 0 | 0 | 0 | 0 |  | 0 | 0 |  | 0%
7 | 3 | 3 | 0 | 0 | 0 | 0 | 0 |  | 0 | 0 |  | 0%
7 | 3 | 4 | 0 | 0 | 0 | 0 | 0 |  | 0 | 0 |  | 0%
7 | 3 | 5 | 2990.189 | 2990.189 | 2990.189 | 2990.189 | 2990.189 |  | 0 | 0 |  | 0.0005221%
7 | 3 | 6 | 22053.777 | 21881.379 | 21597.124 | 21367.541 | 21327.059 |  | 0 | 0 |  | 0.003771%
7 | 3 | 7 | 18244.133 | 18244.133 | 18244.133 | 18244.133 | 18244.133 |  | 0 | 0 |  | 0.003185%
7 | 3 | 8 | 21806.021 | 21806.021 | 21806.021 | 21806.021 | 21806.021 |  | 0 | 0 |  | 0.003807%
7 | 3 | 9 | 96348.068 | 95901.174 | 93479.447 | 90498.063 | 88704.587 |  | 0 | 0 |  | 0.01632%
7 | 3 | 10 | 124618.097 | 125345.6 | 122466.552 | 117656.075 | 113728.759 |  | 0 | 0 |  | 0.02138%
7 | 3 | 11 | 54116.763 | 54407.705 | 54383.496 | 54058.315 | 53622.629 |  | 0 | 0 |  | 0.009495%
7 | 3 | 12 | 46536.321 | 46835.702 | 47058.151 | 47073.36 | 46872.421 |  | 0 | 0 |  | 0.008216%
7 | 3 | 13 | 55483.215 | 56029.257 | 56698.142 | 57098.062 | 56994.808 |  | 0 | 0 |  | 0.009899%
7 | 3 | 14 | 50049.181 | 50480.67 | 51197.146 | 51778.894 | 51885.171 | CFs | 0 | 0 |  | 0.008938%
7 | 3 | 15 | 18097.098 | 18097.098 | 18097.098 | 18097.098 | 18097.098 | CFs | 0 | 0 |  | 0.00316%
7 | 3 | 16 | 34712.038 | 34872.023 | 35369.511 | 35913.117 | 36184.378 | CFs | 0 | 0 |  | 0.006175%
7 | 3 | 17 | 31964.949 | 32775.158 | 41160.527 | 53274.663 | 60034.424 | CFs | 0 | 0 |  | 0.007186%
7 | 3 | 18 | 9130.318 | 9130.318 | 9139.286 | 9512.505 | 9777.047 |  | 0 | 0 |  | 0.001596%
7 | 3 | 19 | 0 | 0 | 0 | 0 | 0 |  | 0 | 0 |  | 0%
7 | 3 | 20 | 0 | 0 | 0 | 0 | 0 |  | 0 | 0 |  | 0%
7 | 3 | 21 | 0 | 0 | 0 | 0 | 0 |  | 0 | 0 |  | 0%
7 | 3 | 22 | 0 | 0 | 0 | 0 | 0 |  | 0 | 0 |  | 0%
7 | 3 | 23 | 0 | 0 | 0 | 0 | 0 |  | 0 | 0 |  | 0%
7 | 4 | 0 | 0 | 0 | 0 | 0 | 0 |  | 0 | 0 |  | 0%
7 | 4 | 1 | 0 | 0 | 0 | 0 | 0 |  | 0 | 0 |  | 0%
7 | 4 | 2 | 0 | 0 | 0 | 0 | 0 |  | 0 | 0 |  | 0%
7 | 4 | 3 | 0 | 0 | 0 | 0 | 0 |  | 0 | 0 |  | 0%
7 | 4 | 4 | 0 | 0 | 0 | 0 | 0 |  | 0 | 0 |  | 0%
7 | 4 | 5 | 6545.833 | 6545.833 | 6545.833 | 6545.833 | 6545.833 |  | 0 | 0 |  | 0.001143%
7 | 4 | 6 | 0 | 0 | 0 | 0 | 0 |  | 0 | 0 |  | 0%
7 | 4 | 7 | 5441.59 | 5441.59 | 5441.59 | 5441.59 | 5441.59 |  | 0 | 0 |  | 0.00095%
7 | 4 | 8 | 32048.025 | 32004.271 | 31886.715 | 31764.225 | 31708.55 |  | 0 | 0 |  | 0.005567%
7 | 4 | 9 | 46482.736 | 46409.042 | 46006.171 | 45510.104 | 45211.436 |  | 0 | 0 |  | 0.008032%
7 | 4 | 10 | 8900.327 | 8900.327 | 8900.327 | 8900.327 | 8900.327 |  | 0 | 0 |  | 0.001554%
7 | 4 | 11 | 68087.659 | 68532.968 | 68495.753 | 67997.794 | 67330.614 |  | 0 | 0 |  | 0.01196%
7 | 4 | 12 | 40798.88 | 40981.852 | 41117.232 | 41125.717 | 41002.337 |  | 0 | 0 |  | 0.007179%
7 | 4 | 13 | 43281.417 | 43540.25 | 43856.213 | 44044.222 | 43994.155 |  | 0 | 0 |  | 0.007657%
7 | 4 | 14 | 176121.121 | 197957.494 | 233018.256 | 260402.663 | 265218.715 | CFs | 0 | 0 |  | 0.04068%
7 | 4 | 15 | 72787.563 | 74458.875 | 77936.616 | 81218.697 | 82431.705 | CFs | 0 | 0 |  | 0.01361%
7 | 4 | 16 | 54720.674 | 56983.702 | 64050.813 | 71375.692 | 74956.862 | CFs | 0 | 0 |  | 0.01118%
7 | 4 | 17 | 23459.676 | 25849.876 | 57804.002 | 105309.707 | 130801.542 | CFs | 0 | 0 |  | 0.01009%
7 | 4 | 18 | 11285.064 | 11285.064 | 11474.564 | 30491.352 | 42392.689 |  | 0 | 0 |  | 0.002003%
7 | 4 | 19 | 0 | 0 | 0 | 0 | 0 |  | 0 | 0 |  | 0%
7 | 4 | 20 | 0 | 0 | 0 | 0 | 0 |  | 0 | 0 |  | 0%
7 | 4 | 21 | 0 | 0 | 0 | 0 | 0 |  | 0 | 0 |  | 0%
7 | 4 | 22 | 0 | 0 | 0 | 0 | 0 |  | 0 | 0 |  | 0%
7 | 4 | 23 | 0 | 0 | 0 | 0 | 0 |  | 0 | 0 |  | 0%
7 | 5 | 0 | 0 | 0 | 0 | 0 | 0 |  | 0 | 0 |  | 0%
7 | 5 | 1 | 0 | 0 | 0 | 0 | 0 |  | 0 | 0 |  | 0%
7 | 5 | 2 | 0 | 0 | 0 | 0 | 0 |  | 0 | 0 |  | 0%
7 | 5 | 3 | 0 | 0 | 0 | 0 | 0 |  | 0 | 0 |  | 0%
7 | 5 | 4 | 0 | 0 | 0 | 0 | 0 |  | 0 | 0 |  | 0%
7 | 5 | 5 | 48118.537 | 33507.221 | 9931.54 | 9825.262 | 9825.262 |  | 0 | 0 |  | 0.001734%
7 | 5 | 6 | 141723.121 | 112625.828 | 58034.346 | 22079.062 | 19876.148 |  | 0 | 0 |  | 0.01013%
7 | 5 | 7 | 208735.694 | 184353.557 | 131779.95 | 76253.44 | 58482.072 |  | 0 | 0 |  | 0.02301%
7 | 5 | 8 | 254038.846 | 238690.415 | 195903.179 | 147699.38 | 122590.953 |  | 0 | 0 |  | 0.0342%
7 | 5 | 9 | 280699.391 | 275413.577 | 245541.06 | 207173.919 | 183234.834 |  | 0 | 0 |  | 0.04287%
7 | 5 | 10 | 291073.277 | 295150.096 | 279340.862 | 252118.476 | 229189.883 |  | 0 | 0 |  | 0.04877%
7 | 5 | 11 | 233569.505 | 241934.648 | 241238.558 | 231871.545 | 219165.817 |  | 0 | 0 |  | 0.04212%
7 | 5 | 12 | 262290.336 | 280784.579 | 294112.795 | 294863.321 | 282629.925 |  | 0 | 0 |  | 0.05135%
7 | 5 | 13 | 92694.226 | 94265.946 | 96175.46 | 97304.85 | 96994.544 |  | 0 | 0 |  | 0.01679%
7 | 5 | 14 | 182200.597 | 205799.86 | 243345.465 | 272396.157 | 277389.286 | CFs | 0 | 0 |  | 0.04249%
7 | 5 | 15 | 122849.729 | 148299.839 | 196632.041 | 239384.624 | 254566.487 | CFs | 0 | 0 |  | 0.03433%
7 | 5 | 16 | 58206.31 | 76439.827 | 132603.43 | 185185.804 | 209380.295 | CFs | 0 | 0 |  | 0.02315%
7 | 5 | 17 | 18164.995 | 20746.78 | 58822.79 | 115505.975 | 145236.521 | CFs | 0 | 0 |  | 0.01027%
7 | 5 | 18 | 9288.095 | 9288.095 | 9527.746 | 36031.305 | 52288.733 |  | 0 | 0 |  | 0.001663%
7 | 5 | 19 | 0 | 0 | 0 | 0 | 0 |  | 0 | 0 |  | 0%
7 | 5 | 20 | 0 | 0 | 0 | 0 | 0 |  | 0 | 0 |  | 0%
7 | 5 | 21 | 0 | 0 | 0 | 0 | 0 |  | 0 | 0 |  | 0%
7 | 5 | 22 | 0 | 0 | 0 | 0 | 0 |  | 0 | 0 |  | 0%
7 | 5 | 23 | 0 | 0 | 0 | 0 | 0 |  | 0 | 0 |  | 0%
7 | 6 | 0 | 0 | 0 | 0 | 0 | 0 |  | 0 | 0 |  | 0%
7 | 6 | 1 | 0 | 0 | 0 | 0 | 0 |  | 0 | 0 |  | 0%
7 | 6 | 2 | 0 | 0 | 0 | 0 | 0 |  | 0 | 0 |  | 0%
7 | 6 | 3 | 0 | 0 | 0 | 0 | 0 |  | 0 | 0 |  | 0%
7 | 6 | 4 | 0 | 0 | 0 | 0 | 0 |  | 0 | 0 |  | 0%
7 | 6 | 5 | 50840.728 | 35164.99 | 9317.967 | 9255.595 | 9255.595 |  | 0 | 0 |  | 0.001627%
7 | 6 | 6 | 143557.308 | 113885.445 | 57783.635 | 20907.015 | 18825.625 |  | 0 | 0 |  | 0.01009%
7 | 6 | 7 | 208357.277 | 184178.418 | 131641.99 | 75768.976 | 57784.067 |  | 0 | 0 |  | 0.02298%
7 | 6 | 8 | 249940.081 | 235105.259 | 193371.841 | 145899.805 | 120965.393 |  | 0 | 0 |  | 0.03376%
7 | 6 | 9 | 274975.222 | 269944.516 | 241045.663 | 203567.791 | 179976.619 |  | 0 | 0 |  | 0.04208%
7 | 6 | 10 | 283960.882 | 287916.956 | 272802.001 | 246573.89 | 224318.727 |  | 0 | 0 |  | 0.04763%
7 | 6 | 11 | 276866.747 | 288588.25 | 287621.642 | 274482.616 | 256417.047 |  | 0 | 0 |  | 0.05022%
7 | 6 | 12 | 226949.886 | 241002.331 | 251126.109 | 251638.283 | 242257.47 |  | 0 | 0 |  | 0.04384%
7 | 6 | 13 | 195633.944 | 212154.184 | 231690.156 | 242944.842 | 239770.16 |  | 0 | 0 |  | 0.04045%
7 | 6 | 14 | 129944.896 | 138763.804 | 153083.084 | 164462.403 | 166410.25 | CFs | 0 | 0 |  | 0.02673%
7 | 6 | 15 | 119425.088 | 142510.807 | 186341.561 | 225127.52 | 238831.606 | CFs | 0 | 0 |  | 0.03253%
7 | 6 | 16 | 61000.024 | 76785.892 | 125200.145 | 170886.368 | 191989.371 | CFs | 0 | 0 |  | 0.02186%
7 | 6 | 17 | 22928.766 | 25315.741 | 56863.218 | 103423.135 | 128152.957 | CFs | 0 | 0 |  | 0.009928%
7 | 6 | 18 | 10795.121 | 10795.121 | 10979.103 | 29090.963 | 40248.548 |  | 0 | 0 |  | 0.001917%
7 | 6 | 19 | 0 | 0 | 0 | 0 | 0 |  | 0 | 0 |  | 0%
7 | 6 | 20 | 0 | 0 | 0 | 0 | 0 |  | 0 | 0 |  | 0%
7 | 6 | 21 | 0 | 0 | 0 | 0 | 0 |  | 0 | 0 |  | 0%
7 | 6 | 22 | 0 | 0 | 0 | 0 | 0 |  | 0 | 0 |  | 0%
7 | 6 | 23 | 0 | 0 | 0 | 0 | 0 |  | 0 | 0 |  | 0%
7 | 7 | 0 | 0 | 0 | 0 | 0 | 0 |  | 0 | 0 |  | 0%
7 | 7 | 1 | 0 | 0 | 0 | 0 | 0 |  | 0 | 0 |  | 0%
7 | 7 | 2 | 0 | 0 | 0 | 0 | 0 |  | 0 | 0 |  | 0%
7 | 7 | 3 | 0 | 0 | 0 | 0 | 0 |  | 0 | 0 |  | 0%
7 | 7 | 4 | 0 | 0 | 0 | 0 | 0 |  | 0 | 0 |  | 0%
7 | 7 | 5 | 23916.144 | 18481.617 | 9663.042 | 9656.323 | 9656.323 |  | 0 | 0 |  | 0.001687%
7 | 7 | 6 | 69333.15 | 59716.881 | 42473.782 | 30672.531 | 29707.457 |  | 0 | 0 |  | 0.007415%
7 | 7 | 7 | 105773.394 | 97933.515 | 81639.562 | 65524.839 | 60362.2 |  | 0 | 0 |  | 0.01425%
7 | 7 | 8 | 186690.195 | 177563.78 | 152340.269 | 124630.309 | 110618.845 |  | 0 | 0 |  | 0.0266%
7 | 7 | 9 | 216387.47 | 213096.702 | 194218.593 | 170309.316 | 155529.954 |  | 0 | 0 |  | 0.03391%
7 | 7 | 10 | 201355.858 | 203425.79 | 195706.215 | 182570.951 | 171668.019 |  | 0 | 0 |  | 0.03417%
7 | 7 | 11 | 243297.167 | 252860.196 | 252075.113 | 241378.35 | 226825.234 |  | 0 | 0 |  | 0.04401%
7 | 7 | 12 | 255707.176 | 273956.125 | 287025.275 | 287608.963 | 275388.481 |  | 0 | 0 |  | 0.05011%
7 | 7 | 13 | 223227.056 | 245529.523 | 271722.278 | 286688.339 | 282330.503 |  | 0 | 0 |  | 0.04744%
7 | 7 | 14 | 177458.401 | 201346.162 | 239271.427 | 268651.424 | 273510.029 | CFs | 0 | 0 |  | 0.04177%
7 | 7 | 15 | 119661.242 | 144168.186 | 190708.422 | 232145.312 | 246780.245 | CFs | 0 | 0 |  | 0.0333%
7 | 7 | 16 | 57694.095 | 74944.094 | 127697.016 | 177516.004 | 200508.997 | CFs | 0 | 0 |  | 0.02229%
7 | 7 | 17 | 19500.5 | 21758.598 | 52892.575 | 99185.923 | 123779.804 | CFs | 0 | 0 |  | 0.009234%
7 | 7 | 18 | 10513.776 | 10513.776 | 10620.86 | 19267.084 | 24682.245 |  | 0 | 0 |  | 0.001854%
7 | 7 | 19 | 0 | 0 | 0 | 0 | 0 |  | 0 | 0 |  | 0%
7 | 7 | 20 | 0 | 0 | 0 | 0 | 0 |  | 0 | 0 |  | 0%
7 | 7 | 21 | 0 | 0 | 0 | 0 | 0 |  | 0 | 0 |  | 0%
7 | 7 | 22 | 0 | 0 | 0 | 0 | 0 |  | 0 | 0 |  | 0%
7 | 7 | 23 | 0 | 0 | 0 | 0 | 0 |  | 0 | 0 |  | 0%
7 | 8 | 0 | 0 | 0 | 0 | 0 | 0 |  | 0 | 0 |  | 0%
7 | 8 | 1 | 0 | 0 | 0 | 0 | 0 |  | 0 | 0 |  | 0%
7 | 8 | 2 | 0 | 0 | 0 | 0 | 0 |  | 0 | 0 |  | 0%
7 | 8 | 3 | 0 | 0 | 0 | 0 | 0 |  | 0 | 0 |  | 0%
7 | 8 | 4 | 0 | 0 | 0 | 0 | 0 |  | 0 | 0 |  | 0%
7 | 8 | 5 | 23071.699 | 17886.214 | 9405.624 | 9405.624 | 9405.624 |  | 0 | 0 |  | 0.001642%
7 | 8 | 6 | 45748.173 | 41847.424 | 35018.894 | 30120.343 | 29634.814 |  | 0 | 0 |  | 0.006114%
7 | 8 | 7 | 152059.005 | 136946.92 | 104974.398 | 72391.523 | 61954.057 |  | 0 | 0 |  | 0.01833%
7 | 8 | 8 | 211328.32 | 199717.37 | 167511.697 | 132069.285 | 114049.893 |  | 0 | 0 |  | 0.02925%
7 | 8 | 9 | 279287.689 | 273958.184 | 242830.647 | 203083.879 | 178330.548 |  | 0 | 0 |  | 0.0424%
7 | 8 | 10 | 213807.807 | 216370.102 | 207000.208 | 191030.27 | 177766.354 |  | 0 | 0 |  | 0.03614%
7 | 8 | 11 | 188589.129 | 194225.328 | 193766.89 | 187477.686 | 178999.452 |  | 0 | 0 |  | 0.03383%
7 | 8 | 12 | 189837.045 | 199047.296 | 205704.49 | 205963.754 | 199676.355 |  | 0 | 0 |  | 0.03591%
7 | 8 | 13 | 174184.525 | 185377.292 | 198699.676 | 206390.105 | 204066.198 |  | 0 | 0 |  | 0.03469%
7 | 8 | 14 | 160552.85 | 176631.214 | 202337.355 | 222463.1 | 225738.796 | CFs | 0 | 0 |  | 0.03533%
7 | 8 | 15 | 100748.808 | 109606.825 | 127254.795 | 143514.818 | 149329.877 | CFs | 0 | 0 |  | 0.02222%
7 | 8 | 16 | 55410.58 | 58034.562 | 66036.105 | 74215.8 | 78151.479 | CFs | 0 | 0 |  | 0.01153%
7 | 8 | 17 | 31469.162 | 32297.947 | 40951.859 | 53397.879 | 60256.116 | CFs | 0 | 0 |  | 0.00715%
7 | 8 | 18 | 7927.636 | 7927.636 | 7931.157 | 8076.33 | 8178.225 |  | 0 | 0 |  | 0.001385%
7 | 8 | 19 | 0 | 0 | 0 | 0 | 0 |  | 0 | 0 |  | 0%
7 | 8 | 20 | 0 | 0 | 0 | 0 | 0 |  | 0 | 0 |  | 0%
7 | 8 | 21 | 0 | 0 | 0 | 0 | 0 |  | 0 | 0 |  | 0%
7 | 8 | 22 | 0 | 0 | 0 | 0 | 0 |  | 0 | 0 |  | 0%
7 | 8 | 23 | 0 | 0 | 0 | 0 | 0 |  | 0 | 0 |  | 0%
7 | 9 | 0 | 0 | 0 | 0 | 0 | 0 |  | 0 | 0 |  | 0%
7 | 9 | 1 | 0 | 0 | 0 | 0 | 0 |  | 0 | 0 |  | 0%
7 | 9 | 2 | 0 | 0 | 0 | 0 | 0 |  | 0 | 0 |  | 0%
7 | 9 | 3 | 0 | 0 | 0 | 0 | 0 |  | 0 | 0 |  | 0%
7 | 9 | 4 | 0 | 0 | 0 | 0 | 0 |  | 0 | 0 |  | 0%
7 | 9 | 5 | 0 | 0 | 0 | 0 | 0 |  | 0 | 0 |  | 0%
7 | 9 | 6 | 24544.174 | 24191.609 | 23605.201 | 23128.537 | 23061.883 |  | 0 | 0 |  | 0.004121%
7 | 9 | 7 | 29262.034 | 29156.959 | 28944.031 | 28747.993 | 28683.662 |  | 0 | 0 |  | 0.005053%
7 | 9 | 8 | 64650.09 | 64007.658 | 62244.785 | 60372.685 | 59476.28 |  | 0 | 0 |  | 0.01087%
7 | 9 | 9 | 136647.239 | 135423.466 | 128259.8 | 119315.152 | 113840.566 |  | 0 | 0 |  | 0.02239%
7 | 9 | 10 | 105564.926 | 105950.298 | 104573.009 | 102237.5 | 100311.111 |  | 0 | 0 |  | 0.01826%
7 | 9 | 11 | 92111.719 | 92915.553 | 92851.179 | 91956.242 | 90754.385 |  | 0 | 0 |  | 0.01621%
7 | 9 | 12 | 63282.654 | 63894.307 | 64337.07 | 64351.675 | 63929.573 |  | 0 | 0 |  | 0.01123%
7 | 9 | 13 | 99157.458 | 101038.129 | 103286.82 | 104587.237 | 104180.256 |  | 0 | 0 |  | 0.01803%
7 | 9 | 14 | 115711.568 | 121401.686 | 130576.235 | 137844.671 | 139007.756 | CFs | 0 | 0 |  | 0.0228%
7 | 9 | 15 | 94408.581 | 100489.445 | 112611.398 | 123799.809 | 127781.941 | CFs | 0 | 0 |  | 0.01966%
7 | 9 | 16 | 64058.75 | 71603.098 | 94469.912 | 116804.507 | 127289.984 | CFs | 0 | 0 |  | 0.01649%
7 | 9 | 17 | 15927.322 | 18433.234 | 57285.864 | 115045.361 | 145057.582 | CFs | 0 | 0 |  | 0.01%
7 | 9 | 18 | 8298.905 | 8298.905 | 8522.886 | 35875.941 | 51911.896 |  | 0 | 0 |  | 0.001488%
7 | 9 | 19 | 0 | 0 | 0 | 0 | 0 |  | 0 | 0 |  | 0%
7 | 9 | 20 | 0 | 0 | 0 | 0 | 0 |  | 0 | 0 |  | 0%
7 | 9 | 21 | 0 | 0 | 0 | 0 | 0 |  | 0 | 0 |  | 0%
7 | 9 | 22 | 0 | 0 | 0 | 0 | 0 |  | 0 | 0 |  | 0%
7 | 9 | 23 | 0 | 0 | 0 | 0 | 0 |  | 0 | 0 |  | 0%
7 | 10 | 0 | 0 | 0 | 0 | 0 | 0 |  | 0 | 0 |  | 0%
7 | 10 | 1 | 0 | 0 | 0 | 0 | 0 |  | 0 | 0 |  | 0%
7 | 10 | 2 | 0 | 0 | 0 | 0 | 0 |  | 0 | 0 |  | 0%
7 | 10 | 3 | 0 | 0 | 0 | 0 | 0 |  | 0 | 0 |  | 0%
7 | 10 | 4 | 0 | 0 | 0 | 0 | 0 |  | 0 | 0 |  | 0%
7 | 10 | 5 | 39873.743 | 27849.718 | 7465.51 | 7465.51 | 7465.51 |  | 0 | 0 |  | 0.001303%
7 | 10 | 6 | 147718.915 | 115934.319 | 55713.791 | 16954.08 | 15315.522 |  | 0 | 0 |  | 0.009727%
7 | 10 | 7 | 212722.479 | 187361.877 | 131683.272 | 72356.588 | 53054.678 |  | 0 | 0 |  | 0.02299%
7 | 10 | 8 | 255719.488 | 240312.553 | 196411.61 | 146368.636 | 119824.26 |  | 0 | 0 |  | 0.03429%
7 | 10 | 9 | 281220.917 | 276165.81 | 245446.335 | 205565.261 | 180324.81 |  | 0 | 0 |  | 0.04285%
7 | 10 | 10 | 289983.224 | 294514.576 | 278547.873 | 250591.114 | 226740.962 |  | 0 | 0 |  | 0.04863%
7 | 10 | 11 | 279566.373 | 291857.421 | 290902.043 | 277215.997 | 258402.049 |  | 0 | 0 |  | 0.05079%
7 | 10 | 12 | 218103.345 | 231086.471 | 240312.171 | 240558.731 | 231688.84 |  | 0 | 0 |  | 0.04196%
7 | 10 | 13 | 154745.698 | 163810.62 | 174503.236 | 180598.688 | 178630.607 |  | 0 | 0 |  | 0.03047%
7 | 10 | 14 | 90388.539 | 93727.683 | 99102.95 | 103360.621 | 104024.978 | CFs | 0 | 0 |  | 0.0173%
7 | 10 | 15 | 118689.515 | 144082.601 | 191113.659 | 232230.264 | 246343.122 | CFs | 0 | 0 |  | 0.03337%
7 | 10 | 16 | 55474.777 | 73981.221 | 129261.198 | 180561.144 | 203778.931 | CFs | 0 | 0 |  | 0.02257%
7 | 10 | 17 | 26400.844 | 28015.69 | 47655.427 | 76219.999 | 91581.446 | CFs | 0 | 0 |  | 0.00832%
7 | 10 | 18 | 9681.537 | 9681.537 | 9837.209 | 27106.743 | 37292.996 |  | 0 | 0 |  | 0.001717%
7 | 10 | 19 | 0 | 0 | 0 | 0 | 0 |  | 0 | 0 |  | 0%
7 | 10 | 20 | 0 | 0 | 0 | 0 | 0 |  | 0 | 0 |  | 0%
7 | 10 | 21 | 0 | 0 | 0 | 0 | 0 |  | 0 | 0 |  | 0%
7 | 10 | 22 | 0 | 0 | 0 | 0 | 0 |  | 0 | 0 |  | 0%
7 | 10 | 23 | 0 | 0 | 0 | 0 | 0 |  | 0 | 0 |  | 0%
7 | 11 | 0 | 0 | 0 | 0 | 0 | 0 |  | 0 | 0 |  | 0%
7 | 11 | 1 | 0 | 0 | 0 | 0 | 0 |  | 0 | 0 |  | 0%
7 | 11 | 2 | 0 | 0 | 0 | 0 | 0 |  | 0 | 0 |  | 0%
7 | 11 | 3 | 0 | 0 | 0 | 0 | 0 |  | 0 | 0 |  | 0%
7 | 11 | 4 | 0 | 0 | 0 | 0 | 0 |  | 0 | 0 |  | 0%
7 | 11 | 5 | 46976.04 | 32700.757 | 7629.593 | 7629.593 | 7629.593 |  | 0 | 0 |  | 0.001332%
7 | 11 | 6 | 57918.378 | 51224.746 | 39166.432 | 31023.727 | 30509.774 |  | 0 | 0 |  | 0.006838%
7 | 11 | 7 | 100941.118 | 93653.387 | 78344.354 | 63184.551 | 58243.824 |  | 0 | 0 |  | 0.01368%
7 | 11 | 8 | 184956.093 | 176019.851 | 150845.996 | 122990.454 | 108736.677 |  | 0 | 0 |  | 0.02634%
7 | 11 | 9 | 113189.988 | 112347.81 | 107238.153 | 100830.429 | 96885.057 |  | 0 | 0 |  | 0.01872%
7 | 11 | 10 | 98096.774 | 98447.737 | 97248.587 | 95199.511 | 93500.059 |  | 0 | 0 |  | 0.01698%
7 | 11 | 11 | 158260.62 | 161917.261 | 161638.595 | 157585.413 | 152108.327 |  | 0 | 0 |  | 0.02822%
7 | 11 | 12 | 253971.822 | 272524.444 | 285560.759 | 285829.032 | 273183.649 |  | 0 | 0 |  | 0.04986%
7 | 11 | 13 | 221602.835 | 244361.626 | 270618.228 | 285254.867 | 280387.827 |  | 0 | 0 |  | 0.04725%
7 | 11 | 14 | 177132.878 | 202095.307 | 241009.051 | 270730.701 | 275158.392 | CFs | 0 | 0 |  | 0.04208%
7 | 11 | 15 | 117915.382 | 143878.08 | 191882.1 | 234082.267 | 248545.542 | CFs | 0 | 0 |  | 0.0335%
7 | 11 | 16 | 30062.346 | 30156.154 | 30433.082 | 30730.935 | 30875.217 | CFs | 0 | 0 |  | 0.005313%
7 | 11 | 17 | 28461.445 | 28676.602 | 30055.569 | 31799.982 | 32815.166 | CFs | 0 | 0 |  | 0.005247%
7 | 11 | 18 | 7628.683 | 7628.683 | 7631.282 | 7751.264 | 7834.919 |  | 0 | 0 |  | 0.001332%
7 | 11 | 19 | 0 | 0 | 0 | 0 | 0 |  | 0 | 0 |  | 0%
7 | 11 | 20 | 0 | 0 | 0 | 0 | 0 |  | 0 | 0 |  | 0%
7 | 11 | 21 | 0 | 0 | 0 | 0 | 0 |  | 0 | 0 |  | 0%
7 | 11 | 22 | 0 | 0 | 0 | 0 | 0 |  | 0 | 0 |  | 0%
7 | 11 | 23 | 0 | 0 | 0 | 0 | 0 |  | 0 | 0 |  | 0%
7 | 12 | 0 | 0 | 0 | 0 | 0 | 0 |  | 0 | 0 |  | 0%
7 | 12 | 1 | 0 | 0 | 0 | 0 | 0 |  | 0 | 0 |  | 0%
7 | 12 | 2 | 0 | 0 | 0 | 0 | 0 |  | 0 | 0 |  | 0%
7 | 12 | 3 | 0 | 0 | 0 | 0 | 0 |  | 0 | 0 |  | 0%
7 | 12 | 4 | 0 | 0 | 0 | 0 | 0 |  | 0 | 0 |  | 0%
7 | 12 | 5 | 6268.822 | 6268.822 | 6268.822 | 6268.822 | 6268.822 |  | 0 | 0 |  | 0.001094%
7 | 12 | 6 | 29395.457 | 28684.955 | 27495.85 | 26524.934 | 26410.744 |  | 0 | 0 |  | 0.0048%
7 | 12 | 7 | 114630.458 | 105500.613 | 86140.97 | 66702.839 | 60357.71 |  | 0 | 0 |  | 0.01504%
7 | 12 | 8 | 255558.883 | 239875.902 | 194903.265 | 143750.372 | 116558.152 |  | 0 | 0 |  | 0.03403%
7 | 12 | 9 | 232261.761 | 228636.763 | 205976.192 | 176979.988 | 158799.032 |  | 0 | 0 |  | 0.03596%
7 | 12 | 10 | 287996.379 | 292783.824 | 276725.991 | 248565.208 | 224570.201 |  | 0 | 0 |  | 0.04831%
7 | 12 | 11 | 279345.287 | 292335.82 | 291381.358 | 277005.828 | 257279.8 |  | 0 | 0 |  | 0.05087%
7 | 12 | 12 | 256960.155 | 276700.787 | 290547.788 | 290748.772 | 277193.558 |  | 0 | 0 |  | 0.05073%
7 | 12 | 13 | 221903.941 | 245527.974 | 272720.438 | 287810.39 | 282618.438 |  | 0 | 0 |  | 0.04761%
7 | 12 | 14 | 158659.809 | 176363.537 | 204138.41 | 225559.833 | 228677.531 | CFs | 0 | 0 |  | 0.03564%
7 | 12 | 15 | 7910.565 | 7910.565 | 7910.565 | 7910.565 | 7910.565 | CFs | 0 | 0 |  | 0.001381%
7 | 12 | 16 | 13073.706 | 13073.706 | 13073.706 | 13073.706 | 13073.706 | CFs | 0 | 0 |  | 0.002283%
7 | 12 | 17 | 30398.436 | 31069.793 | 37681.458 | 46932.118 | 52031.202 | CFs | 0 | 0 |  | 0.006579%
7 | 12 | 18 | 7870.766 | 7870.766 | 7874.831 | 8074.985 | 8214.242 |  | 0 | 0 |  | 0.001375%
7 | 12 | 19 | 0 | 0 | 0 | 0 | 0 |  | 0 | 0 |  | 0%
7 | 12 | 20 | 0 | 0 | 0 | 0 | 0 |  | 0 | 0 |  | 0%
7 | 12 | 21 | 0 | 0 | 0 | 0 | 0 |  | 0 | 0 |  | 0%
7 | 12 | 22 | 0 | 0 | 0 | 0 | 0 |  | 0 | 0 |  | 0%
7 | 12 | 23 | 0 | 0 | 0 | 0 | 0 |  | 0 | 0 |  | 0%
7 | 13 | 0 | 0 | 0 | 0 | 0 | 0 |  | 0 | 0 |  | 0%
7 | 13 | 1 | 0 | 0 | 0 | 0 | 0 |  | 0 | 0 |  | 0%
7 | 13 | 2 | 0 | 0 | 0 | 0 | 0 |  | 0 | 0 |  | 0%
7 | 13 | 3 | 0 | 0 | 0 | 0 | 0 |  | 0 | 0 |  | 0%
7 | 13 | 4 | 0 | 0 | 0 | 0 | 0 |  | 0 | 0 |  | 0%
7 | 13 | 5 | 34172.25 | 25054.649 | 8941.128 | 8941.128 | 8941.128 |  | 0 | 0 |  | 0.001561%
7 | 13 | 6 | 47319.946 | 43073.466 | 35548.66 | 30229.071 | 29855.774 |  | 0 | 0 |  | 0.006206%
7 | 13 | 7 | 196769.586 | 173974.422 | 123987.73 | 71403.154 | 54139.539 |  | 0 | 0 |  | 0.02165%
7 | 13 | 8 | 270634.221 | 254230.915 | 206660.502 | 151984.328 | 122609.009 |  | 0 | 0 |  | 0.03608%
7 | 13 | 9 | 296853.456 | 291806.649 | 259229.63 | 216653.373 | 189447.904 |  | 0 | 0 |  | 0.04526%
7 | 13 | 10 | 306160.619 | 311328.296 | 294406.723 | 264445.056 | 238689.41 |  | 0 | 0 |  | 0.0514%
7 | 13 | 11 | 299297.566 | 313312.835 | 312321.605 | 296860.5 | 275531.788 |  | 0 | 0 |  | 0.05453%
7 | 13 | 12 | 275662.775 | 296574.269 | 311133.997 | 311256.468 | 296875.331 |  | 0 | 0 |  | 0.05432%
7 | 13 | 13 | 239159.39 | 264747.547 | 293972.235 | 310035.749 | 304323.404 |  | 0 | 0 |  | 0.05132%
7 | 13 | 14 | 189765.285 | 216898.246 | 258697.884 | 290302.448 | 294716.267 | CFs | 0 | 0 |  | 0.04517%
7 | 13 | 15 | 125703.154 | 154854.209 | 207618.448 | 253403.249 | 268778.182 | CFs | 0 | 0 |  | 0.03625%
7 | 13 | 16 | 52805.795 | 74949.253 | 139859.266 | 199173.435 | 225559.419 | CFs | 0 | 0 |  | 0.02442%
7 | 13 | 17 | 10253.396 | 12688.17 | 59037.121 | 128510.923 | 163890.125 | CFs | 0 | 0 |  | 0.01031%
7 | 13 | 18 | 5835.741 | 5835.741 | 6028.541 | 42316.082 | 61938.939 |  | 0 | 0 |  | 0.001053%
7 | 13 | 19 | 0 | 0 | 0 | 0 | 0 |  | 0 | 0 |  | 0%
7 | 13 | 20 | 0 | 0 | 0 | 0 | 0 |  | 0 | 0 |  | 0%
7 | 13 | 21 | 0 | 0 | 0 | 0 | 0 |  | 0 | 0 |  | 0%
7 | 13 | 22 | 0 | 0 | 0 | 0 | 0 |  | 0 | 0 |  | 0%
7 | 13 | 23 | 0 | 0 | 0 | 0 | 0 |  | 0 | 0 |  | 0%
7 | 14 | 0 | 0 | 0 | 0 | 0 | 0 |  | 0 | 0 |  | 0%
7 | 14 | 1 | 0 | 0 | 0 | 0 | 0 |  | 0 | 0 |  | 0%
7 | 14 | 2 | 0 | 0 | 0 | 0 | 0 |  | 0 | 0 |  | 0%
7 | 14 | 3 | 0 | 0 | 0 | 0 | 0 |  | 0 | 0 |  | 0%
7 | 14 | 4 | 0 | 0 | 0 | 0 | 0 |  | 0 | 0 |  | 0%
7 | 14 | 5 | 54343.704 | 37649.481 | 5824.117 | 5824.117 | 5824.117 |  | 0 | 0 |  | 0.001017%
7 | 14 | 6 | 159635.468 | 124069.204 | 55258.488 | 11822.381 | 10662.31 |  | 0 | 0 |  | 0.009647%
7 | 14 | 7 | 222366.792 | 195871.703 | 136080.989 | 71002.823 | 49366.451 |  | 0 | 0 |  | 0.02376%
7 | 14 | 8 | 263613.358 | 248177.997 | 202789.626 | 149844.595 | 120952.111 |  | 0 | 0 |  | 0.0354%
7 | 14 | 9 | 287612.434 | 282933.209 | 251839.642 | 210695.425 | 184096.532 |  | 0 | 0 |  | 0.04397%
7 | 14 | 10 | 294030.533 | 298968.384 | 283189.947 | 254910.196 | 230320.687 |  | 0 | 0 |  | 0.04944%
7 | 14 | 11 | 285075.569 | 298045.876 | 297169.083 | 282906.816 | 263053.917 |  | 0 | 0 |  | 0.05188%
7 | 14 | 12 | 264137.242 | 283634.098 | 297058.639 | 297089.916 | 283711.429 |  | 0 | 0 |  | 0.05186%
7 | 14 | 13 | 228985.879 | 252835.111 | 279658.166 | 294159.911 | 288838.286 |  | 0 | 0 |  | 0.04882%
7 | 14 | 14 | 139852.476 | 150789.738 | 167856.486 | 180987.962 | 182779.42 | CFs | 0 | 0 |  | 0.02931%
7 | 14 | 15 | 105363.877 | 118289.721 | 142763.859 | 164624.91 | 172015.75 | CFs | 0 | 0 |  | 0.02492%
7 | 14 | 16 | 51504.717 | 72884.459 | 134679.412 | 190307.833 | 214680.324 | CFs | 0 | 0 |  | 0.02351%
7 | 14 | 17 | 10558.593 | 12841.243 | 56966.655 | 122518.611 | 155547.595 | CFs | 0 | 0 |  | 0.009946%
7 | 14 | 18 | 6011.993 | 6011.993 | 6180.315 | 40281.459 | 58433.894 |  | 0 | 0 |  | 0.001079%
7 | 14 | 19 | 0 | 0 | 0 | 0 | 0 |  | 0 | 0 |  | 0%
7 | 14 | 20 | 0 | 0 | 0 | 0 | 0 |  | 0 | 0 |  | 0%
7 | 14 | 21 | 0 | 0 | 0 | 0 | 0 |  | 0 | 0 |  | 0%
7 | 14 | 22 | 0 | 0 | 0 | 0 | 0 |  | 0 | 0 |  | 0%
7 | 14 | 23 | 0 | 0 | 0 | 0 | 0 |  | 0 | 0 |  | 0%
7 | 15 | 0 | 0 | 0 | 0 | 0 | 0 |  | 0 | 0 |  | 0%
7 | 15 | 1 | 0 | 0 | 0 | 0 | 0 |  | 0 | 0 |  | 0%
7 | 15 | 2 | 0 | 0 | 0 | 0 | 0 |  | 0 | 0 |  | 0%
7 | 15 | 3 | 0 | 0 | 0 | 0 | 0 |  | 0 | 0 |  | 0%
7 | 15 | 4 | 0 | 0 | 0 | 0 | 0 |  | 0 | 0 |  | 0%
7 | 15 | 5 | 50983.259 | 35590.728 | 5731.147 | 5731.147 | 5731.147 |  | 0 | 0 |  | 0.001001%
7 | 15 | 6 | 152869.76 | 119079.127 | 53486.904 | 12082.696 | 11064.123 |  | 0 | 0 |  | 0.009338%
7 | 15 | 7 | 213223.704 | 188192.421 | 131375.233 | 69351.864 | 48593.598 |  | 0 | 0 |  | 0.02294%
7 | 15 | 8 | 256867.195 | 241797.218 | 197150.85 | 144958.416 | 116438.195 |  | 0 | 0 |  | 0.03442%
7 | 15 | 9 | 279895.8 | 275447.097 | 245184.309 | 205181.653 | 179303.752 |  | 0 | 0 |  | 0.04281%
7 | 15 | 10 | 289483.073 | 294536.504 | 278843.652 | 250710.556 | 226287.735 |  | 0 | 0 |  | 0.04868%
7 | 15 | 11 | 281507.222 | 294675.267 | 293825.993 | 279414.522 | 259405.218 |  | 0 | 0 |  | 0.0513%
7 | 15 | 12 | 258112.066 | 277336.679 | 290575.043 | 290525.873 | 277215.561 |  | 0 | 0 |  | 0.05073%
7 | 15 | 13 | 222457.69 | 246233.056 | 272994.805 | 287434.456 | 281947.512 |  | 0 | 0 |  | 0.04766%
7 | 15 | 14 | 176993.932 | 202049.683 | 240078.875 | 268441.699 | 272115.998 | CFs | 0 | 0 |  | 0.04191%
7 | 15 | 15 | 116452.724 | 142992.702 | 190607.381 | 231469.515 | 244881.553 | CFs | 0 | 0 |  | 0.03328%
7 | 15 | 16 | 53140.568 | 72483.842 | 128173.06 | 178983.559 | 201374.646 | CFs | 0 | 0 |  | 0.02238%
7 | 15 | 17 | 16453.3 | 18549.493 | 55998.245 | 111315.283 | 139571.963 | CFs | 0 | 0 |  | 0.009777%
7 | 15 | 18 | 8224.373 | 8224.373 | 8360.945 | 32836.143 | 46159.058 |  | 0 | 0 |  | 0.00146%
7 | 15 | 19 | 0 | 0 | 0 | 0 | 0 |  | 0 | 0 |  | 0%
7 | 15 | 20 | 0 | 0 | 0 | 0 | 0 |  | 0 | 0 |  | 0%
7 | 15 | 21 | 0 | 0 | 0 | 0 | 0 |  | 0 | 0 |  | 0%
7 | 15 | 22 | 0 | 0 | 0 | 0 | 0 |  | 0 | 0 |  | 0%
7 | 15 | 23 | 0 | 0 | 0 | 0 | 0 |  | 0 | 0 |  | 0%
7 | 16 | 0 | 0 | 0 | 0 | 0 | 0 |  | 0 | 0 |  | 0%
7 | 16 | 1 | 0 | 0 | 0 | 0 | 0 |  | 0 | 0 |  | 0%
7 | 16 | 2 | 0 | 0 | 0 | 0 | 0 |  | 0 | 0 |  | 0%
7 | 16 | 3 | 0 | 0 | 0 | 0 | 0 |  | 0 | 0 |  | 0%
7 | 16 | 4 | 0 | 0 | 0 | 0 | 0 |  | 0 | 0 |  | 0%
7 | 16 | 5 | 41393.23 | 29488.968 | 6877.406 | 6877.406 | 6877.406 |  | 0 | 0 |  | 0.001201%
7 | 16 | 6 | 138134.052 | 108839.237 | 52400.014 | 16558.082 | 15662.842 |  | 0 | 0 |  | 0.009148%
7 | 16 | 7 | 202733.034 | 179241.352 | 126049.14 | 68467.926 | 49114.198 |  | 0 | 0 |  | 0.02201%
7 | 16 | 8 | 248110.542 | 233853.245 | 191446.184 | 142009.6 | 115023.029 |  | 0 | 0 |  | 0.03342%
7 | 16 | 9 | 275574.243 | 271285.174 | 241299.755 | 201569.342 | 175777.504 |  | 0 | 0 |  | 0.04213%
7 | 16 | 10 | 283805.631 | 288845.058 | 273634.271 | 246247.248 | 222408.408 |  | 0 | 0 |  | 0.04777%
7 | 16 | 11 | 277841.047 | 290919.861 | 290121.723 | 275875.921 | 256072.653 |  | 0 | 0 |  | 0.05065%
7 | 16 | 12 | 257027.211 | 276833.368 | 290411.45 | 290279.343 | 276507.887 |  | 0 | 0 |  | 0.0507%
7 | 16 | 13 | 222352.933 | 246228.127 | 273004.993 | 287364.257 | 281719.971 |  | 0 | 0 |  | 0.04766%
7 | 16 | 14 | 176584.362 | 201660.003 | 239562.899 | 267750.158 | 271261.321 | CFs | 0 | 0 |  | 0.04182%
7 | 16 | 15 | 117188.173 | 143639.252 | 190995.705 | 231663.147 | 244918.213 | CFs | 0 | 0 |  | 0.03335%
7 | 16 | 16 | 54495.116 | 73586.091 | 128239.7 | 178233.351 | 200233.871 | CFs | 0 | 0 |  | 0.02239%
7 | 16 | 17 | 18361.231 | 20305.335 | 55979.54 | 108744.711 | 135743.106 | CFs | 0 | 0 |  | 0.009773%
7 | 16 | 18 | 8725.034 | 8725.034 | 8839.768 | 31328.723 | 43537.895 |  | 0 | 0 |  | 0.001543%
7 | 16 | 19 | 0 | 0 | 0 | 0 | 0 |  | 0 | 0 |  | 0%
7 | 16 | 20 | 0 | 0 | 0 | 0 | 0 |  | 0 | 0 |  | 0%
7 | 16 | 21 | 0 | 0 | 0 | 0 | 0 |  | 0 | 0 |  | 0%
7 | 16 | 22 | 0 | 0 | 0 | 0 | 0 |  | 0 | 0 |  | 0%
7 | 16 | 23 | 0 | 0 | 0 | 0 | 0 |  | 0 | 0 |  | 0%
7 | 17 | 0 | 0 | 0 | 0 | 0 | 0 |  | 0 | 0 |  | 0%
7 | 17 | 1 | 0 | 0 | 0 | 0 | 0 |  | 0 | 0 |  | 0%
7 | 17 | 2 | 0 | 0 | 0 | 0 | 0 |  | 0 | 0 |  | 0%
7 | 17 | 3 | 0 | 0 | 0 | 0 | 0 |  | 0 | 0 |  | 0%
7 | 17 | 4 | 0 | 0 | 0 | 0 | 0 |  | 0 | 0 |  | 0%
7 | 17 | 5 | 40709.77 | 29210.812 | 7172.413 | 7172.413 | 7172.413 |  | 0 | 0 |  | 0.001252%
7 | 17 | 6 | 143186.673 | 112424.164 | 53554.134 | 16665.491 | 15831.871 |  | 0 | 0 |  | 0.00935%
7 | 17 | 7 | 210524.884 | 185943.573 | 130241.544 | 70119.107 | 49859.398 |  | 0 | 0 |  | 0.02274%
7 | 17 | 8 | 254918.875 | 240288.688 | 196433.11 | 145147.915 | 117010.062 |  | 0 | 0 |  | 0.03429%
7 | 17 | 9 | 281310.28 | 277063.656 | 246438.223 | 205644.979 | 179005.119 |  | 0 | 0 |  | 0.04303%
7 | 17 | 10 | 288364.17 | 293608.263 | 278224.194 | 250316.184 | 225877.138 |  | 0 | 0 |  | 0.04857%
7 | 17 | 11 | 281555.79 | 294871.356 | 294109.426 | 279676.15 | 259518.389 |  | 0 | 0 |  | 0.05135%
7 | 17 | 12 | 260357.72 | 280007.812 | 293411.219 | 293200.848 | 279489.135 |  | 0 | 0 |  | 0.05123%
7 | 17 | 13 | 226471.495 | 250393.663 | 277085.561 | 291290.728 | 285517.112 |  | 0 | 0 |  | 0.04838%
7 | 17 | 14 | 179596.88 | 205643.928 | 244744.415 | 273642.056 | 277087.447 | CFs | 0 | 0 |  | 0.04273%
7 | 17 | 15 | 119193.646 | 146737.697 | 195471.843 | 237023.651 | 250409.99 | CFs | 0 | 0 |  | 0.03413%
7 | 17 | 16 | 52978.728 | 73570.987 | 132045.012 | 185081.215 | 208202.188 | CFs | 0 | 0 |  | 0.02305%
7 | 17 | 17 | 15999.399 | 17982.089 | 57239.713 | 115450.539 | 145004.517 | CFs | 0 | 0 |  | 0.009993%
7 | 17 | 18 | 7985.931 | 7985.931 | 8078.691 | 33691.014 | 47053.127 |  | 0 | 0 |  | 0.00141%
7 | 17 | 19 | 0 | 0 | 0 | 0 | 0 |  | 0 | 0 |  | 0%
7 | 17 | 20 | 0 | 0 | 0 | 0 | 0 |  | 0 | 0 |  | 0%
7 | 17 | 21 | 0 | 0 | 0 | 0 | 0 |  | 0 | 0 |  | 0%
7 | 17 | 22 | 0 | 0 | 0 | 0 | 0 |  | 0 | 0 |  | 0%
7 | 17 | 23 | 0 | 0 | 0 | 0 | 0 |  | 0 | 0 |  | 0%
7 | 18 | 0 | 0 | 0 | 0 | 0 | 0 |  | 0 | 0 |  | 0%
7 | 18 | 1 | 0 | 0 | 0 | 0 | 0 |  | 0 | 0 |  | 0%
7 | 18 | 2 | 0 | 0 | 0 | 0 | 0 |  | 0 | 0 |  | 0%
7 | 18 | 3 | 0 | 0 | 0 | 0 | 0 |  | 0 | 0 |  | 0%
7 | 18 | 4 | 0 | 0 | 0 | 0 | 0 |  | 0 | 0 |  | 0%
7 | 18 | 5 | 33924.7 | 25253.875 | 8417.327 | 8417.327 | 8417.327 |  | 0 | 0 |  | 0.00147%
7 | 18 | 6 | 131054.99 | 104237.346 | 53288.585 | 21185.051 | 20446.181 |  | 0 | 0 |  | 0.009304%
7 | 18 | 7 | 200519.463 | 177906.847 | 126752.778 | 71925.122 | 53356.246 |  | 0 | 0 |  | 0.02213%
7 | 18 | 8 | 247917.39 | 233917.534 | 191717.653 | 142504.012 | 115571.457 |  | 0 | 0 |  | 0.03347%
7 | 18 | 9 | 271792.724 | 267880.366 | 238806.901 | 200121.661 | 174839.033 |  | 0 | 0 |  | 0.04169%
7 | 18 | 10 | 282087.052 | 287434.731 | 272212.55 | 244486.34 | 220156.589 |  | 0 | 0 |  | 0.04753%
7 | 18 | 11 | 275667.263 | 288900.94 | 288195.978 | 273931.517 | 254005.167 |  | 0 | 0 |  | 0.05032%
7 | 18 | 12 | 254465.956 | 274350.369 | 287875.962 | 287583.529 | 273630.187 |  | 0 | 0 |  | 0.05026%
7 | 18 | 13 | 220246.123 | 244088.383 | 270628.668 | 284678.631 | 278771.685 |  | 0 | 0 |  | 0.04725%
7 | 18 | 14 | 174812.229 | 199466.048 | 236455.953 | 263831.743 | 266958.599 | CFs | 0 | 0 |  | 0.04128%
7 | 18 | 15 | 119009.936 | 142683.89 | 185019.43 | 221483.802 | 233201.274 | CFs | 0 | 0 |  | 0.0323%
7 | 18 | 16 | 60936.473 | 77607.291 | 124738.955 | 168263.189 | 187398.842 | CFs | 0 | 0 |  | 0.02178%
7 | 18 | 17 | 24873.97 | 26640.763 | 56617.874 | 100238.346 | 122759.171 | CFs | 0 | 0 |  | 0.009885%
7 | 18 | 18 | 9740.594 | 9740.594 | 9791.526 | 25684.156 | 34190.279 |  | 0 | 0 |  | 0.001709%
7 | 18 | 19 | 0 | 0 | 0 | 0 | 0 |  | 0 | 0 |  | 0%
7 | 18 | 20 | 0 | 0 | 0 | 0 | 0 |  | 0 | 0 |  | 0%
7 | 18 | 21 | 0 | 0 | 0 | 0 | 0 |  | 0 | 0 |  | 0%
7 | 18 | 22 | 0 | 0 | 0 | 0 | 0 |  | 0 | 0 |  | 0%
7 | 18 | 23 | 0 | 0 | 0 | 0 | 0 |  | 0 | 0 |  | 0%
7 | 19 | 0 | 0 | 0 | 0 | 0 | 0 |  | 0 | 0 |  | 0%
7 | 19 | 1 | 0 | 0 | 0 | 0 | 0 |  | 0 | 0 |  | 0%
7 | 19 | 2 | 0 | 0 | 0 | 0 | 0 |  | 0 | 0 |  | 0%
7 | 19 | 3 | 0 | 0 | 0 | 0 | 0 |  | 0 | 0 |  | 0%
7 | 19 | 4 | 0 | 0 | 0 | 0 | 0 |  | 0 | 0 |  | 0%
7 | 19 | 5 | 29266.095 | 21989.177 | 8158.14 | 8158.14 | 8158.14 |  | 0 | 0 |  | 0.001424%
7 | 19 | 6 | 121928.703 | 97844.801 | 52423.015 | 23625.091 | 22961.571 |  | 0 | 0 |  | 0.009152%
7 | 19 | 7 | 190230.877 | 169341.099 | 122236.102 | 72189.859 | 55194.402 |  | 0 | 0 |  | 0.02134%
7 | 19 | 8 | 239989.637 | 226603.764 | 186179.324 | 139418.252 | 113959.225 |  | 0 | 0 |  | 0.0325%
7 | 19 | 9 | 269145.798 | 265317.957 | 235988.045 | 197151.141 | 171835.336 |  | 0 | 0 |  | 0.0412%
7 | 19 | 10 | 280082.913 | 285690.263 | 270230.211 | 242082.288 | 217458.949 |  | 0 | 0 |  | 0.04718%
7 | 19 | 11 | 272444.194 | 286228.123 | 285551.235 | 270783.034 | 250178.523 |  | 0 | 0 |  | 0.04985%
7 | 19 | 12 | 171221.555 | 179713.123 | 185565.079 | 185403.196 | 179320.221 |  | 0 | 0 |  | 0.0324%
7 | 19 | 13 | 103904.711 | 107671.57 | 111970.342 | 114287.46 | 113275.197 |  | 0 | 0 |  | 0.01955%
7 | 19 | 14 | 157159.033 | 174220.579 | 200088.596 | 219505.712 | 221636.789 | CFs | 0 | 0 |  | 0.03493%
7 | 19 | 15 | 112617.514 | 134606.747 | 174045.435 | 208200.723 | 219120.055 | CFs | 0 | 0 |  | 0.03039%
7 | 19 | 16 | 59662.71 | 71684.426 | 105643.828 | 137571.202 | 151734.221 | CFs | 0 | 0 |  | 0.01844%
7 | 19 | 17 | 24038.311 | 25282.959 | 48097.589 | 81678.843 | 99105.126 | CFs | 0 | 0 |  | 0.008397%
7 | 19 | 18 | 9216.709 | 9216.709 | 9243.545 | 23093.622 | 30508.707 |  | 0 | 0 |  | 0.001614%
7 | 19 | 19 | 0 | 0 | 0 | 0 | 0 |  | 0 | 0 |  | 0%
7 | 19 | 20 | 0 | 0 | 0 | 0 | 0 |  | 0 | 0 |  | 0%
7 | 19 | 21 | 0 | 0 | 0 | 0 | 0 |  | 0 | 0 |  | 0%
7 | 19 | 22 | 0 | 0 | 0 | 0 | 0 |  | 0 | 0 |  | 0%
7 | 19 | 23 | 0 | 0 | 0 | 0 | 0 |  | 0 | 0 |  | 0%
7 | 20 | 0 | 0 | 0 | 0 | 0 | 0 |  | 0 | 0 |  | 0%
7 | 20 | 1 | 0 | 0 | 0 | 0 | 0 |  | 0 | 0 |  | 0%
7 | 20 | 2 | 0 | 0 | 0 | 0 | 0 |  | 0 | 0 |  | 0%
7 | 20 | 3 | 0 | 0 | 0 | 0 | 0 |  | 0 | 0 |  | 0%
7 | 20 | 4 | 0 | 0 | 0 | 0 | 0 |  | 0 | 0 |  | 0%
7 | 20 | 5 | 26023.839 | 19673.273 | 7803.218 | 7803.218 | 7803.218 |  | 0 | 0 |  | 0.001362%
7 | 20 | 6 | 116365.95 | 93505.462 | 50461.086 | 23225.942 | 22654.326 |  | 0 | 0 |  | 0.00881%
7 | 20 | 7 | 186325.843 | 165785.808 | 119377.236 | 70188.702 | 53424.255 |  | 0 | 0 |  | 0.02084%
7 | 20 | 8 | 238529.526 | 225171.044 | 184526.756 | 137475.954 | 111771.392 |  | 0 | 0 |  | 0.03222%
7 | 20 | 9 | 267323.89 | 263636.106 | 234303.064 | 195365.072 | 169890.801 |  | 0 | 0 |  | 0.04091%
7 | 20 | 10 | 278660.727 | 284451.551 | 268971.021 | 240596.061 | 215658.549 |  | 0 | 0 |  | 0.04696%
7 | 20 | 11 | 271440.515 | 285218.014 | 284603.142 | 269930.846 | 249389.96 |  | 0 | 0 |  | 0.04969%
7 | 20 | 12 | 249621.895 | 269893.639 | 283608.133 | 283151.771 | 268772.277 |  | 0 | 0 |  | 0.04951%
7 | 20 | 13 | 217678.314 | 242164.005 | 269254.135 | 283420.645 | 277053.743 |  | 0 | 0 |  | 0.04701%
7 | 20 | 14 | 173098.677 | 198764.114 | 237046.772 | 265286.668 | 268205.583 | CFs | 0 | 0 |  | 0.04139%
7 | 20 | 15 | 115145.218 | 141620.168 | 188372.184 | 228417.185 | 241029.391 | CFs | 0 | 0 |  | 0.03289%
7 | 20 | 16 | 53725.14 | 72780.972 | 126066.795 | 174875.302 | 196061.901 | CFs | 0 | 0 |  | 0.02201%
7 | 20 | 17 | 18762.682 | 20327.229 | 54331.433 | 104851.902 | 130577.926 | CFs | 0 | 0 |  | 0.009486%
7 | 20 | 18 | 7655.574 | 7655.574 | 7661.317 | 28601.18 | 39194.767 |  | 0 | 0 |  | 0.001338%
7 | 20 | 19 | 0 | 0 | 0 | 0 | 0 |  | 0 | 0 |  | 0%
7 | 20 | 20 | 0 | 0 | 0 | 0 | 0 |  | 0 | 0 |  | 0%
7 | 20 | 21 | 0 | 0 | 0 | 0 | 0 |  | 0 | 0 |  | 0%
7 | 20 | 22 | 0 | 0 | 0 | 0 | 0 |  | 0 | 0 |  | 0%
7 | 20 | 23 | 0 | 0 | 0 | 0 | 0 |  | 0 | 0 |  | 0%
7 | 21 | 0 | 0 | 0 | 0 | 0 | 0 |  | 0 | 0 |  | 0%
7 | 21 | 1 | 0 | 0 | 0 | 0 | 0 |  | 0 | 0 |  | 0%
7 | 21 | 2 | 0 | 0 | 0 | 0 | 0 |  | 0 | 0 |  | 0%
7 | 21 | 3 | 0 | 0 | 0 | 0 | 0 |  | 0 | 0 |  | 0%
7 | 21 | 4 | 0 | 0 | 0 | 0 | 0 |  | 0 | 0 |  | 0%
7 | 21 | 5 | 31623.974 | 23148.569 | 6523.108 | 6523.108 | 6523.108 |  | 0 | 0 |  | 0.001139%
7 | 21 | 6 | 126725.362 | 100316.285 | 49851.261 | 18661.825 | 18181.349 |  | 0 | 0 |  | 0.008703%
7 | 21 | 7 | 196020.552 | 173650.305 | 122270.697 | 66940.301 | 47910.546 |  | 0 | 0 |  | 0.02135%
7 | 21 | 8 | 241310.736 | 227782.097 | 185868.95 | 136483.667 | 109003.792 |  | 0 | 0 |  | 0.03245%
7 | 21 | 9 | 266470.511 | 262999.293 | 234060.406 | 195069.425 | 169194.516 |  | 0 | 0 |  | 0.04086%
7 | 21 | 10 | 274119.465 | 279799.917 | 265058.634 | 237637.7 | 213211.392 |  | 0 | 0 |  | 0.04628%
7 | 21 | 11 | 266973.075 | 280461.512 | 279924.232 | 265645.783 | 245448.839 |  | 0 | 0 |  | 0.04887%
7 | 21 | 12 | 246320.377 | 265930.218 | 279073.375 | 278562.412 | 264668.826 |  | 0 | 0 |  | 0.04872%
7 | 21 | 13 | 167387.252 | 179145.321 | 192286.769 | 199194.114 | 195978.612 |  | 0 | 0 |  | 0.03357%
7 | 21 | 14 | 171303.6 | 196770.494 | 234340.747 | 261751.693 | 264417.308 | CFs | 0 | 0 |  | 0.04091%
7 | 21 | 15 | 112451.64 | 139733.124 | 187279.294 | 227562.105 | 240051.882 | CFs | 0 | 0 |  | 0.0327%
7 | 21 | 16 | 50647.805 | 70546.134 | 125715.337 | 175790.623 | 197294.9 | CFs | 0 | 0 |  | 0.02195%
7 | 21 | 17 | 16920.738 | 18379.052 | 53833.955 | 106808.889 | 133586.948 | CFs | 0 | 0 |  | 0.009399%
7 | 21 | 18 | 7166.399 | 7166.399 | 7166.399 | 29196.322 | 39946.518 |  | 0 | 0 |  | 0.001251%
7 | 21 | 19 | 0 | 0 | 0 | 0 | 0 |  | 0 | 0 |  | 0%
7 | 21 | 20 | 0 | 0 | 0 | 0 | 0 |  | 0 | 0 |  | 0%
7 | 21 | 21 | 0 | 0 | 0 | 0 | 0 |  | 0 | 0 |  | 0%
7 | 21 | 22 | 0 | 0 | 0 | 0 | 0 |  | 0 | 0 |  | 0%
7 | 21 | 23 | 0 | 0 | 0 | 0 | 0 |  | 0 | 0 |  | 0%
7 | 22 | 0 | 0 | 0 | 0 | 0 | 0 |  | 0 | 0 |  | 0%
7 | 22 | 1 | 0 | 0 | 0 | 0 | 0 |  | 0 | 0 |  | 0%
7 | 22 | 2 | 0 | 0 | 0 | 0 | 0 |  | 0 | 0 |  | 0%
7 | 22 | 3 | 0 | 0 | 0 | 0 | 0 |  | 0 | 0 |  | 0%
7 | 22 | 4 | 0 | 0 | 0 | 0 | 0 |  | 0 | 0 |  | 0%
7 | 22 | 5 | 0 | 0 | 0 | 0 | 0 |  | 0 | 0 |  | 0%
7 | 22 | 6 | 728.907 | 728.907 | 728.907 | 728.907 | 728.907 |  | 0 | 0 |  | 0.0001273%
7 | 22 | 7 | 8514.886 | 8514.886 | 8514.886 | 8514.886 | 8514.886 |  | 0 | 0 |  | 0.001487%
7 | 22 | 8 | 21884.31 | 21884.31 | 21884.31 | 21884.31 | 21884.31 |  | 0 | 0 |  | 0.003821%
7 | 22 | 9 | 175641.297 | 174140.947 | 161253.47 | 144314.92 | 133291.113 |  | 0 | 0 |  | 0.02815%
7 | 22 | 10 | 229030.706 | 233125.698 | 222867.861 | 203936.318 | 187273.722 |  | 0 | 0 |  | 0.03891%
7 | 22 | 11 | 213399.591 | 222134.272 | 221827.092 | 212649.896 | 199813.77 |  | 0 | 0 |  | 0.03873%
7 | 22 | 12 | 222352.301 | 238181.713 | 248840.487 | 248365.064 | 237016.579 |  | 0 | 0 |  | 0.04344%
7 | 22 | 13 | 184979.879 | 200533.022 | 217727.19 | 226646.306 | 222361.896 |  | 0 | 0 |  | 0.03801%
7 | 22 | 14 | 128693.797 | 138605.062 | 153506.419 | 164638.365 | 165669.634 | CFs | 0 | 0 |  | 0.0268%
7 | 22 | 15 | 95079.567 | 104255.527 | 121133.817 | 136003.452 | 140658.379 | CFs | 0 | 0 |  | 0.02115%
7 | 22 | 16 | 59940.759 | 68375.14 | 91653.148 | 113586.36 | 123193.506 | CFs | 0 | 0 |  | 0.016%
7 | 22 | 17 | 18952.252 | 20229.545 | 49500.667 | 92640.559 | 114521.517 | CFs | 0 | 0 |  | 0.008642%
7 | 22 | 18 | 8508.337 | 8508.337 | 8508.337 | 20916.347 | 27306.294 |  | 0 | 0 |  | 0.001485%
7 | 22 | 19 | 0 | 0 | 0 | 0 | 0 |  | 0 | 0 |  | 0%
7 | 22 | 20 | 0 | 0 | 0 | 0 | 0 |  | 0 | 0 |  | 0%
7 | 22 | 21 | 0 | 0 | 0 | 0 | 0 |  | 0 | 0 |  | 0%
7 | 22 | 22 | 0 | 0 | 0 | 0 | 0 |  | 0 | 0 |  | 0%
7 | 22 | 23 | 0 | 0 | 0 | 0 | 0 |  | 0 | 0 |  | 0%
7 | 23 | 0 | 0 | 0 | 0 | 0 | 0 |  | 0 | 0 |  | 0%
7 | 23 | 1 | 0 | 0 | 0 | 0 | 0 |  | 0 | 0 |  | 0%
7 | 23 | 2 | 0 | 0 | 0 | 0 | 0 |  | 0 | 0 |  | 0%
7 | 23 | 3 | 0 | 0 | 0 | 0 | 0 |  | 0 | 0 |  | 0%
7 | 23 | 4 | 0 | 0 | 0 | 0 | 0 |  | 0 | 0 |  | 0%
7 | 23 | 5 | 24005.421 | 18324.901 | 7165.996 | 7165.996 | 7165.996 |  | 0 | 0 |  | 0.001251%
7 | 23 | 6 | 122041.752 | 97592.653 | 51144.433 | 22308.473 | 21961.444 |  | 0 | 0 |  | 0.008929%
7 | 23 | 7 | 200966.371 | 178344.769 | 126210.174 | 70405.388 | 51039.609 |  | 0 | 0 |  | 0.02203%
7 | 23 | 8 | 258701.761 | 244120.975 | 198250.955 | 144245.775 | 114020.929 |  | 0 | 0 |  | 0.03461%
7 | 23 | 9 | 291011.292 | 287476.083 | 255240.91 | 211789.575 | 182852.25 |  | 0 | 0 |  | 0.04456%
7 | 23 | 10 | 304527.191 | 311471.606 | 294602.877 | 262994.994 | 234794.341 |  | 0 | 0 |  | 0.05143%
7 | 23 | 11 | 297545.783 | 313561.83 | 313081.71 | 296365.127 | 272693.74 |  | 0 | 0 |  | 0.05466%
7 | 23 | 12 | 273586.139 | 296617.603 | 312005.485 | 311235.994 | 294725.192 |  | 0 | 0 |  | 0.05447%
7 | 23 | 13 | 236544.23 | 264227.558 | 294357.255 | 309716.474 | 302110.576 |  | 0 | 0 |  | 0.05139%
7 | 23 | 14 | 187019.75 | 216400.414 | 259404.041 | 290598.957 | 293264.745 | CFs | 0 | 0 |  | 0.04529%
7 | 23 | 15 | 120365.824 | 152609.553 | 207852.389 | 254266.86 | 268331.311 | CFs | 0 | 0 |  | 0.03629%
7 | 23 | 16 | 49156.728 | 73344.01 | 139562.763 | 198795.261 | 223786.639 | CFs | 0 | 0 |  | 0.02437%
7 | 23 | 17 | 10807.68 | 12207.85 | 57456.779 | 125836.14 | 159674.249 | CFs | 0 | 0 |  | 0.01003%
7 | 23 | 18 | 5489.061 | 5489.061 | 5489.061 | 37594.535 | 51389.967 |  | 0 | 0 |  | 0.0009583%
7 | 23 | 19 | 0 | 0 | 0 | 0 | 0 |  | 0 | 0 |  | 0%
7 | 23 | 20 | 0 | 0 | 0 | 0 | 0 |  | 0 | 0 |  | 0%
7 | 23 | 21 | 0 | 0 | 0 | 0 | 0 |  | 0 | 0 |  | 0%
7 | 23 | 22 | 0 | 0 | 0 | 0 | 0 |  | 0 | 0 |  | 0%
7 | 23 | 23 | 0 | 0 | 0 | 0 | 0 |  | 0 | 0 |  | 0%
7 | 24 | 0 | 0 | 0 | 0 | 0 | 0 |  | 0 | 0 |  | 0%
7 | 24 | 1 | 0 | 0 | 0 | 0 | 0 |  | 0 | 0 |  | 0%
7 | 24 | 2 | 0 | 0 | 0 | 0 | 0 |  | 0 | 0 |  | 0%
7 | 24 | 3 | 0 | 0 | 0 | 0 | 0 |  | 0 | 0 |  | 0%
7 | 24 | 4 | 0 | 0 | 0 | 0 | 0 |  | 0 | 0 |  | 0%
7 | 24 | 5 | 41792.919 | 31038.243 | 4263.5 | 4263.5 | 4263.5 |  | 0 | 0 |  | 0.0007444%
7 | 24 | 6 | 95979.562 | 78154.794 | 44282.008 | 23278.914 | 23080.509 |  | 0 | 0 |  | 0.007731%
7 | 24 | 7 | 155150.114 | 140053.998 | 105343.354 | 68515.603 | 55620.386 |  | 0 | 0 |  | 0.01839%
7 | 24 | 8 | 149670.368 | 144189.944 | 127040.542 | 107529.231 | 97045.439 |  | 0 | 0 |  | 0.02218%
7 | 24 | 9 | 130399.919 | 129692.144 | 122982.116 | 114154.161 | 108388.108 |  | 0 | 0 |  | 0.02147%
7 | 24 | 10 | 155387.393 | 157224.53 | 152924.14 | 144964.543 | 137989.097 |  | 0 | 0 |  | 0.0267%
7 | 24 | 11 | 152014.321 | 155958.994 | 155860.705 | 151776.196 | 146074.283 |  | 0 | 0 |  | 0.02721%
7 | 24 | 12 | 152536.839 | 158588.705 | 162683.339 | 162455.196 | 158035.393 |  | 0 | 0 |  | 0.0284%
7 | 24 | 13 | 109663.594 | 113956.268 | 118729.686 | 121197.323 | 119931.028 |  | 0 | 0 |  | 0.02073%
7 | 24 | 14 | 140606.489 | 152747.214 | 170717.127 | 183945.242 | 185004.151 | CFs | 0 | 0 |  | 0.02981%
7 | 24 | 15 | 72157.67 | 74243.39 | 78116.727 | 81558.593 | 82618.209 | CFs | 0 | 0 |  | 0.01364%
7 | 24 | 16 | 45351.67 | 46133.664 | 48241.665 | 50353.586 | 51295.328 | CFs | 0 | 0 |  | 0.008422%
7 | 24 | 17 | 25850.212 | 25955.253 | 26942.882 | 28107.009 | 28765.496 | CFs | 0 | 0 |  | 0.004704%
7 | 24 | 18 | 5092.611 | 5092.611 | 5092.611 | 5092.611 | 5092.611 |  | 0 | 0 |  | 0.0008891%
7 | 24 | 19 | 0 | 0 | 0 | 0 | 0 |  | 0 | 0 |  | 0%
7 | 24 | 20 | 0 | 0 | 0 | 0 | 0 |  | 0 | 0 |  | 0%
7 | 24 | 21 | 0 | 0 | 0 | 0 | 0 |  | 0 | 0 |  | 0%
7 | 24 | 22 | 0 | 0 | 0 | 0 | 0 |  | 0 | 0 |  | 0%
7 | 24 | 23 | 0 | 0 | 0 | 0 | 0 |  | 0 | 0 |  | 0%
7 | 25 | 0 | 0 | 0 | 0 | 0 | 0 |  | 0 | 0 |  | 0%
7 | 25 | 1 | 0 | 0 | 0 | 0 | 0 |  | 0 | 0 |  | 0%
7 | 25 | 2 | 0 | 0 | 0 | 0 | 0 |  | 0 | 0 |  | 0%
7 | 25 | 3 | 0 | 0 | 0 | 0 | 0 |  | 0 | 0 |  | 0%
7 | 25 | 4 | 0 | 0 | 0 | 0 | 0 |  | 0 | 0 |  | 0%
7 | 25 | 5 | 4390.52 | 4390.52 | 4390.52 | 4390.52 | 4390.52 |  | 0 | 0 |  | 0.0007665%
7 | 25 | 6 | 13489.059 | 13489.059 | 13489.059 | 13489.059 | 13489.059 |  | 0 | 0 |  | 0.002355%
7 | 25 | 7 | 38396.477 | 38039.124 | 37260.498 | 36516.773 | 36243.539 |  | 0 | 0 |  | 0.006505%
7 | 25 | 8 | 137537.196 | 132828.081 | 117956.975 | 101107.208 | 92100.677 |  | 0 | 0 |  | 0.02059%
7 | 25 | 9 | 212570.244 | 210712.226 | 191915.641 | 166761.588 | 150061.655 |  | 0 | 0 |  | 0.03351%
7 | 25 | 10 | 277273.236 | 283906.095 | 268828.549 | 240155.498 | 214336.081 |  | 0 | 0 |  | 0.04693%
7 | 25 | 11 | 164567.602 | 169258.118 | 169166.779 | 164346.187 | 157587.232 |  | 0 | 0 |  | 0.02953%
7 | 25 | 12 | 211936.139 | 226093.327 | 235563.911 | 234988.146 | 224687.617 |  | 0 | 0 |  | 0.04113%
7 | 25 | 13 | 191632.34 | 209113.912 | 228150.354 | 237779.398 | 232691.849 |  | 0 | 0 |  | 0.03983%
7 | 25 | 14 | 170595.046 | 197399.858 | 236143.814 | 263934.718 | 265961.5 | CFs | 0 | 0 |  | 0.04123%
7 | 25 | 15 | 106758.506 | 123177.035 | 152066.88 | 176837.576 | 184257.411 | CFs | 0 | 0 |  | 0.02655%
7 | 25 | 16 | 59258.603 | 67463.643 | 89657.754 | 110564.889 | 119584.068 | CFs | 0 | 0 |  | 0.01565%
7 | 25 | 17 | 27438.752 | 28003.935 | 39391.131 | 55548.912 | 63977.791 | CFs | 0 | 0 |  | 0.006877%
7 | 25 | 18 | 7554.269 | 7554.269 | 7554.269 | 9750.553 | 10992.814 |  | 0 | 0 |  | 0.001319%
7 | 25 | 19 | 0 | 0 | 0 | 0 | 0 |  | 0 | 0 |  | 0%
7 | 25 | 20 | 0 | 0 | 0 | 0 | 0 |  | 0 | 0 |  | 0%
7 | 25 | 21 | 0 | 0 | 0 | 0 | 0 |  | 0 | 0 |  | 0%
7 | 25 | 22 | 0 | 0 | 0 | 0 | 0 |  | 0 | 0 |  | 0%
7 | 25 | 23 | 0 | 0 | 0 | 0 | 0 |  | 0 | 0 |  | 0%
7 | 26 | 0 | 0 | 0 | 0 | 0 | 0 |  | 0 | 0 |  | 0%
7 | 26 | 1 | 0 | 0 | 0 | 0 | 0 |  | 0 | 0 |  | 0%
7 | 26 | 2 | 0 | 0 | 0 | 0 | 0 |  | 0 | 0 |  | 0%
7 | 26 | 3 | 0 | 0 | 0 | 0 | 0 |  | 0 | 0 |  | 0%
7 | 26 | 4 | 0 | 0 | 0 | 0 | 0 |  | 0 | 0 |  | 0%
7 | 26 | 5 | 17126.738 | 13751.082 | 6533.011 | 6533.011 | 6533.011 |  | 0 | 0 |  | 0.001141%
7 | 26 | 6 | 105030.476 | 85541.612 | 48047.462 | 24865.404 | 24776.51 |  | 0 | 0 |  | 0.008389%
7 | 26 | 7 | 178640.821 | 160028.965 | 116239.389 | 68980.658 | 52159.226 |  | 0 | 0 |  | 0.02029%
7 | 26 | 8 | 71230.848 | 70434.062 | 67899.815 | 65059.761 | 63563.931 |  | 0 | 0 |  | 0.01185%
7 | 26 | 9 | 104172.53 | 103756.599 | 99300.046 | 93395.812 | 89505.478 |  | 0 | 0 |  | 0.01734%
7 | 26 | 10 | 177723.101 | 180574.541 | 174326.627 | 162536.51 | 152059.379 |  | 0 | 0 |  | 0.03044%
7 | 26 | 11 | 209243.858 | 218298.248 | 218172.9 | 208938.142 | 195845.718 |  | 0 | 0 |  | 0.03809%
7 | 26 | 12 | 219733.173 | 236119.653 | 246994.17 | 246278.716 | 234366.048 |  | 0 | 0 |  | 0.04312%
7 | 26 | 13 | 215603.08 | 240637.249 | 267352.578 | 280578.698 | 273384.619 |  | 0 | 0 |  | 0.04668%
7 | 26 | 14 | 170213.119 | 197190.178 | 235841.325 | 263328.663 | 265153.851 | CFs | 0 | 0 |  | 0.04118%
7 | 26 | 15 | 111118.026 | 139125.31 | 186454.251 | 225711.613 | 237137.526 | CFs | 0 | 0 |  | 0.03255%
7 | 26 | 16 | 50338.104 | 70189.195 | 123254.516 | 170819.948 | 190580.078 | CFs | 0 | 0 |  | 0.02152%
7 | 26 | 17 | 19011.046 | 19938.696 | 51559.48 | 98778.257 | 122348.105 | CFs | 0 | 0 |  | 0.009002%
7 | 26 | 18 | 7431.04 | 7431.04 | 7431.04 | 22171.443 | 28649.528 |  | 0 | 0 |  | 0.001297%
7 | 26 | 19 | 0 | 0 | 0 | 0 | 0 |  | 0 | 0 |  | 0%
7 | 26 | 20 | 0 | 0 | 0 | 0 | 0 |  | 0 | 0 |  | 0%
7 | 26 | 21 | 0 | 0 | 0 | 0 | 0 |  | 0 | 0 |  | 0%
7 | 26 | 22 | 0 | 0 | 0 | 0 | 0 |  | 0 | 0 |  | 0%
7 | 26 | 23 | 0 | 0 | 0 | 0 | 0 |  | 0 | 0 |  | 0%
7 | 27 | 0 | 0 | 0 | 0 | 0 | 0 |  | 0 | 0 |  | 0%
7 | 27 | 1 | 0 | 0 | 0 | 0 | 0 |  | 0 | 0 |  | 0%
7 | 27 | 2 | 0 | 0 | 0 | 0 | 0 |  | 0 | 0 |  | 0%
7 | 27 | 3 | 0 | 0 | 0 | 0 | 0 |  | 0 | 0 |  | 0%
7 | 27 | 4 | 0 | 0 | 0 | 0 | 0 |  | 0 | 0 |  | 0%
7 | 27 | 5 | 20817.686 | 16108.351 | 5969.07 | 5969.07 | 5969.07 |  | 0 | 0 |  | 0.001042%
7 | 27 | 6 | 116245.458 | 93049.679 | 48190.887 | 20633.479 | 20604.941 |  | 0 | 0 |  | 0.008414%
7 | 27 | 7 | 186615.956 | 166573.773 | 118826.303 | 66758.981 | 48122.703 |  | 0 | 0 |  | 0.02075%
7 | 27 | 8 | 235863.863 | 223786.672 | 183660.219 | 135219.143 | 107281.625 |  | 0 | 0 |  | 0.03206%
7 | 27 | 9 | 261022.269 | 258682.953 | 231130.272 | 192710.846 | 166202.126 |  | 0 | 0 |  | 0.04035%
7 | 27 | 10 | 269642.573 | 276142.549 | 262300.743 | 235202.799 | 210191.623 |  | 0 | 0 |  | 0.04579%
7 | 27 | 11 | 263423.081 | 277588.963 | 277474.707 | 263139.549 | 242314.96 |  | 0 | 0 |  | 0.04844%
7 | 27 | 12 | 243327.375 | 263580.74 | 276816.057 | 275883.936 | 261272.096 |  | 0 | 0 |  | 0.04833%
7 | 27 | 13 | 166759.543 | 180550.028 | 195434.262 | 202841.264 | 198677.492 |  | 0 | 0 |  | 0.03412%
7 | 27 | 14 | 122066.87 | 131596.062 | 145524.302 | 155671.545 | 156287.788 | CFs | 0 | 0 |  | 0.02541%
7 | 27 | 15 | 109004.758 | 136936.753 | 183511.38 | 221639.419 | 232524.995 | CFs | 0 | 0 |  | 0.03204%
7 | 27 | 16 | 48358.377 | 68691.477 | 122526.374 | 170297.651 | 189890.32 | CFs | 0 | 0 |  | 0.02139%
7 | 27 | 17 | 17527.704 | 18339.204 | 50955.69 | 99980.428 | 124248.954 | CFs | 0 | 0 |  | 0.008896%
7 | 27 | 18 | 6394.703 | 6394.703 | 6394.703 | 23829.282 | 31525.314 |  | 0 | 0 |  | 0.001116%
7 | 27 | 19 | 0 | 0 | 0 | 0 | 0 |  | 0 | 0 |  | 0%
7 | 27 | 20 | 0 | 0 | 0 | 0 | 0 |  | 0 | 0 |  | 0%
7 | 27 | 21 | 0 | 0 | 0 | 0 | 0 |  | 0 | 0 |  | 0%
7 | 27 | 22 | 0 | 0 | 0 | 0 | 0 |  | 0 | 0 |  | 0%
7 | 27 | 23 | 0 | 0 | 0 | 0 | 0 |  | 0 | 0 |  | 0%
7 | 28 | 0 | 0 | 0 | 0 | 0 | 0 |  | 0 | 0 |  | 0%
7 | 28 | 1 | 0 | 0 | 0 | 0 | 0 |  | 0 | 0 |  | 0%
7 | 28 | 2 | 0 | 0 | 0 | 0 | 0 |  | 0 | 0 |  | 0%
7 | 28 | 3 | 0 | 0 | 0 | 0 | 0 |  | 0 | 0 |  | 0%
7 | 28 | 4 | 0 | 0 | 0 | 0 | 0 |  | 0 | 0 |  | 0%
7 | 28 | 5 | 6041.935 | 5733.893 | 5322.614 | 5322.614 | 5322.614 |  | 0 | 0 |  | 0.0009293%
7 | 28 | 6 | 27077.678 | 26385.956 | 25162.238 | 24128.562 | 24128.562 |  | 0 | 0 |  | 0.004393%
7 | 28 | 7 | 24203.336 | 24174.638 | 24110.836 | 24049.305 | 24026.087 |  | 0 | 0 |  | 0.004209%
7 | 28 | 8 | 186111.3 | 178182.585 | 151847.805 | 120766.478 | 103203.407 |  | 0 | 0 |  | 0.02651%
7 | 28 | 9 | 206763.41 | 205337.752 | 187385.955 | 162880.02 | 146252.777 |  | 0 | 0 |  | 0.03272%
7 | 28 | 10 | 226682.777 | 231520.035 | 221600.729 | 202373.652 | 184909.316 |  | 0 | 0 |  | 0.03869%
7 | 28 | 11 | 223339.834 | 233684.469 | 233660.688 | 223281.634 | 208388.299 |  | 0 | 0 |  | 0.04079%
7 | 28 | 12 | 248714.24 | 270435.319 | 284622.923 | 283554.502 | 267795.375 |  | 0 | 0 |  | 0.04969%
7 | 28 | 13 | 117593.438 | 122849.184 | 128578.906 | 131440.094 | 129779.207 |  | 0 | 0 |  | 0.02245%
7 | 28 | 14 | 123985.356 | 133958.226 | 148481.833 | 159030.689 | 159600.879 | CFs | 0 | 0 |  | 0.02592%
7 | 28 | 15 | 108024.902 | 136951.749 | 184990.814 | 224283.435 | 235371.638 | CFs | 0 | 0 |  | 0.0323%
7 | 28 | 16 | 54650.459 | 60878.787 | 77300.396 | 92860.56 | 99470.443 | CFs | 0 | 0 |  | 0.0135%
7 | 28 | 17 | 17315.082 | 18037.714 | 50121.345 | 98479.271 | 122304.29 | CFs | 0 | 0 |  | 0.008751%
7 | 28 | 18 | 6801.35 | 6801.35 | 6801.35 | 20327.581 | 25995.412 |  | 0 | 0 |  | 0.001187%
7 | 28 | 19 | 0 | 0 | 0 | 0 | 0 |  | 0 | 0 |  | 0%
7 | 28 | 20 | 0 | 0 | 0 | 0 | 0 |  | 0 | 0 |  | 0%
7 | 28 | 21 | 0 | 0 | 0 | 0 | 0 |  | 0 | 0 |  | 0%
7 | 28 | 22 | 0 | 0 | 0 | 0 | 0 |  | 0 | 0 |  | 0%
7 | 28 | 23 | 0 | 0 | 0 | 0 | 0 |  | 0 | 0 |  | 0%
7 | 29 | 0 | 0 | 0 | 0 | 0 | 0 |  | 0 | 0 |  | 0%
7 | 29 | 1 | 0 | 0 | 0 | 0 | 0 |  | 0 | 0 |  | 0%
7 | 29 | 2 | 0 | 0 | 0 | 0 | 0 |  | 0 | 0 |  | 0%
7 | 29 | 3 | 0 | 0 | 0 | 0 | 0 |  | 0 | 0 |  | 0%
7 | 29 | 4 | 0 | 0 | 0 | 0 | 0 |  | 0 | 0 |  | 0%
7 | 29 | 5 | 21247.753 | 16626.715 | 5215.562 | 5215.562 | 5215.562 |  | 0 | 0 |  | 0.0009106%
7 | 29 | 6 | 120124.197 | 95198.279 | 46330.254 | 17120.815 | 17120.815 |  | 0 | 0 |  | 0.008089%
7 | 29 | 7 | 187360.33 | 167062.126 | 117688.803 | 63157.894 | 43330.372 |  | 0 | 0 |  | 0.02055%
7 | 29 | 8 | 231492.881 | 219941.486 | 180346.786 | 131829.048 | 103325.878 |  | 0 | 0 |  | 0.03149%
7 | 29 | 9 | 256348.477 | 254390.489 | 227085.105 | 188678.731 | 161898.885 |  | 0 | 0 |  | 0.03965%
7 | 29 | 10 | 264740.171 | 271550.503 | 258021.972 | 231149.673 | 206164.312 |  | 0 | 0 |  | 0.04505%
7 | 29 | 11 | 259935.894 | 274500.959 | 274553.592 | 260066.183 | 238908.283 |  | 0 | 0 |  | 0.04793%
7 | 29 | 12 | 240270.491 | 260919.468 | 274359.726 | 273285.16 | 258263.467 |  | 0 | 0 |  | 0.0479%
7 | 29 | 13 | 178981.917 | 195087.064 | 212280.613 | 220680.434 | 215665.192 |  | 0 | 0 |  | 0.03706%
7 | 29 | 14 | 150787.602 | 170252.874 | 198012.268 | 217732.122 | 218655.703 | CFs | 0 | 0 |  | 0.03457%
7 | 29 | 15 | 97617.892 | 109547.132 | 130271.428 | 147900.454 | 152914.532 | CFs | 0 | 0 |  | 0.02274%
7 | 29 | 16 | 54595.945 | 67734.97 | 102273.838 | 133707.73 | 146687.535 | CFs | 0 | 0 |  | 0.01786%
7 | 29 | 17 | 18309.205 | 18952.974 | 49835.854 | 96526.491 | 119585.724 | CFs | 0 | 0 |  | 0.008701%
7 | 29 | 18 | 6353.439 | 6353.439 | 6353.439 | 18054.099 | 22998.134 |  | 0 | 0 |  | 0.001109%
7 | 29 | 19 | 0 | 0 | 0 | 0 | 0 |  | 0 | 0 |  | 0%
7 | 29 | 20 | 0 | 0 | 0 | 0 | 0 |  | 0 | 0 |  | 0%
7 | 29 | 21 | 0 | 0 | 0 | 0 | 0 |  | 0 | 0 |  | 0%
7 | 29 | 22 | 0 | 0 | 0 | 0 | 0 |  | 0 | 0 |  | 0%
7 | 29 | 23 | 0 | 0 | 0 | 0 | 0 |  | 0 | 0 |  | 0%
7 | 30 | 0 | 0 | 0 | 0 | 0 | 0 |  | 0 | 0 |  | 0%
7 | 30 | 1 | 0 | 0 | 0 | 0 | 0 |  | 0 | 0 |  | 0%
7 | 30 | 2 | 0 | 0 | 0 | 0 | 0 |  | 0 | 0 |  | 0%
7 | 30 | 3 | 0 | 0 | 0 | 0 | 0 |  | 0 | 0 |  | 0%
7 | 30 | 4 | 0 | 0 | 0 | 0 | 0 |  | 0 | 0 |  | 0%
7 | 30 | 5 | 4441.602 | 4335.707 | 4194.61 | 4194.61 | 4194.61 |  | 0 | 0 |  | 0.0007323%
7 | 30 | 6 | 78078.545 | 64641.483 | 38861.29 | 22791.78 | 22791.78 |  | 0 | 0 |  | 0.006785%
7 | 30 | 7 | 150822.974 | 136513.739 | 102150.359 | 65051.448 | 51520.826 |  | 0 | 0 |  | 0.01783%
7 | 30 | 8 | 186969.882 | 179180.403 | 152540.997 | 120794.876 | 102591.465 |  | 0 | 0 |  | 0.02663%
7 | 30 | 9 | 200169.309 | 199053.037 | 182025.527 | 158556.23 | 142454.064 |  | 0 | 0 |  | 0.03178%
7 | 30 | 10 | 209456.842 | 213966.756 | 205340.193 | 188347.334 | 172782.505 |  | 0 | 0 |  | 0.03585%
7 | 30 | 11 | 180554.737 | 187437.844 | 187504.56 | 180717.165 | 170954.004 |  | 0 | 0 |  | 0.03274%
7 | 30 | 12 | 234900.258 | 254770.906 | 267669.411 | 266579.948 | 252078.759 |  | 0 | 0 |  | 0.04673%
7 | 30 | 13 | 148092.654 | 158310.863 | 169258.229 | 174595.708 | 171310.064 |  | 0 | 0 |  | 0.02955%
7 | 30 | 14 | 127230.854 | 138037.399 | 153547.399 | 164656.278 | 165102.745 | CFs | 0 | 0 |  | 0.02681%
7 | 30 | 15 | 104811.304 | 126897.822 | 163726.538 | 193951.153 | 202279.974 | CFs | 0 | 0 |  | 0.02858%
7 | 30 | 16 | 54314.763 | 70973.423 | 114162.466 | 152758.44 | 168382.631 | CFs | 0 | 0 |  | 0.01993%
7 | 30 | 17 | 10574.794 | 10574.794 | 10574.794 | 10574.794 | 10574.794 | CFs | 0 | 0 |  | 0.001846%
7 | 30 | 18 | 0 | 0 | 0 | 0 | 0 |  | 0 | 0 |  | 0%
7 | 30 | 19 | 0 | 0 | 0 | 0 | 0 |  | 0 | 0 |  | 0%
7 | 30 | 20 | 0 | 0 | 0 | 0 | 0 |  | 0 | 0 |  | 0%
7 | 30 | 21 | 0 | 0 | 0 | 0 | 0 |  | 0 | 0 |  | 0%
7 | 30 | 22 | 0 | 0 | 0 | 0 | 0 |  | 0 | 0 |  | 0%
7 | 30 | 23 | 0 | 0 | 0 | 0 | 0 |  | 0 | 0 |  | 0%
7 | 31 | 0 | 0 | 0 | 0 | 0 | 0 |  | 0 | 0 |  | 0%
7 | 31 | 1 | 0 | 0 | 0 | 0 | 0 |  | 0 | 0 |  | 0%
7 | 31 | 2 | 0 | 0 | 0 | 0 | 0 |  | 0 | 0 |  | 0%
7 | 31 | 3 | 0 | 0 | 0 | 0 | 0 |  | 0 | 0 |  | 0%
7 | 31 | 4 | 0 | 0 | 0 | 0 | 0 |  | 0 | 0 |  | 0%
7 | 31 | 5 | 11892.337 | 9566.702 | 4773.013 | 4773.013 | 4773.013 |  | 0 | 0 |  | 0.0008333%
7 | 31 | 6 | 21750.792 | 21410.13 | 20798.471 | 20288.225 | 20288.225 |  | 0 | 0 |  | 0.003631%
7 | 31 | 7 | 80621.596 | 76291.399 | 66120.37 | 55587.258 | 51670.379 |  | 0 | 0 |  | 0.01154%
7 | 31 | 8 | 99203.098 | 97028.289 | 89581.495 | 81017.1 | 76324.974 |  | 0 | 0 |  | 0.01564%
7 | 31 | 9 | 190988.529 | 190067.023 | 174276.046 | 152456.703 | 137435.599 |  | 0 | 0 |  | 0.03043%
7 | 31 | 10 | 187035.667 | 190632.626 | 183994.45 | 170867.947 | 158860.088 |  | 0 | 0 |  | 0.03212%
7 | 31 | 11 | 219889.234 | 230375.971 | 230541.568 | 220294.208 | 205410.013 |  | 0 | 0 |  | 0.04025%
7 | 31 | 12 | 184592.085 | 195593.101 | 202831.655 | 202184.788 | 194017.306 |  | 0 | 0 |  | 0.03541%
7 | 31 | 13 | 215218.963 | 241422.911 | 268682.775 | 281591.551 | 273429.892 |  | 0 | 0 |  | 0.04691%
7 | 31 | 14 | 169015.145 | 197244.192 | 236532.432 | 263745.489 | 264635.809 | CFs | 0 | 0 |  | 0.0413%
7 | 31 | 15 | 108881.748 | 138682.999 | 187374.005 | 226730.133 | 237358.181 | CFs | 0 | 0 |  | 0.03271%
7 | 31 | 16 | 46965.426 | 68517.171 | 124244.159 | 173281.563 | 192817.037 | CFs | 0 | 0 |  | 0.02169%
7 | 31 | 17 | 17375.507 | 17842.992 | 50431.797 | 100409.779 | 124812.766 | CFs | 0 | 0 |  | 0.008805%
7 | 31 | 18 | 6214.721 | 6214.721 | 6214.721 | 18255.878 | 23021.301 |  | 0 | 0 |  | 0.001085%
7 | 31 | 19 | 0 | 0 | 0 | 0 | 0 |  | 0 | 0 |  | 0%
7 | 31 | 20 | 0 | 0 | 0 | 0 | 0 |  | 0 | 0 |  | 0%
7 | 31 | 21 | 0 | 0 | 0 | 0 | 0 |  | 0 | 0 |  | 0%
7 | 31 | 22 | 0 | 0 | 0 | 0 | 0 |  | 0 | 0 |  | 0%
7 | 31 | 23 | 0 | 0 | 0 | 0 | 0 |  | 0 | 0 |  | 0%
8 | 1 | 0 | 0 | 0 | 0 | 0 | 0 |  | 0 | 0 |  | 0%
8 | 1 | 1 | 0 | 0 | 0 | 0 | 0 |  | 0 | 0 |  | 0%
8 | 1 | 2 | 0 | 0 | 0 | 0 | 0 |  | 0 | 0 |  | 0%
8 | 1 | 3 | 0 | 0 | 0 | 0 | 0 |  | 0 | 0 |  | 0%
8 | 1 | 4 | 0 | 0 | 0 | 0 | 0 |  | 0 | 0 |  | 0%
8 | 1 | 5 | 16454.044 | 12634.623 | 4479.915 | 4479.915 | 4479.915 |  | 0 | 0 |  | 0.0007821%
8 | 1 | 6 | 109337.135 | 88123.269 | 46562.999 | 21520.87 | 21520.87 |  | 0 | 0 |  | 0.008129%
8 | 1 | 7 | 179492.78 | 161106.172 | 115876.306 | 66271.384 | 47918.514 |  | 0 | 0 |  | 0.02023%
8 | 1 | 8 | 229322.993 | 218484.514 | 179962.846 | 132928.999 | 105144.503 |  | 0 | 0 |  | 0.03142%
8 | 1 | 9 | 258200.877 | 256815.557 | 229349.668 | 190545.346 | 163271.341 |  | 0 | 0 |  | 0.04004%
8 | 1 | 10 | 268616.558 | 276403.912 | 262493.745 | 234266.038 | 207797.712 |  | 0 | 0 |  | 0.04583%
8 | 1 | 11 | 262628.782 | 278426.569 | 278772.365 | 263481.599 | 240949.609 |  | 0 | 0 |  | 0.04867%
8 | 1 | 12 | 237439.045 | 258239.267 | 271717.536 | 270462.123 | 255147.594 |  | 0 | 0 |  | 0.04744%
8 | 1 | 13 | 205484.829 | 229676.426 | 254898.573 | 266804.898 | 259050.334 |  | 0 | 0 |  | 0.0445%
8 | 1 | 14 | 145595.801 | 163050.861 | 187703.003 | 205078.15 | 205528.794 | CFs | 0 | 0 |  | 0.03277%
8 | 1 | 15 | 101215.956 | 118693.027 | 148120.695 | 172590.642 | 179206.016 | CFs | 0 | 0 |  | 0.02586%
8 | 1 | 16 | 52775.693 | 64870.975 | 96106.152 | 124588.265 | 136141.523 | CFs | 0 | 0 |  | 0.01678%
8 | 1 | 17 | 21681.236 | 21958.165 | 42511.733 | 73822.16 | 89384.19 | CFs | 0 | 0 |  | 0.007422%
8 | 1 | 18 | 5405.226 | 5405.226 | 5405.226 | 11108.744 | 13468.623 |  | 0 | 0 |  | 0.0009437%
8 | 1 | 19 | 0 | 0 | 0 | 0 | 0 |  | 0 | 0 |  | 0%
8 | 1 | 20 | 0 | 0 | 0 | 0 | 0 |  | 0 | 0 |  | 0%
8 | 1 | 21 | 0 | 0 | 0 | 0 | 0 |  | 0 | 0 |  | 0%
8 | 1 | 22 | 0 | 0 | 0 | 0 | 0 |  | 0 | 0 |  | 0%
8 | 1 | 23 | 0 | 0 | 0 | 0 | 0 |  | 0 | 0 |  | 0%
8 | 2 | 0 | 0 | 0 | 0 | 0 | 0 |  | 0 | 0 |  | 0%
8 | 2 | 1 | 0 | 0 | 0 | 0 | 0 |  | 0 | 0 |  | 0%
8 | 2 | 2 | 0 | 0 | 0 | 0 | 0 |  | 0 | 0 |  | 0%
8 | 2 | 3 | 0 | 0 | 0 | 0 | 0 |  | 0 | 0 |  | 0%
8 | 2 | 4 | 0 | 0 | 0 | 0 | 0 |  | 0 | 0 |  | 0%
8 | 2 | 5 | 6901.57 | 5993.863 | 4049.213 | 4049.213 | 4049.213 |  | 0 | 0 |  | 0.0007069%
8 | 2 | 6 | 99992.31 | 81796.544 | 46058.76 | 24606.531 | 24606.531 |  | 0 | 0 |  | 0.008041%
8 | 2 | 7 | 172966.231 | 155973.382 | 113901.737 | 67749.846 | 50496.802 |  | 0 | 0 |  | 0.01989%
8 | 2 | 8 | 221968.35 | 212033.341 | 176117.995 | 132067.864 | 105881.515 |  | 0 | 0 |  | 0.03075%
8 | 2 | 9 | 253002.571 | 251884.879 | 225694.017 | 188327.736 | 161801.27 |  | 0 | 0 |  | 0.0394%
8 | 2 | 10 | 174706.226 | 178178.665 | 172205.762 | 160163.205 | 149029.446 |  | 0 | 0 |  | 0.03007%
8 | 2 | 11 | 257078.36 | 272377.178 | 272806.63 | 258140.796 | 236349.8 |  | 0 | 0 |  | 0.04763%
8 | 2 | 12 | 238496.138 | 260073.094 | 273946.658 | 272600.917 | 256744.23 |  | 0 | 0 |  | 0.04783%
8 | 2 | 13 | 205863.855 | 231368.892 | 257656.443 | 269886.656 | 261695.271 |  | 0 | 0 |  | 0.04498%
8 | 2 | 14 | 135897.159 | 151100.74 | 172466.954 | 187457.398 | 187737.993 | CFs | 0 | 0 |  | 0.03011%
8 | 2 | 15 | 94334.815 | 106478.249 | 127055.942 | 144243.641 | 148831.725 | CFs | 0 | 0 |  | 0.02218%
8 | 2 | 16 | 51737.782 | 64584.916 | 97522.759 | 127245.845 | 139142.216 | CFs | 0 | 0 |  | 0.01703%
8 | 2 | 17 | 20674.038 | 20941.28 | 47989.813 | 89119.747 | 109294.35 | CFs | 0 | 0 |  | 0.008378%
8 | 2 | 18 | 5306.867 | 5306.867 | 5306.867 | 15080.127 | 19155.111 |  | 0 | 0 |  | 0.0009265%
8 | 2 | 19 | 0 | 0 | 0 | 0 | 0 |  | 0 | 0 |  | 0%
8 | 2 | 20 | 0 | 0 | 0 | 0 | 0 |  | 0 | 0 |  | 0%
8 | 2 | 21 | 0 | 0 | 0 | 0 | 0 |  | 0 | 0 |  | 0%
8 | 2 | 22 | 0 | 0 | 0 | 0 | 0 |  | 0 | 0 |  | 0%
8 | 2 | 23 | 0 | 0 | 0 | 0 | 0 |  | 0 | 0 |  | 0%
8 | 3 | 0 | 0 | 0 | 0 | 0 | 0 |  | 0 | 0 |  | 0%
8 | 3 | 1 | 0 | 0 | 0 | 0 | 0 |  | 0 | 0 |  | 0%
8 | 3 | 2 | 0 | 0 | 0 | 0 | 0 |  | 0 | 0 |  | 0%
8 | 3 | 3 | 0 | 0 | 0 | 0 | 0 |  | 0 | 0 |  | 0%
8 | 3 | 4 | 0 | 0 | 0 | 0 | 0 |  | 0 | 0 |  | 0%
8 | 3 | 5 | 0 | 0 | 0 | 0 | 0 |  | 0 | 0 |  | 0%
8 | 3 | 6 | 17216.515 | 17112.291 | 16922.073 | 16765.219 | 16765.219 |  | 0 | 0 |  | 0.002954%
8 | 3 | 7 | 21041.605 | 21041.605 | 21041.605 | 21041.605 | 21041.605 |  | 0 | 0 |  | 0.003674%
8 | 3 | 8 | 66388.699 | 65775.604 | 63573.326 | 61025.007 | 59611.915 |  | 0 | 0 |  | 0.0111%
8 | 3 | 9 | 202496.219 | 201875.941 | 184235.599 | 159518.175 | 142235.391 |  | 0 | 0 |  | 0.03217%
8 | 3 | 10 | 274272.93 | 283068.162 | 268441.067 | 238271.684 | 209799.825 |  | 0 | 0 |  | 0.04687%
8 | 3 | 11 | 268070.031 | 285493.325 | 286093.862 | 269545.388 | 245040.236 |  | 0 | 0 |  | 0.04995%
8 | 3 | 12 | 207166.761 | 222813.537 | 233017.574 | 231981.852 | 220288.538 |  | 0 | 0 |  | 0.04068%
8 | 3 | 13 | 131792.927 | 139066.7 | 146773.506 | 150420.3 | 147901.208 |  | 0 | 0 |  | 0.02562%
8 | 3 | 14 | 165041.959 | 192093.245 | 229658.188 | 255681.925 | 255977.481 | CFs | 0 | 0 |  | 0.0401%
8 | 3 | 15 | 107986.12 | 135294.836 | 179967.288 | 216314.506 | 225769.67 | CFs | 0 | 0 |  | 0.03142%
8 | 3 | 16 | 49664.502 | 68776.33 | 117663.051 | 161246.363 | 178432.644 | CFs | 0 | 0 |  | 0.02054%
8 | 3 | 17 | 20237.956 | 20404.563 | 48442.395 | 91633.882 | 112796.632 | CFs | 0 | 0 |  | 0.008457%
8 | 3 | 18 | 5082.475 | 5082.475 | 5082.475 | 16109.456 | 20414.57 |  | 0 | 0 |  | 0.0008873%
8 | 3 | 19 | 0 | 0 | 0 | 0 | 0 |  | 0 | 0 |  | 0%
8 | 3 | 20 | 0 | 0 | 0 | 0 | 0 |  | 0 | 0 |  | 0%
8 | 3 | 21 | 0 | 0 | 0 | 0 | 0 |  | 0 | 0 |  | 0%
8 | 3 | 22 | 0 | 0 | 0 | 0 | 0 |  | 0 | 0 |  | 0%
8 | 3 | 23 | 0 | 0 | 0 | 0 | 0 |  | 0 | 0 |  | 0%
8 | 4 | 0 | 0 | 0 | 0 | 0 | 0 |  | 0 | 0 |  | 0%
8 | 4 | 1 | 0 | 0 | 0 | 0 | 0 |  | 0 | 0 |  | 0%
8 | 4 | 2 | 0 | 0 | 0 | 0 | 0 |  | 0 | 0 |  | 0%
8 | 4 | 3 | 0 | 0 | 0 | 0 | 0 |  | 0 | 0 |  | 0%
8 | 4 | 4 | 0 | 0 | 0 | 0 | 0 |  | 0 | 0 |  | 0%
8 | 4 | 5 | 13926.856 | 10684.445 | 3384.218 | 3384.218 | 3384.218 |  | 0 | 0 |  | 0.0005908%
8 | 4 | 6 | 117683.707 | 93725.202 | 45955.81 | 18259.753 | 18259.753 |  | 0 | 0 |  | 0.008023%
8 | 4 | 7 | 191973.071 | 171785.886 | 120692.212 | 63952.01 | 42596.845 |  | 0 | 0 |  | 0.02107%
8 | 4 | 8 | 242508.477 | 231176.503 | 188713.534 | 135999.223 | 104084.518 |  | 0 | 0 |  | 0.03295%
8 | 4 | 9 | 272375.392 | 271581.178 | 241846.317 | 199135.634 | 168568.942 |  | 0 | 0 |  | 0.04222%
8 | 4 | 10 | 284536.115 | 293887.236 | 278874.952 | 247497.073 | 217616.229 |  | 0 | 0 |  | 0.04869%
8 | 4 | 11 | 278377.37 | 296654.218 | 297398.695 | 280211.903 | 254546.648 |  | 0 | 0 |  | 0.05192%
8 | 4 | 12 | 255071.808 | 279609.23 | 295389.998 | 293736.176 | 275536.919 |  | 0 | 0 |  | 0.05157%
8 | 4 | 13 | 218723.108 | 247627.817 | 277317.374 | 290948.02 | 281287.68 |  | 0 | 0 |  | 0.04842%
8 | 4 | 14 | 170209.716 | 201521.157 | 244420.313 | 273722.121 | 273837.841 | CFs | 0 | 0 |  | 0.04267%
8 | 4 | 15 | 106482.152 | 140204.682 | 194093.502 | 237075.067 | 247986.849 | CFs | 0 | 0 |  | 0.03389%
8 | 4 | 16 | 39125.943 | 63840.249 | 126898.864 | 181993.122 | 203264.206 | CFs | 0 | 0 |  | 0.02216%
8 | 4 | 17 | 12537.508 | 12597.713 | 49228.13 | 107829.702 | 135993.658 | CFs | 0 | 0 |  | 0.008595%
8 | 4 | 18 | 3703.164 | 3703.164 | 3703.164 | 20727.464 | 26796.68 |  | 0 | 0 |  | 0.0006465%
8 | 4 | 19 | 0 | 0 | 0 | 0 | 0 |  | 0 | 0 |  | 0%
8 | 4 | 20 | 0 | 0 | 0 | 0 | 0 |  | 0 | 0 |  | 0%
8 | 4 | 21 | 0 | 0 | 0 | 0 | 0 |  | 0 | 0 |  | 0%
8 | 4 | 22 | 0 | 0 | 0 | 0 | 0 |  | 0 | 0 |  | 0%
8 | 4 | 23 | 0 | 0 | 0 | 0 | 0 |  | 0 | 0 |  | 0%
8 | 5 | 0 | 0 | 0 | 0 | 0 | 0 |  | 0 | 0 |  | 0%
8 | 5 | 1 | 0 | 0 | 0 | 0 | 0 |  | 0 | 0 |  | 0%
8 | 5 | 2 | 0 | 0 | 0 | 0 | 0 |  | 0 | 0 |  | 0%
8 | 5 | 3 | 0 | 0 | 0 | 0 | 0 |  | 0 | 0 |  | 0%
8 | 5 | 4 | 0 | 0 | 0 | 0 | 0 |  | 0 | 0 |  | 0%
8 | 5 | 5 | 19728.754 | 14906.166 | 2443.404 | 2443.404 | 2443.404 |  | 0 | 0 |  | 0.0004266%
8 | 5 | 6 | 140300.081 | 109536.664 | 46913.753 | 11659.067 | 11659.067 |  | 0 | 0 |  | 0.008191%
8 | 5 | 7 | 207840.055 | 185535.027 | 127693.911 | 61961.565 | 37043.626 |  | 0 | 0 |  | 0.02229%
8 | 5 | 8 | 253011.923 | 241334.49 | 196410.466 | 139523.07 | 104329.6 |  | 0 | 0 |  | 0.03429%
8 | 5 | 9 | 278885.83 | 278329.743 | 247859.648 | 203418.793 | 171141.21 |  | 0 | 0 |  | 0.04327%
8 | 5 | 10 | 286051.766 | 295410.588 | 280904.529 | 250082.801 | 220360.272 |  | 0 | 0 |  | 0.04904%
8 | 5 | 11 | 279208.664 | 297172.307 | 298016.565 | 281296.084 | 256104.833 |  | 0 | 0 |  | 0.05203%
8 | 5 | 12 | 255832.908 | 280449.692 | 296187.807 | 294484.508 | 276242.365 |  | 0 | 0 |  | 0.05171%
8 | 5 | 13 | 219058.002 | 248033.038 | 277547.361 | 290934.433 | 281185.443 |  | 0 | 0 |  | 0.04846%
8 | 5 | 14 | 171276.485 | 202747.329 | 245513.455 | 274484.918 | 274383.462 | CFs | 0 | 0 |  | 0.04286%
8 | 5 | 15 | 106069.087 | 139978.406 | 193845.383 | 236500.731 | 247116.192 | CFs | 0 | 0 |  | 0.03384%
8 | 5 | 16 | 41075.017 | 65152.268 | 126100.923 | 179193.146 | 199496.202 | CFs | 0 | 0 |  | 0.02202%
8 | 5 | 17 | 15333.877 | 15333.877 | 49226.599 | 103441.311 | 129481.293 | CFs | 0 | 0 |  | 0.008594%
8 | 5 | 18 | 3788.083 | 3788.083 | 3788.083 | 17387.267 | 22774.714 |  | 0 | 0 |  | 0.0006614%
8 | 5 | 19 | 0 | 0 | 0 | 0 | 0 |  | 0 | 0 |  | 0%
8 | 5 | 20 | 0 | 0 | 0 | 0 | 0 |  | 0 | 0 |  | 0%
8 | 5 | 21 | 0 | 0 | 0 | 0 | 0 |  | 0 | 0 |  | 0%
8 | 5 | 22 | 0 | 0 | 0 | 0 | 0 |  | 0 | 0 |  | 0%
8 | 5 | 23 | 0 | 0 | 0 | 0 | 0 |  | 0 | 0 |  | 0%
8 | 6 | 0 | 0 | 0 | 0 | 0 | 0 |  | 0 | 0 |  | 0%
8 | 6 | 1 | 0 | 0 | 0 | 0 | 0 |  | 0 | 0 |  | 0%
8 | 6 | 2 | 0 | 0 | 0 | 0 | 0 |  | 0 | 0 |  | 0%
8 | 6 | 3 | 0 | 0 | 0 | 0 | 0 |  | 0 | 0 |  | 0%
8 | 6 | 4 | 0 | 0 | 0 | 0 | 0 |  | 0 | 0 |  | 0%
8 | 6 | 5 | 8539.767 | 6393.329 | 2156.475 | 2156.475 | 2156.475 |  | 0 | 0 |  | 0.0003765%
8 | 6 | 6 | 110561.802 | 88589.511 | 44355.247 | 18707.028 | 18707.028 |  | 0 | 0 |  | 0.007744%
8 | 6 | 7 | 178043.48 | 160275.619 | 114253.049 | 62503.922 | 42656.584 |  | 0 | 0 |  | 0.01995%
8 | 6 | 8 | 226028.074 | 216285.089 | 178136.814 | 129948.283 | 100202.02 |  | 0 | 0 |  | 0.0311%
8 | 6 | 9 | 252881.044 | 252624.66 | 226136.114 | 187378.151 | 159117.023 |  | 0 | 0 |  | 0.03948%
8 | 6 | 10 | 263492.281 | 272295.817 | 259133.977 | 230887.825 | 203527.44 |  | 0 | 0 |  | 0.04524%
8 | 6 | 11 | 257366.361 | 274104.684 | 274997.827 | 259574.48 | 236222.125 |  | 0 | 0 |  | 0.04801%
8 | 6 | 12 | 231048.609 | 251898.648 | 265232.518 | 263742.554 | 248226.446 |  | 0 | 0 |  | 0.04631%
8 | 6 | 13 | 199527.674 | 223495.276 | 247906.621 | 258918.38 | 250676.649 |  | 0 | 0 |  | 0.04328%
8 | 6 | 14 | 158471.543 | 182793.957 | 215871.522 | 238317.738 | 238069.193 | CFs | 0 | 0 |  | 0.03769%
8 | 6 | 15 | 83708.394 | 91036.845 | 103403.11 | 113695.584 | 116270.086 | CFs | 0 | 0 |  | 0.01805%
8 | 6 | 16 | 52125.32 | 61332.803 | 84456.477 | 105471.763 | 113687.664 | CFs | 0 | 0 |  | 0.01475%
8 | 6 | 17 | 25608.362 | 25608.362 | 45029.604 | 74622.104 | 89165.994 | CFs | 0 | 0 |  | 0.007862%
8 | 6 | 18 | 3204.767 | 3204.767 | 3204.767 | 6953.511 | 8542.706 |  | 0 | 0 |  | 0.0005595%
8 | 6 | 19 | 0 | 0 | 0 | 0 | 0 |  | 0 | 0 |  | 0%
8 | 6 | 20 | 0 | 0 | 0 | 0 | 0 |  | 0 | 0 |  | 0%
8 | 6 | 21 | 0 | 0 | 0 | 0 | 0 |  | 0 | 0 |  | 0%
8 | 6 | 22 | 0 | 0 | 0 | 0 | 0 |  | 0 | 0 |  | 0%
8 | 6 | 23 | 0 | 0 | 0 | 0 | 0 |  | 0 | 0 |  | 0%
8 | 7 | 0 | 0 | 0 | 0 | 0 | 0 |  | 0 | 0 |  | 0%
8 | 7 | 1 | 0 | 0 | 0 | 0 | 0 |  | 0 | 0 |  | 0%
8 | 7 | 2 | 0 | 0 | 0 | 0 | 0 |  | 0 | 0 |  | 0%
8 | 7 | 3 | 0 | 0 | 0 | 0 | 0 |  | 0 | 0 |  | 0%
8 | 7 | 4 | 0 | 0 | 0 | 0 | 0 |  | 0 | 0 |  | 0%
8 | 7 | 5 | 8539.224 | 6409.69 | 1843.214 | 1843.214 | 1843.214 |  | 0 | 0 |  | 0.0003218%
8 | 7 | 6 | 105929.59 | 85116.407 | 43196.152 | 18912.233 | 18912.233 |  | 0 | 0 |  | 0.007542%
8 | 7 | 7 | 178412.989 | 160457.573 | 113719.625 | 61324.242 | 41186.915 |  | 0 | 0 |  | 0.01985%
8 | 7 | 8 | 230389.18 | 220348.865 | 180406.974 | 130093.98 | 98993.53 |  | 0 | 0 |  | 0.0315%
8 | 7 | 9 | 256762.784 | 256739.508 | 229187.32 | 188917.745 | 159563.95 |  | 0 | 0 |  | 0.04001%
8 | 7 | 10 | 112748.909 | 114375.861 | 112035.784 | 107088.212 | 102423.406 |  | 0 | 0 |  | 0.01956%
8 | 7 | 11 | 264168.574 | 282381.771 | 283472.042 | 266853.392 | 241677.632 |  | 0 | 0 |  | 0.04949%
8 | 7 | 12 | 113607.124 | 118041.952 | 120933.426 | 120598.329 | 117231.329 |  | 0 | 0 |  | 0.02111%
8 | 7 | 13 | 209526.364 | 239051.005 | 268988.901 | 282369.552 | 272084.205 |  | 0 | 0 |  | 0.04696%
8 | 7 | 14 | 162409.978 | 192989.07 | 234304.781 | 262147.055 | 261626.209 | CFs | 0 | 0 |  | 0.04091%
8 | 7 | 15 | 84742.621 | 94383.203 | 110591.959 | 124023.506 | 127317.285 | CFs | 0 | 0 |  | 0.01931%
8 | 7 | 16 | 41674.721 | 62918.185 | 116325.572 | 163232.969 | 181005.034 | CFs | 0 | 0 |  | 0.02031%
8 | 7 | 17 | 17436.149 | 17436.149 | 44658.224 | 88574.783 | 109786.588 | CFs | 0 | 0 |  | 0.007797%
8 | 7 | 18 | 3051.792 | 3051.792 | 3051.792 | 10370.295 | 13363.766 |  | 0 | 0 |  | 0.0005328%
8 | 7 | 19 | 0 | 0 | 0 | 0 | 0 |  | 0 | 0 |  | 0%
8 | 7 | 20 | 0 | 0 | 0 | 0 | 0 |  | 0 | 0 |  | 0%
8 | 7 | 21 | 0 | 0 | 0 | 0 | 0 |  | 0 | 0 |  | 0%
8 | 7 | 22 | 0 | 0 | 0 | 0 | 0 |  | 0 | 0 |  | 0%
8 | 7 | 23 | 0 | 0 | 0 | 0 | 0 |  | 0 | 0 |  | 0%
8 | 8 | 0 | 0 | 0 | 0 | 0 | 0 |  | 0 | 0 |  | 0%
8 | 8 | 1 | 0 | 0 | 0 | 0 | 0 |  | 0 | 0 |  | 0%
8 | 8 | 2 | 0 | 0 | 0 | 0 | 0 |  | 0 | 0 |  | 0%
8 | 8 | 3 | 0 | 0 | 0 | 0 | 0 |  | 0 | 0 |  | 0%
8 | 8 | 4 | 0 | 0 | 0 | 0 | 0 |  | 0 | 0 |  | 0%
8 | 8 | 5 | 10177.797 | 7288.636 | 1404.25 | 1404.25 | 1404.25 |  | 0 | 0 |  | 0.0002452%
8 | 8 | 6 | 110616.17 | 88150.53 | 42440.793 | 16478.775 | 16478.775 |  | 0 | 0 |  | 0.00741%
8 | 8 | 7 | 181972.243 | 163468.801 | 114593.11 | 59301.316 | 37876.566 |  | 0 | 0 |  | 0.02001%
8 | 8 | 8 | 151151.955 | 146564.273 | 128173.304 | 105657.73 | 92127.195 |  | 0 | 0 |  | 0.02238%
8 | 8 | 9 | 140249.751 | 140316.231 | 132362.741 | 120963.98 | 112798.451 |  | 0 | 0 |  | 0.02311%
8 | 8 | 10 | 132748.555 | 134993.235 | 131878.019 | 125201.628 | 118855.774 |  | 0 | 0 |  | 0.02302%
8 | 8 | 11 | 205381.074 | 216396.665 | 217129.921 | 207171.607 | 192153.117 |  | 0 | 0 |  | 0.03791%
8 | 8 | 12 | 191165.615 | 205841.347 | 215290.916 | 214170.388 | 203106.012 |  | 0 | 0 |  | 0.03759%
8 | 8 | 13 | 180057.084 | 199061.847 | 218455.35 | 227118.086 | 220277.87 |  | 0 | 0 |  | 0.03814%
8 | 8 | 14 | 115337.637 | 125547.747 | 139590.556 | 149241.055 | 148983.243 | CFs | 0 | 0 |  | 0.02437%
8 | 8 | 15 | 89528.873 | 101307.173 | 120748.071 | 136648.919 | 140462.687 | CFs | 0 | 0 |  | 0.02108%
8 | 8 | 16 | 48768.763 | 61343.25 | 92655.065 | 120749.36 | 131469.035 | CFs | 0 | 0 |  | 0.01618%
8 | 8 | 17 | 24053.671 | 24053.671 | 26295.704 | 29452.487 | 31044.95 | CFs | 0 | 0 |  | 0.004591%
8 | 8 | 18 | 1169.825 | 1169.825 | 1169.825 | 1169.825 | 1169.825 |  | 0 | 0 |  | 0.0002042%
8 | 8 | 19 | 0 | 0 | 0 | 0 | 0 |  | 0 | 0 |  | 0%
8 | 8 | 20 | 0 | 0 | 0 | 0 | 0 |  | 0 | 0 |  | 0%
8 | 8 | 21 | 0 | 0 | 0 | 0 | 0 |  | 0 | 0 |  | 0%
8 | 8 | 22 | 0 | 0 | 0 | 0 | 0 |  | 0 | 0 |  | 0%
8 | 8 | 23 | 0 | 0 | 0 | 0 | 0 |  | 0 | 0 |  | 0%
8 | 9 | 0 | 0 | 0 | 0 | 0 | 0 |  | 0 | 0 |  | 0%
8 | 9 | 1 | 0 | 0 | 0 | 0 | 0 |  | 0 | 0 |  | 0%
8 | 9 | 2 | 0 | 0 | 0 | 0 | 0 |  | 0 | 0 |  | 0%
8 | 9 | 3 | 0 | 0 | 0 | 0 | 0 |  | 0 | 0 |  | 0%
8 | 9 | 4 | 0 | 0 | 0 | 0 | 0 |  | 0 | 0 |  | 0%
8 | 9 | 5 | 1244.788 | 1244.788 | 1244.788 | 1244.788 | 1244.788 |  | 0 | 0 |  | 0.0002173%
8 | 9 | 6 | 21847.847 | 21409.602 | 20580.113 | 19910.599 | 19910.599 |  | 0 | 0 |  | 0.003593%
8 | 9 | 7 | 66669.032 | 63807.327 | 56554.088 | 48893.477 | 45803.842 |  | 0 | 0 |  | 0.009874%
8 | 9 | 8 | 214027.461 | 205719.773 | 171225.753 | 127549.469 | 100315.568 |  | 0 | 0 |  | 0.02989%
8 | 9 | 9 | 196799.745 | 197096.743 | 180343.063 | 155878.482 | 138036.245 |  | 0 | 0 |  | 0.03149%
8 | 9 | 10 | 258141.913 | 267457.052 | 254965.061 | 227292.829 | 200126.05 |  | 0 | 0 |  | 0.04451%
8 | 9 | 11 | 255305.099 | 272780.917 | 274049.505 | 258432.17 | 234495.334 |  | 0 | 0 |  | 0.04785%
8 | 9 | 12 | 233043.83 | 256070.243 | 270716.18 | 268942.527 | 251701.274 |  | 0 | 0 |  | 0.04726%
8 | 9 | 13 | 200152.211 | 226658.793 | 253304.637 | 264999.048 | 255527.812 |  | 0 | 0 |  | 0.04422%
8 | 9 | 14 | 157297.157 | 183866.777 | 219415.445 | 243142.274 | 242329.252 | CFs | 0 | 0 |  | 0.03831%
8 | 9 | 15 | 102584.974 | 128562.732 | 169664.95 | 202075.402 | 209591.824 | CFs | 0 | 0 |  | 0.02962%
8 | 9 | 16 | 47044.834 | 61304.99 | 96761.773 | 128221.08 | 140041.422 | CFs | 0 | 0 |  | 0.01689%
8 | 9 | 17 | 18286.385 | 18286.385 | 18728.471 | 19250.857 | 19523.665 | CFs | 0 | 0 |  | 0.00327%
8 | 9 | 18 | 0 | 0 | 0 | 0 | 0 |  | 0 | 0 |  | 0%
8 | 9 | 19 | 0 | 0 | 0 | 0 | 0 |  | 0 | 0 |  | 0%
8 | 9 | 20 | 0 | 0 | 0 | 0 | 0 |  | 0 | 0 |  | 0%
8 | 9 | 21 | 0 | 0 | 0 | 0 | 0 |  | 0 | 0 |  | 0%
8 | 9 | 22 | 0 | 0 | 0 | 0 | 0 |  | 0 | 0 |  | 0%
8 | 9 | 23 | 0 | 0 | 0 | 0 | 0 |  | 0 | 0 |  | 0%
8 | 10 | 0 | 0 | 0 | 0 | 0 | 0 |  | 0 | 0 |  | 0%
8 | 10 | 1 | 0 | 0 | 0 | 0 | 0 |  | 0 | 0 |  | 0%
8 | 10 | 2 | 0 | 0 | 0 | 0 | 0 |  | 0 | 0 |  | 0%
8 | 10 | 3 | 0 | 0 | 0 | 0 | 0 |  | 0 | 0 |  | 0%
8 | 10 | 4 | 0 | 0 | 0 | 0 | 0 |  | 0 | 0 |  | 0%
8 | 10 | 5 | 0 | 0 | 0 | 0 | 0 |  | 0 | 0 |  | 0%
8 | 10 | 6 | 27430.774 | 26328.202 | 24180.361 | 22651.387 | 22651.387 |  | 0 | 0 |  | 0.004222%
8 | 10 | 7 | 113409.795 | 105088.813 | 83237.423 | 59192.359 | 49676.959 |  | 0 | 0 |  | 0.01453%
8 | 10 | 8 | 162660.959 | 157505.452 | 135776.685 | 108757.884 | 92220.614 |  | 0 | 0 |  | 0.0237%
8 | 10 | 9 | 177373.008 | 177734.436 | 164557.778 | 145254.418 | 131128.218 |  | 0 | 0 |  | 0.02873%
8 | 10 | 10 | 199744.956 | 205641.702 | 198021.612 | 181110.306 | 164627.584 |  | 0 | 0 |  | 0.03457%
8 | 10 | 11 | 255051.209 | 272656.33 | 274043.693 | 258482.573 | 234410.941 |  | 0 | 0 |  | 0.04784%
8 | 10 | 12 | 203970.92 | 220729.812 | 231439.21 | 230109.045 | 217471.916 |  | 0 | 0 |  | 0.04041%
8 | 10 | 13 | 188129.367 | 210929.039 | 233826.227 | 243809.853 | 235513.675 |  | 0 | 0 |  | 0.04082%
8 | 10 | 14 | 156213.423 | 181097.467 | 214206.616 | 236182.502 | 235255.954 | CFs | 0 | 0 |  | 0.0374%
8 | 10 | 15 | 105847.621 | 128207.635 | 163542.813 | 191376.269 | 197708.885 | CFs | 0 | 0 |  | 0.02855%
8 | 10 | 16 | 56109.685 | 69772.349 | 103223.825 | 133031.519 | 144162.354 | CFs | 0 | 0 |  | 0.01802%
8 | 10 | 17 | 20676.374 | 20676.374 | 35793.015 | 60068.753 | 71879.457 | CFs | 0 | 0 |  | 0.006249%
8 | 10 | 18 | 87.918 | 87.918 | 87.918 | 87.918 | 87.918 |  | 0 | 0 |  | 1.535e-05%
8 | 10 | 19 | 0 | 0 | 0 | 0 | 0 |  | 0 | 0 |  | 0%
8 | 10 | 20 | 0 | 0 | 0 | 0 | 0 |  | 0 | 0 |  | 0%
8 | 10 | 21 | 0 | 0 | 0 | 0 | 0 |  | 0 | 0 |  | 0%
8 | 10 | 22 | 0 | 0 | 0 | 0 | 0 |  | 0 | 0 |  | 0%
8 | 10 | 23 | 0 | 0 | 0 | 0 | 0 |  | 0 | 0 |  | 0%
8 | 11 | 0 | 0 | 0 | 0 | 0 | 0 |  | 0 | 0 |  | 0%
8 | 11 | 1 | 0 | 0 | 0 | 0 | 0 |  | 0 | 0 |  | 0%
8 | 11 | 2 | 0 | 0 | 0 | 0 | 0 |  | 0 | 0 |  | 0%
8 | 11 | 3 | 0 | 0 | 0 | 0 | 0 |  | 0 | 0 |  | 0%
8 | 11 | 4 | 0 | 0 | 0 | 0 | 0 |  | 0 | 0 |  | 0%
8 | 11 | 5 | 0 | 0 | 0 | 0 | 0 |  | 0 | 0 |  | 0%
8 | 11 | 6 | 0 | 0 | 0 | 0 | 0 |  | 0 | 0 |  | 0%
8 | 11 | 7 | 68579.742 | 65602.362 | 57871.358 | 49611.238 | 46232.572 |  | 0 | 0 |  | 0.0101%
8 | 11 | 8 | 69892.447 | 69287.351 | 66702.034 | 63580.772 | 61736.282 |  | 0 | 0 |  | 0.01165%
8 | 11 | 9 | 147587.24 | 147947.653 | 138319.433 | 124187.294 | 113825.794 |  | 0 | 0 |  | 0.02415%
8 | 11 | 10 | 139031.505 | 141671.857 | 138383.21 | 131055.882 | 123952.862 |  | 0 | 0 |  | 0.02416%
8 | 11 | 11 | 71859.166 | 72674.576 | 72744.966 | 72029.174 | 70945.955 |  | 0 | 0 |  | 0.0127%
8 | 11 | 12 | 179780.679 | 192084.825 | 199964.247 | 198963.131 | 189641.125 |  | 0 | 0 |  | 0.03491%
8 | 11 | 13 | 130639.772 | 138568.946 | 146646.564 | 150186.35 | 147167.9 |  | 0 | 0 |  | 0.0256%
8 | 11 | 14 | 153747.915 | 178184.022 | 210300.825 | 231346.268 | 230294.256 | CFs | 0 | 0 |  | 0.03672%
8 | 11 | 15 | 101361.939 | 126271.394 | 164995.061 | 194939.922 | 201557.924 | CFs | 0 | 0 |  | 0.02881%
8 | 11 | 16 | 51416.709 | 66812.351 | 104466.838 | 137378.968 | 149407.203 | CFs | 0 | 0 |  | 0.01824%
8 | 11 | 17 | 18758.666 | 18758.666 | 37721.679 | 69790.934 | 85122.589 | CFs | 0 | 0 |  | 0.006586%
8 | 11 | 18 | 822.423 | 822.423 | 822.423 | 822.423 | 822.423 |  | 0 | 0 |  | 0.0001436%
8 | 11 | 19 | 0 | 0 | 0 | 0 | 0 |  | 0 | 0 |  | 0%
8 | 11 | 20 | 0 | 0 | 0 | 0 | 0 |  | 0 | 0 |  | 0%
8 | 11 | 21 | 0 | 0 | 0 | 0 | 0 |  | 0 | 0 |  | 0%
8 | 11 | 22 | 0 | 0 | 0 | 0 | 0 |  | 0 | 0 |  | 0%
8 | 11 | 23 | 0 | 0 | 0 | 0 | 0 |  | 0 | 0 |  | 0%
8 | 12 | 0 | 0 | 0 | 0 | 0 | 0 |  | 0 | 0 |  | 0%
8 | 12 | 1 | 0 | 0 | 0 | 0 | 0 |  | 0 | 0 |  | 0%
8 | 12 | 2 | 0 | 0 | 0 | 0 | 0 |  | 0 | 0 |  | 0%
8 | 12 | 3 | 0 | 0 | 0 | 0 | 0 |  | 0 | 0 |  | 0%
8 | 12 | 4 | 0 | 0 | 0 | 0 | 0 |  | 0 | 0 |  | 0%
8 | 12 | 5 | 0 | 0 | 0 | 0 | 0 |  | 0 | 0 |  | 0%
8 | 12 | 6 | 452.396 | 452.396 | 452.396 | 452.396 | 452.396 |  | 0 | 0 |  | 7.898e-05%
8 | 12 | 7 | 127916.476 | 117669.681 | 90058.936 | 59327.58 | 46988.102 |  | 0 | 0 |  | 0.01572%
8 | 12 | 8 | 162105.716 | 157216.988 | 135559.524 | 108421.877 | 91610.497 |  | 0 | 0 |  | 0.02367%
8 | 12 | 9 | 95954.677 | 96137.858 | 92305.018 | 86685.991 | 82570.133 |  | 0 | 0 |  | 0.01612%
8 | 12 | 10 | 51271.098 | 51498.785 | 51225.36 | 50610.933 | 50015.377 |  | 0 | 0 |  | 0.008943%
8 | 12 | 11 | 263879.618 | 282962.82 | 284705.578 | 268199.81 | 242319.754 |  | 0 | 0 |  | 0.04971%
8 | 12 | 12 | 164267.623 | 175015.925 | 181908.999 | 181014.756 | 172838.96 |  | 0 | 0 |  | 0.03176%
8 | 12 | 13 | 204545.272 | 233748.854 | 262455.894 | 274619.475 | 263998.03 |  | 0 | 0 |  | 0.04582%
8 | 12 | 14 | 115968.564 | 127015.052 | 141859.944 | 151816.797 | 151232.429 | CFs | 0 | 0 |  | 0.02477%
8 | 12 | 15 | 97956.718 | 130901.345 | 181227.176 | 219566.609 | 227829.584 | CFs | 0 | 0 |  | 0.03164%
8 | 12 | 16 | 37993.417 | 60680.783 | 116451.026 | 164274.14 | 181348.616 | CFs | 0 | 0 |  | 0.02033%
8 | 12 | 17 | 16127.345 | 16127.345 | 43197.769 | 89965.233 | 112040.99 | CFs | 0 | 0 |  | 0.007542%
8 | 12 | 18 | 1073.972 | 1073.972 | 1073.972 | 6270.94 | 8769.811 |  | 0 | 0 |  | 0.0001875%
8 | 12 | 19 | 0 | 0 | 0 | 0 | 0 |  | 0 | 0 |  | 0%
8 | 12 | 20 | 0 | 0 | 0 | 0 | 0 |  | 0 | 0 |  | 0%
8 | 12 | 21 | 0 | 0 | 0 | 0 | 0 |  | 0 | 0 |  | 0%
8 | 12 | 22 | 0 | 0 | 0 | 0 | 0 |  | 0 | 0 |  | 0%
8 | 12 | 23 | 0 | 0 | 0 | 0 | 0 |  | 0 | 0 |  | 0%
8 | 13 | 0 | 0 | 0 | 0 | 0 | 0 |  | 0 | 0 |  | 0%
8 | 13 | 1 | 0 | 0 | 0 | 0 | 0 |  | 0 | 0 |  | 0%
8 | 13 | 2 | 0 | 0 | 0 | 0 | 0 |  | 0 | 0 |  | 0%
8 | 13 | 3 | 0 | 0 | 0 | 0 | 0 |  | 0 | 0 |  | 0%
8 | 13 | 4 | 0 | 0 | 0 | 0 | 0 |  | 0 | 0 |  | 0%
8 | 13 | 5 | 8898.291 | 6377.726 | 870.62 | 870.62 | 870.62 |  | 0 | 0 |  | 0.000152%
8 | 13 | 6 | 123935.427 | 97999.233 | 43202.426 | 13159.805 | 13159.805 |  | 0 | 0 |  | 0.007543%
8 | 13 | 7 | 193789.868 | 174659.383 | 120689.86 | 57646.131 | 32389.029 |  | 0 | 0 |  | 0.02107%
8 | 13 | 8 | 238979.872 | 230015.771 | 188391.788 | 133334.82 | 97187.203 |  | 0 | 0 |  | 0.03289%
8 | 13 | 9 | 267173.083 | 268802.686 | 240366.031 | 196566.107 | 162845.018 |  | 0 | 0 |  | 0.04197%
8 | 13 | 10 | 275225.733 | 286468.406 | 273431.618 | 242806.438 | 211718.782 |  | 0 | 0 |  | 0.04774%
8 | 13 | 11 | 269927.76 | 289783.332 | 291721.426 | 274730.802 | 247951.258 |  | 0 | 0 |  | 0.05093%
8 | 13 | 12 | 249127.932 | 275914.535 | 292747.443 | 290538.008 | 270446.371 |  | 0 | 0 |  | 0.05111%
8 | 13 | 13 | 212325.909 | 244515.872 | 276116.343 | 289411.819 | 277512.959 |  | 0 | 0 |  | 0.04821%
8 | 13 | 14 | 163856.995 | 197642.754 | 241613.515 | 270140.836 | 268253.944 | CFs | 0 | 0 |  | 0.04218%
8 | 13 | 15 | 96773.248 | 133268.274 | 188802.184 | 231013.47 | 239927.981 | CFs | 0 | 0 |  | 0.03296%
8 | 13 | 16 | 33629.161 | 58412.344 | 119636.364 | 172139.509 | 190712.063 | CFs | 0 | 0 |  | 0.02089%
8 | 13 | 17 | 19262.766 | 19262.766 | 35017.519 | 61876.025 | 74786.507 | CFs | 0 | 0 |  | 0.006114%
8 | 13 | 18 | 942.09 | 942.09 | 942.09 | 6006.755 | 8418.346 |  | 0 | 0 |  | 0.0001645%
8 | 13 | 19 | 0 | 0 | 0 | 0 | 0 |  | 0 | 0 |  | 0%
8 | 13 | 20 | 0 | 0 | 0 | 0 | 0 |  | 0 | 0 |  | 0%
8 | 13 | 21 | 0 | 0 | 0 | 0 | 0 |  | 0 | 0 |  | 0%
8 | 13 | 22 | 0 | 0 | 0 | 0 | 0 |  | 0 | 0 |  | 0%
8 | 13 | 23 | 0 | 0 | 0 | 0 | 0 |  | 0 | 0 |  | 0%
8 | 14 | 0 | 0 | 0 | 0 | 0 | 0 |  | 0 | 0 |  | 0%
8 | 14 | 1 | 0 | 0 | 0 | 0 | 0 |  | 0 | 0 |  | 0%
8 | 14 | 2 | 0 | 0 | 0 | 0 | 0 |  | 0 | 0 |  | 0%
8 | 14 | 3 | 0 | 0 | 0 | 0 | 0 |  | 0 | 0 |  | 0%
8 | 14 | 4 | 0 | 0 | 0 | 0 | 0 |  | 0 | 0 |  | 0%
8 | 14 | 5 | 8577.373 | 6130.906 | 924.493 | 924.493 | 924.493 |  | 0 | 0 |  | 0.0001614%
8 | 14 | 6 | 135354.288 | 106526.323 | 45550.374 | 12648.367 | 12648.367 |  | 0 | 0 |  | 0.007953%
8 | 14 | 7 | 214958.278 | 193438.146 | 132325.943 | 61151.969 | 32760.844 |  | 0 | 0 |  | 0.0231%
8 | 14 | 8 | 267173.617 | 257016.491 | 208694.804 | 144864.586 | 102842.921 |  | 0 | 0 |  | 0.03644%
8 | 14 | 9 | 294615.572 | 296792.494 | 264814.181 | 215514.667 | 177444.262 |  | 0 | 0 |  | 0.04623%
8 | 14 | 10 | 303704.876 | 316979.32 | 302142.895 | 266906.646 | 231044.569 |  | 0 | 0 |  | 0.05275%
8 | 14 | 11 | 293988.642 | 316639.098 | 318991.941 | 299816.545 | 269441.593 |  | 0 | 0 |  | 0.05569%
8 | 14 | 12 | 267530.637 | 297479.376 | 316246.082 | 313741.83 | 291273.95 |  | 0 | 0 |  | 0.05521%
8 | 14 | 13 | 226693.028 | 261515.214 | 295488.805 | 309628.843 | 296665.389 |  | 0 | 0 |  | 0.05159%
8 | 14 | 14 | 154157.49 | 181907.284 | 218049.754 | 241583.269 | 239827.853 | CFs | 0 | 0 |  | 0.03807%
8 | 14 | 15 | 94833.097 | 123931.822 | 168564.939 | 202752.959 | 209843.668 | CFs | 0 | 0 |  | 0.02943%
8 | 14 | 16 | 44916.523 | 58724.513 | 92464.904 | 122182.761 | 132814.771 | CFs | 0 | 0 |  | 0.01614%
8 | 14 | 17 | 10050.664 | 10050.664 | 44982.165 | 108860.36 | 138451.126 | CFs | 0 | 0 |  | 0.007853%
8 | 14 | 18 | 726.25 | 726.25 | 726.25 | 7576.881 | 10369.71 |  | 0 | 0 |  | 0.0001268%
8 | 14 | 19 | 0 | 0 | 0 | 0 | 0 |  | 0 | 0 |  | 0%
8 | 14 | 20 | 0 | 0 | 0 | 0 | 0 |  | 0 | 0 |  | 0%
8 | 14 | 21 | 0 | 0 | 0 | 0 | 0 |  | 0 | 0 |  | 0%
8 | 14 | 22 | 0 | 0 | 0 | 0 | 0 |  | 0 | 0 |  | 0%
8 | 14 | 23 | 0 | 0 | 0 | 0 | 0 |  | 0 | 0 |  | 0%
8 | 15 | 0 | 0 | 0 | 0 | 0 | 0 |  | 0 | 0 |  | 0%
8 | 15 | 1 | 0 | 0 | 0 | 0 | 0 |  | 0 | 0 |  | 0%
8 | 15 | 2 | 0 | 0 | 0 | 0 | 0 |  | 0 | 0 |  | 0%
8 | 15 | 3 | 0 | 0 | 0 | 0 | 0 |  | 0 | 0 |  | 0%
8 | 15 | 4 | 0 | 0 | 0 | 0 | 0 |  | 0 | 0 |  | 0%
8 | 15 | 5 | 7934.676 | 5641.361 | 735.314 | 735.314 | 735.314 |  | 0 | 0 |  | 0.0001284%
8 | 15 | 6 | 127825.538 | 101232.659 | 43994.293 | 12819.313 | 12819.313 |  | 0 | 0 |  | 0.007681%
8 | 15 | 7 | 202750.6 | 183105.461 | 126151.008 | 58847.614 | 31549.949 |  | 0 | 0 |  | 0.02202%
8 | 15 | 8 | 252171.688 | 243113.441 | 198588.977 | 139223.427 | 99751.989 |  | 0 | 0 |  | 0.03467%
8 | 15 | 9 | 231485.089 | 233270.541 | 210768.07 | 176245.2 | 149700.662 |  | 0 | 0 |  | 0.0368%
8 | 15 | 10 | 290344.358 | 303198.938 | 289350.908 | 256011.558 | 221889.167 |  | 0 | 0 |  | 0.05052%
8 | 15 | 11 | 258955.64 | 277958.747 | 280057.436 | 264125.784 | 238902.287 |  | 0 | 0 |  | 0.04889%
8 | 15 | 12 | 235013.98 | 259189.199 | 274425.361 | 272354.808 | 254090.549 |  | 0 | 0 |  | 0.04791%
8 | 15 | 13 | 198987.16 | 226139.06 | 252806.317 | 263895 | 253482.529 |  | 0 | 0 |  | 0.04414%
8 | 15 | 14 | 167079.357 | 203456.541 | 249880.199 | 279574.644 | 277125.829 | CFs | 0 | 0 |  | 0.04363%
8 | 15 | 15 | 98130.861 | 137096.566 | 195504.25 | 239222.56 | 248008.754 | CFs | 0 | 0 |  | 0.03413%
8 | 15 | 16 | 30578.784 | 57155.241 | 122663.636 | 178317.921 | 197497.576 | CFs | 0 | 0 |  | 0.02142%
8 | 15 | 17 | 12521.252 | 12521.252 | 42328.389 | 97173.63 | 122753.027 | CFs | 0 | 0 |  | 0.00739%
8 | 15 | 18 | 520.788 | 520.788 | 520.788 | 4817.699 | 6895.886 |  | 0 | 0 |  | 9.092e-05%
8 | 15 | 19 | 0 | 0 | 0 | 0 | 0 |  | 0 | 0 |  | 0%
8 | 15 | 20 | 0 | 0 | 0 | 0 | 0 |  | 0 | 0 |  | 0%
8 | 15 | 21 | 0 | 0 | 0 | 0 | 0 |  | 0 | 0 |  | 0%
8 | 15 | 22 | 0 | 0 | 0 | 0 | 0 |  | 0 | 0 |  | 0%
8 | 15 | 23 | 0 | 0 | 0 | 0 | 0 |  | 0 | 0 |  | 0%
8 | 16 | 0 | 0 | 0 | 0 | 0 | 0 |  | 0 | 0 |  | 0%
8 | 16 | 1 | 0 | 0 | 0 | 0 | 0 |  | 0 | 0 |  | 0%
8 | 16 | 2 | 0 | 0 | 0 | 0 | 0 |  | 0 | 0 |  | 0%
8 | 16 | 3 | 0 | 0 | 0 | 0 | 0 |  | 0 | 0 |  | 0%
8 | 16 | 4 | 0 | 0 | 0 | 0 | 0 |  | 0 | 0 |  | 0%
8 | 16 | 5 | 0 | 0 | 0 | 0 | 0 |  | 0 | 0 |  | 0%
8 | 16 | 6 | 476.212 | 476.212 | 476.212 | 476.212 | 476.212 |  | 0 | 0 |  | 8.314e-05%
8 | 16 | 7 | 32751.478 | 32538.009 | 31966.134 | 31370.976 | 31101.07 |  | 0 | 0 |  | 0.005581%
8 | 16 | 8 | 189069.226 | 183474.593 | 155546.559 | 119496.255 | 96222.091 |  | 0 | 0 |  | 0.02716%
8 | 16 | 9 | 177991.666 | 179192.479 | 166010.387 | 145950.964 | 130658.232 |  | 0 | 0 |  | 0.02898%
8 | 16 | 10 | 203532.461 | 210805.951 | 203255.557 | 185126.989 | 166874.681 |  | 0 | 0 |  | 0.03549%
8 | 16 | 11 | 225286.974 | 240196.478 | 241944.109 | 229556.539 | 210018.105 |  | 0 | 0 |  | 0.04224%
8 | 16 | 12 | 213736.079 | 235269.574 | 248918.122 | 247031.626 | 230652.393 |  | 0 | 0 |  | 0.04346%
8 | 16 | 13 | 172802.363 | 192512.381 | 212052.464 | 220184.03 | 212366.729 |  | 0 | 0 |  | 0.03702%
8 | 16 | 14 | 164773.53 | 200892.555 | 246964.987 | 276502.463 | 273813.211 | CFs | 0 | 0 |  | 0.04312%
8 | 16 | 15 | 95905.137 | 134662.332 | 192945.275 | 236695.338 | 245300.975 | CFs | 0 | 0 |  | 0.03369%
8 | 16 | 16 | 31105.724 | 56984.655 | 120829.725 | 175294.796 | 193937.426 | CFs | 0 | 0 |  | 0.0211%
8 | 16 | 17 | 13179.521 | 13179.521 | 41868.107 | 95408.552 | 120336.712 | CFs | 0 | 0 |  | 0.00731%
8 | 16 | 18 | 1633.714 | 1633.714 | 1633.714 | 2147.33 | 2535.438 |  | 0 | 0 |  | 0.0002852%
8 | 16 | 19 | 0 | 0 | 0 | 0 | 0 |  | 0 | 0 |  | 0%
8 | 16 | 20 | 0 | 0 | 0 | 0 | 0 |  | 0 | 0 |  | 0%
8 | 16 | 21 | 0 | 0 | 0 | 0 | 0 |  | 0 | 0 |  | 0%
8 | 16 | 22 | 0 | 0 | 0 | 0 | 0 |  | 0 | 0 |  | 0%
8 | 16 | 23 | 0 | 0 | 0 | 0 | 0 |  | 0 | 0 |  | 0%
8 | 17 | 0 | 0 | 0 | 0 | 0 | 0 |  | 0 | 0 |  | 0%
8 | 17 | 1 | 0 | 0 | 0 | 0 | 0 |  | 0 | 0 |  | 0%
8 | 17 | 2 | 0 | 0 | 0 | 0 | 0 |  | 0 | 0 |  | 0%
8 | 17 | 3 | 0 | 0 | 0 | 0 | 0 |  | 0 | 0 |  | 0%
8 | 17 | 4 | 0 | 0 | 0 | 0 | 0 |  | 0 | 0 |  | 0%
8 | 17 | 5 | 8023.843 | 5714.196 | 466.212 | 466.212 | 466.212 |  | 0 | 0 |  | 8.14e-05%
8 | 17 | 6 | 134084.777 | 105393.785 | 43052.007 | 9873.86 | 9873.86 |  | 0 | 0 |  | 0.007516%
8 | 17 | 7 | 205560.5 | 185820.001 | 127095.562 | 57177.242 | 28689.105 |  | 0 | 0 |  | 0.02219%
8 | 17 | 8 | 252738.919 | 244151.186 | 199007.875 | 137884.693 | 96493.222 |  | 0 | 0 |  | 0.03474%
8 | 17 | 9 | 278382.706 | 281381.954 | 251813.307 | 205025.669 | 167792.23 |  | 0 | 0 |  | 0.04396%
8 | 17 | 10 | 288579.127 | 302184.949 | 288571.566 | 254774.129 | 219679.763 |  | 0 | 0 |  | 0.05038%
8 | 17 | 11 | 280761.498 | 303586.833 | 306379.432 | 287677.379 | 257547.761 |  | 0 | 0 |  | 0.05349%
8 | 17 | 12 | 254613.016 | 284264.992 | 302781.431 | 300199.953 | 277870.161 |  | 0 | 0 |  | 0.05286%
8 | 17 | 13 | 192096.088 | 218656.591 | 244581.648 | 255177.953 | 244754.909 |  | 0 | 0 |  | 0.0427%
8 | 17 | 14 | 141965.113 | 166701.702 | 198330.331 | 218664.675 | 216636.239 | CFs | 0 | 0 |  | 0.03463%
8 | 17 | 15 | 93002.337 | 131866.575 | 189244.482 | 231420.366 | 239442.835 | CFs | 0 | 0 |  | 0.03304%
8 | 17 | 16 | 27813.744 | 53974.647 | 118192.895 | 172118.629 | 190167.851 | CFs | 0 | 0 |  | 0.02064%
8 | 17 | 17 | 12265.379 | 12265.379 | 39665.277 | 91557.639 | 115580.077 | CFs | 0 | 0 |  | 0.006925%
8 | 17 | 18 | 1108.113 | 1108.113 | 1108.113 | 1108.113 | 1108.113 |  | 0 | 0 |  | 0.0001935%
8 | 17 | 19 | 0 | 0 | 0 | 0 | 0 |  | 0 | 0 |  | 0%
8 | 17 | 20 | 0 | 0 | 0 | 0 | 0 |  | 0 | 0 |  | 0%
8 | 17 | 21 | 0 | 0 | 0 | 0 | 0 |  | 0 | 0 |  | 0%
8 | 17 | 22 | 0 | 0 | 0 | 0 | 0 |  | 0 | 0 |  | 0%
8 | 17 | 23 | 0 | 0 | 0 | 0 | 0 |  | 0 | 0 |  | 0%
8 | 18 | 0 | 0 | 0 | 0 | 0 | 0 |  | 0 | 0 |  | 0%
8 | 18 | 1 | 0 | 0 | 0 | 0 | 0 |  | 0 | 0 |  | 0%
8 | 18 | 2 | 0 | 0 | 0 | 0 | 0 |  | 0 | 0 |  | 0%
8 | 18 | 3 | 0 | 0 | 0 | 0 | 0 |  | 0 | 0 |  | 0%
8 | 18 | 4 | 0 | 0 | 0 | 0 | 0 |  | 0 | 0 |  | 0%
8 | 18 | 5 | 0 | 0 | 0 | 0 | 0 |  | 0 | 0 |  | 0%
8 | 18 | 6 | 19566.482 | 19215.08 | 18503.832 | 17943.389 | 17943.389 |  | 0 | 0 |  | 0.003231%
8 | 18 | 7 | 105406.305 | 98547.581 | 78708.989 | 56242.231 | 46822.405 |  | 0 | 0 |  | 0.01374%
8 | 18 | 8 | 224305.486 | 217398.425 | 179997.103 | 129855.384 | 96194.47 |  | 0 | 0 |  | 0.03143%
8 | 18 | 9 | 263221.477 | 266401.63 | 238350.55 | 193857.123 | 158363.165 |  | 0 | 0 |  | 0.04161%
8 | 18 | 10 | 276820.712 | 290340.107 | 277305.723 | 244577.08 | 210553.179 |  | 0 | 0 |  | 0.04841%
8 | 18 | 11 | 271924.704 | 294821.66 | 297768.465 | 279195.787 | 249225.267 |  | 0 | 0 |  | 0.05199%
8 | 18 | 12 | 247879.89 | 277819.662 | 296584.03 | 293931.108 | 271275.277 |  | 0 | 0 |  | 0.05178%
8 | 18 | 13 | 210311.316 | 244896.536 | 278390.373 | 291912.679 | 278306.251 |  | 0 | 0 |  | 0.0486%
8 | 18 | 14 | 158839.088 | 194960.057 | 240384.079 | 269240.271 | 266124.86 | CFs | 0 | 0 |  | 0.04197%
8 | 18 | 15 | 91427.408 | 129251.31 | 185790.563 | 227917.687 | 235788.9 | CFs | 0 | 0 |  | 0.03244%
8 | 18 | 16 | 30879.994 | 54816.962 | 113944.551 | 164612.714 | 181658.763 | CFs | 0 | 0 |  | 0.01989%
8 | 18 | 17 | 15048.41 | 15048.41 | 38017.466 | 81738.959 | 102211.115 | CFs | 0 | 0 |  | 0.006637%
8 | 18 | 18 | 0 | 0 | 0 | 481.073 | 599.085 |  | 0 | 0 |  | 0%
8 | 18 | 19 | 0 | 0 | 0 | 0 | 0 |  | 0 | 0 |  | 0%
8 | 18 | 20 | 0 | 0 | 0 | 0 | 0 |  | 0 | 0 |  | 0%
8 | 18 | 21 | 0 | 0 | 0 | 0 | 0 |  | 0 | 0 |  | 0%
8 | 18 | 22 | 0 | 0 | 0 | 0 | 0 |  | 0 | 0 |  | 0%
8 | 18 | 23 | 0 | 0 | 0 | 0 | 0 |  | 0 | 0 |  | 0%
8 | 19 | 0 | 0 | 0 | 0 | 0 | 0 |  | 0 | 0 |  | 0%
8 | 19 | 1 | 0 | 0 | 0 | 0 | 0 |  | 0 | 0 |  | 0%
8 | 19 | 2 | 0 | 0 | 0 | 0 | 0 |  | 0 | 0 |  | 0%
8 | 19 | 3 | 0 | 0 | 0 | 0 | 0 |  | 0 | 0 |  | 0%
8 | 19 | 4 | 0 | 0 | 0 | 0 | 0 |  | 0 | 0 |  | 0%
8 | 19 | 5 | 3451.45 | 2940.37 | 670.862 | 670.862 | 670.862 |  | 0 | 0 |  | 0.0001171%
8 | 19 | 6 | 130841.828 | 102999.725 | 42187.778 | 10129.884 | 10129.884 |  | 0 | 0 |  | 0.007365%
8 | 19 | 7 | 205917.24 | 186439.781 | 127342.596 | 57144.827 | 28390.327 |  | 0 | 0 |  | 0.02223%
8 | 19 | 8 | 256655.544 | 248432.774 | 202184.405 | 139455.257 | 96697.017 |  | 0 | 0 |  | 0.0353%
8 | 19 | 9 | 283442.326 | 287261.156 | 256831.364 | 208296.366 | 169283.164 |  | 0 | 0 |  | 0.04484%
8 | 19 | 10 | 292733.232 | 307502.79 | 293783.346 | 258786.597 | 222165.008 |  | 0 | 0 |  | 0.05129%
8 | 19 | 11 | 283577.444 | 307692.527 | 310939.795 | 291595.625 | 260171.82 |  | 0 | 0 |  | 0.05429%
8 | 19 | 12 | 150166.591 | 158758.913 | 164245.473 | 163455.584 | 156843.808 |  | 0 | 0 |  | 0.02868%
8 | 19 | 13 | 178002.247 | 199735.884 | 220985.884 | 229572.634 | 220737.879 |  | 0 | 0 |  | 0.03858%
8 | 19 | 14 | 124135.057 | 138779.911 | 157573.87 | 169707.251 | 168282.66 | CFs | 0 | 0 |  | 0.02751%
8 | 19 | 15 | 92202.127 | 132169.512 | 191353.209 | 234968.051 | 242872.865 | CFs | 0 | 0 |  | 0.03341%
8 | 19 | 16 | 44758.076 | 53079.132 | 73018.227 | 90767.355 | 96863.736 | CFs | 0 | 0 |  | 0.01275%
8 | 19 | 17 | 12724.833 | 12724.833 | 38777.866 | 89966.228 | 113672.033 | CFs | 0 | 0 |  | 0.00677%
8 | 19 | 18 | 206.307 | 206.307 | 206.307 | 1051.55 | 1252.293 |  | 0 | 0 |  | 3.602e-05%
8 | 19 | 19 | 0 | 0 | 0 | 0 | 0 |  | 0 | 0 |  | 0%
8 | 19 | 20 | 0 | 0 | 0 | 0 | 0 |  | 0 | 0 |  | 0%
8 | 19 | 21 | 0 | 0 | 0 | 0 | 0 |  | 0 | 0 |  | 0%
8 | 19 | 22 | 0 | 0 | 0 | 0 | 0 |  | 0 | 0 |  | 0%
8 | 19 | 23 | 0 | 0 | 0 | 0 | 0 |  | 0 | 0 |  | 0%
8 | 20 | 0 | 0 | 0 | 0 | 0 | 0 |  | 0 | 0 |  | 0%
8 | 20 | 1 | 0 | 0 | 0 | 0 | 0 |  | 0 | 0 |  | 0%
8 | 20 | 2 | 0 | 0 | 0 | 0 | 0 |  | 0 | 0 |  | 0%
8 | 20 | 3 | 0 | 0 | 0 | 0 | 0 |  | 0 | 0 |  | 0%
8 | 20 | 4 | 0 | 0 | 0 | 0 | 0 |  | 0 | 0 |  | 0%
8 | 20 | 5 | 2246.868 | 1918.08 | 459.746 | 459.746 | 459.746 |  | 0 | 0 |  | 8.027e-05%
8 | 20 | 6 | 122361.262 | 97235.044 | 41831.668 | 12309.374 | 12309.374 |  | 0 | 0 |  | 0.007303%
8 | 20 | 7 | 198146.23 | 180016.182 | 123898.776 | 56461.996 | 28416.72 |  | 0 | 0 |  | 0.02163%
8 | 20 | 8 | 246934.089 | 239586.035 | 196349.555 | 136771.506 | 95536.704 |  | 0 | 0 |  | 0.03428%
8 | 20 | 9 | 273339.078 | 277261.976 | 248667.408 | 202103.082 | 163875.737 |  | 0 | 0 |  | 0.04341%
8 | 20 | 10 | 280353.357 | 294185.208 | 281811.632 | 249451.585 | 214961.459 |  | 0 | 0 |  | 0.0492%
8 | 20 | 11 | 172344.299 | 181556.375 | 182862.994 | 175527.345 | 163721.539 |  | 0 | 0 |  | 0.03193%
8 | 20 | 12 | 249741.775 | 279256.983 | 297491.077 | 294867.868 | 272714.522 |  | 0 | 0 |  | 0.05194%
8 | 20 | 13 | 210871.371 | 245028.625 | 277300.609 | 289928.671 | 276642.895 |  | 0 | 0 |  | 0.04841%
8 | 20 | 14 | 160074.699 | 197008.234 | 241702.195 | 269200.602 | 265788.19 | CFs | 0 | 0 |  | 0.0422%
8 | 20 | 15 | 89987.648 | 130594.966 | 189232.287 | 231159.034 | 238453.271 | CFs | 0 | 0 |  | 0.03304%
8 | 20 | 16 | 24784.423 | 51712.312 | 117936.702 | 172869.157 | 190500.963 | CFs | 0 | 0 |  | 0.02059%
8 | 20 | 17 | 11236.375 | 11236.375 | 37905.693 | 91401.583 | 115911.469 | CFs | 0 | 0 |  | 0.006618%
8 | 20 | 18 | 0 | 0 | 0 | 596.509 | 742.334 |  | 0 | 0 |  | 0%
8 | 20 | 19 | 0 | 0 | 0 | 0 | 0 |  | 0 | 0 |  | 0%
8 | 20 | 20 | 0 | 0 | 0 | 0 | 0 |  | 0 | 0 |  | 0%
8 | 20 | 21 | 0 | 0 | 0 | 0 | 0 |  | 0 | 0 |  | 0%
8 | 20 | 22 | 0 | 0 | 0 | 0 | 0 |  | 0 | 0 |  | 0%
8 | 20 | 23 | 0 | 0 | 0 | 0 | 0 |  | 0 | 0 |  | 0%
8 | 21 | 0 | 0 | 0 | 0 | 0 | 0 |  | 0 | 0 |  | 0%
8 | 21 | 1 | 0 | 0 | 0 | 0 | 0 |  | 0 | 0 |  | 0%
8 | 21 | 2 | 0 | 0 | 0 | 0 | 0 |  | 0 | 0 |  | 0%
8 | 21 | 3 | 0 | 0 | 0 | 0 | 0 |  | 0 | 0 |  | 0%
8 | 21 | 4 | 0 | 0 | 0 | 0 | 0 |  | 0 | 0 |  | 0%
8 | 21 | 5 | 681.793 | 565.158 | 47.027 | 47.027 | 47.027 |  | 0 | 0 |  | 8.21e-06%
8 | 21 | 6 | 36566.937 | 33033.877 | 25477.825 | 20892.065 | 20892.065 |  | 0 | 0 |  | 0.004448%
8 | 21 | 7 | 36810.232 | 36487.8 | 35561.233 | 34573.479 | 34103.033 |  | 0 | 0 |  | 0.006209%
8 | 21 | 8 | 133382.925 | 130874.688 | 115807.782 | 96142.022 | 83262.79 |  | 0 | 0 |  | 0.02022%
8 | 21 | 9 | 137502.565 | 138649.65 | 131096.857 | 119184.778 | 109787.443 |  | 0 | 0 |  | 0.02289%
8 | 21 | 10 | 263736.923 | 277275.355 | 265606.721 | 234846.628 | 202225.58 |  | 0 | 0 |  | 0.04637%
8 | 21 | 11 | 259042.052 | 281475.06 | 284758.382 | 267162.681 | 238186.564 |  | 0 | 0 |  | 0.04972%
8 | 21 | 12 | 231260.934 | 258680.909 | 275785.292 | 273291.97 | 252520.263 |  | 0 | 0 |  | 0.04815%
8 | 21 | 13 | 196047.85 | 227342.265 | 257236.174 | 268956.813 | 256357.505 |  | 0 | 0 |  | 0.04491%
8 | 21 | 14 | 148632.82 | 180961.576 | 220648.579 | 245391.721 | 242086.719 | CFs | 0 | 0 |  | 0.03852%
8 | 21 | 15 | 89566.811 | 121257.233 | 168105.259 | 202486.596 | 208371.813 | CFs | 0 | 0 |  | 0.02935%
8 | 21 | 16 | 35796.79 | 55150.314 | 102488.323 | 142947.631 | 156109.88 | CFs | 0 | 0 |  | 0.01789%
8 | 21 | 17 | 18153.301 | 18153.301 | 34493.739 | 66770.647 | 81808.548 | CFs | 0 | 0 |  | 0.006022%
8 | 21 | 18 | 0 | 0 | 0 | 0 | 0 |  | 0 | 0 |  | 0%
8 | 21 | 19 | 0 | 0 | 0 | 0 | 0 |  | 0 | 0 |  | 0%
8 | 21 | 20 | 0 | 0 | 0 | 0 | 0 |  | 0 | 0 |  | 0%
8 | 21 | 21 | 0 | 0 | 0 | 0 | 0 |  | 0 | 0 |  | 0%
8 | 21 | 22 | 0 | 0 | 0 | 0 | 0 |  | 0 | 0 |  | 0%
8 | 21 | 23 | 0 | 0 | 0 | 0 | 0 |  | 0 | 0 |  | 0%
8 | 22 | 0 | 0 | 0 | 0 | 0 | 0 |  | 0 | 0 |  | 0%
8 | 22 | 1 | 0 | 0 | 0 | 0 | 0 |  | 0 | 0 |  | 0%
8 | 22 | 2 | 0 | 0 | 0 | 0 | 0 |  | 0 | 0 |  | 0%
8 | 22 | 3 | 0 | 0 | 0 | 0 | 0 |  | 0 | 0 |  | 0%
8 | 22 | 4 | 0 | 0 | 0 | 0 | 0 |  | 0 | 0 |  | 0%
8 | 22 | 5 | 277.901 | 194.552 | 0 | 0 | 0 |  | 0 | 0 |  | 0%
8 | 22 | 6 | 100232.565 | 81002.575 | 38619.917 | 15675.379 | 15675.379 |  | 0 | 0 |  | 0.006743%
8 | 22 | 7 | 178922.733 | 163440.01 | 114692.949 | 56649.671 | 32281.53 |  | 0 | 0 |  | 0.02002%
8 | 22 | 8 | 230352.628 | 224076.745 | 184019.06 | 128910.424 | 90716.425 |  | 0 | 0 |  | 0.03213%
8 | 22 | 9 | 258792.973 | 263249.044 | 235953.439 | 191255.5 | 154354.542 |  | 0 | 0 |  | 0.04119%
8 | 22 | 10 | 267528.505 | 281916.562 | 269974.802 | 237923.948 | 203664.611 |  | 0 | 0 |  | 0.04713%
8 | 22 | 11 | 261487.544 | 284850.417 | 288406.546 | 270281.151 | 240261.937 |  | 0 | 0 |  | 0.05035%
8 | 22 | 12 | 239722.87 | 270248.662 | 289279.643 | 286481.199 | 263335.418 |  | 0 | 0 |  | 0.0505%
8 | 22 | 13 | 202016.978 | 236990.912 | 270323.246 | 283285.499 | 269051.116 |  | 0 | 0 |  | 0.0472%
8 | 22 | 14 | 124071.773 | 142814.947 | 166293.181 | 181153.041 | 179023.987 | CFs | 0 | 0 |  | 0.02903%
8 | 22 | 15 | 76689.044 | 88365.047 | 106390.342 | 120209.427 | 122539.934 | CFs | 0 | 0 |  | 0.01857%
8 | 22 | 16 | 36654.063 | 51516.922 | 88182.557 | 119964.636 | 130296.428 | CFs | 0 | 0 |  | 0.0154%
8 | 22 | 17 | 10070.816 | 10070.816 | 33064.153 | 81270.507 | 103521.981 | CFs | 0 | 0 |  | 0.005773%
8 | 22 | 18 | 0 | 0 | 0 | 0 | 0 |  | 0 | 0 |  | 0%
8 | 22 | 19 | 0 | 0 | 0 | 0 | 0 |  | 0 | 0 |  | 0%
8 | 22 | 20 | 0 | 0 | 0 | 0 | 0 |  | 0 | 0 |  | 0%
8 | 22 | 21 | 0 | 0 | 0 | 0 | 0 |  | 0 | 0 |  | 0%
8 | 22 | 22 | 0 | 0 | 0 | 0 | 0 |  | 0 | 0 |  | 0%
8 | 22 | 23 | 0 | 0 | 0 | 0 | 0 |  | 0 | 0 |  | 0%
8 | 23 | 0 | 0 | 0 | 0 | 0 | 0 |  | 0 | 0 |  | 0%
8 | 23 | 1 | 0 | 0 | 0 | 0 | 0 |  | 0 | 0 |  | 0%
8 | 23 | 2 | 0 | 0 | 0 | 0 | 0 |  | 0 | 0 |  | 0%
8 | 23 | 3 | 0 | 0 | 0 | 0 | 0 |  | 0 | 0 |  | 0%
8 | 23 | 4 | 0 | 0 | 0 | 0 | 0 |  | 0 | 0 |  | 0%
8 | 23 | 5 | 0 | 0 | 0 | 0 | 0 |  | 0 | 0 |  | 0%
8 | 23 | 6 | 90989.614 | 73525.14 | 34844.642 | 13943.71 | 13943.71 |  | 0 | 0 |  | 0.006083%
8 | 23 | 7 | 128126.058 | 118847.095 | 89684.07 | 55591.414 | 41030.096 |  | 0 | 0 |  | 0.01566%
8 | 23 | 8 | 179408.944 | 175471.301 | 149355.895 | 114082.803 | 90029.755 |  | 0 | 0 |  | 0.02608%
8 | 23 | 9 | 258909.907 | 263735.147 | 236420.449 | 191447.184 | 154086.665 |  | 0 | 0 |  | 0.04128%
8 | 23 | 10 | 226538.842 | 237686.304 | 228771.851 | 204660.618 | 179062.615 |  | 0 | 0 |  | 0.03994%
8 | 23 | 11 | 175134.468 | 185384.715 | 187021.439 | 179116.777 | 166183.363 |  | 0 | 0 |  | 0.03265%
8 | 23 | 12 | 198032.714 | 217881.525 | 230366.475 | 228509.98 | 213334.18 |  | 0 | 0 |  | 0.04022%
8 | 23 | 13 | 100186.097 | 105745.861 | 111178.421 | 113316.101 | 110920.509 |  | 0 | 0 |  | 0.01941%
8 | 23 | 14 | 133481.81 | 156326.128 | 184367.2 | 201859.221 | 199207.866 | CFs | 0 | 0 |  | 0.03219%
8 | 23 | 15 | 80388.228 | 94843.703 | 116744.097 | 133219.138 | 135899.092 | CFs | 0 | 0 |  | 0.02038%
8 | 23 | 16 | 27661.11 | 27917.153 | 28451.253 | 28950.597 | 29122.595 | CFs | 0 | 0 |  | 0.004967%
8 | 23 | 17 | 15861.265 | 15861.265 | 27637.495 | 51340.555 | 62390.603 | CFs | 0 | 0 |  | 0.004825%
8 | 23 | 18 | 0 | 0 | 0 | 0 | 0 |  | 0 | 0 |  | 0%
8 | 23 | 19 | 0 | 0 | 0 | 0 | 0 |  | 0 | 0 |  | 0%
8 | 23 | 20 | 0 | 0 | 0 | 0 | 0 |  | 0 | 0 |  | 0%
8 | 23 | 21 | 0 | 0 | 0 | 0 | 0 |  | 0 | 0 |  | 0%
8 | 23 | 22 | 0 | 0 | 0 | 0 | 0 |  | 0 | 0 |  | 0%
8 | 23 | 23 | 0 | 0 | 0 | 0 | 0 |  | 0 | 0 |  | 0%
8 | 24 | 0 | 0 | 0 | 0 | 0 | 0 |  | 0 | 0 |  | 0%
8 | 24 | 1 | 0 | 0 | 0 | 0 | 0 |  | 0 | 0 |  | 0%
8 | 24 | 2 | 0 | 0 | 0 | 0 | 0 |  | 0 | 0 |  | 0%
8 | 24 | 3 | 0 | 0 | 0 | 0 | 0 |  | 0 | 0 |  | 0%
8 | 24 | 4 | 0 | 0 | 0 | 0 | 0 |  | 0 | 0 |  | 0%
8 | 24 | 5 | 0 | 0 | 0 | 0 | 0 |  | 0 | 0 |  | 0%
8 | 24 | 6 | 28891.062 | 26752.481 | 22102.403 | 19075.304 | 19075.304 |  | 0 | 0 |  | 0.003859%
8 | 24 | 7 | 69919.85 | 67052.652 | 58096.855 | 47888.068 | 43340.655 |  | 0 | 0 |  | 0.01014%
8 | 24 | 8 | 124335.727 | 122401.957 | 108974.426 | 91161.318 | 79274.886 |  | 0 | 0 |  | 0.01903%
8 | 24 | 9 | 250472.186 | 255337.795 | 229722.458 | 187008.435 | 151096.948 |  | 0 | 0 |  | 0.04011%
8 | 24 | 10 | 216979.82 | 226995.562 | 219284.32 | 198046.469 | 175341.189 |  | 0 | 0 |  | 0.03828%
8 | 24 | 11 | 218801.058 | 236133.054 | 238981.257 | 225802.581 | 203858.113 |  | 0 | 0 |  | 0.04172%
8 | 24 | 12 | 209457.581 | 232983.504 | 247677.615 | 245481.888 | 227574.961 |  | 0 | 0 |  | 0.04324%
8 | 24 | 13 | 152451.721 | 168593.982 | 184127.804 | 190134.058 | 183260.939 |  | 0 | 0 |  | 0.03215%
8 | 24 | 14 | 131904.186 | 154894.42 | 182889.469 | 200244.04 | 197461.637 | CFs | 0 | 0 |  | 0.03193%
8 | 24 | 15 | 81911.637 | 114019.988 | 160845.155 | 194589.367 | 199829.854 | CFs | 0 | 0 |  | 0.02808%
8 | 24 | 16 | 28565.73 | 48096.863 | 96806.517 | 138238.026 | 151185.275 | CFs | 0 | 0 |  | 0.0169%
8 | 24 | 17 | 12514.613 | 12514.613 | 29163.505 | 64307.21 | 79828.609 | CFs | 0 | 0 |  | 0.005092%
8 | 24 | 18 | 0 | 0 | 0 | 0 | 0 |  | 0 | 0 |  | 0%
8 | 24 | 19 | 0 | 0 | 0 | 0 | 0 |  | 0 | 0 |  | 0%
8 | 24 | 20 | 0 | 0 | 0 | 0 | 0 |  | 0 | 0 |  | 0%
8 | 24 | 21 | 0 | 0 | 0 | 0 | 0 |  | 0 | 0 |  | 0%
8 | 24 | 22 | 0 | 0 | 0 | 0 | 0 |  | 0 | 0 |  | 0%
8 | 24 | 23 | 0 | 0 | 0 | 0 | 0 |  | 0 | 0 |  | 0%
8 | 25 | 0 | 0 | 0 | 0 | 0 | 0 |  | 0 | 0 |  | 0%
8 | 25 | 1 | 0 | 0 | 0 | 0 | 0 |  | 0 | 0 |  | 0%
8 | 25 | 2 | 0 | 0 | 0 | 0 | 0 |  | 0 | 0 |  | 0%
8 | 25 | 3 | 0 | 0 | 0 | 0 | 0 |  | 0 | 0 |  | 0%
8 | 25 | 4 | 0 | 0 | 0 | 0 | 0 |  | 0 | 0 |  | 0%
8 | 25 | 5 | 0 | 0 | 0 | 0 | 0 |  | 0 | 0 |  | 0%
8 | 25 | 6 | 73026.322 | 61320.939 | 35218.281 | 20412.508 | 20412.508 |  | 0 | 0 |  | 0.006149%
8 | 25 | 7 | 147798.661 | 137148.939 | 102350.344 | 60995.947 | 43200.84 |  | 0 | 0 |  | 0.01787%
8 | 25 | 8 | 164028.491 | 160942.002 | 138210.76 | 107354.375 | 86189.444 |  | 0 | 0 |  | 0.02413%
8 | 25 | 9 | 80538.212 | 80905.851 | 79122.75 | 76230.924 | 73900.866 |  | 0 | 0 |  | 0.01381%
8 | 25 | 10 | 238401.128 | 251097.642 | 241689.053 | 215269.188 | 186798.067 |  | 0 | 0 |  | 0.0422%
8 | 25 | 11 | 233248.42 | 252912.421 | 256258.524 | 241461.811 | 216715.099 |  | 0 | 0 |  | 0.04474%
8 | 25 | 12 | 228554.805 | 257583.256 | 275684.598 | 272963.419 | 250874.142 |  | 0 | 0 |  | 0.04813%
8 | 25 | 13 | 147127.887 | 162410.956 | 177122.068 | 182773.851 | 176174.566 |  | 0 | 0 |  | 0.03092%
8 | 25 | 14 | 29119.262 | 29183.336 | 29265.153 | 29316.784 | 29307.982 | CFs | 0 | 0 |  | 0.005109%
8 | 25 | 15 | 37825.849 | 38190.689 | 38777.952 | 39243.636 | 39314.909 | CFs | 0 | 0 |  | 0.00677%
8 | 25 | 16 | 39103.925 | 42748.627 | 51190.356 | 58739.736 | 61184.745 | CFs | 0 | 0 |  | 0.008937%
8 | 25 | 17 | 16209.237 | 16209.237 | 16940.898 | 17998.25 | 18497.151 | CFs | 0 | 0 |  | 0.002958%
8 | 25 | 18 | 0 | 0 | 0 | 0 | 0 |  | 0 | 0 |  | 0%
8 | 25 | 19 | 0 | 0 | 0 | 0 | 0 |  | 0 | 0 |  | 0%
8 | 25 | 20 | 0 | 0 | 0 | 0 | 0 |  | 0 | 0 |  | 0%
8 | 25 | 21 | 0 | 0 | 0 | 0 | 0 |  | 0 | 0 |  | 0%
8 | 25 | 22 | 0 | 0 | 0 | 0 | 0 |  | 0 | 0 |  | 0%
8 | 25 | 23 | 0 | 0 | 0 | 0 | 0 |  | 0 | 0 |  | 0%
8 | 26 | 0 | 0 | 0 | 0 | 0 | 0 |  | 0 | 0 |  | 0%
8 | 26 | 1 | 0 | 0 | 0 | 0 | 0 |  | 0 | 0 |  | 0%
8 | 26 | 2 | 0 | 0 | 0 | 0 | 0 |  | 0 | 0 |  | 0%
8 | 26 | 3 | 0 | 0 | 0 | 0 | 0 |  | 0 | 0 |  | 0%
8 | 26 | 4 | 0 | 0 | 0 | 0 | 0 |  | 0 | 0 |  | 0%
8 | 26 | 5 | 0 | 0 | 0 | 0 | 0 |  | 0 | 0 |  | 0%
8 | 26 | 6 | 85779.476 | 69715.846 | 33379.248 | 13772.974 | 13772.974 |  | 0 | 0 |  | 0.005828%
8 | 26 | 7 | 63940.435 | 61618.838 | 54152.888 | 45625.817 | 41734.55 |  | 0 | 0 |  | 0.009454%
8 | 26 | 8 | 103866.556 | 102761.903 | 94180.063 | 82771.665 | 75141.657 |  | 0 | 0 |  | 0.01644%
8 | 26 | 9 | 166668.986 | 169204.977 | 157659.623 | 138538.989 | 122717.168 |  | 0 | 0 |  | 0.02753%
8 | 26 | 10 | 251523.495 | 265668.721 | 255589.504 | 226519.971 | 194627.11 |  | 0 | 0 |  | 0.04462%
8 | 26 | 11 | 195693.539 | 209745.491 | 212220.431 | 201750.147 | 184191.964 |  | 0 | 0 |  | 0.03705%
8 | 26 | 12 | 108796.043 | 113993.701 | 117300.93 | 116797.356 | 112774.604 |  | 0 | 0 |  | 0.02048%
8 | 26 | 13 | 161820.157 | 182408.764 | 201987.76 | 209395.785 | 200568.375 |  | 0 | 0 |  | 0.03526%
8 | 26 | 14 | 142978.087 | 173318.232 | 209384.547 | 231329.035 | 227432.063 | CFs | 0 | 0 |  | 0.03656%
8 | 26 | 15 | 81454.455 | 109087.439 | 149561.473 | 178800.862 | 183046.914 | CFs | 0 | 0 |  | 0.02611%
8 | 26 | 16 | 34845.102 | 48642.078 | 83041.426 | 112671.288 | 121808.034 | CFs | 0 | 0 |  | 0.0145%
8 | 26 | 17 | 18745.422 | 18745.422 | 26564.446 | 42261.457 | 48755.218 | CFs | 0 | 0 |  | 0.004638%
8 | 26 | 18 | 0 | 0 | 0 | 0 | 0 |  | 0 | 0 |  | 0%
8 | 26 | 19 | 0 | 0 | 0 | 0 | 0 |  | 0 | 0 |  | 0%
8 | 26 | 20 | 0 | 0 | 0 | 0 | 0 |  | 0 | 0 |  | 0%
8 | 26 | 21 | 0 | 0 | 0 | 0 | 0 |  | 0 | 0 |  | 0%
8 | 26 | 22 | 0 | 0 | 0 | 0 | 0 |  | 0 | 0 |  | 0%
8 | 26 | 23 | 0 | 0 | 0 | 0 | 0 |  | 0 | 0 |  | 0%
8 | 27 | 0 | 0 | 0 | 0 | 0 | 0 |  | 0 | 0 |  | 0%
8 | 27 | 1 | 0 | 0 | 0 | 0 | 0 |  | 0 | 0 |  | 0%
8 | 27 | 2 | 0 | 0 | 0 | 0 | 0 |  | 0 | 0 |  | 0%
8 | 27 | 3 | 0 | 0 | 0 | 0 | 0 |  | 0 | 0 |  | 0%
8 | 27 | 4 | 0 | 0 | 0 | 0 | 0 |  | 0 | 0 |  | 0%
8 | 27 | 5 | 0 | 0 | 0 | 0 | 0 |  | 0 | 0 |  | 0%
8 | 27 | 6 | 29053.992 | 26827.27 | 21850.047 | 18671.945 | 18671.945 |  | 0 | 0 |  | 0.003815%
8 | 27 | 7 | 129235.526 | 120384.415 | 90432.051 | 54532.662 | 38902.747 |  | 0 | 0 |  | 0.01579%
8 | 27 | 8 | 198286.995 | 194551.928 | 163157.697 | 118999.374 | 87563.218 |  | 0 | 0 |  | 0.02849%
8 | 27 | 9 | 208872.533 | 213029.414 | 195227.112 | 165166.326 | 139683.634 |  | 0 | 0 |  | 0.03408%
8 | 27 | 10 | 214579.891 | 225107.623 | 217882.673 | 196833.725 | 173887.955 |  | 0 | 0 |  | 0.03804%
8 | 27 | 11 | 207729.437 | 223379.384 | 226217.379 | 214693.019 | 195191.589 |  | 0 | 0 |  | 0.03949%
8 | 27 | 12 | 172907.323 | 187717.39 | 197029.707 | 195609.983 | 184246.007 |  | 0 | 0 |  | 0.0344%
8 | 27 | 13 | 165383.044 | 187111.271 | 207491.301 | 215076.874 | 205853.86 |  | 0 | 0 |  | 0.03623%
8 | 27 | 14 | 131179.946 | 157950.528 | 189397.244 | 208319.237 | 204797.011 | CFs | 0 | 0 |  | 0.03307%
8 | 27 | 15 | 78788.599 | 98358.698 | 127200.077 | 148164.326 | 151103.812 | CFs | 0 | 0 |  | 0.02221%
8 | 27 | 16 | 34103.146 | 47804.566 | 82141.516 | 111585.724 | 120518.65 | CFs | 0 | 0 |  | 0.01434%
8 | 27 | 17 | 13513.806 | 13513.806 | 27949.791 | 59797.043 | 71871.795 | CFs | 0 | 0 |  | 0.00488%
8 | 27 | 18 | 0 | 0 | 0 | 0 | 0 |  | 0 | 0 |  | 0%
8 | 27 | 19 | 0 | 0 | 0 | 0 | 0 |  | 0 | 0 |  | 0%
8 | 27 | 20 | 0 | 0 | 0 | 0 | 0 |  | 0 | 0 |  | 0%
8 | 27 | 21 | 0 | 0 | 0 | 0 | 0 |  | 0 | 0 |  | 0%
8 | 27 | 22 | 0 | 0 | 0 | 0 | 0 |  | 0 | 0 |  | 0%
8 | 27 | 23 | 0 | 0 | 0 | 0 | 0 |  | 0 | 0 |  | 0%
8 | 28 | 0 | 0 | 0 | 0 | 0 | 0 |  | 0 | 0 |  | 0%
8 | 28 | 1 | 0 | 0 | 0 | 0 | 0 |  | 0 | 0 |  | 0%
8 | 28 | 2 | 0 | 0 | 0 | 0 | 0 |  | 0 | 0 |  | 0%
8 | 28 | 3 | 0 | 0 | 0 | 0 | 0 |  | 0 | 0 |  | 0%
8 | 28 | 4 | 0 | 0 | 0 | 0 | 0 |  | 0 | 0 |  | 0%
8 | 28 | 5 | 0 | 0 | 0 | 0 | 0 |  | 0 | 0 |  | 0%
8 | 28 | 6 | 100682.01 | 81335.722 | 36484.152 | 12879.919 | 12879.919 |  | 0 | 0 |  | 0.00637%
8 | 28 | 7 | 178693.229 | 164441.19 | 114359.079 | 52588.548 | 25993.655 |  | 0 | 0 |  | 0.01997%
8 | 28 | 8 | 228042.028 | 223665.181 | 183968.795 | 126780.946 | 85084.416 |  | 0 | 0 |  | 0.03212%
8 | 28 | 9 | 253176.381 | 259529.962 | 233828.291 | 189323.568 | 150439.41 |  | 0 | 0 |  | 0.04082%
8 | 28 | 10 | 262795.289 | 279125.451 | 268362.407 | 235988.007 | 199839.094 |  | 0 | 0 |  | 0.04685%
8 | 28 | 11 | 255925.329 | 281066.436 | 285722.889 | 267492.679 | 236030.097 |  | 0 | 0 |  | 0.04988%
8 | 28 | 12 | 231146.678 | 262599.053 | 282024.729 | 279067.569 | 255255.442 |  | 0 | 0 |  | 0.04924%
8 | 28 | 13 | 193113.383 | 228570.885 | 261409.472 | 273439.047 | 258518.28 |  | 0 | 0 |  | 0.04564%
8 | 28 | 14 | 141927.712 | 181148.177 | 226363.786 | 253301.834 | 248054.84 | CFs | 0 | 0 |  | 0.03952%
8 | 28 | 15 | 76870.71 | 116644.78 | 173310.821 | 212777.897 | 218035.952 | CFs | 0 | 0 |  | 0.03026%
8 | 28 | 16 | 22253.741 | 44595.358 | 102432.577 | 151018.087 | 165269.608 | CFs | 0 | 0 |  | 0.01788%
8 | 28 | 17 | 11443.564 | 11443.564 | 28632.431 | 69146.55 | 83228.761 | CFs | 0 | 0 |  | 0.004999%
8 | 28 | 18 | 0 | 0 | 0 | 0 | 0 |  | 0 | 0 |  | 0%
8 | 28 | 19 | 0 | 0 | 0 | 0 | 0 |  | 0 | 0 |  | 0%
8 | 28 | 20 | 0 | 0 | 0 | 0 | 0 |  | 0 | 0 |  | 0%
8 | 28 | 21 | 0 | 0 | 0 | 0 | 0 |  | 0 | 0 |  | 0%
8 | 28 | 22 | 0 | 0 | 0 | 0 | 0 |  | 0 | 0 |  | 0%
8 | 28 | 23 | 0 | 0 | 0 | 0 | 0 |  | 0 | 0 |  | 0%
8 | 29 | 0 | 0 | 0 | 0 | 0 | 0 |  | 0 | 0 |  | 0%
8 | 29 | 1 | 0 | 0 | 0 | 0 | 0 |  | 0 | 0 |  | 0%
8 | 29 | 2 | 0 | 0 | 0 | 0 | 0 |  | 0 | 0 |  | 0%
8 | 29 | 3 | 0 | 0 | 0 | 0 | 0 |  | 0 | 0 |  | 0%
8 | 29 | 4 | 0 | 0 | 0 | 0 | 0 |  | 0 | 0 |  | 0%
8 | 29 | 5 | 0 | 0 | 0 | 0 | 0 |  | 0 | 0 |  | 0%
8 | 29 | 6 | 104584.102 | 84860.1 | 36736.684 | 11429.957 | 11429.957 |  | 0 | 0 |  | 0.006414%
8 | 29 | 7 | 179688.305 | 165787.282 | 115218.479 | 51210.193 | 23323.833 |  | 0 | 0 |  | 0.02012%
8 | 29 | 8 | 224794.66 | 220957.955 | 183011.932 | 126711.142 | 84518.245 |  | 0 | 0 |  | 0.03195%
8 | 29 | 9 | 212286.607 | 217273.669 | 198284.955 | 165195.956 | 136244.4 |  | 0 | 0 |  | 0.03462%
8 | 29 | 10 | 260917.011 | 277175.778 | 266882.793 | 235059.999 | 198916.074 |  | 0 | 0 |  | 0.04659%
8 | 29 | 11 | 252297.87 | 276452.341 | 281034.685 | 263752.007 | 233537.43 |  | 0 | 0 |  | 0.04907%
8 | 29 | 12 | 188887.753 | 208894.263 | 221382.686 | 219466.685 | 204182.608 |  | 0 | 0 |  | 0.03865%
8 | 29 | 13 | 129227.286 | 141896.611 | 153923.654 | 158379.712 | 152753.757 |  | 0 | 0 |  | 0.02687%
8 | 29 | 14 | 18853.167 | 18853.167 | 18853.167 | 18853.167 | 18853.167 | CFs | 0 | 0 |  | 0.003292%
8 | 29 | 15 | 25262.992 | 25295.727 | 25347.277 | 25387.445 | 25392.701 | CFs | 0 | 0 |  | 0.004425%
8 | 29 | 16 | 36439.182 | 39928.259 | 48044.934 | 55237.73 | 57444.159 | CFs | 0 | 0 |  | 0.008388%
8 | 29 | 17 | 15905.196 | 15905.196 | 19151.289 | 25860.108 | 28320.498 | CFs | 0 | 0 |  | 0.003344%
8 | 29 | 18 | 0 | 0 | 0 | 0 | 0 |  | 0 | 0 |  | 0%
8 | 29 | 19 | 0 | 0 | 0 | 0 | 0 |  | 0 | 0 |  | 0%
8 | 29 | 20 | 0 | 0 | 0 | 0 | 0 |  | 0 | 0 |  | 0%
8 | 29 | 21 | 0 | 0 | 0 | 0 | 0 |  | 0 | 0 |  | 0%
8 | 29 | 22 | 0 | 0 | 0 | 0 | 0 |  | 0 | 0 |  | 0%
8 | 29 | 23 | 0 | 0 | 0 | 0 | 0 |  | 0 | 0 |  | 0%
8 | 30 | 0 | 0 | 0 | 0 | 0 | 0 |  | 0 | 0 |  | 0%
8 | 30 | 1 | 0 | 0 | 0 | 0 | 0 |  | 0 | 0 |  | 0%
8 | 30 | 2 | 0 | 0 | 0 | 0 | 0 |  | 0 | 0 |  | 0%
8 | 30 | 3 | 0 | 0 | 0 | 0 | 0 |  | 0 | 0 |  | 0%
8 | 30 | 4 | 0 | 0 | 0 | 0 | 0 |  | 0 | 0 |  | 0%
8 | 30 | 5 | 0 | 0 | 0 | 0 | 0 |  | 0 | 0 |  | 0%
8 | 30 | 6 | 89657.881 | 74087.152 | 35353.289 | 14638.32 | 14638.32 |  | 0 | 0 |  | 0.006172%
8 | 30 | 7 | 171566.269 | 158629.92 | 111678.677 | 53769.85 | 28638.027 |  | 0 | 0 |  | 0.0195%
8 | 30 | 8 | 97865.206 | 97098.995 | 89096.169 | 78164.128 | 70620.109 |  | 0 | 0 |  | 0.01556%
8 | 30 | 9 | 113545.391 | 115002.371 | 109812.578 | 100978.856 | 93562.22 |  | 0 | 0 |  | 0.01917%
8 | 30 | 10 | 197098.129 | 207153.11 | 201011.285 | 182078.336 | 161165.271 |  | 0 | 0 |  | 0.03509%
8 | 30 | 11 | 227013.437 | 247692.13 | 251769.894 | 237040.053 | 211596.55 |  | 0 | 0 |  | 0.04396%
8 | 30 | 12 | 198839.016 | 222963.954 | 238044.386 | 235721.24 | 217259.704 |  | 0 | 0 |  | 0.04156%
8 | 30 | 13 | 196205.475 | 234295.275 | 269452.645 | 282134.181 | 265795.929 |  | 0 | 0 |  | 0.04704%
8 | 30 | 14 | 141884.665 | 184727.643 | 233382.87 | 262129.268 | 256008.511 | CFs | 0 | 0 |  | 0.04075%
8 | 30 | 15 | 76118.364 | 109298.225 | 157024.35 | 190551.983 | 194686.726 | CFs | 0 | 0 |  | 0.02741%
8 | 30 | 16 | 22406.635 | 42176.53 | 94736.57 | 139395.135 | 152241.088 | CFs | 0 | 0 |  | 0.01654%
8 | 30 | 17 | 11156.48 | 11156.48 | 23982.423 | 54764.949 | 64310.711 | CFs | 0 | 0 |  | 0.004187%
8 | 30 | 18 | 0 | 0 | 0 | 0 | 0 |  | 0 | 0 |  | 0%
8 | 30 | 19 | 0 | 0 | 0 | 0 | 0 |  | 0 | 0 |  | 0%
8 | 30 | 20 | 0 | 0 | 0 | 0 | 0 |  | 0 | 0 |  | 0%
8 | 30 | 21 | 0 | 0 | 0 | 0 | 0 |  | 0 | 0 |  | 0%
8 | 30 | 22 | 0 | 0 | 0 | 0 | 0 |  | 0 | 0 |  | 0%
8 | 30 | 23 | 0 | 0 | 0 | 0 | 0 |  | 0 | 0 |  | 0%
8 | 31 | 0 | 0 | 0 | 0 | 0 | 0 |  | 0 | 0 |  | 0%
8 | 31 | 1 | 0 | 0 | 0 | 0 | 0 |  | 0 | 0 |  | 0%
8 | 31 | 2 | 0 | 0 | 0 | 0 | 0 |  | 0 | 0 |  | 0%
8 | 31 | 3 | 0 | 0 | 0 | 0 | 0 |  | 0 | 0 |  | 0%
8 | 31 | 4 | 0 | 0 | 0 | 0 | 0 |  | 0 | 0 |  | 0%
8 | 31 | 5 | 0 | 0 | 0 | 0 | 0 |  | 0 | 0 |  | 0%
8 | 31 | 6 | 1306.611 | 1306.611 | 1306.611 | 1306.611 | 1306.611 |  | 0 | 0 |  | 0.0002281%
8 | 31 | 7 | 30244.376 | 30087.725 | 29549.99 | 28946.308 | 28630.234 |  | 0 | 0 |  | 0.005159%
8 | 31 | 8 | 15179.077 | 15179.077 | 15179.077 | 15179.077 | 15179.077 |  | 0 | 0 |  | 0.00265%
8 | 31 | 9 | 64678.29 | 64965.061 | 63999.575 | 62346.832 | 60959.066 |  | 0 | 0 |  | 0.01117%
8 | 31 | 10 | 67429.244 | 68083.343 | 67698.573 | 66500.064 | 65189.495 |  | 0 | 0 |  | 0.01182%
8 | 31 | 11 | 88151.801 | 89839.09 | 90184.904 | 88987.255 | 86946.045 |  | 0 | 0 |  | 0.01575%
8 | 31 | 12 | 146519.163 | 156492.394 | 162804.95 | 161825.273 | 154113.872 |  | 0 | 0 |  | 0.02842%
8 | 31 | 13 | 145422.798 | 161583.858 | 176807.116 | 182342.841 | 175087.026 |  | 0 | 0 |  | 0.03087%
8 | 31 | 14 | 120034.58 | 138873.366 | 160952.322 | 174211.613 | 171248.29 | CFs | 0 | 0 |  | 0.0281%
8 | 31 | 15 | 76178.839 | 92928.583 | 117403.866 | 134936.877 | 137016.533 | CFs | 0 | 0 |  | 0.0205%
8 | 31 | 16 | 32907.465 | 44484.917 | 74102.013 | 99623.768 | 106996.508 | CFs | 0 | 0 |  | 0.01294%
8 | 31 | 17 | 14699.226 | 14699.226 | 17061.663 | 21895.714 | 23585.975 | CFs | 0 | 0 |  | 0.002979%
8 | 31 | 18 | 0 | 0 | 0 | 0 | 0 |  | 0 | 0 |  | 0%
8 | 31 | 19 | 0 | 0 | 0 | 0 | 0 |  | 0 | 0 |  | 0%
8 | 31 | 20 | 0 | 0 | 0 | 0 | 0 |  | 0 | 0 |  | 0%
8 | 31 | 21 | 0 | 0 | 0 | 0 | 0 |  | 0 | 0 |  | 0%
8 | 31 | 22 | 0 | 0 | 0 | 0 | 0 |  | 0 | 0 |  | 0%
8 | 31 | 23 | 0 | 0 | 0 | 0 | 0 |  | 0 | 0 |  | 0%
9 | 1 | 0 | 0 | 0 | 0 | 0 | 0 |  | 0 | 0 |  | 0%
9 | 1 | 1 | 0 | 0 | 0 | 0 | 0 |  | 0 | 0 |  | 0%
9 | 1 | 2 | 0 | 0 | 0 | 0 | 0 |  | 0 | 0 |  | 0%
9 | 1 | 3 | 0 | 0 | 0 | 0 | 0 |  | 0 | 0 |  | 0%
9 | 1 | 4 | 0 | 0 | 0 | 0 | 0 |  | 0 | 0 |  | 0%
9 | 1 | 5 | 0 | 0 | 0 | 0 | 0 |  | 0 | 0 |  | 0%
9 | 1 | 6 | 26864.757 | 24942.75 | 20090.951 | 17045.339 | 17045.339 |  | 0 | 0 |  | 0.003508%
9 | 1 | 7 | 149895.681 | 139422.569 | 99954.747 | 51083.178 | 29603.356 |  | 0 | 0 |  | 0.01745%
9 | 1 | 8 | 222722.943 | 219737.447 | 180961.844 | 123684.942 | 80796.424 |  | 0 | 0 |  | 0.03159%
9 | 1 | 9 | 249804.781 | 257628.821 | 232418.837 | 187218.271 | 146450.583 |  | 0 | 0 |  | 0.04058%
9 | 1 | 10 | 228366.385 | 242536.191 | 234553.003 | 208659.92 | 179348.556 |  | 0 | 0 |  | 0.04095%
9 | 1 | 11 | 224168.894 | 245153.673 | 249499.819 | 234887.108 | 209253.075 |  | 0 | 0 |  | 0.04356%
9 | 1 | 12 | 189096.877 | 210288.899 | 223536.994 | 221483.943 | 205250.76 |  | 0 | 0 |  | 0.03903%
9 | 1 | 13 | 174586.993 | 204542.25 | 232183.106 | 242022.965 | 228872.467 |  | 0 | 0 |  | 0.04054%
9 | 1 | 14 | 105869.435 | 120448.217 | 137643.059 | 147958.065 | 145555.457 |  | 0 | 0 |  | 0.02403%
9 | 1 | 15 | 57933.94 | 62949.561 | 70490.314 | 76081.522 | 76717.356 |  | 0 | 0 |  | 0.01231%
9 | 1 | 16 | 35119.304 | 38818.958 | 47641.139 | 55402.454 | 57675.525 |  | 0 | 0 |  | 0.008318%
9 | 1 | 17 | 11177.063 | 11177.063 | 11447.763 | 11892.267 | 12091.402 |  | 0 | 0 |  | 0.001999%
9 | 1 | 18 | 0 | 0 | 0 | 0 | 0 |  | 0 | 0 |  | 0%
9 | 1 | 19 | 0 | 0 | 0 | 0 | 0 |  | 0 | 0 |  | 0%
9 | 1 | 20 | 0 | 0 | 0 | 0 | 0 |  | 0 | 0 |  | 0%
9 | 1 | 21 | 0 | 0 | 0 | 0 | 0 |  | 0 | 0 |  | 0%
9 | 1 | 22 | 0 | 0 | 0 | 0 | 0 |  | 0 | 0 |  | 0%
9 | 1 | 23 | 0 | 0 | 0 | 0 | 0 |  | 0 | 0 |  | 0%
9 | 2 | 0 | 0 | 0 | 0 | 0 | 0 |  | 0 | 0 |  | 0%
9 | 2 | 1 | 0 | 0 | 0 | 0 | 0 |  | 0 | 0 |  | 0%
9 | 2 | 2 | 0 | 0 | 0 | 0 | 0 |  | 0 | 0 |  | 0%
9 | 2 | 3 | 0 | 0 | 0 | 0 | 0 |  | 0 | 0 |  | 0%
9 | 2 | 4 | 0 | 0 | 0 | 0 | 0 |  | 0 | 0 |  | 0%
9 | 2 | 5 | 0 | 0 | 0 | 0 | 0 |  | 0 | 0 |  | 0%
9 | 2 | 6 | 88917.955 | 74680.923 | 34050.972 | 12680.348 | 12680.348 |  | 0 | 0 |  | 0.005945%
9 | 2 | 7 | 172720.005 | 160301.824 | 111972.471 | 51038.382 | 24385.886 |  | 0 | 0 |  | 0.01955%
9 | 2 | 8 | 225331.011 | 222671.902 | 183682.323 | 125488.708 | 81469.833 |  | 0 | 0 |  | 0.03207%
9 | 2 | 9 | 134591.725 | 136964.074 | 129764.345 | 117111.425 | 106143.528 |  | 0 | 0 |  | 0.02266%
9 | 2 | 10 | 266458.904 | 285412.067 | 275170.725 | 240949.353 | 201526.354 |  | 0 | 0 |  | 0.04804%
9 | 2 | 11 | 259832.383 | 287729.567 | 293620.121 | 274454.301 | 240386.582 |  | 0 | 0 |  | 0.05126%
9 | 2 | 12 | 237021.516 | 272499.364 | 294391.94 | 291006.362 | 264096.311 |  | 0 | 0 |  | 0.0514%
9 | 2 | 13 | 198409.598 | 239234.345 | 276587.106 | 289716.586 | 271841.691 |  | 0 | 0 |  | 0.04829%
9 | 2 | 14 | 143032.644 | 188847.118 | 239670.614 | 269258.962 | 262148.423 |  | 0 | 0 |  | 0.04184%
9 | 2 | 15 | 70841.578 | 117190.171 | 182392.173 | 226534.803 | 231218.077 |  | 0 | 0 |  | 0.03184%
9 | 2 | 16 | 13059.479 | 36999.556 | 105557.721 | 163378.767 | 179115.808 |  | 0 | 0 |  | 0.01843%
9 | 2 | 17 | 7265.327 | 7265.327 | 25048.589 | 74840.141 | 85274.52 |  | 0 | 0 |  | 0.004373%
9 | 2 | 18 | 0 | 0 | 0 | 0 | 0 |  | 0 | 0 |  | 0%
9 | 2 | 19 | 0 | 0 | 0 | 0 | 0 |  | 0 | 0 |  | 0%
9 | 2 | 20 | 0 | 0 | 0 | 0 | 0 |  | 0 | 0 |  | 0%
9 | 2 | 21 | 0 | 0 | 0 | 0 | 0 |  | 0 | 0 |  | 0%
9 | 2 | 22 | 0 | 0 | 0 | 0 | 0 |  | 0 | 0 |  | 0%
9 | 2 | 23 | 0 | 0 | 0 | 0 | 0 |  | 0 | 0 |  | 0%
9 | 3 | 0 | 0 | 0 | 0 | 0 | 0 |  | 0 | 0 |  | 0%
9 | 3 | 1 | 0 | 0 | 0 | 0 | 0 |  | 0 | 0 |  | 0%
9 | 3 | 2 | 0 | 0 | 0 | 0 | 0 |  | 0 | 0 |  | 0%
9 | 3 | 3 | 0 | 0 | 0 | 0 | 0 |  | 0 | 0 |  | 0%
9 | 3 | 4 | 0 | 0 | 0 | 0 | 0 |  | 0 | 0 |  | 0%
9 | 3 | 5 | 0 | 0 | 0 | 0 | 0 |  | 0 | 0 |  | 0%
9 | 3 | 6 | 112134.264 | 93723.274 | 37197.912 | 8445.32 | 8445.32 |  | 0 | 0 |  | 0.006494%
9 | 3 | 7 | 195849.651 | 181590.596 | 124191.896 | 50447.85 | 18529.183 |  | 0 | 0 |  | 0.02168%
9 | 3 | 8 | 242583.905 | 240080.715 | 197817.534 | 133613.904 | 84160.312 |  | 0 | 0 |  | 0.03454%
9 | 3 | 9 | 269893.866 | 279189.757 | 252126.492 | 202332.593 | 156194.392 |  | 0 | 0 |  | 0.04402%
9 | 3 | 10 | 278526.389 | 298703.155 | 288242.284 | 252369.341 | 210585.944 |  | 0 | 0 |  | 0.05032%
9 | 3 | 11 | 269333.464 | 299010.09 | 305403.214 | 285268.695 | 249098.91 |  | 0 | 0 |  | 0.05332%
9 | 3 | 12 | 244288.328 | 281887.325 | 304986.33 | 301412.358 | 272983.128 |  | 0 | 0 |  | 0.05325%
9 | 3 | 13 | 202224.855 | 245048.272 | 283948.935 | 297463.977 | 278725.732 |  | 0 | 0 |  | 0.04957%
9 | 3 | 14 | 144318.808 | 192378.948 | 245040.635 | 275424.022 | 267851.642 |  | 0 | 0 |  | 0.04278%
9 | 3 | 15 | 68761.066 | 118149.427 | 187149.198 | 233290.826 | 237917.973 |  | 0 | 0 |  | 0.03267%
9 | 3 | 16 | 12709.404 | 36766.664 | 107826.676 | 167544.21 | 183471.287 |  | 0 | 0 |  | 0.01883%
9 | 3 | 17 | 7143.646 | 7143.646 | 24520.689 | 74668.872 | 83786.031 |  | 0 | 0 |  | 0.004281%
9 | 3 | 18 | 0 | 0 | 0 | 0 | 0 |  | 0 | 0 |  | 0%
9 | 3 | 19 | 0 | 0 | 0 | 0 | 0 |  | 0 | 0 |  | 0%
9 | 3 | 20 | 0 | 0 | 0 | 0 | 0 |  | 0 | 0 |  | 0%
9 | 3 | 21 | 0 | 0 | 0 | 0 | 0 |  | 0 | 0 |  | 0%
9 | 3 | 22 | 0 | 0 | 0 | 0 | 0 |  | 0 | 0 |  | 0%
9 | 3 | 23 | 0 | 0 | 0 | 0 | 0 |  | 0 | 0 |  | 0%
9 | 4 | 0 | 0 | 0 | 0 | 0 | 0 |  | 0 | 0 |  | 0%
9 | 4 | 1 | 0 | 0 | 0 | 0 | 0 |  | 0 | 0 |  | 0%
9 | 4 | 2 | 0 | 0 | 0 | 0 | 0 |  | 0 | 0 |  | 0%
9 | 4 | 3 | 0 | 0 | 0 | 0 | 0 |  | 0 | 0 |  | 0%
9 | 4 | 4 | 0 | 0 | 0 | 0 | 0 |  | 0 | 0 |  | 0%
9 | 4 | 5 | 0 | 0 | 0 | 0 | 0 |  | 0 | 0 |  | 0%
9 | 4 | 6 | 108573.749 | 91673.842 | 36989.456 | 9098.978 | 9098.978 |  | 0 | 0 |  | 0.006458%
9 | 4 | 7 | 193747.919 | 180014.61 | 123561.661 | 50952.343 | 19471.758 |  | 0 | 0 |  | 0.02157%
9 | 4 | 8 | 244043.785 | 241874.516 | 198818.837 | 133329.37 | 82838.656 |  | 0 | 0 |  | 0.03471%
9 | 4 | 9 | 268612.276 | 278286.501 | 251505.743 | 201936.672 | 155831.002 |  | 0 | 0 |  | 0.04391%
9 | 4 | 10 | 276312.827 | 296667.927 | 286535.942 | 251019.212 | 209478.676 |  | 0 | 0 |  | 0.05003%
9 | 4 | 11 | 265195.038 | 294489.273 | 300939.62 | 281278.424 | 245731.736 |  | 0 | 0 |  | 0.05254%
9 | 4 | 12 | 237738.457 | 273927.417 | 296101.411 | 292667.712 | 265353.766 |  | 0 | 0 |  | 0.0517%
9 | 4 | 13 | 197566.298 | 238771.058 | 275906.364 | 288652.471 | 270657.689 |  | 0 | 0 |  | 0.04817%
9 | 4 | 14 | 139493.642 | 186902.043 | 238267.085 | 267577.759 | 260015.054 |  | 0 | 0 |  | 0.0416%
9 | 4 | 15 | 67914.146 | 115086.777 | 180576.56 | 223909.147 | 228002.047 |  | 0 | 0 |  | 0.03153%
9 | 4 | 16 | 13130.268 | 35697.507 | 102759.711 | 158844.212 | 173529.158 |  | 0 | 0 |  | 0.01794%
9 | 4 | 17 | 7732.861 | 7732.861 | 23137.087 | 68383.581 | 75562.215 |  | 0 | 0 |  | 0.004039%
9 | 4 | 18 | 0 | 0 | 0 | 0 | 0 |  | 0 | 0 |  | 0%
9 | 4 | 19 | 0 | 0 | 0 | 0 | 0 |  | 0 | 0 |  | 0%
9 | 4 | 20 | 0 | 0 | 0 | 0 | 0 |  | 0 | 0 |  | 0%
9 | 4 | 21 | 0 | 0 | 0 | 0 | 0 |  | 0 | 0 |  | 0%
9 | 4 | 22 | 0 | 0 | 0 | 0 | 0 |  | 0 | 0 |  | 0%
9 | 4 | 23 | 0 | 0 | 0 | 0 | 0 |  | 0 | 0 |  | 0%
9 | 5 | 0 | 0 | 0 | 0 | 0 | 0 |  | 0 | 0 |  | 0%
9 | 5 | 1 | 0 | 0 | 0 | 0 | 0 |  | 0 | 0 |  | 0%
9 | 5 | 2 | 0 | 0 | 0 | 0 | 0 |  | 0 | 0 |  | 0%
9 | 5 | 3 | 0 | 0 | 0 | 0 | 0 |  | 0 | 0 |  | 0%
9 | 5 | 4 | 0 | 0 | 0 | 0 | 0 |  | 0 | 0 |  | 0%
9 | 5 | 5 | 0 | 0 | 0 | 0 | 0 |  | 0 | 0 |  | 0%
9 | 5 | 6 | 90365.912 | 77490.213 | 34217.954 | 11741.318 | 11741.318 |  | 0 | 0 |  | 0.005974%
9 | 5 | 7 | 175783.926 | 163940.883 | 114412.906 | 50985.993 | 23101.049 |  | 0 | 0 |  | 0.01998%
9 | 5 | 8 | 226632.854 | 225022.028 | 186059.85 | 126721.109 | 80937.951 |  | 0 | 0 |  | 0.03248%
9 | 5 | 9 | 255087.342 | 264545.109 | 239593.747 | 192948.71 | 149291.29 |  | 0 | 0 |  | 0.04183%
9 | 5 | 10 | 263924.867 | 283634.141 | 274223.482 | 240408.705 | 200566.17 |  | 0 | 0 |  | 0.04788%
9 | 5 | 11 | 211080.911 | 230407.729 | 234800.01 | 221880.846 | 198736.262 |  | 0 | 0 |  | 0.04099%
9 | 5 | 12 | 230616.638 | 266445.174 | 288432.462 | 285020.801 | 257939.362 |  | 0 | 0 |  | 0.05036%
9 | 5 | 13 | 190479.7 | 230782.941 | 267119.079 | 279513.041 | 261711.027 |  | 0 | 0 |  | 0.04664%
9 | 5 | 14 | 133979.345 | 179257.781 | 228339.663 | 256313.47 | 248827.839 |  | 0 | 0 |  | 0.03987%
9 | 5 | 15 | 67130.425 | 110095.834 | 170028.094 | 209848.357 | 213395.914 |  | 0 | 0 |  | 0.02968%
9 | 5 | 16 | 19125.211 | 38032.571 | 94471.42 | 142108.113 | 154505.227 |  | 0 | 0 |  | 0.01649%
9 | 5 | 17 | 9702.706 | 9702.706 | 21066.758 | 53822.337 | 58904.995 |  | 0 | 0 |  | 0.003678%
9 | 5 | 18 | 0 | 0 | 0 | 0 | 0 |  | 0 | 0 |  | 0%
9 | 5 | 19 | 0 | 0 | 0 | 0 | 0 |  | 0 | 0 |  | 0%
9 | 5 | 20 | 0 | 0 | 0 | 0 | 0 |  | 0 | 0 |  | 0%
9 | 5 | 21 | 0 | 0 | 0 | 0 | 0 |  | 0 | 0 |  | 0%
9 | 5 | 22 | 0 | 0 | 0 | 0 | 0 |  | 0 | 0 |  | 0%
9 | 5 | 23 | 0 | 0 | 0 | 0 | 0 |  | 0 | 0 |  | 0%
9 | 6 | 0 | 0 | 0 | 0 | 0 | 0 |  | 0 | 0 |  | 0%
9 | 6 | 1 | 0 | 0 | 0 | 0 | 0 |  | 0 | 0 |  | 0%
9 | 6 | 2 | 0 | 0 | 0 | 0 | 0 |  | 0 | 0 |  | 0%
9 | 6 | 3 | 0 | 0 | 0 | 0 | 0 |  | 0 | 0 |  | 0%
9 | 6 | 4 | 0 | 0 | 0 | 0 | 0 |  | 0 | 0 |  | 0%
9 | 6 | 5 | 0 | 0 | 0 | 0 | 0 |  | 0 | 0 |  | 0%
9 | 6 | 6 | 85436.653 | 73983.292 | 33471.73 | 12270.768 | 12270.768 |  | 0 | 0 |  | 0.005844%
9 | 6 | 7 | 171135.724 | 160035.783 | 112353.289 | 50849.841 | 23665.592 |  | 0 | 0 |  | 0.01962%
9 | 6 | 8 | 223037.32 | 221823.002 | 183926.097 | 125561.195 | 80066.018 |  | 0 | 0 |  | 0.03211%
9 | 6 | 9 | 249995.535 | 259678.955 | 235289.053 | 189114.246 | 145454.317 |  | 0 | 0 |  | 0.04108%
9 | 6 | 10 | 258264.602 | 277822.532 | 268868.816 | 235864.659 | 196683.824 |  | 0 | 0 |  | 0.04694%
9 | 6 | 11 | 249216.72 | 277327.684 | 283772.177 | 265315.815 | 231475.322 |  | 0 | 0 |  | 0.04954%
9 | 6 | 12 | 222269.35 | 256388.878 | 277253.068 | 274015.586 | 248292.498 |  | 0 | 0 |  | 0.04841%
9 | 6 | 13 | 182691.705 | 221612.708 | 256413.203 | 268136.711 | 250995.809 |  | 0 | 0 |  | 0.04477%
9 | 6 | 14 | 129791.279 | 172656.764 | 218626.166 | 244573.202 | 237397.279 |  | 0 | 0 |  | 0.03817%
9 | 6 | 15 | 65949.143 | 106471.453 | 162755.542 | 199848.207 | 202938.502 |  | 0 | 0 |  | 0.02842%
9 | 6 | 16 | 20752.921 | 37812.499 | 89800.644 | 133720.153 | 144973.055 |  | 0 | 0 |  | 0.01568%
9 | 6 | 17 | 9869.336 | 9869.336 | 19844.254 | 48472.23 | 52952.162 |  | 0 | 0 |  | 0.003465%
9 | 6 | 18 | 0 | 0 | 0 | 0 | 0 |  | 0 | 0 |  | 0%
9 | 6 | 19 | 0 | 0 | 0 | 0 | 0 |  | 0 | 0 |  | 0%
9 | 6 | 20 | 0 | 0 | 0 | 0 | 0 |  | 0 | 0 |  | 0%
9 | 6 | 21 | 0 | 0 | 0 | 0 | 0 |  | 0 | 0 |  | 0%
9 | 6 | 22 | 0 | 0 | 0 | 0 | 0 |  | 0 | 0 |  | 0%
9 | 6 | 23 | 0 | 0 | 0 | 0 | 0 |  | 0 | 0 |  | 0%
9 | 7 | 0 | 0 | 0 | 0 | 0 | 0 |  | 0 | 0 |  | 0%
9 | 7 | 1 | 0 | 0 | 0 | 0 | 0 |  | 0 | 0 |  | 0%
9 | 7 | 2 | 0 | 0 | 0 | 0 | 0 |  | 0 | 0 |  | 0%
9 | 7 | 3 | 0 | 0 | 0 | 0 | 0 |  | 0 | 0 |  | 0%
9 | 7 | 4 | 0 | 0 | 0 | 0 | 0 |  | 0 | 0 |  | 0%
9 | 7 | 5 | 0 | 0 | 0 | 0 | 0 |  | 0 | 0 |  | 0%
9 | 7 | 6 | 76574.055 | 67110.291 | 32176.393 | 13502.537 | 13502.537 |  | 0 | 0 |  | 0.005618%
9 | 7 | 7 | 161583.143 | 151653.529 | 107978.552 | 51563.548 | 26504.759 |  | 0 | 0 |  | 0.01885%
9 | 7 | 8 | 217618.973 | 216790.265 | 180309.699 | 124009.989 | 80039.444 |  | 0 | 0 |  | 0.03148%
9 | 7 | 9 | 245560.86 | 255357.052 | 231807.755 | 186941.052 | 144394.68 |  | 0 | 0 |  | 0.04047%
9 | 7 | 10 | 217047.003 | 232153.774 | 225505.223 | 200628.352 | 171388.279 |  | 0 | 0 |  | 0.03937%
9 | 7 | 11 | 223638.756 | 247054.691 | 252577.014 | 237276.539 | 209403.278 |  | 0 | 0 |  | 0.0441%
9 | 7 | 12 | 224059.911 | 259757.183 | 281691.745 | 278278.881 | 251259.524 |  | 0 | 0 |  | 0.04918%
9 | 7 | 13 | 185293.591 | 225515.255 | 261645.119 | 273776.581 | 255744.82 |  | 0 | 0 |  | 0.04568%
9 | 7 | 14 | 129139.283 | 174484.035 | 223062.97 | 250505.039 | 242645.82 |  | 0 | 0 |  | 0.03894%
9 | 7 | 15 | 62801.756 | 105845.916 | 165816.141 | 205282.159 | 208354.626 |  | 0 | 0 |  | 0.02895%
9 | 7 | 16 | 17003.272 | 34692.355 | 91035.476 | 138801.793 | 150831.299 |  | 0 | 0 |  | 0.01589%
9 | 7 | 17 | 8405.226 | 8405.226 | 18889.471 | 50207.131 | 54717.529 |  | 0 | 0 |  | 0.003298%
9 | 7 | 18 | 0 | 0 | 0 | 0 | 0 |  | 0 | 0 |  | 0%
9 | 7 | 19 | 0 | 0 | 0 | 0 | 0 |  | 0 | 0 |  | 0%
9 | 7 | 20 | 0 | 0 | 0 | 0 | 0 |  | 0 | 0 |  | 0%
9 | 7 | 21 | 0 | 0 | 0 | 0 | 0 |  | 0 | 0 |  | 0%
9 | 7 | 22 | 0 | 0 | 0 | 0 | 0 |  | 0 | 0 |  | 0%
9 | 7 | 23 | 0 | 0 | 0 | 0 | 0 |  | 0 | 0 |  | 0%
9 | 8 | 0 | 0 | 0 | 0 | 0 | 0 |  | 0 | 0 |  | 0%
9 | 8 | 1 | 0 | 0 | 0 | 0 | 0 |  | 0 | 0 |  | 0%
9 | 8 | 2 | 0 | 0 | 0 | 0 | 0 |  | 0 | 0 |  | 0%
9 | 8 | 3 | 0 | 0 | 0 | 0 | 0 |  | 0 | 0 |  | 0%
9 | 8 | 4 | 0 | 0 | 0 | 0 | 0 |  | 0 | 0 |  | 0%
9 | 8 | 5 | 0 | 0 | 0 | 0 | 0 |  | 0 | 0 |  | 0%
9 | 8 | 6 | 34790.819 | 31770.757 | 21165.738 | 15003.175 | 15003.175 |  | 0 | 0 |  | 0.003695%
9 | 8 | 7 | 21681.19 | 21657.972 | 21561.356 | 21447.948 | 21384.178 |  | 0 | 0 |  | 0.003764%
9 | 8 | 8 | 28856.959 | 28855.572 | 28752.372 | 28607.822 | 28506.596 |  | 0 | 0 |  | 0.00502%
9 | 8 | 9 | 133518.996 | 136566.966 | 129605.499 | 116618.707 | 104844.952 |  | 0 | 0 |  | 0.02263%
9 | 8 | 10 | 128125.452 | 132903.952 | 130880.414 | 123217.484 | 114358.682 |  | 0 | 0 |  | 0.02285%
9 | 8 | 11 | 88850.488 | 90882.938 | 91379.501 | 90050.547 | 87671.715 |  | 0 | 0 |  | 0.01595%
9 | 8 | 12 | 75047.408 | 76825.663 | 77956.056 | 77777.971 | 76395.41 |  | 0 | 0 |  | 0.01361%
9 | 8 | 13 | 107489.532 | 115997.06 | 123871.116 | 126552.945 | 122510.939 |  | 0 | 0 |  | 0.02163%
9 | 8 | 14 | 72482.097 | 75845.685 | 79725.618 | 81984.976 | 81310.137 |  | 0 | 0 |  | 0.01392%
9 | 8 | 15 | 60034.993 | 67889.785 | 79263.576 | 87241.082 | 87825.722 |  | 0 | 0 |  | 0.01384%
9 | 8 | 16 | 13263.69 | 13263.69 | 13263.69 | 13263.69 | 13263.69 |  | 0 | 0 |  | 0.002316%
9 | 8 | 17 | 8798.381 | 8798.381 | 9046.87 | 9525.781 | 9728.599 |  | 0 | 0 |  | 0.001579%
9 | 8 | 18 | 0 | 0 | 0 | 0 | 0 |  | 0 | 0 |  | 0%
9 | 8 | 19 | 0 | 0 | 0 | 0 | 0 |  | 0 | 0 |  | 0%
9 | 8 | 20 | 0 | 0 | 0 | 0 | 0 |  | 0 | 0 |  | 0%
9 | 8 | 21 | 0 | 0 | 0 | 0 | 0 |  | 0 | 0 |  | 0%
9 | 8 | 22 | 0 | 0 | 0 | 0 | 0 |  | 0 | 0 |  | 0%
9 | 8 | 23 | 0 | 0 | 0 | 0 | 0 |  | 0 | 0 |  | 0%
9 | 9 | 0 | 0 | 0 | 0 | 0 | 0 |  | 0 | 0 |  | 0%
9 | 9 | 1 | 0 | 0 | 0 | 0 | 0 |  | 0 | 0 |  | 0%
9 | 9 | 2 | 0 | 0 | 0 | 0 | 0 |  | 0 | 0 |  | 0%
9 | 9 | 3 | 0 | 0 | 0 | 0 | 0 |  | 0 | 0 |  | 0%
9 | 9 | 4 | 0 | 0 | 0 | 0 | 0 |  | 0 | 0 |  | 0%
9 | 9 | 5 | 0 | 0 | 0 | 0 | 0 |  | 0 | 0 |  | 0%
9 | 9 | 6 | 43922.485 | 40025.633 | 25250.771 | 16800.008 | 16800.008 |  | 0 | 0 |  | 0.004408%
9 | 9 | 7 | 108539.673 | 103174.284 | 78824.188 | 48077.264 | 33993.572 |  | 0 | 0 |  | 0.01376%
9 | 9 | 8 | 139192.387 | 139134.176 | 122823.952 | 98464.754 | 80050.186 |  | 0 | 0 |  | 0.02144%
9 | 9 | 9 | 162573.572 | 167585.34 | 156616.652 | 135854.85 | 116706.125 |  | 0 | 0 |  | 0.02734%
9 | 9 | 10 | 245447.041 | 265456.17 | 257377.692 | 225450.207 | 187359.106 |  | 0 | 0 |  | 0.04494%
9 | 9 | 11 | 239180.192 | 268152.491 | 275240.021 | 256698.419 | 222485.927 |  | 0 | 0 |  | 0.04805%
9 | 9 | 12 | 210888.364 | 244189.869 | 264840.876 | 261612.187 | 236217.145 |  | 0 | 0 |  | 0.04624%
9 | 9 | 13 | 174077.794 | 210655.761 | 243669.728 | 254646.01 | 237789.356 |  | 0 | 0 |  | 0.04254%
9 | 9 | 14 | 123907.608 | 162590.039 | 204185.459 | 227678.692 | 220487.202 |  | 0 | 0 |  | 0.03565%
9 | 9 | 15 | 65104.7 | 91396.52 | 128605.85 | 153546.616 | 155218.145 |  | 0 | 0 |  | 0.02245%
9 | 9 | 16 | 23292.537 | 36535.433 | 80062.881 | 117421.559 | 126642.458 |  | 0 | 0 |  | 0.01398%
9 | 9 | 17 | 9387.796 | 9387.796 | 15451.315 | 32925.542 | 36009.484 |  | 0 | 0 |  | 0.002698%
9 | 9 | 18 | 0 | 0 | 0 | 0 | 0 |  | 0 | 0 |  | 0%
9 | 9 | 19 | 0 | 0 | 0 | 0 | 0 |  | 0 | 0 |  | 0%
9 | 9 | 20 | 0 | 0 | 0 | 0 | 0 |  | 0 | 0 |  | 0%
9 | 9 | 21 | 0 | 0 | 0 | 0 | 0 |  | 0 | 0 |  | 0%
9 | 9 | 22 | 0 | 0 | 0 | 0 | 0 |  | 0 | 0 |  | 0%
9 | 9 | 23 | 0 | 0 | 0 | 0 | 0 |  | 0 | 0 |  | 0%
9 | 10 | 0 | 0 | 0 | 0 | 0 | 0 |  | 0 | 0 |  | 0%
9 | 10 | 1 | 0 | 0 | 0 | 0 | 0 |  | 0 | 0 |  | 0%
9 | 10 | 2 | 0 | 0 | 0 | 0 | 0 |  | 0 | 0 |  | 0%
9 | 10 | 3 | 0 | 0 | 0 | 0 | 0 |  | 0 | 0 |  | 0%
9 | 10 | 4 | 0 | 0 | 0 | 0 | 0 |  | 0 | 0 |  | 0%
9 | 10 | 5 | 0 | 0 | 0 | 0 | 0 |  | 0 | 0 |  | 0%
9 | 10 | 6 | 39219.924 | 35955.353 | 21962.05 | 14273.476 | 14273.476 |  | 0 | 0 |  | 0.003834%
9 | 10 | 7 | 99575.629 | 95393.072 | 75942.08 | 51394.653 | 39926.706 |  | 0 | 0 |  | 0.01326%
9 | 10 | 8 | 138129.169 | 138236.71 | 121347.734 | 95767.128 | 76157.369 |  | 0 | 0 |  | 0.02119%
9 | 10 | 9 | 126274.472 | 129330.726 | 122925.63 | 110724.345 | 99507.05 |  | 0 | 0 |  | 0.02146%
9 | 10 | 10 | 119066.734 | 123534.461 | 121798.966 | 114858.178 | 106737.772 |  | 0 | 0 |  | 0.02126%
9 | 10 | 11 | 109127.025 | 114345.761 | 115665.384 | 112323.509 | 106254.734 |  | 0 | 0 |  | 0.02019%
9 | 10 | 12 | 101034.905 | 106904.648 | 110625.96 | 110039.373 | 105484.307 |  | 0 | 0 |  | 0.01931%
9 | 10 | 13 | 100319.087 | 108131.328 | 115345.191 | 117765.337 | 113996.089 |  | 0 | 0 |  | 0.02014%
9 | 10 | 14 | 100246.87 | 115938.602 | 133551.104 | 143619.327 | 140427.039 |  | 0 | 0 |  | 0.02332%
9 | 10 | 15 | 68999.223 | 91225.068 | 122819.931 | 144188.43 | 145497.566 |  | 0 | 0 |  | 0.02144%
9 | 10 | 16 | 25453.047 | 34564.912 | 65292.528 | 91932.992 | 98458.192 |  | 0 | 0 |  | 0.0114%
9 | 10 | 17 | 8752.379 | 8752.379 | 11337.912 | 18159.075 | 19769.127 |  | 0 | 0 |  | 0.001979%
9 | 10 | 18 | 0 | 0 | 0 | 0 | 0 |  | 0 | 0 |  | 0%
9 | 10 | 19 | 0 | 0 | 0 | 0 | 0 |  | 0 | 0 |  | 0%
9 | 10 | 20 | 0 | 0 | 0 | 0 | 0 |  | 0 | 0 |  | 0%
9 | 10 | 21 | 0 | 0 | 0 | 0 | 0 |  | 0 | 0 |  | 0%
9 | 10 | 22 | 0 | 0 | 0 | 0 | 0 |  | 0 | 0 |  | 0%
9 | 10 | 23 | 0 | 0 | 0 | 0 | 0 |  | 0 | 0 |  | 0%
9 | 11 | 0 | 0 | 0 | 0 | 0 | 0 |  | 0 | 0 |  | 0%
9 | 11 | 1 | 0 | 0 | 0 | 0 | 0 |  | 0 | 0 |  | 0%
9 | 11 | 2 | 0 | 0 | 0 | 0 | 0 |  | 0 | 0 |  | 0%
9 | 11 | 3 | 0 | 0 | 0 | 0 | 0 |  | 0 | 0 |  | 0%
9 | 11 | 4 | 0 | 0 | 0 | 0 | 0 |  | 0 | 0 |  | 0%
9 | 11 | 5 | 0 | 0 | 0 | 0 | 0 |  | 0 | 0 |  | 0%
9 | 11 | 6 | 61063.727 | 55606.808 | 28496.257 | 14105.367 | 14105.367 |  | 0 | 0 |  | 0.004975%
9 | 11 | 7 | 150563.627 | 142391.17 | 102273.508 | 49945.998 | 26598.505 |  | 0 | 0 |  | 0.01786%
9 | 11 | 8 | 205930.777 | 206483.692 | 172506.484 | 118811.008 | 76008.496 |  | 0 | 0 |  | 0.03012%
9 | 11 | 9 | 232441.712 | 243133.801 | 221516.541 | 178549.86 | 136439.145 |  | 0 | 0 |  | 0.03867%
9 | 11 | 10 | 240373.695 | 260374.254 | 253002.455 | 221886.976 | 183709.915 |  | 0 | 0 |  | 0.04417%
9 | 11 | 11 | 231297.038 | 259291.765 | 266309.247 | 248871.087 | 215851.693 |  | 0 | 0 |  | 0.04649%
9 | 11 | 12 | 195243.331 | 224299.414 | 242160.987 | 239373.2 | 217362.693 |  | 0 | 0 |  | 0.04228%
9 | 11 | 13 | 163211.327 | 196123.689 | 225415.493 | 234933.797 | 219813.467 |  | 0 | 0 |  | 0.03935%
9 | 11 | 14 | 119408.562 | 158575.378 | 199520.895 | 222148.82 | 214811.761 |  | 0 | 0 |  | 0.03483%
9 | 11 | 15 | 63268.954 | 96609.606 | 142999.421 | 173147.58 | 174802.946 |  | 0 | 0 |  | 0.02497%
9 | 11 | 16 | 27407.136 | 37560.244 | 73824.166 | 104977.804 | 112397.782 |  | 0 | 0 |  | 0.01289%
9 | 11 | 17 | 8090.801 | 8090.801 | 12619.483 | 25459.461 | 28073.126 |  | 0 | 0 |  | 0.002203%
9 | 11 | 18 | 0 | 0 | 0 | 0 | 0 |  | 0 | 0 |  | 0%
9 | 11 | 19 | 0 | 0 | 0 | 0 | 0 |  | 0 | 0 |  | 0%
9 | 11 | 20 | 0 | 0 | 0 | 0 | 0 |  | 0 | 0 |  | 0%
9 | 11 | 21 | 0 | 0 | 0 | 0 | 0 |  | 0 | 0 |  | 0%
9 | 11 | 22 | 0 | 0 | 0 | 0 | 0 |  | 0 | 0 |  | 0%
9 | 11 | 23 | 0 | 0 | 0 | 0 | 0 |  | 0 | 0 |  | 0%
9 | 12 | 0 | 0 | 0 | 0 | 0 | 0 |  | 0 | 0 |  | 0%
9 | 12 | 1 | 0 | 0 | 0 | 0 | 0 |  | 0 | 0 |  | 0%
9 | 12 | 2 | 0 | 0 | 0 | 0 | 0 |  | 0 | 0 |  | 0%
9 | 12 | 3 | 0 | 0 | 0 | 0 | 0 |  | 0 | 0 |  | 0%
9 | 12 | 4 | 0 | 0 | 0 | 0 | 0 |  | 0 | 0 |  | 0%
9 | 12 | 5 | 0 | 0 | 0 | 0 | 0 |  | 0 | 0 |  | 0%
9 | 12 | 6 | 9080.516 | 9080.516 | 9080.516 | 9080.516 | 9080.516 |  | 0 | 0 |  | 0.001585%
9 | 12 | 7 | 138504.68 | 131542.442 | 96499.262 | 50968.006 | 30341.313 |  | 0 | 0 |  | 0.01685%
9 | 12 | 8 | 188165.596 | 188952.459 | 159257.987 | 112607.986 | 75649.007 |  | 0 | 0 |  | 0.0278%
9 | 12 | 9 | 25855.209 | 25859.193 | 25851.515 | 25836.674 | 25823.363 |  | 0 | 0 |  | 0.004513%
9 | 12 | 10 | 119151.712 | 123785.356 | 122137.609 | 115159.324 | 106905.143 |  | 0 | 0 |  | 0.02132%
9 | 12 | 11 | 240509.503 | 271256.655 | 279149.365 | 260086.521 | 224153.28 |  | 0 | 0 |  | 0.04874%
9 | 12 | 12 | 216347.206 | 254072.017 | 277315.648 | 273683.143 | 245051.722 |  | 0 | 0 |  | 0.04842%
9 | 12 | 13 | 162395.607 | 195295.466 | 224867.095 | 234476.942 | 218981.091 |  | 0 | 0 |  | 0.03926%
9 | 12 | 14 | 108156.13 | 133263.231 | 160516.836 | 175848.342 | 170699.91 |  | 0 | 0 |  | 0.02802%
9 | 12 | 15 | 61747.968 | 83944.088 | 115430.861 | 136451.055 | 137492.462 |  | 0 | 0 |  | 0.02015%
9 | 12 | 16 | 20095.174 | 31017.87 | 72912.828 | 109180.646 | 117666.827 |  | 0 | 0 |  | 0.01273%
9 | 12 | 17 | 5661.472 | 5661.472 | 14540.951 | 42743.109 | 46899.857 |  | 0 | 0 |  | 0.002539%
9 | 12 | 18 | 0 | 0 | 0 | 0 | 0 |  | 0 | 0 |  | 0%
9 | 12 | 19 | 0 | 0 | 0 | 0 | 0 |  | 0 | 0 |  | 0%
9 | 12 | 20 | 0 | 0 | 0 | 0 | 0 |  | 0 | 0 |  | 0%
9 | 12 | 21 | 0 | 0 | 0 | 0 | 0 |  | 0 | 0 |  | 0%
9 | 12 | 22 | 0 | 0 | 0 | 0 | 0 |  | 0 | 0 |  | 0%
9 | 12 | 23 | 0 | 0 | 0 | 0 | 0 |  | 0 | 0 |  | 0%
9 | 13 | 0 | 0 | 0 | 0 | 0 | 0 |  | 0 | 0 |  | 0%
9 | 13 | 1 | 0 | 0 | 0 | 0 | 0 |  | 0 | 0 |  | 0%
9 | 13 | 2 | 0 | 0 | 0 | 0 | 0 |  | 0 | 0 |  | 0%
9 | 13 | 3 | 0 | 0 | 0 | 0 | 0 |  | 0 | 0 |  | 0%
9 | 13 | 4 | 0 | 0 | 0 | 0 | 0 |  | 0 | 0 |  | 0%
9 | 13 | 5 | 0 | 0 | 0 | 0 | 0 |  | 0 | 0 |  | 0%
9 | 13 | 6 | 95101.481 | 87671.713 | 34255.488 | 7559.877 | 7559.877 |  | 0 | 0 |  | 0.005981%
9 | 13 | 7 | 193638.317 | 182709.829 | 124753.151 | 47493.582 | 14410.162 |  | 0 | 0 |  | 0.02178%
9 | 13 | 8 | 245215.699 | 246790.723 | 203795.22 | 134250.236 | 77651.186 |  | 0 | 0 |  | 0.03558%
9 | 13 | 9 | 272748.505 | 287060.399 | 260414.194 | 206627.998 | 153127.805 |  | 0 | 0 |  | 0.04547%
9 | 13 | 10 | 280553.758 | 306561.205 | 297782.497 | 258733.776 | 210781.784 |  | 0 | 0 |  | 0.05199%
9 | 13 | 11 | 269528.099 | 305650.507 | 315072.701 | 292890.107 | 250851.262 |  | 0 | 0 |  | 0.05501%
9 | 13 | 12 | 119007.832 | 127245.338 | 132466.59 | 131642.29 | 125249.273 |  | 0 | 0 |  | 0.02313%
9 | 13 | 13 | 115990.551 | 126969.887 | 137024.293 | 140310.991 | 134937.536 |  | 0 | 0 |  | 0.02392%
9 | 13 | 14 | 131291.936 | 187764.377 | 245518.073 | 277226.7 | 266324.05 |  | 0 | 0 |  | 0.04286%
9 | 13 | 15 | 53323.433 | 107509.608 | 182593.978 | 229978.139 | 232021.745 |  | 0 | 0 |  | 0.03188%
9 | 13 | 16 | 11222.115 | 26585.57 | 96494.421 | 156646.522 | 170131.773 |  | 0 | 0 |  | 0.01685%
9 | 13 | 17 | 5056.95 | 5056.95 | 14757.453 | 46355.798 | 50792.271 |  | 0 | 0 |  | 0.002576%
9 | 13 | 18 | 0 | 0 | 0 | 0 | 0 |  | 0 | 0 |  | 0%
9 | 13 | 19 | 0 | 0 | 0 | 0 | 0 |  | 0 | 0 |  | 0%
9 | 13 | 20 | 0 | 0 | 0 | 0 | 0 |  | 0 | 0 |  | 0%
9 | 13 | 21 | 0 | 0 | 0 | 0 | 0 |  | 0 | 0 |  | 0%
9 | 13 | 22 | 0 | 0 | 0 | 0 | 0 |  | 0 | 0 |  | 0%
9 | 13 | 23 | 0 | 0 | 0 | 0 | 0 |  | 0 | 0 |  | 0%
9 | 14 | 0 | 0 | 0 | 0 | 0 | 0 |  | 0 | 0 |  | 0%
9 | 14 | 1 | 0 | 0 | 0 | 0 | 0 |  | 0 | 0 |  | 0%
9 | 14 | 2 | 0 | 0 | 0 | 0 | 0 |  | 0 | 0 |  | 0%
9 | 14 | 3 | 0 | 0 | 0 | 0 | 0 |  | 0 | 0 |  | 0%
9 | 14 | 4 | 0 | 0 | 0 | 0 | 0 |  | 0 | 0 |  | 0%
9 | 14 | 5 | 0 | 0 | 0 | 0 | 0 |  | 0 | 0 |  | 0%
9 | 14 | 6 | 100127.052 | 93723.813 | 35813.389 | 7247.202 | 7247.202 |  | 0 | 0 |  | 0.006253%
9 | 14 | 7 | 199964.392 | 189131.54 | 129097.285 | 47585.219 | 12611.326 |  | 0 | 0 |  | 0.02254%
9 | 14 | 8 | 248982.612 | 251000.783 | 207881.187 | 136670.92 | 77657.857 |  | 0 | 0 |  | 0.03629%
9 | 14 | 9 | 275514.99 | 290205.752 | 263869.547 | 209529.306 | 154239.672 |  | 0 | 0 |  | 0.04607%
9 | 14 | 10 | 281398.576 | 307449.061 | 299076.576 | 260370.538 | 211949.789 |  | 0 | 0 |  | 0.05222%
9 | 14 | 11 | 270120.525 | 306212.794 | 315701.144 | 293865.391 | 251831.987 |  | 0 | 0 |  | 0.05512%
9 | 14 | 12 | 240716.941 | 284834.945 | 311758.492 | 307560.628 | 274321.979 |  | 0 | 0 |  | 0.05443%
9 | 14 | 13 | 195739.641 | 245449.09 | 288981.664 | 302691.525 | 279809.238 |  | 0 | 0 |  | 0.05045%
9 | 14 | 14 | 130391.613 | 187960.459 | 245646.679 | 276822.368 | 265828.54 |  | 0 | 0 |  | 0.04289%
9 | 14 | 15 | 52066.521 | 107400.951 | 183276.164 | 230229.993 | 231968.539 |  | 0 | 0 |  | 0.032%
9 | 14 | 16 | 10523.735 | 25342.631 | 96733.948 | 157575.267 | 170811.284 |  | 0 | 0 |  | 0.01689%
9 | 14 | 17 | 4538.541 | 4538.541 | 14085.157 | 45521.328 | 49911.097 |  | 0 | 0 |  | 0.002459%
9 | 14 | 18 | 0 | 0 | 0 | 0 | 0 |  | 0 | 0 |  | 0%
9 | 14 | 19 | 0 | 0 | 0 | 0 | 0 |  | 0 | 0 |  | 0%
9 | 14 | 20 | 0 | 0 | 0 | 0 | 0 |  | 0 | 0 |  | 0%
9 | 14 | 21 | 0 | 0 | 0 | 0 | 0 |  | 0 | 0 |  | 0%
9 | 14 | 22 | 0 | 0 | 0 | 0 | 0 |  | 0 | 0 |  | 0%
9 | 14 | 23 | 0 | 0 | 0 | 0 | 0 |  | 0 | 0 |  | 0%
9 | 15 | 0 | 0 | 0 | 0 | 0 | 0 |  | 0 | 0 |  | 0%
9 | 15 | 1 | 0 | 0 | 0 | 0 | 0 |  | 0 | 0 |  | 0%
9 | 15 | 2 | 0 | 0 | 0 | 0 | 0 |  | 0 | 0 |  | 0%
9 | 15 | 3 | 0 | 0 | 0 | 0 | 0 |  | 0 | 0 |  | 0%
9 | 15 | 4 | 0 | 0 | 0 | 0 | 0 |  | 0 | 0 |  | 0%
9 | 15 | 5 | 0 | 0 | 0 | 0 | 0 |  | 0 | 0 |  | 0%
9 | 15 | 6 | 83418.929 | 78528.154 | 31343.546 | 7517.81 | 7517.81 |  | 0 | 0 |  | 0.005472%
9 | 15 | 7 | 138895.046 | 132363.414 | 95688.2 | 47126.208 | 25405.243 |  | 0 | 0 |  | 0.01671%
9 | 15 | 8 | 219445.204 | 221607.947 | 184004.12 | 122398.207 | 71811.009 |  | 0 | 0 |  | 0.03212%
9 | 15 | 9 | 267410.878 | 282214.88 | 256702.004 | 203662.593 | 149509.7 |  | 0 | 0 |  | 0.04482%
9 | 15 | 10 | 272511.328 | 298399.67 | 290453.362 | 252615.923 | 205188.085 |  | 0 | 0 |  | 0.05071%
9 | 15 | 11 | 258276.936 | 293321.26 | 302681.48 | 281662.718 | 241043.742 |  | 0 | 0 |  | 0.05284%
9 | 15 | 12 | 227938.737 | 269971.256 | 295665.638 | 291655.097 | 259942.96 |  | 0 | 0 |  | 0.05162%
9 | 15 | 13 | 170397.59 | 209633.276 | 244296.747 | 255206.87 | 236730.165 |  | 0 | 0 |  | 0.04265%
9 | 15 | 14 | 114421.412 | 156471.565 | 199599.661 | 223089.421 | 214549.777 |  | 0 | 0 |  | 0.03485%
9 | 15 | 15 | 49534.522 | 97828.032 | 164538.953 | 206102.14 | 207400.342 |  | 0 | 0 |  | 0.02873%
9 | 15 | 16 | 23574.564 | 30690.449 | 62168.515 | 89652.793 | 95749.117 |  | 0 | 0 |  | 0.01085%
9 | 15 | 17 | 5526.967 | 5526.967 | 11597.469 | 30583.413 | 34062.115 |  | 0 | 0 |  | 0.002025%
9 | 15 | 18 | 0 | 0 | 0 | 0 | 0 |  | 0 | 0 |  | 0%
9 | 15 | 19 | 0 | 0 | 0 | 0 | 0 |  | 0 | 0 |  | 0%
9 | 15 | 20 | 0 | 0 | 0 | 0 | 0 |  | 0 | 0 |  | 0%
9 | 15 | 21 | 0 | 0 | 0 | 0 | 0 |  | 0 | 0 |  | 0%
9 | 15 | 22 | 0 | 0 | 0 | 0 | 0 |  | 0 | 0 |  | 0%
9 | 15 | 23 | 0 | 0 | 0 | 0 | 0 |  | 0 | 0 |  | 0%
9 | 16 | 0 | 0 | 0 | 0 | 0 | 0 |  | 0 | 0 |  | 0%
9 | 16 | 1 | 0 | 0 | 0 | 0 | 0 |  | 0 | 0 |  | 0%
9 | 16 | 2 | 0 | 0 | 0 | 0 | 0 |  | 0 | 0 |  | 0%
9 | 16 | 3 | 0 | 0 | 0 | 0 | 0 |  | 0 | 0 |  | 0%
9 | 16 | 4 | 0 | 0 | 0 | 0 | 0 |  | 0 | 0 |  | 0%
9 | 16 | 5 | 0 | 0 | 0 | 0 | 0 |  | 0 | 0 |  | 0%
9 | 16 | 6 | 1618.264 | 1618.264 | 1618.264 | 1618.264 | 1618.264 |  | 0 | 0 |  | 0.0002825%
9 | 16 | 7 | 17689.741 | 17689.741 | 17689.741 | 17689.741 | 17689.741 |  | 0 | 0 |  | 0.003088%
9 | 16 | 8 | 63033.609 | 63190.224 | 60928.491 | 57475.447 | 54831.898 |  | 0 | 0 |  | 0.01064%
9 | 16 | 9 | 92679.252 | 94663.831 | 91388.689 | 84757.229 | 78519.559 |  | 0 | 0 |  | 0.01596%
9 | 16 | 10 | 139574.179 | 146296.824 | 144311.124 | 134754.477 | 123154.857 |  | 0 | 0 |  | 0.02519%
9 | 16 | 11 | 155355.606 | 168052.598 | 171566.337 | 163902.54 | 149428.613 |  | 0 | 0 |  | 0.02995%
9 | 16 | 12 | 101263.838 | 107494.665 | 111446.315 | 110821.391 | 105982.369 |  | 0 | 0 |  | 0.01946%
9 | 16 | 13 | 128136.678 | 145359.886 | 160926.851 | 165868.956 | 157391.899 |  | 0 | 0 |  | 0.0281%
9 | 16 | 14 | 87792.724 | 99009.371 | 111247.034 | 118049.066 | 115494.086 |  | 0 | 0 |  | 0.01942%
9 | 16 | 15 | 59308.596 | 76832.654 | 101663.482 | 117956.921 | 118374.791 |  | 0 | 0 |  | 0.01775%
9 | 16 | 16 | 10367.063 | 22016.541 | 83759.71 | 137429.291 | 148796.171 |  | 0 | 0 |  | 0.01462%
9 | 16 | 17 | 5024.577 | 5024.577 | 10754.683 | 28901.568 | 32270.282 |  | 0 | 0 |  | 0.001878%
9 | 16 | 18 | 0 | 0 | 0 | 0 | 0 |  | 0 | 0 |  | 0%
9 | 16 | 19 | 0 | 0 | 0 | 0 | 0 |  | 0 | 0 |  | 0%
9 | 16 | 20 | 0 | 0 | 0 | 0 | 0 |  | 0 | 0 |  | 0%
9 | 16 | 21 | 0 | 0 | 0 | 0 | 0 |  | 0 | 0 |  | 0%
9 | 16 | 22 | 0 | 0 | 0 | 0 | 0 |  | 0 | 0 |  | 0%
9 | 16 | 23 | 0 | 0 | 0 | 0 | 0 |  | 0 | 0 |  | 0%
9 | 17 | 0 | 0 | 0 | 0 | 0 | 0 |  | 0 | 0 |  | 0%
9 | 17 | 1 | 0 | 0 | 0 | 0 | 0 |  | 0 | 0 |  | 0%
9 | 17 | 2 | 0 | 0 | 0 | 0 | 0 |  | 0 | 0 |  | 0%
9 | 17 | 3 | 0 | 0 | 0 | 0 | 0 |  | 0 | 0 |  | 0%
9 | 17 | 4 | 0 | 0 | 0 | 0 | 0 |  | 0 | 0 |  | 0%
9 | 17 | 5 | 0 | 0 | 0 | 0 | 0 |  | 0 | 0 |  | 0%
9 | 17 | 6 | 53354.463 | 50385.594 | 26516.883 | 13442.027 | 13442.027 |  | 0 | 0 |  | 0.00463%
9 | 17 | 7 | 146216 | 139915.114 | 101602.754 | 50317.431 | 27424.566 |  | 0 | 0 |  | 0.01774%
9 | 17 | 8 | 203582.559 | 206149.92 | 173728.266 | 120296.18 | 76269.088 |  | 0 | 0 |  | 0.03033%
9 | 17 | 9 | 242117.798 | 256070.555 | 233796.11 | 186697.5 | 138483.336 |  | 0 | 0 |  | 0.04082%
9 | 17 | 10 | 251654.189 | 276259.804 | 269394.781 | 234503.932 | 190383.257 |  | 0 | 0 |  | 0.04703%
9 | 17 | 11 | 240619.187 | 273736.378 | 282845.383 | 263327.763 | 225274.259 |  | 0 | 0 |  | 0.04938%
9 | 17 | 12 | 215060.019 | 255632.501 | 280455.845 | 276575.939 | 245939.156 |  | 0 | 0 |  | 0.04896%
9 | 17 | 13 | 154314.192 | 185904.417 | 213892.226 | 222599.815 | 207397.204 |  | 0 | 0 |  | 0.03734%
9 | 17 | 14 | 51146.439 | 52373.663 | 53766.361 | 54539.82 | 54241.339 |  | 0 | 0 |  | 0.009387%
9 | 17 | 15 | 58165.632 | 77117.498 | 103836.019 | 121100.179 | 121437.416 |  | 0 | 0 |  | 0.01813%
9 | 17 | 16 | 16277.01 | 25678.278 | 76400.831 | 120485.686 | 129667.092 |  | 0 | 0 |  | 0.01334%
9 | 17 | 17 | 5130.306 | 5130.306 | 6753.22 | 11541.136 | 12738.748 |  | 0 | 0 |  | 0.001179%
9 | 17 | 18 | 0 | 0 | 0 | 0 | 0 |  | 0 | 0 |  | 0%
9 | 17 | 19 | 0 | 0 | 0 | 0 | 0 |  | 0 | 0 |  | 0%
9 | 17 | 20 | 0 | 0 | 0 | 0 | 0 |  | 0 | 0 |  | 0%
9 | 17 | 21 | 0 | 0 | 0 | 0 | 0 |  | 0 | 0 |  | 0%
9 | 17 | 22 | 0 | 0 | 0 | 0 | 0 |  | 0 | 0 |  | 0%
9 | 17 | 23 | 0 | 0 | 0 | 0 | 0 |  | 0 | 0 |  | 0%
9 | 18 | 0 | 0 | 0 | 0 | 0 | 0 |  | 0 | 0 |  | 0%
9 | 18 | 1 | 0 | 0 | 0 | 0 | 0 |  | 0 | 0 |  | 0%
9 | 18 | 2 | 0 | 0 | 0 | 0 | 0 |  | 0 | 0 |  | 0%
9 | 18 | 3 | 0 | 0 | 0 | 0 | 0 |  | 0 | 0 |  | 0%
9 | 18 | 4 | 0 | 0 | 0 | 0 | 0 |  | 0 | 0 |  | 0%
9 | 18 | 5 | 0 | 0 | 0 | 0 | 0 |  | 0 | 0 |  | 0%
9 | 18 | 6 | 32422.831 | 30786.505 | 18963.725 | 12234.769 | 12234.769 |  | 0 | 0 |  | 0.003311%
9 | 18 | 7 | 34582.218 | 34387.765 | 33244.934 | 31823.708 | 30956.516 |  | 0 | 0 |  | 0.005804%
9 | 18 | 8 | 99971.236 | 100776.542 | 91940.264 | 77976.626 | 66936.324 |  | 0 | 0 |  | 0.01605%
9 | 18 | 9 | 114704.682 | 118056.772 | 112917.495 | 102247.95 | 91933.331 |  | 0 | 0 |  | 0.01971%
9 | 18 | 10 | 108505.269 | 112918.591 | 111735.118 | 105638.916 | 98173.904 |  | 0 | 0 |  | 0.01951%
9 | 18 | 11 | 89081.113 | 91613.021 | 92336.526 | 90829.742 | 87971.772 |  | 0 | 0 |  | 0.01612%
9 | 18 | 12 | 175266.837 | 200615.49 | 216411.81 | 213925.629 | 194505.519 |  | 0 | 0 |  | 0.03778%
9 | 18 | 13 | 165818.798 | 207452.896 | 243870.705 | 255025.528 | 235218.754 |  | 0 | 0 |  | 0.04258%
9 | 18 | 14 | 111895.039 | 156822.455 | 201952.772 | 226105.693 | 216612.943 |  | 0 | 0 |  | 0.03526%
9 | 18 | 15 | 52817.612 | 90242.379 | 142427.615 | 174987.969 | 175422.584 |  | 0 | 0 |  | 0.02487%
9 | 18 | 16 | 21846.051 | 29342.411 | 68896.614 | 103532.166 | 110719.403 |  | 0 | 0 |  | 0.01203%
9 | 18 | 17 | 4216.951 | 4216.951 | 6784.51 | 14740.753 | 16568.448 |  | 0 | 0 |  | 0.001184%
9 | 18 | 18 | 0 | 0 | 0 | 0 | 0 |  | 0 | 0 |  | 0%
9 | 18 | 19 | 0 | 0 | 0 | 0 | 0 |  | 0 | 0 |  | 0%
9 | 18 | 20 | 0 | 0 | 0 | 0 | 0 |  | 0 | 0 |  | 0%
9 | 18 | 21 | 0 | 0 | 0 | 0 | 0 |  | 0 | 0 |  | 0%
9 | 18 | 22 | 0 | 0 | 0 | 0 | 0 |  | 0 | 0 |  | 0%
9 | 18 | 23 | 0 | 0 | 0 | 0 | 0 |  | 0 | 0 |  | 0%
9 | 19 | 0 | 0 | 0 | 0 | 0 | 0 |  | 0 | 0 |  | 0%
9 | 19 | 1 | 0 | 0 | 0 | 0 | 0 |  | 0 | 0 |  | 0%
9 | 19 | 2 | 0 | 0 | 0 | 0 | 0 |  | 0 | 0 |  | 0%
9 | 19 | 3 | 0 | 0 | 0 | 0 | 0 |  | 0 | 0 |  | 0%
9 | 19 | 4 | 0 | 0 | 0 | 0 | 0 |  | 0 | 0 |  | 0%
9 | 19 | 5 | 0 | 0 | 0 | 0 | 0 |  | 0 | 0 |  | 0%
9 | 19 | 6 | 7960.217 | 7960.217 | 7960.217 | 7960.217 | 7960.217 |  | 0 | 0 |  | 0.00139%
9 | 19 | 7 | 28192.86 | 28092.365 | 27474.941 | 26702.571 | 26227.627 |  | 0 | 0 |  | 0.004797%
9 | 19 | 8 | 91403.055 | 92145.354 | 84897.431 | 73460.82 | 64451.249 |  | 0 | 0 |  | 0.01482%
9 | 19 | 9 | 114427.314 | 117814.065 | 112806.049 | 102296.001 | 92097.009 |  | 0 | 0 |  | 0.01969%
9 | 19 | 10 | 139962.499 | 147428.872 | 145525.813 | 135342.894 | 122767.356 |  | 0 | 0 |  | 0.02541%
9 | 19 | 11 | 227038.074 | 258396.132 | 267311.299 | 249063.272 | 213437.303 |  | 0 | 0 |  | 0.04667%
9 | 19 | 12 | 203740.072 | 241655.951 | 265110.5 | 261425.877 | 232541.235 |  | 0 | 0 |  | 0.04629%
9 | 19 | 13 | 164170.87 | 204830.442 | 240559.903 | 251462.881 | 231819.222 |  | 0 | 0 |  | 0.042%
9 | 19 | 14 | 110477.184 | 153959.993 | 197674.49 | 221060.37 | 211625.248 |  | 0 | 0 |  | 0.03451%
9 | 19 | 15 | 52585.607 | 88622.588 | 139086.897 | 170590.282 | 170819.727 |  | 0 | 0 |  | 0.02428%
9 | 19 | 16 | 23530.332 | 29671.949 | 65062.896 | 96323.422 | 102675.618 |  | 0 | 0 |  | 0.01136%
9 | 19 | 17 | 3267.145 | 3267.145 | 5185.855 | 11169.948 | 12621.793 |  | 0 | 0 |  | 0.0009054%
9 | 19 | 18 | 0 | 0 | 0 | 0 | 0 |  | 0 | 0 |  | 0%
9 | 19 | 19 | 0 | 0 | 0 | 0 | 0 |  | 0 | 0 |  | 0%
9 | 19 | 20 | 0 | 0 | 0 | 0 | 0 |  | 0 | 0 |  | 0%
9 | 19 | 21 | 0 | 0 | 0 | 0 | 0 |  | 0 | 0 |  | 0%
9 | 19 | 22 | 0 | 0 | 0 | 0 | 0 |  | 0 | 0 |  | 0%
9 | 19 | 23 | 0 | 0 | 0 | 0 | 0 |  | 0 | 0 |  | 0%
9 | 20 | 0 | 0 | 0 | 0 | 0 | 0 |  | 0 | 0 |  | 0%
9 | 20 | 1 | 0 | 0 | 0 | 0 | 0 |  | 0 | 0 |  | 0%
9 | 20 | 2 | 0 | 0 | 0 | 0 | 0 |  | 0 | 0 |  | 0%
9 | 20 | 3 | 0 | 0 | 0 | 0 | 0 |  | 0 | 0 |  | 0%
9 | 20 | 4 | 0 | 0 | 0 | 0 | 0 |  | 0 | 0 |  | 0%
9 | 20 | 5 | 0 | 0 | 0 | 0 | 0 |  | 0 | 0 |  | 0%
9 | 20 | 6 | 403.563 | 403.563 | 403.563 | 403.563 | 403.563 |  | 0 | 0 |  | 7.046e-05%
9 | 20 | 7 | 13969.833 | 13969.833 | 13969.833 | 13969.833 | 13969.833 |  | 0 | 0 |  | 0.002439%
9 | 20 | 8 | 12759.426 | 12759.426 | 12759.426 | 12759.426 | 12759.426 |  | 0 | 0 |  | 0.002228%
9 | 20 | 9 | 37989.743 | 38095.805 | 37944.501 | 37624.483 | 37323.227 |  | 0 | 0 |  | 0.006625%
9 | 20 | 10 | 81143.709 | 82760.549 | 82368.361 | 80196.217 | 77514.373 |  | 0 | 0 |  | 0.01438%
9 | 20 | 11 | 67685.38 | 69029.792 | 69423.964 | 68637.34 | 67130.104 |  | 0 | 0 |  | 0.01212%
9 | 20 | 12 | 63199.595 | 64563.306 | 65429.955 | 65292.447 | 64231.214 |  | 0 | 0 |  | 0.01142%
9 | 20 | 13 | 80453.317 | 83834.405 | 86887.722 | 87830.046 | 86112.728 |  | 0 | 0 |  | 0.01517%
9 | 20 | 14 | 58214.984 | 60395.852 | 62796.318 | 64106.819 | 63561.902 |  | 0 | 0 |  | 0.01096%
9 | 20 | 15 | 38786.859 | 39680.668 | 40945.627 | 41840.718 | 41841.769 |  | 0 | 0 |  | 0.007149%
9 | 20 | 16 | 21964.26 | 22272.556 | 23248.393 | 24068.417 | 24251.798 |  | 0 | 0 |  | 0.004059%
9 | 20 | 17 | 881.967 | 881.967 | 881.967 | 881.967 | 881.967 |  | 0 | 0 |  | 0.000154%
9 | 20 | 18 | 0 | 0 | 0 | 0 | 0 |  | 0 | 0 |  | 0%
9 | 20 | 19 | 0 | 0 | 0 | 0 | 0 |  | 0 | 0 |  | 0%
9 | 20 | 20 | 0 | 0 | 0 | 0 | 0 |  | 0 | 0 |  | 0%
9 | 20 | 21 | 0 | 0 | 0 | 0 | 0 |  | 0 | 0 |  | 0%
9 | 20 | 22 | 0 | 0 | 0 | 0 | 0 |  | 0 | 0 |  | 0%
9 | 20 | 23 | 0 | 0 | 0 | 0 | 0 |  | 0 | 0 |  | 0%
9 | 21 | 0 | 0 | 0 | 0 | 0 | 0 |  | 0 | 0 |  | 0%
9 | 21 | 1 | 0 | 0 | 0 | 0 | 0 |  | 0 | 0 |  | 0%
9 | 21 | 2 | 0 | 0 | 0 | 0 | 0 |  | 0 | 0 |  | 0%
9 | 21 | 3 | 0 | 0 | 0 | 0 | 0 |  | 0 | 0 |  | 0%
9 | 21 | 4 | 0 | 0 | 0 | 0 | 0 |  | 0 | 0 |  | 0%
9 | 21 | 5 | 0 | 0 | 0 | 0 | 0 |  | 0 | 0 |  | 0%
9 | 21 | 6 | 80801.661 | 76839.311 | 31707.88 | 6864.417 | 6864.417 |  | 0 | 0 |  | 0.005536%
9 | 21 | 7 | 190241.878 | 182477.378 | 124843.574 | 45096.169 | 12280.145 |  | 0 | 0 |  | 0.0218%
9 | 21 | 8 | 243979.878 | 249234.398 | 206771.769 | 133609.382 | 71327.113 |  | 0 | 0 |  | 0.0361%
9 | 21 | 9 | 274212.57 | 292965.581 | 267057.795 | 209824.59 | 149132.396 |  | 0 | 0 |  | 0.04663%
9 | 21 | 10 | 282083.873 | 313244.678 | 306142.844 | 264401.594 | 210649.163 |  | 0 | 0 |  | 0.05345%
9 | 21 | 11 | 269013.604 | 310730.793 | 322823.549 | 299055.847 | 251875.548 |  | 0 | 0 |  | 0.05636%
9 | 21 | 12 | 236297.964 | 285960.159 | 316468.975 | 311679.759 | 274040.937 |  | 0 | 0 |  | 0.05525%
9 | 21 | 13 | 188040.69 | 242696.935 | 290106.254 | 304250.251 | 277943.856 |  | 0 | 0 |  | 0.05065%
9 | 21 | 14 | 117862.557 | 181361.268 | 242512.334 | 274570.112 | 261018.092 |  | 0 | 0 |  | 0.04234%
9 | 21 | 15 | 41000.527 | 97407.086 | 176100.725 | 223011.315 | 222778.566 |  | 0 | 0 |  | 0.03075%
9 | 21 | 16 | 9223.593 | 17860.724 | 86782.034 | 148023.342 | 159548.489 |  | 0 | 0 |  | 0.01515%
9 | 21 | 17 | 1499.004 | 1499.004 | 4878.904 | 16676.589 | 18476.792 |  | 0 | 0 |  | 0.0008518%
9 | 21 | 18 | 0 | 0 | 0 | 0 | 0 |  | 0 | 0 |  | 0%
9 | 21 | 19 | 0 | 0 | 0 | 0 | 0 |  | 0 | 0 |  | 0%
9 | 21 | 20 | 0 | 0 | 0 | 0 | 0 |  | 0 | 0 |  | 0%
9 | 21 | 21 | 0 | 0 | 0 | 0 | 0 |  | 0 | 0 |  | 0%
9 | 21 | 22 | 0 | 0 | 0 | 0 | 0 |  | 0 | 0 |  | 0%
9 | 21 | 23 | 0 | 0 | 0 | 0 | 0 |  | 0 | 0 |  | 0%
9 | 22 | 0 | 0 | 0 | 0 | 0 | 0 |  | 0 | 0 |  | 0%
9 | 22 | 1 | 0 | 0 | 0 | 0 | 0 |  | 0 | 0 |  | 0%
9 | 22 | 2 | 0 | 0 | 0 | 0 | 0 |  | 0 | 0 |  | 0%
9 | 22 | 3 | 0 | 0 | 0 | 0 | 0 |  | 0 | 0 |  | 0%
9 | 22 | 4 | 0 | 0 | 0 | 0 | 0 |  | 0 | 0 |  | 0%
9 | 22 | 5 | 0 | 0 | 0 | 0 | 0 |  | 0 | 0 |  | 0%
9 | 22 | 6 | 81222.441 | 77615.158 | 32006.726 | 6621.615 | 6621.615 |  | 0 | 0 |  | 0.005588%
9 | 22 | 7 | 189876.976 | 182579.485 | 125037.417 | 44105.672 | 10927.493 |  | 0 | 0 |  | 0.02183%
9 | 22 | 8 | 238097.194 | 243599.156 | 202770.503 | 131014.514 | 68937.307 |  | 0 | 0 |  | 0.0354%
9 | 22 | 9 | 265630.989 | 283925.721 | 259498.433 | 204468.011 | 145027.975 |  | 0 | 0 |  | 0.04531%
9 | 22 | 10 | 272185.019 | 302068.722 | 295630.723 | 256030.817 | 204277.175 |  | 0 | 0 |  | 0.05161%
9 | 22 | 11 | 259254.453 | 299077.794 | 310684.218 | 288295.355 | 243278.654 |  | 0 | 0 |  | 0.05424%
9 | 22 | 12 | 228481.971 | 276159.104 | 305210.666 | 300658.533 | 264747.981 |  | 0 | 0 |  | 0.05329%
9 | 22 | 13 | 181713.217 | 234561.09 | 279934.536 | 293285.503 | 268044.471 |  | 0 | 0 |  | 0.04887%
9 | 22 | 14 | 114236.135 | 176838.367 | 236303.862 | 267136.354 | 253804.592 |  | 0 | 0 |  | 0.04126%
9 | 22 | 15 | 37457.162 | 93981.871 | 172600.723 | 218953.006 | 218439.462 |  | 0 | 0 |  | 0.03013%
9 | 22 | 16 | 9238.171 | 16964.191 | 83829.736 | 143345.793 | 154251.266 |  | 0 | 0 |  | 0.01464%
9 | 22 | 17 | 1035.7 | 1035.7 | 4171.129 | 15061.536 | 16935.179 |  | 0 | 0 |  | 0.0007282%
9 | 22 | 18 | 0 | 0 | 0 | 0 | 0 |  | 0 | 0 |  | 0%
9 | 22 | 19 | 0 | 0 | 0 | 0 | 0 |  | 0 | 0 |  | 0%
9 | 22 | 20 | 0 | 0 | 0 | 0 | 0 |  | 0 | 0 |  | 0%
9 | 22 | 21 | 0 | 0 | 0 | 0 | 0 |  | 0 | 0 |  | 0%
9 | 22 | 22 | 0 | 0 | 0 | 0 | 0 |  | 0 | 0 |  | 0%
9 | 22 | 23 | 0 | 0 | 0 | 0 | 0 |  | 0 | 0 |  | 0%
9 | 23 | 0 | 0 | 0 | 0 | 0 | 0 |  | 0 | 0 |  | 0%
9 | 23 | 1 | 0 | 0 | 0 | 0 | 0 |  | 0 | 0 |  | 0%
9 | 23 | 2 | 0 | 0 | 0 | 0 | 0 |  | 0 | 0 |  | 0%
9 | 23 | 3 | 0 | 0 | 0 | 0 | 0 |  | 0 | 0 |  | 0%
9 | 23 | 4 | 0 | 0 | 0 | 0 | 0 |  | 0 | 0 |  | 0%
9 | 23 | 5 | 0 | 0 | 0 | 0 | 0 |  | 0 | 0 |  | 0%
9 | 23 | 6 | 78903.286 | 75419.771 | 31584.881 | 6662.802 | 6662.802 |  | 0 | 0 |  | 0.005514%
9 | 23 | 7 | 189507.818 | 182600.725 | 125058.22 | 43970.737 | 11055.388 |  | 0 | 0 |  | 0.02183%
9 | 23 | 8 | 239389.285 | 245411.525 | 204300.718 | 131629.957 | 68585.255 |  | 0 | 0 |  | 0.03567%
9 | 23 | 9 | 266154.253 | 285068.273 | 260667.792 | 205090.919 | 144662.118 |  | 0 | 0 |  | 0.04551%
9 | 23 | 10 | 272793.173 | 303447.778 | 297195.608 | 257113.517 | 204480.576 |  | 0 | 0 |  | 0.05189%
9 | 23 | 11 | 259843.233 | 300566.036 | 312569.269 | 289863.745 | 243994.339 |  | 0 | 0 |  | 0.05457%
9 | 23 | 12 | 228527.76 | 277168.728 | 306845.816 | 302188.375 | 265508.081 |  | 0 | 0 |  | 0.05357%
9 | 23 | 13 | 181284.962 | 235127.582 | 281357.835 | 294866.901 | 268944.31 |  | 0 | 0 |  | 0.04912%
9 | 23 | 14 | 112443.416 | 175880.968 | 235899.408 | 266911.945 | 253179.695 |  | 0 | 0 |  | 0.04119%
9 | 23 | 15 | 36380.276 | 92539.055 | 171080.126 | 217253.812 | 216456.616 |  | 0 | 0 |  | 0.02987%
9 | 23 | 16 | 9783.581 | 16659.48 | 81539.348 | 139761.002 | 150193.81 |  | 0 | 0 |  | 0.01424%
9 | 23 | 17 | 1074.771 | 1074.771 | 3697.386 | 12805.035 | 14456.562 |  | 0 | 0 |  | 0.0006455%
9 | 23 | 18 | 0 | 0 | 0 | 0 | 0 |  | 0 | 0 |  | 0%
9 | 23 | 19 | 0 | 0 | 0 | 0 | 0 |  | 0 | 0 |  | 0%
9 | 23 | 20 | 0 | 0 | 0 | 0 | 0 |  | 0 | 0 |  | 0%
9 | 23 | 21 | 0 | 0 | 0 | 0 | 0 |  | 0 | 0 |  | 0%
9 | 23 | 22 | 0 | 0 | 0 | 0 | 0 |  | 0 | 0 |  | 0%
9 | 23 | 23 | 0 | 0 | 0 | 0 | 0 |  | 0 | 0 |  | 0%
9 | 24 | 0 | 0 | 0 | 0 | 0 | 0 |  | 0 | 0 |  | 0%
9 | 24 | 1 | 0 | 0 | 0 | 0 | 0 |  | 0 | 0 |  | 0%
9 | 24 | 2 | 0 | 0 | 0 | 0 | 0 |  | 0 | 0 |  | 0%
9 | 24 | 3 | 0 | 0 | 0 | 0 | 0 |  | 0 | 0 |  | 0%
9 | 24 | 4 | 0 | 0 | 0 | 0 | 0 |  | 0 | 0 |  | 0%
9 | 24 | 5 | 0 | 0 | 0 | 0 | 0 |  | 0 | 0 |  | 0%
9 | 24 | 6 | 65562.972 | 62257.855 | 27910.503 | 7535.702 | 7535.702 |  | 0 | 0 |  | 0.004873%
9 | 24 | 7 | 170927.983 | 165132.437 | 114141.898 | 42455.704 | 13032.45 |  | 0 | 0 |  | 0.01993%
9 | 24 | 8 | 220666.762 | 226598.735 | 189121.865 | 122578.74 | 64757.048 |  | 0 | 0 |  | 0.03302%
9 | 24 | 9 | 244301.825 | 261994.582 | 239930.53 | 189120.609 | 133722.085 |  | 0 | 0 |  | 0.04189%
9 | 24 | 10 | 149839.086 | 160331.064 | 158287.146 | 144859.471 | 127736.295 |  | 0 | 0 |  | 0.02764%
9 | 24 | 11 | 108940.358 | 115451.855 | 117444.699 | 113766.015 | 106546.714 |  | 0 | 0 |  | 0.0205%
9 | 24 | 12 | 208309.317 | 252942.093 | 280284.231 | 275981.747 | 242210.177 |  | 0 | 0 |  | 0.04893%
9 | 24 | 13 | 40294.628 | 40659.844 | 40987.202 | 41084.933 | 40895.783 |  | 0 | 0 |  | 0.007156%
9 | 24 | 14 | 90833.62 | 111911.709 | 133391.027 | 144739.178 | 139568.397 |  | 0 | 0 |  | 0.02329%
9 | 24 | 15 | 37991.867 | 39009.654 | 40425.653 | 41410.351 | 41386.819 |  | 0 | 0 |  | 0.007058%
9 | 24 | 16 | 10746.037 | 10746.037 | 10746.037 | 10746.037 | 10746.037 |  | 0 | 0 |  | 0.001876%
9 | 24 | 17 | 0 | 0 | 0 | 0 | 0 |  | 0 | 0 |  | 0%
9 | 24 | 18 | 0 | 0 | 0 | 0 | 0 |  | 0 | 0 |  | 0%
9 | 24 | 19 | 0 | 0 | 0 | 0 | 0 |  | 0 | 0 |  | 0%
9 | 24 | 20 | 0 | 0 | 0 | 0 | 0 |  | 0 | 0 |  | 0%
9 | 24 | 21 | 0 | 0 | 0 | 0 | 0 |  | 0 | 0 |  | 0%
9 | 24 | 22 | 0 | 0 | 0 | 0 | 0 |  | 0 | 0 |  | 0%
9 | 24 | 23 | 0 | 0 | 0 | 0 | 0 |  | 0 | 0 |  | 0%
9 | 25 | 0 | 0 | 0 | 0 | 0 | 0 |  | 0 | 0 |  | 0%
9 | 25 | 1 | 0 | 0 | 0 | 0 | 0 |  | 0 | 0 |  | 0%
9 | 25 | 2 | 0 | 0 | 0 | 0 | 0 |  | 0 | 0 |  | 0%
9 | 25 | 3 | 0 | 0 | 0 | 0 | 0 |  | 0 | 0 |  | 0%
9 | 25 | 4 | 0 | 0 | 0 | 0 | 0 |  | 0 | 0 |  | 0%
9 | 25 | 5 | 0 | 0 | 0 | 0 | 0 |  | 0 | 0 |  | 0%
9 | 25 | 6 | 3540.472 | 3540.472 | 3540.472 | 3540.472 | 3540.472 |  | 0 | 0 |  | 0.0006181%
9 | 25 | 7 | 151915.474 | 147261.917 | 103828.306 | 42874.698 | 17535.919 |  | 0 | 0 |  | 0.01813%
9 | 25 | 8 | 208868.47 | 214819.72 | 179880.153 | 117685.431 | 63641.993 |  | 0 | 0 |  | 0.0314%
9 | 25 | 9 | 240153.148 | 257969.77 | 236480.714 | 186400.804 | 131399.08 |  | 0 | 0 |  | 0.04129%
9 | 25 | 10 | 248233.426 | 276994.229 | 271761.794 | 235107.443 | 186447.122 |  | 0 | 0 |  | 0.04745%
9 | 25 | 11 | 236737.505 | 274090.725 | 285333.413 | 264848.32 | 223053.62 |  | 0 | 0 |  | 0.04982%
9 | 25 | 12 | 207268.856 | 252005.118 | 279269.506 | 274980.739 | 241259.09 |  | 0 | 0 |  | 0.04876%
9 | 25 | 13 | 164225.309 | 213475.044 | 255329.304 | 267338.774 | 243579.908 |  | 0 | 0 |  | 0.04458%
9 | 25 | 14 | 101890.504 | 158426.357 | 211923.025 | 239182.361 | 226548.941 |  | 0 | 0 |  | 0.037%
9 | 25 | 15 | 34926.728 | 83258.912 | 151304.746 | 191171.8 | 189985.675 |  | 0 | 0 |  | 0.02642%
9 | 25 | 16 | 12753.699 | 17676.718 | 68853.594 | 115296.948 | 123311.563 |  | 0 | 0 |  | 0.01202%
9 | 25 | 17 | 681.991 | 681.991 | 2005.719 | 6614.812 | 7695.795 |  | 0 | 0 |  | 0.0003502%
9 | 25 | 18 | 0 | 0 | 0 | 0 | 0 |  | 0 | 0 |  | 0%
9 | 25 | 19 | 0 | 0 | 0 | 0 | 0 |  | 0 | 0 |  | 0%
9 | 25 | 20 | 0 | 0 | 0 | 0 | 0 |  | 0 | 0 |  | 0%
9 | 25 | 21 | 0 | 0 | 0 | 0 | 0 |  | 0 | 0 |  | 0%
9 | 25 | 22 | 0 | 0 | 0 | 0 | 0 |  | 0 | 0 |  | 0%
9 | 25 | 23 | 0 | 0 | 0 | 0 | 0 |  | 0 | 0 |  | 0%
9 | 26 | 0 | 0 | 0 | 0 | 0 | 0 |  | 0 | 0 |  | 0%
9 | 26 | 1 | 0 | 0 | 0 | 0 | 0 |  | 0 | 0 |  | 0%
9 | 26 | 2 | 0 | 0 | 0 | 0 | 0 |  | 0 | 0 |  | 0%
9 | 26 | 3 | 0 | 0 | 0 | 0 | 0 |  | 0 | 0 |  | 0%
9 | 26 | 4 | 0 | 0 | 0 | 0 | 0 |  | 0 | 0 |  | 0%
9 | 26 | 5 | 0 | 0 | 0 | 0 | 0 |  | 0 | 0 |  | 0%
9 | 26 | 6 | 52938.575 | 50087.115 | 24778.986 | 8823.391 | 8823.391 |  | 0 | 0 |  | 0.004326%
9 | 26 | 7 | 154474.604 | 150057.36 | 105841.013 | 43477.39 | 17771.554 |  | 0 | 0 |  | 0.01848%
9 | 26 | 8 | 210192.927 | 216561.677 | 181639.09 | 118971.275 | 64260.908 |  | 0 | 0 |  | 0.03171%
9 | 26 | 9 | 239720.796 | 257878.458 | 236688.143 | 186733.002 | 131638.032 |  | 0 | 0 |  | 0.04132%
9 | 26 | 10 | 247503.479 | 276161.396 | 271246.949 | 235187.239 | 187120.334 |  | 0 | 0 |  | 0.04736%
9 | 26 | 11 | 237070.109 | 275161.193 | 286736.62 | 266019.285 | 223530.46 |  | 0 | 0 |  | 0.05006%
9 | 26 | 12 | 210012.633 | 256225.785 | 284349.206 | 279920.367 | 245115.647 |  | 0 | 0 |  | 0.04964%
9 | 26 | 13 | 165765.142 | 217025.148 | 260265.729 | 272553.456 | 247868.649 |  | 0 | 0 |  | 0.04544%
9 | 26 | 14 | 73133.802 | 82637.963 | 92630.591 | 97878.212 | 95374.739 |  | 0 | 0 |  | 0.01617%
9 | 26 | 15 | 34071.572 | 83442.352 | 153082.297 | 193506.371 | 192051.047 |  | 0 | 0 |  | 0.02673%
9 | 26 | 16 | 12522.289 | 17008.358 | 69126.534 | 116608.194 | 124671.736 |  | 0 | 0 |  | 0.01207%
9 | 26 | 17 | 534.837 | 534.837 | 1716.237 | 5863.245 | 6850.071 |  | 0 | 0 |  | 0.0002996%
9 | 26 | 18 | 0 | 0 | 0 | 0 | 0 |  | 0 | 0 |  | 0%
9 | 26 | 19 | 0 | 0 | 0 | 0 | 0 |  | 0 | 0 |  | 0%
9 | 26 | 20 | 0 | 0 | 0 | 0 | 0 |  | 0 | 0 |  | 0%
9 | 26 | 21 | 0 | 0 | 0 | 0 | 0 |  | 0 | 0 |  | 0%
9 | 26 | 22 | 0 | 0 | 0 | 0 | 0 |  | 0 | 0 |  | 0%
9 | 26 | 23 | 0 | 0 | 0 | 0 | 0 |  | 0 | 0 |  | 0%
9 | 27 | 0 | 0 | 0 | 0 | 0 | 0 |  | 0 | 0 |  | 0%
9 | 27 | 1 | 0 | 0 | 0 | 0 | 0 |  | 0 | 0 |  | 0%
9 | 27 | 2 | 0 | 0 | 0 | 0 | 0 |  | 0 | 0 |  | 0%
9 | 27 | 3 | 0 | 0 | 0 | 0 | 0 |  | 0 | 0 |  | 0%
9 | 27 | 4 | 0 | 0 | 0 | 0 | 0 |  | 0 | 0 |  | 0%
9 | 27 | 5 | 0 | 0 | 0 | 0 | 0 |  | 0 | 0 |  | 0%
9 | 27 | 6 | 59091.55 | 56171.986 | 26706.768 | 7981.558 | 7981.558 |  | 0 | 0 |  | 0.004663%
9 | 27 | 7 | 167642.883 | 163074.423 | 113462.218 | 42603.695 | 14160.683 |  | 0 | 0 |  | 0.01981%
9 | 27 | 8 | 220351.832 | 227490.383 | 190718.013 | 123505.924 | 64026.028 |  | 0 | 0 |  | 0.0333%
9 | 27 | 9 | 248720.502 | 267877.122 | 246231.915 | 194319.602 | 135910.488 |  | 0 | 0 |  | 0.04299%
9 | 27 | 10 | 256340.039 | 286613.771 | 281739.605 | 244066.946 | 193309.02 |  | 0 | 0 |  | 0.04919%
9 | 27 | 11 | 244129.248 | 283906.755 | 296068.027 | 274664.718 | 230369.855 |  | 0 | 0 |  | 0.05169%
9 | 27 | 12 | 214951.141 | 262604.342 | 291519.322 | 286962.116 | 251143.844 |  | 0 | 0 |  | 0.0509%
9 | 27 | 13 | 168659.365 | 221943.97 | 266504.453 | 279038.395 | 253467.349 |  | 0 | 0 |  | 0.04653%
9 | 27 | 14 | 102132.794 | 164698.267 | 223071.042 | 252230.78 | 238115.601 |  | 0 | 0 |  | 0.03895%
9 | 27 | 15 | 31729.667 | 83790.168 | 157551.828 | 199806.724 | 198020.408 |  | 0 | 0 |  | 0.02751%
9 | 27 | 16 | 10205.385 | 14407.263 | 70929.031 | 122724.827 | 131366.77 |  | 0 | 0 |  | 0.01238%
9 | 27 | 17 | 784.078 | 784.078 | 1411.482 | 3374.325 | 3568.533 |  | 0 | 0 |  | 0.0002464%
9 | 27 | 18 | 0 | 0 | 0 | 0 | 0 |  | 0 | 0 |  | 0%
9 | 27 | 19 | 0 | 0 | 0 | 0 | 0 |  | 0 | 0 |  | 0%
9 | 27 | 20 | 0 | 0 | 0 | 0 | 0 |  | 0 | 0 |  | 0%
9 | 27 | 21 | 0 | 0 | 0 | 0 | 0 |  | 0 | 0 |  | 0%
9 | 27 | 22 | 0 | 0 | 0 | 0 | 0 |  | 0 | 0 |  | 0%
9 | 27 | 23 | 0 | 0 | 0 | 0 | 0 |  | 0 | 0 |  | 0%
9 | 28 | 0 | 0 | 0 | 0 | 0 | 0 |  | 0 | 0 |  | 0%
9 | 28 | 1 | 0 | 0 | 0 | 0 | 0 |  | 0 | 0 |  | 0%
9 | 28 | 2 | 0 | 0 | 0 | 0 | 0 |  | 0 | 0 |  | 0%
9 | 28 | 3 | 0 | 0 | 0 | 0 | 0 |  | 0 | 0 |  | 0%
9 | 28 | 4 | 0 | 0 | 0 | 0 | 0 |  | 0 | 0 |  | 0%
9 | 28 | 5 | 0 | 0 | 0 | 0 | 0 |  | 0 | 0 |  | 0%
9 | 28 | 6 | 9976.519 | 9814.96 | 9240.35 | 8801.432 | 8801.432 |  | 0 | 0 |  | 0.001613%
9 | 28 | 7 | 84846.373 | 83309.403 | 65806.975 | 41688.048 | 31125.614 |  | 0 | 0 |  | 0.01149%
9 | 28 | 8 | 117557.036 | 120319.587 | 107101.018 | 84250.759 | 65020.749 |  | 0 | 0 |  | 0.0187%
9 | 28 | 9 | 245458.857 | 265613.726 | 243568.342 | 190756.906 | 132202.575 |  | 0 | 0 |  | 0.04252%
9 | 28 | 10 | 159915.937 | 172814.805 | 170839.756 | 155106.441 | 134630.465 |  | 0 | 0 |  | 0.02983%
9 | 28 | 11 | 241485.429 | 283408.328 | 296475.331 | 273905.494 | 227555.824 |  | 0 | 0 |  | 0.05176%
9 | 28 | 12 | 211268.969 | 259906.841 | 289810.273 | 285066.121 | 248117.787 |  | 0 | 0 |  | 0.0506%
9 | 28 | 13 | 164610.033 | 218132.184 | 263279.785 | 275986.012 | 249729.1 |  | 0 | 0 |  | 0.04597%
9 | 28 | 14 | 97569.098 | 159613.627 | 218464.688 | 247953.431 | 233338.944 |  | 0 | 0 |  | 0.03814%
9 | 28 | 15 | 29101.519 | 79825.291 | 152708.67 | 194831.471 | 192774.302 |  | 0 | 0 |  | 0.02666%
9 | 28 | 16 | 18404.906 | 20403.729 | 43007.382 | 63724.187 | 67264.117 |  | 0 | 0 |  | 0.007509%
9 | 28 | 17 | 184.046 | 184.046 | 606.486 | 1847.794 | 1974.437 |  | 0 | 0 |  | 0.0001059%
9 | 28 | 18 | 0 | 0 | 0 | 0 | 0 |  | 0 | 0 |  | 0%
9 | 28 | 19 | 0 | 0 | 0 | 0 | 0 |  | 0 | 0 |  | 0%
9 | 28 | 20 | 0 | 0 | 0 | 0 | 0 |  | 0 | 0 |  | 0%
9 | 28 | 21 | 0 | 0 | 0 | 0 | 0 |  | 0 | 0 |  | 0%
9 | 28 | 22 | 0 | 0 | 0 | 0 | 0 |  | 0 | 0 |  | 0%
9 | 28 | 23 | 0 | 0 | 0 | 0 | 0 |  | 0 | 0 |  | 0%
9 | 29 | 0 | 0 | 0 | 0 | 0 | 0 |  | 0 | 0 |  | 0%
9 | 29 | 1 | 0 | 0 | 0 | 0 | 0 |  | 0 | 0 |  | 0%
9 | 29 | 2 | 0 | 0 | 0 | 0 | 0 |  | 0 | 0 |  | 0%
9 | 29 | 3 | 0 | 0 | 0 | 0 | 0 |  | 0 | 0 |  | 0%
9 | 29 | 4 | 0 | 0 | 0 | 0 | 0 |  | 0 | 0 |  | 0%
9 | 29 | 5 | 0 | 0 | 0 | 0 | 0 |  | 0 | 0 |  | 0%
9 | 29 | 6 | 4994.04 | 4994.04 | 4994.04 | 4994.04 | 4994.04 |  | 0 | 0 |  | 0.0008719%
9 | 29 | 7 | 2893.421 | 2893.421 | 2893.421 | 2893.421 | 2893.421 |  | 0 | 0 |  | 0.0005052%
9 | 29 | 8 | 43035.844 | 43184.673 | 42514.345 | 41417.613 | 40536.969 |  | 0 | 0 |  | 0.007422%
9 | 29 | 9 | 18106.075 | 18106.075 | 18106.075 | 18106.075 | 18106.075 |  | 0 | 0 |  | 0.003161%
9 | 29 | 10 | 44560.593 | 44852.396 | 44810.392 | 44459.187 | 44004.518 |  | 0 | 0 |  | 0.007823%
9 | 29 | 11 | 39704.907 | 39944.024 | 40020.997 | 39890.734 | 39629.545 |  | 0 | 0 |  | 0.006987%
9 | 29 | 12 | 49317.809 | 50063.388 | 50536.734 | 50460.637 | 49879.659 |  | 0 | 0 |  | 0.008823%
9 | 29 | 13 | 50714.038 | 51725.352 | 52618.132 | 52873.203 | 52341.267 |  | 0 | 0 |  | 0.009186%
9 | 29 | 14 | 27966.925 | 28061.92 | 28168.147 | 28223.378 | 28195.257 |  | 0 | 0 |  | 0.004918%
9 | 29 | 15 | 18684.76 | 18684.76 | 18684.76 | 18684.76 | 18684.76 |  | 0 | 0 |  | 0.003262%
9 | 29 | 16 | 12548.183 | 15522.571 | 63866.714 | 108403.382 | 115657.889 |  | 0 | 0 |  | 0.01115%
9 | 29 | 17 | 410.189 | 410.189 | 410.189 | 410.189 | 410.189 |  | 0 | 0 |  | 7.161e-05%
9 | 29 | 18 | 0 | 0 | 0 | 0 | 0 |  | 0 | 0 |  | 0%
9 | 29 | 19 | 0 | 0 | 0 | 0 | 0 |  | 0 | 0 |  | 0%
9 | 29 | 20 | 0 | 0 | 0 | 0 | 0 |  | 0 | 0 |  | 0%
9 | 29 | 21 | 0 | 0 | 0 | 0 | 0 |  | 0 | 0 |  | 0%
9 | 29 | 22 | 0 | 0 | 0 | 0 | 0 |  | 0 | 0 |  | 0%
9 | 29 | 23 | 0 | 0 | 0 | 0 | 0 |  | 0 | 0 |  | 0%
9 | 30 | 0 | 0 | 0 | 0 | 0 | 0 |  | 0 | 0 |  | 0%
9 | 30 | 1 | 0 | 0 | 0 | 0 | 0 |  | 0 | 0 |  | 0%
9 | 30 | 2 | 0 | 0 | 0 | 0 | 0 |  | 0 | 0 |  | 0%
9 | 30 | 3 | 0 | 0 | 0 | 0 | 0 |  | 0 | 0 |  | 0%
9 | 30 | 4 | 0 | 0 | 0 | 0 | 0 |  | 0 | 0 |  | 0%
9 | 30 | 5 | 0 | 0 | 0 | 0 | 0 |  | 0 | 0 |  | 0%
9 | 30 | 6 | 48114.052 | 45619.034 | 23091.574 | 7640.436 | 7640.436 |  | 0 | 0 |  | 0.004032%
9 | 30 | 7 | 16121.177 | 16121.177 | 16121.177 | 16121.177 | 16121.177 |  | 0 | 0 |  | 0.002815%
9 | 30 | 8 | 23138.104 | 23138.104 | 23138.104 | 23138.104 | 23138.104 |  | 0 | 0 |  | 0.00404%
9 | 30 | 9 | 30430.118 | 30478.253 | 30428.818 | 30310.773 | 30193.272 |  | 0 | 0 |  | 0.005313%
9 | 30 | 10 | 48119.922 | 48578.231 | 48516.564 | 47971.033 | 47261.148 |  | 0 | 0 |  | 0.00847%
9 | 30 | 11 | 85893.4 | 88771.26 | 89704.679 | 88149.532 | 85012.753 |  | 0 | 0 |  | 0.01566%
9 | 30 | 12 | 60502.583 | 61938.189 | 62849.157 | 62702.358 | 61583.679 |  | 0 | 0 |  | 0.01097%
9 | 30 | 13 | 82440.063 | 89765.521 | 96174.275 | 97985.442 | 94149.718 |  | 0 | 0 |  | 0.01679%
9 | 30 | 14 | 41666.577 | 42406.261 | 43230.754 | 43657.056 | 43435.423 |  | 0 | 0 |  | 0.007548%
9 | 30 | 15 | 24395.756 | 24584.377 | 24840.331 | 25013.682 | 25002.843 |  | 0 | 0 |  | 0.004337%
9 | 30 | 16 | 15225.812 | 15300.29 | 15788.821 | 16183.701 | 16253.323 |  | 0 | 0 |  | 0.002757%
9 | 30 | 17 | 0 | 0 | 0 | 0 | 0 |  | 0 | 0 |  | 0%
9 | 30 | 18 | 0 | 0 | 0 | 0 | 0 |  | 0 | 0 |  | 0%
9 | 30 | 19 | 0 | 0 | 0 | 0 | 0 |  | 0 | 0 |  | 0%
9 | 30 | 20 | 0 | 0 | 0 | 0 | 0 |  | 0 | 0 |  | 0%
9 | 30 | 21 | 0 | 0 | 0 | 0 | 0 |  | 0 | 0 |  | 0%
9 | 30 | 22 | 0 | 0 | 0 | 0 | 0 |  | 0 | 0 |  | 0%
9 | 30 | 23 | 0 | 0 | 0 | 0 | 0 |  | 0 | 0 |  | 0%
10 | 1 | 0 | 0 | 0 | 0 | 0 | 0 |  | 0 | 0 |  | 0%
10 | 1 | 1 | 0 | 0 | 0 | 0 | 0 |  | 0 | 0 |  | 0%
10 | 1 | 2 | 0 | 0 | 0 | 0 | 0 |  | 0 | 0 |  | 0%
10 | 1 | 3 | 0 | 0 | 0 | 0 | 0 |  | 0 | 0 |  | 0%
10 | 1 | 4 | 0 | 0 | 0 | 0 | 0 |  | 0 | 0 |  | 0%
10 | 1 | 5 | 0 | 0 | 0 | 0 | 0 |  | 0 | 0 |  | 0%
10 | 1 | 6 | 57850.907 | 55133.747 | 26257.765 | 6154.616 | 6154.616 |  | 0 | 0 |  | 0.004584%
10 | 1 | 7 | 172957.806 | 169674.12 | 117349.168 | 41169.172 | 12817.927 |  | 0 | 0 |  | 0.02049%
10 | 1 | 8 | 225957.109 | 235264.681 | 197117.574 | 124956.349 | 59985.622 |  | 0 | 0 |  | 0.03441%
10 | 1 | 9 | 250098.242 | 271575.549 | 250182.295 | 196374.567 | 134162.378 |  | 0 | 0 |  | 0.04368%
10 | 1 | 10 | 256299.781 | 288977.938 | 284947.699 | 246155.276 | 192858.504 |  | 0 | 0 |  | 0.04975%
10 | 1 | 11 | 243081.289 | 285300.209 | 298665.304 | 276621.022 | 230166.054 |  | 0 | 0 |  | 0.05214%
10 | 1 | 12 | 212048.907 | 261852.258 | 292073.335 | 287263.711 | 249767.334 |  | 0 | 0 |  | 0.05099%
10 | 1 | 13 | 162821.232 | 219556.398 | 265988.949 | 278606.505 | 251270.843 |  | 0 | 0 |  | 0.04644%
10 | 1 | 14 | 95127.512 | 158624.569 | 217910.091 | 246649.793 | 231501.886 |  | 0 | 0 |  | 0.03804%
10 | 1 | 15 | 27790.365 | 78199.088 | 150870.369 | 191830.224 | 189058.642 |  | 0 | 0 |  | 0.02634%
10 | 1 | 16 | 11921.176 | 14170.645 | 63934.122 | 110664.766 | 118087.889 |  | 0 | 0 |  | 0.01116%
10 | 1 | 17 | 0 | 0 | 0 | 0 | 0 |  | 0 | 0 |  | 0%
10 | 1 | 18 | 0 | 0 | 0 | 0 | 0 |  | 0 | 0 |  | 0%
10 | 1 | 19 | 0 | 0 | 0 | 0 | 0 |  | 0 | 0 |  | 0%
10 | 1 | 20 | 0 | 0 | 0 | 0 | 0 |  | 0 | 0 |  | 0%
10 | 1 | 21 | 0 | 0 | 0 | 0 | 0 |  | 0 | 0 |  | 0%
10 | 1 | 22 | 0 | 0 | 0 | 0 | 0 |  | 0 | 0 |  | 0%
10 | 1 | 23 | 0 | 0 | 0 | 0 | 0 |  | 0 | 0 |  | 0%
10 | 2 | 0 | 0 | 0 | 0 | 0 | 0 |  | 0 | 0 |  | 0%
10 | 2 | 1 | 0 | 0 | 0 | 0 | 0 |  | 0 | 0 |  | 0%
10 | 2 | 2 | 0 | 0 | 0 | 0 | 0 |  | 0 | 0 |  | 0%
10 | 2 | 3 | 0 | 0 | 0 | 0 | 0 |  | 0 | 0 |  | 0%
10 | 2 | 4 | 0 | 0 | 0 | 0 | 0 |  | 0 | 0 |  | 0%
10 | 2 | 5 | 0 | 0 | 0 | 0 | 0 |  | 0 | 0 |  | 0%
10 | 2 | 6 | 45287.487 | 42943.237 | 22348.191 | 7543.543 | 7543.543 |  | 0 | 0 |  | 0.003902%
10 | 2 | 7 | 153312.673 | 150802.964 | 105946.991 | 41076.588 | 16536.406 |  | 0 | 0 |  | 0.0185%
10 | 2 | 8 | 209573.048 | 218515.115 | 183750.812 | 118111.723 | 59284.52 |  | 0 | 0 |  | 0.03208%
10 | 2 | 9 | 237444.013 | 258362.972 | 238150.821 | 186961.725 | 128073.477 |  | 0 | 0 |  | 0.04158%
10 | 2 | 10 | 246151.322 | 278611.848 | 274880.874 | 236821.392 | 184683.261 |  | 0 | 0 |  | 0.04799%
10 | 2 | 11 | 234828.211 | 277230.175 | 290830.179 | 268750.353 | 222309.218 |  | 0 | 0 |  | 0.05078%
10 | 2 | 12 | 205166.83 | 255267.965 | 285853.491 | 280960.586 | 243042.998 |  | 0 | 0 |  | 0.04991%
10 | 2 | 13 | 158236.099 | 214452.995 | 260540.604 | 273008.616 | 245618.082 |  | 0 | 0 |  | 0.04549%
10 | 2 | 14 | 92370.296 | 155810.119 | 215381.474 | 244187.153 | 228675.817 |  | 0 | 0 |  | 0.0376%
10 | 2 | 15 | 25293.788 | 76002.247 | 149891.671 | 191644.733 | 188551.207 |  | 0 | 0 |  | 0.02617%
10 | 2 | 16 | 10018.816 | 11920.601 | 63020.555 | 111570.822 | 119179.975 |  | 0 | 0 |  | 0.011%
10 | 2 | 17 | 0 | 0 | 0 | 0 | 0 |  | 0 | 0 |  | 0%
10 | 2 | 18 | 0 | 0 | 0 | 0 | 0 |  | 0 | 0 |  | 0%
10 | 2 | 19 | 0 | 0 | 0 | 0 | 0 |  | 0 | 0 |  | 0%
10 | 2 | 20 | 0 | 0 | 0 | 0 | 0 |  | 0 | 0 |  | 0%
10 | 2 | 21 | 0 | 0 | 0 | 0 | 0 |  | 0 | 0 |  | 0%
10 | 2 | 22 | 0 | 0 | 0 | 0 | 0 |  | 0 | 0 |  | 0%
10 | 2 | 23 | 0 | 0 | 0 | 0 | 0 |  | 0 | 0 |  | 0%
10 | 3 | 0 | 0 | 0 | 0 | 0 | 0 |  | 0 | 0 |  | 0%
10 | 3 | 1 | 0 | 0 | 0 | 0 | 0 |  | 0 | 0 |  | 0%
10 | 3 | 2 | 0 | 0 | 0 | 0 | 0 |  | 0 | 0 |  | 0%
10 | 3 | 3 | 0 | 0 | 0 | 0 | 0 |  | 0 | 0 |  | 0%
10 | 3 | 4 | 0 | 0 | 0 | 0 | 0 |  | 0 | 0 |  | 0%
10 | 3 | 5 | 0 | 0 | 0 | 0 | 0 |  | 0 | 0 |  | 0%
10 | 3 | 6 | 52904.799 | 50431.824 | 24718.585 | 5873.664 | 5873.664 |  | 0 | 0 |  | 0.004316%
10 | 3 | 7 | 169744.272 | 167227.859 | 115129.896 | 39218.327 | 11625.485 |  | 0 | 0 |  | 0.0201%
10 | 3 | 8 | 224163.465 | 234469.962 | 196340.417 | 123710.014 | 58462.437 |  | 0 | 0 |  | 0.03428%
10 | 3 | 9 | 252792.299 | 276470.155 | 254268.362 | 197559.835 | 132158.988 |  | 0 | 0 |  | 0.04439%
10 | 3 | 10 | 258914.669 | 294248.523 | 290477.61 | 249534.082 | 193525.598 |  | 0 | 0 |  | 0.05071%
10 | 3 | 11 | 245810.514 | 291413.254 | 306214.676 | 282545.383 | 232803.794 |  | 0 | 0 |  | 0.05346%
10 | 3 | 12 | 213459.109 | 266571.753 | 299168.231 | 293926.266 | 253540.411 |  | 0 | 0 |  | 0.05223%
10 | 3 | 13 | 163284.278 | 222483.957 | 271009.408 | 284070.542 | 254970.56 |  | 0 | 0 |  | 0.04731%
10 | 3 | 14 | 92800.679 | 160197.728 | 223679.668 | 254249.869 | 237440.532 |  | 0 | 0 |  | 0.03905%
10 | 3 | 15 | 25205.594 | 77173.853 | 153878.66 | 197289.431 | 193792.033 |  | 0 | 0 |  | 0.02687%
10 | 3 | 16 | 9842.593 | 11426.932 | 63392.307 | 113376.281 | 120820.117 |  | 0 | 0 |  | 0.01107%
10 | 3 | 17 | 0 | 0 | 0 | 0 | 0 |  | 0 | 0 |  | 0%
10 | 3 | 18 | 0 | 0 | 0 | 0 | 0 |  | 0 | 0 |  | 0%
10 | 3 | 19 | 0 | 0 | 0 | 0 | 0 |  | 0 | 0 |  | 0%
10 | 3 | 20 | 0 | 0 | 0 | 0 | 0 |  | 0 | 0 |  | 0%
10 | 3 | 21 | 0 | 0 | 0 | 0 | 0 |  | 0 | 0 |  | 0%
10 | 3 | 22 | 0 | 0 | 0 | 0 | 0 |  | 0 | 0 |  | 0%
10 | 3 | 23 | 0 | 0 | 0 | 0 | 0 |  | 0 | 0 |  | 0%
10 | 4 | 0 | 0 | 0 | 0 | 0 | 0 |  | 0 | 0 |  | 0%
10 | 4 | 1 | 0 | 0 | 0 | 0 | 0 |  | 0 | 0 |  | 0%
10 | 4 | 2 | 0 | 0 | 0 | 0 | 0 |  | 0 | 0 |  | 0%
10 | 4 | 3 | 0 | 0 | 0 | 0 | 0 |  | 0 | 0 |  | 0%
10 | 4 | 4 | 0 | 0 | 0 | 0 | 0 |  | 0 | 0 |  | 0%
10 | 4 | 5 | 0 | 0 | 0 | 0 | 0 |  | 0 | 0 |  | 0%
10 | 4 | 6 | 41521.24 | 39373.638 | 21033.152 | 7208.768 | 7208.768 |  | 0 | 0 |  | 0.003672%
10 | 4 | 7 | 149265.607 | 147482.828 | 104189.131 | 41300.341 | 18126.6 |  | 0 | 0 |  | 0.01819%
10 | 4 | 8 | 206410.616 | 216052.157 | 182052.543 | 117258.124 | 59167.201 |  | 0 | 0 |  | 0.03178%
10 | 4 | 9 | 237678.211 | 259936.342 | 239675.257 | 187303.095 | 126793.525 |  | 0 | 0 |  | 0.04184%
10 | 4 | 10 | 244980.032 | 278340.231 | 275055.007 | 236799.102 | 184154.68 |  | 0 | 0 |  | 0.04802%
10 | 4 | 11 | 234157.555 | 277626.651 | 291826.595 | 269431.782 | 222122.986 |  | 0 | 0 |  | 0.05095%
10 | 4 | 12 | 204120.477 | 255046.052 | 286291.295 | 281248.331 | 242510.268 |  | 0 | 0 |  | 0.04998%
10 | 4 | 13 | 156395.233 | 213328.847 | 259854.177 | 272270.951 | 244188.75 |  | 0 | 0 |  | 0.04537%
10 | 4 | 14 | 89284.043 | 152477.901 | 212367.798 | 241076.34 | 224964.674 |  | 0 | 0 |  | 0.03708%
10 | 4 | 15 | 26993.058 | 73593.684 | 142586.816 | 181954.721 | 178526.403 |  | 0 | 0 |  | 0.02489%
10 | 4 | 16 | 12941.484 | 14099.061 | 55021.964 | 94485.059 | 99143.094 |  | 0 | 0 |  | 0.009606%
10 | 4 | 17 | 0 | 0 | 0 | 0 | 0 |  | 0 | 0 |  | 0%
10 | 4 | 18 | 0 | 0 | 0 | 0 | 0 |  | 0 | 0 |  | 0%
10 | 4 | 19 | 0 | 0 | 0 | 0 | 0 |  | 0 | 0 |  | 0%
10 | 4 | 20 | 0 | 0 | 0 | 0 | 0 |  | 0 | 0 |  | 0%
10 | 4 | 21 | 0 | 0 | 0 | 0 | 0 |  | 0 | 0 |  | 0%
10 | 4 | 22 | 0 | 0 | 0 | 0 | 0 |  | 0 | 0 |  | 0%
10 | 4 | 23 | 0 | 0 | 0 | 0 | 0 |  | 0 | 0 |  | 0%
10 | 5 | 0 | 0 | 0 | 0 | 0 | 0 |  | 0 | 0 |  | 0%
10 | 5 | 1 | 0 | 0 | 0 | 0 | 0 |  | 0 | 0 |  | 0%
10 | 5 | 2 | 0 | 0 | 0 | 0 | 0 |  | 0 | 0 |  | 0%
10 | 5 | 3 | 0 | 0 | 0 | 0 | 0 |  | 0 | 0 |  | 0%
10 | 5 | 4 | 0 | 0 | 0 | 0 | 0 |  | 0 | 0 |  | 0%
10 | 5 | 5 | 0 | 0 | 0 | 0 | 0 |  | 0 | 0 |  | 0%
10 | 5 | 6 | 2007.26 | 2007.26 | 2007.26 | 2007.26 | 2007.26 |  | 0 | 0 |  | 0.0003504%
10 | 5 | 7 | 22493.813 | 22479.623 | 22096.829 | 21569.9 | 21258.734 |  | 0 | 0 |  | 0.003858%
10 | 5 | 8 | 3679.858 | 3679.858 | 3679.858 | 3679.858 | 3679.858 |  | 0 | 0 |  | 0.0006425%
10 | 5 | 9 | 45971.875 | 46298.091 | 46009.399 | 45274.974 | 44525.11 |  | 0 | 0 |  | 0.008033%
10 | 5 | 10 | 45127.527 | 45472.699 | 45441.024 | 45051.061 | 44531.284 |  | 0 | 0 |  | 0.007933%
10 | 5 | 11 | 43749.587 | 44103.308 | 44222.627 | 44037.635 | 43656.717 |  | 0 | 0 |  | 0.007721%
10 | 5 | 12 | 42143.577 | 42499.905 | 42725.719 | 42688.719 | 42410.583 |  | 0 | 0 |  | 0.007459%
10 | 5 | 13 | 65980.902 | 68401.31 | 70492.209 | 71057.856 | 69767.16 |  | 0 | 0 |  | 0.01231%
10 | 5 | 14 | 47483.331 | 48606.425 | 49838.728 | 50458.28 | 50102.034 |  | 0 | 0 |  | 0.008701%
10 | 5 | 15 | 42705.924 | 56997.002 | 77780.632 | 90369.695 | 89176.262 |  | 0 | 0 |  | 0.01358%
10 | 5 | 16 | 12386.024 | 12397.314 | 12544.82 | 12661.679 | 12679.4 |  | 0 | 0 |  | 0.00219%
10 | 5 | 17 | 0 | 0 | 0 | 0 | 0 |  | 0 | 0 |  | 0%
10 | 5 | 18 | 0 | 0 | 0 | 0 | 0 |  | 0 | 0 |  | 0%
10 | 5 | 19 | 0 | 0 | 0 | 0 | 0 |  | 0 | 0 |  | 0%
10 | 5 | 20 | 0 | 0 | 0 | 0 | 0 |  | 0 | 0 |  | 0%
10 | 5 | 21 | 0 | 0 | 0 | 0 | 0 |  | 0 | 0 |  | 0%
10 | 5 | 22 | 0 | 0 | 0 | 0 | 0 |  | 0 | 0 |  | 0%
10 | 5 | 23 | 0 | 0 | 0 | 0 | 0 |  | 0 | 0 |  | 0%
10 | 6 | 0 | 0 | 0 | 0 | 0 | 0 |  | 0 | 0 |  | 0%
10 | 6 | 1 | 0 | 0 | 0 | 0 | 0 |  | 0 | 0 |  | 0%
10 | 6 | 2 | 0 | 0 | 0 | 0 | 0 |  | 0 | 0 |  | 0%
10 | 6 | 3 | 0 | 0 | 0 | 0 | 0 |  | 0 | 0 |  | 0%
10 | 6 | 4 | 0 | 0 | 0 | 0 | 0 |  | 0 | 0 |  | 0%
10 | 6 | 5 | 0 | 0 | 0 | 0 | 0 |  | 0 | 0 |  | 0%
10 | 6 | 6 | 52517.901 | 50184.237 | 24944.939 | 4702.09 | 4702.09 |  | 0 | 0 |  | 0.004355%
10 | 6 | 7 | 179336.165 | 177895.051 | 122152.419 | 39328.433 | 10967.973 |  | 0 | 0 |  | 0.02133%
10 | 6 | 8 | 233624.285 | 245796.252 | 206420.407 | 128744.609 | 57662.06 |  | 0 | 0 |  | 0.03604%
10 | 6 | 9 | 261268.204 | 287178.725 | 264932.041 | 205613.853 | 134974.712 |  | 0 | 0 |  | 0.04625%
10 | 6 | 10 | 267351.193 | 305753.694 | 302580.152 | 259401.57 | 199019.961 |  | 0 | 0 |  | 0.05283%
10 | 6 | 11 | 252894.749 | 302007.299 | 318195.194 | 293318.208 | 240045.129 |  | 0 | 0 |  | 0.05555%
10 | 6 | 12 | 218467.791 | 275514.766 | 310256.689 | 304615.977 | 261410.152 |  | 0 | 0 |  | 0.05417%
10 | 6 | 13 | 165135.943 | 229820.301 | 281555.479 | 295041.631 | 263550.985 |  | 0 | 0 |  | 0.04916%
10 | 6 | 14 | 91906.326 | 164378.503 | 231782.261 | 263301.01 | 244916.213 |  | 0 | 0 |  | 0.04047%
10 | 6 | 15 | 20239.803 | 76020.872 | 159931.032 | 206837.874 | 202176.378 |  | 0 | 0 |  | 0.02792%
10 | 6 | 16 | 8697.155 | 9411.814 | 63312.365 | 116913.919 | 119299.91 |  | 0 | 0 |  | 0.01105%
10 | 6 | 17 | 0 | 0 | 0 | 0 | 0 |  | 0 | 0 |  | 0%
10 | 6 | 18 | 0 | 0 | 0 | 0 | 0 |  | 0 | 0 |  | 0%
10 | 6 | 19 | 0 | 0 | 0 | 0 | 0 |  | 0 | 0 |  | 0%
10 | 6 | 20 | 0 | 0 | 0 | 0 | 0 |  | 0 | 0 |  | 0%
10 | 6 | 21 | 0 | 0 | 0 | 0 | 0 |  | 0 | 0 |  | 0%
10 | 6 | 22 | 0 | 0 | 0 | 0 | 0 |  | 0 | 0 |  | 0%
10 | 6 | 23 | 0 | 0 | 0 | 0 | 0 |  | 0 | 0 |  | 0%
10 | 7 | 0 | 0 | 0 | 0 | 0 | 0 |  | 0 | 0 |  | 0%
10 | 7 | 1 | 0 | 0 | 0 | 0 | 0 |  | 0 | 0 |  | 0%
10 | 7 | 2 | 0 | 0 | 0 | 0 | 0 |  | 0 | 0 |  | 0%
10 | 7 | 3 | 0 | 0 | 0 | 0 | 0 |  | 0 | 0 |  | 0%
10 | 7 | 4 | 0 | 0 | 0 | 0 | 0 |  | 0 | 0 |  | 0%
10 | 7 | 5 | 0 | 0 | 0 | 0 | 0 |  | 0 | 0 |  | 0%
10 | 7 | 6 | 45995.452 | 43909.559 | 22568.747 | 4925.517 | 4925.517 |  | 0 | 0 |  | 0.00394%
10 | 7 | 7 | 165730.302 | 164800.617 | 114186.504 | 38051.239 | 12077.833 |  | 0 | 0 |  | 0.01994%
10 | 7 | 8 | 220537.802 | 232234.619 | 195837.258 | 122607.658 | 54591.183 |  | 0 | 0 |  | 0.03419%
10 | 7 | 9 | 244753.433 | 268413.502 | 248685.112 | 194757.811 | 128971.386 |  | 0 | 0 |  | 0.04342%
10 | 7 | 10 | 248980.193 | 283244.514 | 280686.163 | 242465.42 | 187748.33 |  | 0 | 0 |  | 0.049%
10 | 7 | 11 | 235433.611 | 279113.889 | 293399.903 | 271679.019 | 224207.769 |  | 0 | 0 |  | 0.05122%
10 | 7 | 12 | 181864.538 | 224247.766 | 249966.213 | 245775.661 | 213740.385 |  | 0 | 0 |  | 0.04364%
10 | 7 | 13 | 134021.389 | 175531.046 | 209025.517 | 217709.246 | 197141.452 |  | 0 | 0 |  | 0.03649%
10 | 7 | 14 | 85924.459 | 154419.553 | 217188.49 | 245915.149 | 228861.554 |  | 0 | 0 |  | 0.03792%
10 | 7 | 15 | 20597.953 | 72086.82 | 149313.764 | 191959.241 | 187468.571 |  | 0 | 0 |  | 0.02607%
10 | 7 | 16 | 8836.186 | 9416.007 | 58589.408 | 106546.137 | 108124.754 |  | 0 | 0 |  | 0.01023%
10 | 7 | 17 | 0 | 0 | 0 | 0 | 0 |  | 0 | 0 |  | 0%
10 | 7 | 18 | 0 | 0 | 0 | 0 | 0 |  | 0 | 0 |  | 0%
10 | 7 | 19 | 0 | 0 | 0 | 0 | 0 |  | 0 | 0 |  | 0%
10 | 7 | 20 | 0 | 0 | 0 | 0 | 0 |  | 0 | 0 |  | 0%
10 | 7 | 21 | 0 | 0 | 0 | 0 | 0 |  | 0 | 0 |  | 0%
10 | 7 | 22 | 0 | 0 | 0 | 0 | 0 |  | 0 | 0 |  | 0%
10 | 7 | 23 | 0 | 0 | 0 | 0 | 0 |  | 0 | 0 |  | 0%
10 | 8 | 0 | 0 | 0 | 0 | 0 | 0 |  | 0 | 0 |  | 0%
10 | 8 | 1 | 0 | 0 | 0 | 0 | 0 |  | 0 | 0 |  | 0%
10 | 8 | 2 | 0 | 0 | 0 | 0 | 0 |  | 0 | 0 |  | 0%
10 | 8 | 3 | 0 | 0 | 0 | 0 | 0 |  | 0 | 0 |  | 0%
10 | 8 | 4 | 0 | 0 | 0 | 0 | 0 |  | 0 | 0 |  | 0%
10 | 8 | 5 | 0 | 0 | 0 | 0 | 0 |  | 0 | 0 |  | 0%
10 | 8 | 6 | 40064.423 | 38219.188 | 20638.261 | 5755.785 | 5755.785 |  | 0 | 0 |  | 0.003603%
10 | 8 | 7 | 162458.249 | 161906.582 | 112257.092 | 38517.724 | 13495.272 |  | 0 | 0 |  | 0.0196%
10 | 8 | 8 | 220260.377 | 232631.85 | 195837.929 | 122710.273 | 55916.451 |  | 0 | 0 |  | 0.03419%
10 | 8 | 9 | 193898.774 | 211526.854 | 197211.634 | 158706.06 | 114270.182 |  | 0 | 0 |  | 0.03443%
10 | 8 | 10 | 257127.362 | 295468.112 | 292855.069 | 250605.57 | 191254.771 |  | 0 | 0 |  | 0.05113%
10 | 8 | 11 | 206637.358 | 243749.961 | 256276.315 | 237523.659 | 197581.551 |  | 0 | 0 |  | 0.04474%
10 | 8 | 12 | 176987.006 | 217950.912 | 243263.947 | 239092.543 | 207664.625 |  | 0 | 0 |  | 0.04247%
10 | 8 | 13 | 155469.09 | 218948.008 | 269448.134 | 282394.72 | 251235.537 |  | 0 | 0 |  | 0.04704%
10 | 8 | 14 | 84671.75 | 153609.913 | 218149.792 | 247979.932 | 229882.744 |  | 0 | 0 |  | 0.03809%
10 | 8 | 15 | 19269.429 | 69672.829 | 146717.576 | 189988.543 | 185127.604 |  | 0 | 0 |  | 0.02562%
10 | 8 | 16 | 9475.779 | 9869.152 | 54969.226 | 98133.497 | 99611.365 |  | 0 | 0 |  | 0.009597%
10 | 8 | 17 | 0 | 0 | 0 | 0 | 0 |  | 0 | 0 |  | 0%
10 | 8 | 18 | 0 | 0 | 0 | 0 | 0 |  | 0 | 0 |  | 0%
10 | 8 | 19 | 0 | 0 | 0 | 0 | 0 |  | 0 | 0 |  | 0%
10 | 8 | 20 | 0 | 0 | 0 | 0 | 0 |  | 0 | 0 |  | 0%
10 | 8 | 21 | 0 | 0 | 0 | 0 | 0 |  | 0 | 0 |  | 0%
10 | 8 | 22 | 0 | 0 | 0 | 0 | 0 |  | 0 | 0 |  | 0%
10 | 8 | 23 | 0 | 0 | 0 | 0 | 0 |  | 0 | 0 |  | 0%
10 | 9 | 0 | 0 | 0 | 0 | 0 | 0 |  | 0 | 0 |  | 0%
10 | 9 | 1 | 0 | 0 | 0 | 0 | 0 |  | 0 | 0 |  | 0%
10 | 9 | 2 | 0 | 0 | 0 | 0 | 0 |  | 0 | 0 |  | 0%
10 | 9 | 3 | 0 | 0 | 0 | 0 | 0 |  | 0 | 0 |  | 0%
10 | 9 | 4 | 0 | 0 | 0 | 0 | 0 |  | 0 | 0 |  | 0%
10 | 9 | 5 | 0 | 0 | 0 | 0 | 0 |  | 0 | 0 |  | 0%
10 | 9 | 6 | 36089.329 | 34386.944 | 18684.648 | 5053.453 | 5053.453 |  | 0 | 0 |  | 0.003262%
10 | 9 | 7 | 98667.702 | 98573.355 | 73260.902 | 36488.994 | 23459.06 |  | 0 | 0 |  | 0.01279%
10 | 9 | 8 | 151737.122 | 159274.78 | 137836.256 | 96339.102 | 59343.124 |  | 0 | 0 |  | 0.02406%
10 | 9 | 9 | 181110.346 | 197002.37 | 184446.085 | 150364.809 | 110965.877 |  | 0 | 0 |  | 0.0322%
10 | 9 | 10 | 199801.133 | 226014.845 | 224399.165 | 195830.39 | 156243.299 |  | 0 | 0 |  | 0.03918%
10 | 9 | 11 | 189262.978 | 221193.076 | 232081.844 | 215978.088 | 181727.933 |  | 0 | 0 |  | 0.04052%
10 | 9 | 12 | 160245.022 | 192192.72 | 212068.228 | 208767.313 | 184106.025 |  | 0 | 0 |  | 0.03702%
10 | 9 | 13 | 114756.1 | 139512.704 | 159977.482 | 165267.854 | 152404.779 |  | 0 | 0 |  | 0.02793%
10 | 9 | 14 | 76631.203 | 101660.335 | 126364.478 | 138078.962 | 130811.714 |  | 0 | 0 |  | 0.02206%
10 | 9 | 15 | 32204.064 | 58619.174 | 98962.443 | 122336.621 | 119531.619 |  | 0 | 0 |  | 0.01728%
10 | 9 | 16 | 13368.671 | 13384.795 | 14242.079 | 14911.222 | 14999.179 |  | 0 | 0 |  | 0.002486%
10 | 9 | 17 | 0 | 0 | 0 | 0 | 0 |  | 0 | 0 |  | 0%
10 | 9 | 18 | 0 | 0 | 0 | 0 | 0 |  | 0 | 0 |  | 0%
10 | 9 | 19 | 0 | 0 | 0 | 0 | 0 |  | 0 | 0 |  | 0%
10 | 9 | 20 | 0 | 0 | 0 | 0 | 0 |  | 0 | 0 |  | 0%
10 | 9 | 21 | 0 | 0 | 0 | 0 | 0 |  | 0 | 0 |  | 0%
10 | 9 | 22 | 0 | 0 | 0 | 0 | 0 |  | 0 | 0 |  | 0%
10 | 9 | 23 | 0 | 0 | 0 | 0 | 0 |  | 0 | 0 |  | 0%
10 | 10 | 0 | 0 | 0 | 0 | 0 | 0 |  | 0 | 0 |  | 0%
10 | 10 | 1 | 0 | 0 | 0 | 0 | 0 |  | 0 | 0 |  | 0%
10 | 10 | 2 | 0 | 0 | 0 | 0 | 0 |  | 0 | 0 |  | 0%
10 | 10 | 3 | 0 | 0 | 0 | 0 | 0 |  | 0 | 0 |  | 0%
10 | 10 | 4 | 0 | 0 | 0 | 0 | 0 |  | 0 | 0 |  | 0%
10 | 10 | 5 | 0 | 0 | 0 | 0 | 0 |  | 0 | 0 |  | 0%
10 | 10 | 6 | 0 | 0 | 0 | 0 | 0 |  | 0 | 0 |  | 0%
10 | 10 | 7 | 0 | 0 | 0 | 0 | 0 |  | 0 | 0 |  | 0%
10 | 10 | 8 | 15725.392 | 15725.392 | 15725.392 | 15725.392 | 15725.392 |  | 0 | 0 |  | 0.002745%
10 | 10 | 9 | 166000.472 | 179970.132 | 169227.753 | 139768.144 | 105900.975 |  | 0 | 0 |  | 0.02955%
10 | 10 | 10 | 182583.652 | 204346.409 | 203149.847 | 179655.82 | 147128.479 |  | 0 | 0 |  | 0.03547%
10 | 10 | 11 | 90199.296 | 94065.579 | 95409.649 | 93447.146 | 89323.625 |  | 0 | 0 |  | 0.01666%
10 | 10 | 12 | 62673.67 | 64498.719 | 65652.021 | 65458.34 | 64031.054 |  | 0 | 0 |  | 0.01146%
10 | 10 | 13 | 41705.702 | 42269.121 | 42756.394 | 42882.035 | 42572.423 |  | 0 | 0 |  | 0.007465%
10 | 10 | 14 | 24653.001 | 24687.674 | 24725.129 | 24743.427 | 24731.846 |  | 0 | 0 |  | 0.004317%
10 | 10 | 15 | 36030.452 | 50627.174 | 72590.71 | 85616.296 | 83955.621 |  | 0 | 0 |  | 0.01267%
10 | 10 | 16 | 14304.142 | 14331.572 | 26556.451 | 37373.252 | 37967.608 |  | 0 | 0 |  | 0.004636%
10 | 10 | 17 | 0 | 0 | 0 | 0 | 0 |  | 0 | 0 |  | 0%
10 | 10 | 18 | 0 | 0 | 0 | 0 | 0 |  | 0 | 0 |  | 0%
10 | 10 | 19 | 0 | 0 | 0 | 0 | 0 |  | 0 | 0 |  | 0%
10 | 10 | 20 | 0 | 0 | 0 | 0 | 0 |  | 0 | 0 |  | 0%
10 | 10 | 21 | 0 | 0 | 0 | 0 | 0 |  | 0 | 0 |  | 0%
10 | 10 | 22 | 0 | 0 | 0 | 0 | 0 |  | 0 | 0 |  | 0%
10 | 10 | 23 | 0 | 0 | 0 | 0 | 0 |  | 0 | 0 |  | 0%
10 | 11 | 0 | 0 | 0 | 0 | 0 | 0 |  | 0 | 0 |  | 0%
10 | 11 | 1 | 0 | 0 | 0 | 0 | 0 |  | 0 | 0 |  | 0%
10 | 11 | 2 | 0 | 0 | 0 | 0 | 0 |  | 0 | 0 |  | 0%
10 | 11 | 3 | 0 | 0 | 0 | 0 | 0 |  | 0 | 0 |  | 0%
10 | 11 | 4 | 0 | 0 | 0 | 0 | 0 |  | 0 | 0 |  | 0%
10 | 11 | 5 | 0 | 0 | 0 | 0 | 0 |  | 0 | 0 |  | 0%
10 | 11 | 6 | 0 | 0 | 0 | 0 | 0 |  | 0 | 0 |  | 0%
10 | 11 | 7 | 14085.901 | 14085.901 | 14085.901 | 14085.901 | 14085.901 |  | 0 | 0 |  | 0.002459%
10 | 11 | 8 | 25077.706 | 25101.014 | 25039.67 | 24929.615 | 24835.322 |  | 0 | 0 |  | 0.004372%
10 | 11 | 9 | 44786.489 | 45136.005 | 44874.119 | 44154.271 | 43398.182 |  | 0 | 0 |  | 0.007834%
10 | 11 | 10 | 58947.952 | 59982.252 | 59931.848 | 58826.248 | 57312.848 |  | 0 | 0 |  | 0.01046%
10 | 11 | 11 | 57537.984 | 58691.249 | 59094.627 | 58511.938 | 57284.361 |  | 0 | 0 |  | 0.01032%
10 | 11 | 12 | 45482.844 | 46034.789 | 46383.423 | 46324.519 | 45892.582 |  | 0 | 0 |  | 0.008098%
10 | 11 | 13 | 49990.476 | 51131.226 | 52107.833 | 52357.094 | 51733.076 |  | 0 | 0 |  | 0.009097%
10 | 11 | 14 | 52520.831 | 55640.42 | 58855.129 | 60390.691 | 59400.562 |  | 0 | 0 |  | 0.01028%
10 | 11 | 15 | 30081.668 | 31049.881 | 32308.143 | 33119.288 | 33007.866 |  | 0 | 0 |  | 0.005641%
10 | 11 | 16 | 11254.708 | 11254.708 | 11714.496 | 12073.451 | 12116.919 |  | 0 | 0 |  | 0.002045%
10 | 11 | 17 | 0 | 0 | 0 | 0 | 0 |  | 0 | 0 |  | 0%
10 | 11 | 18 | 0 | 0 | 0 | 0 | 0 |  | 0 | 0 |  | 0%
10 | 11 | 19 | 0 | 0 | 0 | 0 | 0 |  | 0 | 0 |  | 0%
10 | 11 | 20 | 0 | 0 | 0 | 0 | 0 |  | 0 | 0 |  | 0%
10 | 11 | 21 | 0 | 0 | 0 | 0 | 0 |  | 0 | 0 |  | 0%
10 | 11 | 22 | 0 | 0 | 0 | 0 | 0 |  | 0 | 0 |  | 0%
10 | 11 | 23 | 0 | 0 | 0 | 0 | 0 |  | 0 | 0 |  | 0%
10 | 12 | 0 | 0 | 0 | 0 | 0 | 0 |  | 0 | 0 |  | 0%
10 | 12 | 1 | 0 | 0 | 0 | 0 | 0 |  | 0 | 0 |  | 0%
10 | 12 | 2 | 0 | 0 | 0 | 0 | 0 |  | 0 | 0 |  | 0%
10 | 12 | 3 | 0 | 0 | 0 | 0 | 0 |  | 0 | 0 |  | 0%
10 | 12 | 4 | 0 | 0 | 0 | 0 | 0 |  | 0 | 0 |  | 0%
10 | 12 | 5 | 0 | 0 | 0 | 0 | 0 |  | 0 | 0 |  | 0%
10 | 12 | 6 | 28647.009 | 27327.558 | 15325.256 | 3835.901 | 3835.901 |  | 0 | 0 |  | 0.002676%
10 | 12 | 7 | 16426.316 | 16427.452 | 16373.054 | 16294.992 | 16252.671 |  | 0 | 0 |  | 0.002859%
10 | 12 | 8 | 30663.652 | 30758.727 | 30517.183 | 30080.538 | 29704.586 |  | 0 | 0 |  | 0.005328%
10 | 12 | 9 | 56568.919 | 57437.69 | 56803.777 | 55037.585 | 53120.807 |  | 0 | 0 |  | 0.009917%
10 | 12 | 10 | 62161.359 | 63471.461 | 63415.97 | 62027.304 | 60117.474 |  | 0 | 0 |  | 0.01107%
10 | 12 | 11 | 94763.342 | 101513.479 | 103879.322 | 100495.326 | 93316.542 |  | 0 | 0 |  | 0.01814%
10 | 12 | 12 | 67669.191 | 70097.951 | 71629.65 | 71369.283 | 69468.875 |  | 0 | 0 |  | 0.01251%
10 | 12 | 13 | 36164.88 | 36508.554 | 36804.444 | 36879.209 | 36689.049 |  | 0 | 0 |  | 0.006426%
10 | 12 | 14 | 65901.443 | 79440.534 | 92960.711 | 99281.825 | 95131.698 |  | 0 | 0 |  | 0.01623%
10 | 12 | 15 | 14841.619 | 61526.329 | 135614.146 | 176625.439 | 170982.088 |  | 0 | 0 |  | 0.02368%
10 | 12 | 16 | 8199.663 | 8199.663 | 47120.386 | 80909.014 | 82064.328 |  | 0 | 0 |  | 0.008227%
10 | 12 | 17 | 0 | 0 | 0 | 0 | 0 |  | 0 | 0 |  | 0%
10 | 12 | 18 | 0 | 0 | 0 | 0 | 0 |  | 0 | 0 |  | 0%
10 | 12 | 19 | 0 | 0 | 0 | 0 | 0 |  | 0 | 0 |  | 0%
10 | 12 | 20 | 0 | 0 | 0 | 0 | 0 |  | 0 | 0 |  | 0%
10 | 12 | 21 | 0 | 0 | 0 | 0 | 0 |  | 0 | 0 |  | 0%
10 | 12 | 22 | 0 | 0 | 0 | 0 | 0 |  | 0 | 0 |  | 0%
10 | 12 | 23 | 0 | 0 | 0 | 0 | 0 |  | 0 | 0 |  | 0%
10 | 13 | 0 | 0 | 0 | 0 | 0 | 0 |  | 0 | 0 |  | 0%
10 | 13 | 1 | 0 | 0 | 0 | 0 | 0 |  | 0 | 0 |  | 0%
10 | 13 | 2 | 0 | 0 | 0 | 0 | 0 |  | 0 | 0 |  | 0%
10 | 13 | 3 | 0 | 0 | 0 | 0 | 0 |  | 0 | 0 |  | 0%
10 | 13 | 4 | 0 | 0 | 0 | 0 | 0 |  | 0 | 0 |  | 0%
10 | 13 | 5 | 0 | 0 | 0 | 0 | 0 |  | 0 | 0 |  | 0%
10 | 13 | 6 | 0 | 0 | 0 | 0 | 0 |  | 0 | 0 |  | 0%
10 | 13 | 7 | 27228.691 | 27258.182 | 26249.202 | 24793.957 | 24016.193 |  | 0 | 0 |  | 0.004583%
10 | 13 | 8 | 28608.875 | 28682.02 | 28502.448 | 28175.405 | 27892.494 |  | 0 | 0 |  | 0.004976%
10 | 13 | 9 | 35061.061 | 35214.178 | 35105.325 | 34798.294 | 34472.976 |  | 0 | 0 |  | 0.006129%
10 | 13 | 10 | 17103.555 | 17103.555 | 17103.555 | 17103.555 | 17103.555 |  | 0 | 0 |  | 0.002986%
10 | 13 | 11 | 27387.128 | 27410.624 | 27418.925 | 27407.17 | 27382.245 |  | 0 | 0 |  | 0.004787%
10 | 13 | 12 | 45451.375 | 46037.984 | 46408.026 | 46344.68 | 45885.065 |  | 0 | 0 |  | 0.008102%
10 | 13 | 13 | 14564.947 | 14564.947 | 14564.947 | 14564.947 | 14564.947 |  | 0 | 0 |  | 0.002543%
10 | 13 | 14 | 23116.086 | 23116.086 | 23116.086 | 23116.086 | 23116.086 |  | 0 | 0 |  | 0.004036%
10 | 13 | 15 | 35034.021 | 43033.5 | 55082.443 | 62269.863 | 61204.79 |  | 0 | 0 |  | 0.009617%
10 | 13 | 16 | 12736.429 | 12736.429 | 14573.957 | 16077.619 | 16194.988 |  | 0 | 0 |  | 0.002544%
10 | 13 | 17 | 0 | 0 | 0 | 0 | 0 |  | 0 | 0 |  | 0%
10 | 13 | 18 | 0 | 0 | 0 | 0 | 0 |  | 0 | 0 |  | 0%
10 | 13 | 19 | 0 | 0 | 0 | 0 | 0 |  | 0 | 0 |  | 0%
10 | 13 | 20 | 0 | 0 | 0 | 0 | 0 |  | 0 | 0 |  | 0%
10 | 13 | 21 | 0 | 0 | 0 | 0 | 0 |  | 0 | 0 |  | 0%
10 | 13 | 22 | 0 | 0 | 0 | 0 | 0 |  | 0 | 0 |  | 0%
10 | 13 | 23 | 0 | 0 | 0 | 0 | 0 |  | 0 | 0 |  | 0%
10 | 14 | 0 | 0 | 0 | 0 | 0 | 0 |  | 0 | 0 |  | 0%
10 | 14 | 1 | 0 | 0 | 0 | 0 | 0 |  | 0 | 0 |  | 0%
10 | 14 | 2 | 0 | 0 | 0 | 0 | 0 |  | 0 | 0 |  | 0%
10 | 14 | 3 | 0 | 0 | 0 | 0 | 0 |  | 0 | 0 |  | 0%
10 | 14 | 4 | 0 | 0 | 0 | 0 | 0 |  | 0 | 0 |  | 0%
10 | 14 | 5 | 0 | 0 | 0 | 0 | 0 |  | 0 | 0 |  | 0%
10 | 14 | 6 | 25701.608 | 24593.799 | 14091.449 | 3060.973 | 3060.973 |  | 0 | 0 |  | 0.00246%
10 | 14 | 7 | 155290.285 | 156945.809 | 107594.103 | 33079.42 | 10691.902 |  | 0 | 0 |  | 0.01878%
10 | 14 | 8 | 211026.759 | 225895.963 | 190310.823 | 115748.948 | 46734.967 |  | 0 | 0 |  | 0.03323%
10 | 14 | 9 | 240267.46 | 268820.756 | 249105.576 | 191119.339 | 119096.877 |  | 0 | 0 |  | 0.04349%
10 | 14 | 10 | 246502.633 | 286966.753 | 285759.277 | 243497.618 | 182724.439 |  | 0 | 0 |  | 0.04989%
10 | 14 | 11 | 188101.613 | 222747.82 | 234871.713 | 217837.955 | 181010.024 |  | 0 | 0 |  | 0.04101%
10 | 14 | 12 | 173136.375 | 217853.528 | 245426.832 | 240708.203 | 206235.533 |  | 0 | 0 |  | 0.04285%
10 | 14 | 13 | 112513.567 | 139634.741 | 161534.16 | 166916.332 | 152747.252 |  | 0 | 0 |  | 0.0282%
10 | 14 | 14 | 73634.82 | 147166.819 | 215795.258 | 246020.989 | 225489.251 |  | 0 | 0 |  | 0.03768%
10 | 14 | 15 | 14367.402 | 62087.073 | 140681.726 | 184286.426 | 177711.431 |  | 0 | 0 |  | 0.02456%
10 | 14 | 16 | 7110.997 | 7110.997 | 48111.458 | 82027.206 | 83117.658 |  | 0 | 0 |  | 0.0084%
10 | 14 | 17 | 0 | 0 | 0 | 0 | 0 |  | 0 | 0 |  | 0%
10 | 14 | 18 | 0 | 0 | 0 | 0 | 0 |  | 0 | 0 |  | 0%
10 | 14 | 19 | 0 | 0 | 0 | 0 | 0 |  | 0 | 0 |  | 0%
10 | 14 | 20 | 0 | 0 | 0 | 0 | 0 |  | 0 | 0 |  | 0%
10 | 14 | 21 | 0 | 0 | 0 | 0 | 0 |  | 0 | 0 |  | 0%
10 | 14 | 22 | 0 | 0 | 0 | 0 | 0 |  | 0 | 0 |  | 0%
10 | 14 | 23 | 0 | 0 | 0 | 0 | 0 |  | 0 | 0 |  | 0%
10 | 15 | 0 | 0 | 0 | 0 | 0 | 0 |  | 0 | 0 |  | 0%
10 | 15 | 1 | 0 | 0 | 0 | 0 | 0 |  | 0 | 0 |  | 0%
10 | 15 | 2 | 0 | 0 | 0 | 0 | 0 |  | 0 | 0 |  | 0%
10 | 15 | 3 | 0 | 0 | 0 | 0 | 0 |  | 0 | 0 |  | 0%
10 | 15 | 4 | 0 | 0 | 0 | 0 | 0 |  | 0 | 0 |  | 0%
10 | 15 | 5 | 0 | 0 | 0 | 0 | 0 |  | 0 | 0 |  | 0%
10 | 15 | 6 | 24298.189 | 23287.077 | 13424.831 | 2421.511 | 2421.511 |  | 0 | 0 |  | 0.002344%
10 | 15 | 7 | 155722.995 | 157725.45 | 108440.623 | 33062.054 | 11048.875 |  | 0 | 0 |  | 0.01893%
10 | 15 | 8 | 210205.059 | 225199.507 | 190367.088 | 115643.185 | 45348.582 |  | 0 | 0 |  | 0.03324%
10 | 15 | 9 | 234971.697 | 262286.028 | 243927.09 | 188672.371 | 118265.255 |  | 0 | 0 |  | 0.04259%
10 | 15 | 10 | 240541.63 | 279470.118 | 278533.933 | 238183.979 | 178981.306 |  | 0 | 0 |  | 0.04863%
10 | 15 | 11 | 225569.8 | 274003.723 | 290711.985 | 267400.115 | 215768.316 |  | 0 | 0 |  | 0.05075%
10 | 15 | 12 | 136432.09 | 160112.785 | 174828.092 | 172283.624 | 153896.32 |  | 0 | 0 |  | 0.03052%
10 | 15 | 13 | 118425.523 | 154596.465 | 183242.564 | 190166.352 | 171600.763 |  | 0 | 0 |  | 0.03199%
10 | 15 | 14 | 72210.434 | 140902.618 | 204694.387 | 232450.841 | 213254.97 |  | 0 | 0 |  | 0.03574%
10 | 15 | 15 | 20685.091 | 20861.197 | 21086.599 | 21229.25 | 21205.55 |  | 0 | 0 |  | 0.003681%
10 | 15 | 16 | 9512.945 | 9512.945 | 9857.801 | 10137.431 | 10165.408 |  | 0 | 0 |  | 0.001721%
10 | 15 | 17 | 0 | 0 | 0 | 0 | 0 |  | 0 | 0 |  | 0%
10 | 15 | 18 | 0 | 0 | 0 | 0 | 0 |  | 0 | 0 |  | 0%
10 | 15 | 19 | 0 | 0 | 0 | 0 | 0 |  | 0 | 0 |  | 0%
10 | 15 | 20 | 0 | 0 | 0 | 0 | 0 |  | 0 | 0 |  | 0%
10 | 15 | 21 | 0 | 0 | 0 | 0 | 0 |  | 0 | 0 |  | 0%
10 | 15 | 22 | 0 | 0 | 0 | 0 | 0 |  | 0 | 0 |  | 0%
10 | 15 | 23 | 0 | 0 | 0 | 0 | 0 |  | 0 | 0 |  | 0%
10 | 16 | 0 | 0 | 0 | 0 | 0 | 0 |  | 0 | 0 |  | 0%
10 | 16 | 1 | 0 | 0 | 0 | 0 | 0 |  | 0 | 0 |  | 0%
10 | 16 | 2 | 0 | 0 | 0 | 0 | 0 |  | 0 | 0 |  | 0%
10 | 16 | 3 | 0 | 0 | 0 | 0 | 0 |  | 0 | 0 |  | 0%
10 | 16 | 4 | 0 | 0 | 0 | 0 | 0 |  | 0 | 0 |  | 0%
10 | 16 | 5 | 0 | 0 | 0 | 0 | 0 |  | 0 | 0 |  | 0%
10 | 16 | 6 | 20420.554 | 19568.285 | 11408.457 | 1919.03 | 1919.03 |  | 0 | 0 |  | 0.001992%
10 | 16 | 7 | 160162.151 | 162650.454 | 111124.14 | 33281.332 | 11246.224 |  | 0 | 0 |  | 0.0194%
10 | 16 | 8 | 223859.618 | 241064.837 | 202483.887 | 120689.728 | 45242.243 |  | 0 | 0 |  | 0.03535%
10 | 16 | 9 | 255475.263 | 287386.104 | 266434.177 | 203454.056 | 124428.368 |  | 0 | 0 |  | 0.04652%
10 | 16 | 10 | 178591.964 | 201732.492 | 201294.905 | 177523.026 | 143714.5 |  | 0 | 0 |  | 0.03514%
10 | 16 | 11 | 66586.476 | 68389.163 | 69034.54 | 68144.766 | 66240.786 |  | 0 | 0 |  | 0.01205%
10 | 16 | 12 | 175387.157 | 222317.221 | 251232.325 | 246206.68 | 209952.762 |  | 0 | 0 |  | 0.04386%
10 | 16 | 13 | 118173.675 | 153340.129 | 181364.185 | 188094.89 | 169773.422 |  | 0 | 0 |  | 0.03166%
10 | 16 | 14 | 71939.262 | 99214.754 | 125911.331 | 137918.627 | 129437.795 |  | 0 | 0 |  | 0.02198%
10 | 16 | 15 | 30793.496 | 49951.167 | 80516.357 | 98297.13 | 95322.263 |  | 0 | 0 |  | 0.01406%
10 | 16 | 16 | 8711.383 | 8711.383 | 8865.106 | 8990.845 | 9002.751 |  | 0 | 0 |  | 0.001548%
10 | 16 | 17 | 0 | 0 | 0 | 0 | 0 |  | 0 | 0 |  | 0%
10 | 16 | 18 | 0 | 0 | 0 | 0 | 0 |  | 0 | 0 |  | 0%
10 | 16 | 19 | 0 | 0 | 0 | 0 | 0 |  | 0 | 0 |  | 0%
10 | 16 | 20 | 0 | 0 | 0 | 0 | 0 |  | 0 | 0 |  | 0%
10 | 16 | 21 | 0 | 0 | 0 | 0 | 0 |  | 0 | 0 |  | 0%
10 | 16 | 22 | 0 | 0 | 0 | 0 | 0 |  | 0 | 0 |  | 0%
10 | 16 | 23 | 0 | 0 | 0 | 0 | 0 |  | 0 | 0 |  | 0%
10 | 17 | 0 | 0 | 0 | 0 | 0 | 0 |  | 0 | 0 |  | 0%
10 | 17 | 1 | 0 | 0 | 0 | 0 | 0 |  | 0 | 0 |  | 0%
10 | 17 | 2 | 0 | 0 | 0 | 0 | 0 |  | 0 | 0 |  | 0%
10 | 17 | 3 | 0 | 0 | 0 | 0 | 0 |  | 0 | 0 |  | 0%
10 | 17 | 4 | 0 | 0 | 0 | 0 | 0 |  | 0 | 0 |  | 0%
10 | 17 | 5 | 0 | 0 | 0 | 0 | 0 |  | 0 | 0 |  | 0%
10 | 17 | 6 | 19759.702 | 19064.29 | 11639.822 | 1795.215 | 1795.215 |  | 0 | 0 |  | 0.002032%
10 | 17 | 7 | 163222.34 | 166136.298 | 113404.545 | 32654.116 | 10226.656 |  | 0 | 0 |  | 0.0198%
10 | 17 | 8 | 220358.057 | 237371.856 | 200272.184 | 119732.263 | 44210.558 |  | 0 | 0 |  | 0.03497%
10 | 17 | 9 | 247031.752 | 277407.37 | 257981.327 | 198227.414 | 121538.697 |  | 0 | 0 |  | 0.04504%
10 | 17 | 10 | 251052.559 | 293333.047 | 292766.539 | 249624.861 | 185480.511 |  | 0 | 0 |  | 0.05111%
10 | 17 | 11 | 234496.887 | 286814.368 | 304936.117 | 280060.139 | 224414.654 |  | 0 | 0 |  | 0.05324%
10 | 17 | 12 | 199146.674 | 258978.707 | 294756.39 | 288548.329 | 243300.652 |  | 0 | 0 |  | 0.05146%
10 | 17 | 13 | 142582.764 | 212000.958 | 263470.16 | 275367.267 | 242123.134 |  | 0 | 0 |  | 0.046%
10 | 17 | 14 | 68451.741 | 143587.541 | 211867.917 | 240576.493 | 220014.658 |  | 0 | 0 |  | 0.03699%
10 | 17 | 15 | 13013.721 | 58912.824 | 136866.504 | 179056.492 | 171927.135 |  | 0 | 0 |  | 0.0239%
10 | 17 | 16 | 6827.385 | 6827.385 | 43861.127 | 71801.312 | 72677.904 |  | 0 | 0 |  | 0.007658%
10 | 17 | 17 | 0 | 0 | 0 | 0 | 0 |  | 0 | 0 |  | 0%
10 | 17 | 18 | 0 | 0 | 0 | 0 | 0 |  | 0 | 0 |  | 0%
10 | 17 | 19 | 0 | 0 | 0 | 0 | 0 |  | 0 | 0 |  | 0%
10 | 17 | 20 | 0 | 0 | 0 | 0 | 0 |  | 0 | 0 |  | 0%
10 | 17 | 21 | 0 | 0 | 0 | 0 | 0 |  | 0 | 0 |  | 0%
10 | 17 | 22 | 0 | 0 | 0 | 0 | 0 |  | 0 | 0 |  | 0%
10 | 17 | 23 | 0 | 0 | 0 | 0 | 0 |  | 0 | 0 |  | 0%
10 | 18 | 0 | 0 | 0 | 0 | 0 | 0 |  | 0 | 0 |  | 0%
10 | 18 | 1 | 0 | 0 | 0 | 0 | 0 |  | 0 | 0 |  | 0%
10 | 18 | 2 | 0 | 0 | 0 | 0 | 0 |  | 0 | 0 |  | 0%
10 | 18 | 3 | 0 | 0 | 0 | 0 | 0 |  | 0 | 0 |  | 0%
10 | 18 | 4 | 0 | 0 | 0 | 0 | 0 |  | 0 | 0 |  | 0%
10 | 18 | 5 | 0 | 0 | 0 | 0 | 0 |  | 0 | 0 |  | 0%
10 | 18 | 6 | 17374.31 | 16682.014 | 10162.051 | 1684.01 | 1684.01 |  | 0 | 0 |  | 0.001774%
10 | 18 | 7 | 155555.389 | 158717.706 | 108441.422 | 31854.738 | 10714.951 |  | 0 | 0 |  | 0.01893%
10 | 18 | 8 | 214996.795 | 232240.749 | 195804.521 | 116893.888 | 43606.104 |  | 0 | 0 |  | 0.03419%
10 | 18 | 9 | 244384.05 | 275551.974 | 256079.157 | 195887.996 | 119193.056 |  | 0 | 0 |  | 0.04471%
10 | 18 | 10 | 250132.941 | 294086.326 | 293716.593 | 249210.939 | 183460.427 |  | 0 | 0 |  | 0.05128%
10 | 18 | 11 | 234229.142 | 288692.297 | 307802.18 | 281794.507 | 224069.37 |  | 0 | 0 |  | 0.05374%
10 | 18 | 12 | 199067.354 | 261272.987 | 298956.258 | 292330.787 | 244748.847 |  | 0 | 0 |  | 0.05219%
10 | 18 | 13 | 125489.052 | 181245.808 | 224138.942 | 234126.04 | 205923.375 |  | 0 | 0 |  | 0.03913%
10 | 18 | 14 | 67323.838 | 143788.274 | 214905.629 | 245144.852 | 223055.003 |  | 0 | 0 |  | 0.03752%
10 | 18 | 15 | 22438.245 | 50258.005 | 97262.222 | 123988.633 | 119198.295 |  | 0 | 0 |  | 0.01698%
10 | 18 | 16 | 6820.849 | 6820.849 | 42825.148 | 69258.185 | 70075.322 |  | 0 | 0 |  | 0.007477%
10 | 18 | 17 | 0 | 0 | 0 | 0 | 0 |  | 0 | 0 |  | 0%
10 | 18 | 18 | 0 | 0 | 0 | 0 | 0 |  | 0 | 0 |  | 0%
10 | 18 | 19 | 0 | 0 | 0 | 0 | 0 |  | 0 | 0 |  | 0%
10 | 18 | 20 | 0 | 0 | 0 | 0 | 0 |  | 0 | 0 |  | 0%
10 | 18 | 21 | 0 | 0 | 0 | 0 | 0 |  | 0 | 0 |  | 0%
10 | 18 | 22 | 0 | 0 | 0 | 0 | 0 |  | 0 | 0 |  | 0%
10 | 18 | 23 | 0 | 0 | 0 | 0 | 0 |  | 0 | 0 |  | 0%
10 | 19 | 0 | 0 | 0 | 0 | 0 | 0 |  | 0 | 0 |  | 0%
10 | 19 | 1 | 0 | 0 | 0 | 0 | 0 |  | 0 | 0 |  | 0%
10 | 19 | 2 | 0 | 0 | 0 | 0 | 0 |  | 0 | 0 |  | 0%
10 | 19 | 3 | 0 | 0 | 0 | 0 | 0 |  | 0 | 0 |  | 0%
10 | 19 | 4 | 0 | 0 | 0 | 0 | 0 |  | 0 | 0 |  | 0%
10 | 19 | 5 | 0 | 0 | 0 | 0 | 0 |  | 0 | 0 |  | 0%
10 | 19 | 6 | 8441.607 | 8080.761 | 5194.941 | 1934.259 | 1934.259 |  | 0 | 0 |  | 0.000907%
10 | 19 | 7 | 29333.825 | 29464.383 | 27760.143 | 25217.827 | 24149.378 |  | 0 | 0 |  | 0.004847%
10 | 19 | 8 | 47557.603 | 48183.728 | 46906.296 | 44415.814 | 42194.138 |  | 0 | 0 |  | 0.008189%
10 | 19 | 9 | 105387.843 | 112102.095 | 107991.573 | 95421.89 | 80647.18 |  | 0 | 0 |  | 0.01885%
10 | 19 | 10 | 145701.031 | 162063.187 | 162004.58 | 145558.06 | 121850.565 |  | 0 | 0 |  | 0.02828%
10 | 19 | 11 | 163778.695 | 191740.01 | 201726.763 | 188251.932 | 158745.922 |  | 0 | 0 |  | 0.03522%
10 | 19 | 12 | 163704.932 | 208492.768 | 235813.286 | 230954.25 | 196460.872 |  | 0 | 0 |  | 0.04117%
10 | 19 | 13 | 129765.162 | 193942.531 | 242112.225 | 253103.608 | 221428.39 |  | 0 | 0 |  | 0.04227%
10 | 19 | 14 | 64108.606 | 86787.96 | 108963.087 | 118716.318 | 111447.747 |  | 0 | 0 |  | 0.01902%
10 | 19 | 15 | 29928.095 | 34699.063 | 41751.25 | 45953.26 | 45150.192 |  | 0 | 0 |  | 0.007289%
10 | 19 | 16 | 8069.942 | 8069.942 | 8419.45 | 8713.461 | 8736.538 |  | 0 | 0 |  | 0.00147%
10 | 19 | 17 | 0 | 0 | 0 | 0 | 0 |  | 0 | 0 |  | 0%
10 | 19 | 18 | 0 | 0 | 0 | 0 | 0 |  | 0 | 0 |  | 0%
10 | 19 | 19 | 0 | 0 | 0 | 0 | 0 |  | 0 | 0 |  | 0%
10 | 19 | 20 | 0 | 0 | 0 | 0 | 0 |  | 0 | 0 |  | 0%
10 | 19 | 21 | 0 | 0 | 0 | 0 | 0 |  | 0 | 0 |  | 0%
10 | 19 | 22 | 0 | 0 | 0 | 0 | 0 |  | 0 | 0 |  | 0%
10 | 19 | 23 | 0 | 0 | 0 | 0 | 0 |  | 0 | 0 |  | 0%
10 | 20 | 0 | 0 | 0 | 0 | 0 | 0 |  | 0 | 0 |  | 0%
10 | 20 | 1 | 0 | 0 | 0 | 0 | 0 |  | 0 | 0 |  | 0%
10 | 20 | 2 | 0 | 0 | 0 | 0 | 0 |  | 0 | 0 |  | 0%
10 | 20 | 3 | 0 | 0 | 0 | 0 | 0 |  | 0 | 0 |  | 0%
10 | 20 | 4 | 0 | 0 | 0 | 0 | 0 |  | 0 | 0 |  | 0%
10 | 20 | 5 | 0 | 0 | 0 | 0 | 0 |  | 0 | 0 |  | 0%
10 | 20 | 6 | 7782.96 | 7458.685 | 4790.948 | 1709 | 1709 |  | 0 | 0 |  | 0.0008364%
10 | 20 | 7 | 118625.887 | 121395.336 | 85989.059 | 32242.399 | 17287.7 |  | 0 | 0 |  | 0.01501%
10 | 20 | 8 | 183688.806 | 198491.185 | 168958.671 | 104513.572 | 44750.026 |  | 0 | 0 |  | 0.0295%
10 | 20 | 9 | 215336.702 | 242950.237 | 226503.836 | 174353.197 | 107718.295 |  | 0 | 0 |  | 0.03954%
10 | 20 | 10 | 223561.787 | 262984.256 | 263029.302 | 223674.267 | 164831.126 |  | 0 | 0 |  | 0.04592%
10 | 20 | 11 | 210909.521 | 260097.703 | 277460.781 | 254159.79 | 202154.518 |  | 0 | 0 |  | 0.04844%
10 | 20 | 12 | 177803.349 | 232140.496 | 265030.356 | 259140.598 | 217466.736 |  | 0 | 0 |  | 0.04627%
10 | 20 | 13 | 126640.917 | 188081.492 | 234329.011 | 244797.876 | 214139.608 |  | 0 | 0 |  | 0.04091%
10 | 20 | 14 | 64794.766 | 126380.643 | 184299.462 | 208756.321 | 190231.226 |  | 0 | 0 |  | 0.03218%
10 | 20 | 15 | 19465.027 | 52701.646 | 111794.37 | 144802.77 | 138487.433 |  | 0 | 0 |  | 0.01952%
10 | 20 | 16 | 8577.768 | 8577.768 | 30332.493 | 45808.438 | 46391.292 |  | 0 | 0 |  | 0.005296%
10 | 20 | 17 | 0 | 0 | 0 | 0 | 0 |  | 0 | 0 |  | 0%
10 | 20 | 18 | 0 | 0 | 0 | 0 | 0 |  | 0 | 0 |  | 0%
10 | 20 | 19 | 0 | 0 | 0 | 0 | 0 |  | 0 | 0 |  | 0%
10 | 20 | 20 | 0 | 0 | 0 | 0 | 0 |  | 0 | 0 |  | 0%
10 | 20 | 21 | 0 | 0 | 0 | 0 | 0 |  | 0 | 0 |  | 0%
10 | 20 | 22 | 0 | 0 | 0 | 0 | 0 |  | 0 | 0 |  | 0%
10 | 20 | 23 | 0 | 0 | 0 | 0 | 0 |  | 0 | 0 |  | 0%
10 | 21 | 0 | 0 | 0 | 0 | 0 | 0 |  | 0 | 0 |  | 0%
10 | 21 | 1 | 0 | 0 | 0 | 0 | 0 |  | 0 | 0 |  | 0%
10 | 21 | 2 | 0 | 0 | 0 | 0 | 0 |  | 0 | 0 |  | 0%
10 | 21 | 3 | 0 | 0 | 0 | 0 | 0 |  | 0 | 0 |  | 0%
10 | 21 | 4 | 0 | 0 | 0 | 0 | 0 |  | 0 | 0 |  | 0%
10 | 21 | 5 | 0 | 0 | 0 | 0 | 0 |  | 0 | 0 |  | 0%
10 | 21 | 6 | 6400.305 | 6131.848 | 3868.689 | 1359.18 | 1359.18 |  | 0 | 0 |  | 0.0006754%
10 | 21 | 7 | 36828.519 | 37249.806 | 32576.516 | 25561.457 | 23068.542 |  | 0 | 0 |  | 0.005687%
10 | 21 | 8 | 68364.755 | 70937.438 | 65966.952 | 55790.604 | 46620.101 |  | 0 | 0 |  | 0.01152%
10 | 21 | 9 | 120090.93 | 130091.195 | 124250.893 | 105882.709 | 83838.022 |  | 0 | 0 |  | 0.02169%
10 | 21 | 10 | 216883.789 | 255568.024 | 255786.545 | 217428.736 | 159852.339 |  | 0 | 0 |  | 0.04466%
10 | 21 | 11 | 166484.086 | 197092.376 | 208072.573 | 193449.202 | 161212.588 |  | 0 | 0 |  | 0.03633%
10 | 21 | 12 | 133639.804 | 162240.634 | 179859.294 | 176654.325 | 154389.212 |  | 0 | 0 |  | 0.0314%
10 | 21 | 13 | 110812.481 | 153674.301 | 186503.498 | 193901.104 | 171912.319 |  | 0 | 0 |  | 0.03256%
10 | 21 | 14 | 61490.499 | 84910.715 | 107746.384 | 117625.46 | 109997.563 |  | 0 | 0 |  | 0.01881%
10 | 21 | 15 | 24346.637 | 44389.26 | 79591.828 | 99563.883 | 95575.027 |  | 0 | 0 |  | 0.0139%
10 | 21 | 16 | 7713.908 | 7713.908 | 28947.492 | 43563.54 | 44085.33 |  | 0 | 0 |  | 0.005054%
10 | 21 | 17 | 0 | 0 | 0 | 0 | 0 |  | 0 | 0 |  | 0%
10 | 21 | 18 | 0 | 0 | 0 | 0 | 0 |  | 0 | 0 |  | 0%
10 | 21 | 19 | 0 | 0 | 0 | 0 | 0 |  | 0 | 0 |  | 0%
10 | 21 | 20 | 0 | 0 | 0 | 0 | 0 |  | 0 | 0 |  | 0%
10 | 21 | 21 | 0 | 0 | 0 | 0 | 0 |  | 0 | 0 |  | 0%
10 | 21 | 22 | 0 | 0 | 0 | 0 | 0 |  | 0 | 0 |  | 0%
10 | 21 | 23 | 0 | 0 | 0 | 0 | 0 |  | 0 | 0 |  | 0%
10 | 22 | 0 | 0 | 0 | 0 | 0 | 0 |  | 0 | 0 |  | 0%
10 | 22 | 1 | 0 | 0 | 0 | 0 | 0 |  | 0 | 0 |  | 0%
10 | 22 | 2 | 0 | 0 | 0 | 0 | 0 |  | 0 | 0 |  | 0%
10 | 22 | 3 | 0 | 0 | 0 | 0 | 0 |  | 0 | 0 |  | 0%
10 | 22 | 4 | 0 | 0 | 0 | 0 | 0 |  | 0 | 0 |  | 0%
10 | 22 | 5 | 0 | 0 | 0 | 0 | 0 |  | 0 | 0 |  | 0%
10 | 22 | 6 | 9014.106 | 8631.328 | 5123.38 | 983.19 | 983.19 |  | 0 | 0 |  | 0.0008945%
10 | 22 | 7 | 68129.736 | 69713.338 | 52996.827 | 27781.51 | 20341.149 |  | 0 | 0 |  | 0.009253%
10 | 22 | 8 | 136007.253 | 146385.803 | 126798.367 | 84359.104 | 45410.056 |  | 0 | 0 |  | 0.02214%
10 | 22 | 9 | 182888.036 | 205651.43 | 192690.914 | 150817.659 | 97578.791 |  | 0 | 0 |  | 0.03364%
10 | 22 | 10 | 183161.817 | 212408.071 | 212701.542 | 183885.689 | 141052.973 |  | 0 | 0 |  | 0.03714%
10 | 22 | 11 | 140056.268 | 160869.5 | 168410.034 | 158433.828 | 136567.679 |  | 0 | 0 |  | 0.0294%
10 | 22 | 12 | 133449.39 | 162228.299 | 179969.976 | 176709.059 | 154252.971 |  | 0 | 0 |  | 0.03142%
10 | 22 | 13 | 104018.606 | 137173.556 | 162834.271 | 168578.172 | 151234.352 |  | 0 | 0 |  | 0.02843%
10 | 22 | 14 | 62291.214 | 97187.851 | 130813.242 | 145100.368 | 133877.249 |  | 0 | 0 |  | 0.02284%
10 | 22 | 15 | 28613.856 | 33633.546 | 41451.173 | 46050.251 | 45075.335 |  | 0 | 0 |  | 0.007237%
10 | 22 | 16 | 7517.855 | 7517.855 | 8035.123 | 8482.047 | 8509.759 |  | 0 | 0 |  | 0.001403%
10 | 22 | 17 | 0 | 0 | 0 | 0 | 0 |  | 0 | 0 |  | 0%
10 | 22 | 18 | 0 | 0 | 0 | 0 | 0 |  | 0 | 0 |  | 0%
10 | 22 | 19 | 0 | 0 | 0 | 0 | 0 |  | 0 | 0 |  | 0%
10 | 22 | 20 | 0 | 0 | 0 | 0 | 0 |  | 0 | 0 |  | 0%
10 | 22 | 21 | 0 | 0 | 0 | 0 | 0 |  | 0 | 0 |  | 0%
10 | 22 | 22 | 0 | 0 | 0 | 0 | 0 |  | 0 | 0 |  | 0%
10 | 22 | 23 | 0 | 0 | 0 | 0 | 0 |  | 0 | 0 |  | 0%
10 | 23 | 0 | 0 | 0 | 0 | 0 | 0 |  | 0 | 0 |  | 0%
10 | 23 | 1 | 0 | 0 | 0 | 0 | 0 |  | 0 | 0 |  | 0%
10 | 23 | 2 | 0 | 0 | 0 | 0 | 0 |  | 0 | 0 |  | 0%
10 | 23 | 3 | 0 | 0 | 0 | 0 | 0 |  | 0 | 0 |  | 0%
10 | 23 | 4 | 0 | 0 | 0 | 0 | 0 |  | 0 | 0 |  | 0%
10 | 23 | 5 | 0 | 0 | 0 | 0 | 0 |  | 0 | 0 |  | 0%
10 | 23 | 6 | 179.06 | 179.06 | 179.06 | 179.06 | 179.06 |  | 0 | 0 |  | 3.126e-05%
10 | 23 | 7 | 54830.355 | 56038.023 | 44263.433 | 26535.544 | 21334.322 |  | 0 | 0 |  | 0.007728%
10 | 23 | 8 | 19156.003 | 19156.003 | 19156.003 | 19156.003 | 19156.003 |  | 0 | 0 |  | 0.003344%
10 | 23 | 9 | 57301.622 | 58564.299 | 57858.509 | 55597.461 | 53004.935 |  | 0 | 0 |  | 0.0101%
10 | 23 | 10 | 1854.892 | 1854.892 | 1854.892 | 1854.892 | 1854.892 |  | 0 | 0 |  | 0.0003238%
10 | 23 | 11 | 49475.211 | 50295.158 | 50595.628 | 50200.613 | 49341.504 |  | 0 | 0 |  | 0.008833%
10 | 23 | 12 | 59225.602 | 61195.236 | 62425.317 | 62195.882 | 60641.183 |  | 0 | 0 |  | 0.0109%
10 | 23 | 13 | 62132.817 | 65969.769 | 69067.839 | 69759.56 | 67641.007 |  | 0 | 0 |  | 0.01206%
10 | 23 | 14 | 5738.328 | 5738.328 | 5738.328 | 5738.328 | 5738.328 |  | 0 | 0 |  | 0.001002%
10 | 23 | 15 | 9169.066 | 9169.066 | 9169.066 | 9169.066 | 9169.066 |  | 0 | 0 |  | 0.001601%
10 | 23 | 16 | 7821.568 | 7821.568 | 10696.417 | 12788.78 | 12879.231 |  | 0 | 0 |  | 0.001867%
10 | 23 | 17 | 0 | 0 | 0 | 0 | 0 |  | 0 | 0 |  | 0%
10 | 23 | 18 | 0 | 0 | 0 | 0 | 0 |  | 0 | 0 |  | 0%
10 | 23 | 19 | 0 | 0 | 0 | 0 | 0 |  | 0 | 0 |  | 0%
10 | 23 | 20 | 0 | 0 | 0 | 0 | 0 |  | 0 | 0 |  | 0%
10 | 23 | 21 | 0 | 0 | 0 | 0 | 0 |  | 0 | 0 |  | 0%
10 | 23 | 22 | 0 | 0 | 0 | 0 | 0 |  | 0 | 0 |  | 0%
10 | 23 | 23 | 0 | 0 | 0 | 0 | 0 |  | 0 | 0 |  | 0%
10 | 24 | 0 | 0 | 0 | 0 | 0 | 0 |  | 0 | 0 |  | 0%
10 | 24 | 1 | 0 | 0 | 0 | 0 | 0 |  | 0 | 0 |  | 0%
10 | 24 | 2 | 0 | 0 | 0 | 0 | 0 |  | 0 | 0 |  | 0%
10 | 24 | 3 | 0 | 0 | 0 | 0 | 0 |  | 0 | 0 |  | 0%
10 | 24 | 4 | 0 | 0 | 0 | 0 | 0 |  | 0 | 0 |  | 0%
10 | 24 | 5 | 0 | 0 | 0 | 0 | 0 |  | 0 | 0 |  | 0%
10 | 24 | 6 | 5841.803 | 5570.947 | 3059.488 | 572.489 | 572.489 |  | 0 | 0 |  | 0.0005341%
10 | 24 | 7 | 110520.072 | 114204.658 | 79848.482 | 27650.457 | 14634.265 |  | 0 | 0 |  | 0.01394%
10 | 24 | 8 | 61428.808 | 63754.783 | 59592.942 | 50935.495 | 43104.215 |  | 0 | 0 |  | 0.0104%
10 | 24 | 9 | 148698.065 | 165181.126 | 156183.199 | 126741.908 | 90140.945 |  | 0 | 0 |  | 0.02727%
10 | 24 | 10 | 162861.303 | 186792.562 | 187230.817 | 163932.172 | 129391.861 |  | 0 | 0 |  | 0.03269%
10 | 24 | 11 | 160483.69 | 190869.638 | 201912.035 | 187456.558 | 155580.898 |  | 0 | 0 |  | 0.03525%
10 | 24 | 12 | 100159.974 | 113199.857 | 121308.108 | 119781.66 | 109503.076 |  | 0 | 0 |  | 0.02118%
10 | 24 | 13 | 21255.519 | 21255.519 | 21255.519 | 21255.519 | 21255.519 |  | 0 | 0 |  | 0.003711%
10 | 24 | 14 | 33241.492 | 33958.001 | 34700.41 | 35033.655 | 34762.337 |  | 0 | 0 |  | 0.006058%
10 | 24 | 15 | 7081.763 | 7081.763 | 7081.763 | 7081.763 | 7081.763 |  | 0 | 0 |  | 0.001236%
10 | 24 | 16 | 374.348 | 374.348 | 374.348 | 374.348 | 374.348 |  | 0 | 0 |  | 6.536e-05%
10 | 24 | 17 | 0 | 0 | 0 | 0 | 0 |  | 0 | 0 |  | 0%
10 | 24 | 18 | 0 | 0 | 0 | 0 | 0 |  | 0 | 0 |  | 0%
10 | 24 | 19 | 0 | 0 | 0 | 0 | 0 |  | 0 | 0 |  | 0%
10 | 24 | 20 | 0 | 0 | 0 | 0 | 0 |  | 0 | 0 |  | 0%
10 | 24 | 21 | 0 | 0 | 0 | 0 | 0 |  | 0 | 0 |  | 0%
10 | 24 | 22 | 0 | 0 | 0 | 0 | 0 |  | 0 | 0 |  | 0%
10 | 24 | 23 | 0 | 0 | 0 | 0 | 0 |  | 0 | 0 |  | 0%
10 | 25 | 0 | 0 | 0 | 0 | 0 | 0 |  | 0 | 0 |  | 0%
10 | 25 | 1 | 0 | 0 | 0 | 0 | 0 |  | 0 | 0 |  | 0%
10 | 25 | 2 | 0 | 0 | 0 | 0 | 0 |  | 0 | 0 |  | 0%
10 | 25 | 3 | 0 | 0 | 0 | 0 | 0 |  | 0 | 0 |  | 0%
10 | 25 | 4 | 0 | 0 | 0 | 0 | 0 |  | 0 | 0 |  | 0%
10 | 25 | 5 | 0 | 0 | 0 | 0 | 0 |  | 0 | 0 |  | 0%
10 | 25 | 6 | 5937.315 | 5853.742 | 4315.474 | 1204.045 | 1204.045 |  | 0 | 0 |  | 0.0007534%
10 | 25 | 7 | 142948.715 | 148448.931 | 100733.635 | 27548.726 | 10850.995 |  | 0 | 0 |  | 0.01759%
10 | 25 | 8 | 206389.667 | 226537.974 | 191190.567 | 110316.77 | 35592.481 |  | 0 | 0 |  | 0.03338%
10 | 25 | 9 | 239174.027 | 274130.239 | 255510.783 | 192940.223 | 110420.679 |  | 0 | 0 |  | 0.04461%
10 | 25 | 10 | 246577.2 | 295204.915 | 296273.205 | 249233.947 | 177170.112 |  | 0 | 0 |  | 0.05173%
10 | 25 | 11 | 231006.848 | 291068.591 | 312629.053 | 284504.988 | 221379.111 |  | 0 | 0 |  | 0.05458%
10 | 25 | 12 | 194649.303 | 263181.899 | 304500.489 | 296711.531 | 243830.808 |  | 0 | 0 |  | 0.05316%
10 | 25 | 13 | 132782.31 | 213177.613 | 271841.832 | 284358.477 | 244280.616 |  | 0 | 0 |  | 0.04746%
10 | 25 | 14 | 57608.754 | 139087.739 | 215361.722 | 246065.099 | 220670.423 |  | 0 | 0 |  | 0.0376%
10 | 25 | 15 | 9664.654 | 50033.285 | 133903.217 | 180083.429 | 169767.999 |  | 0 | 0 |  | 0.02338%
10 | 25 | 16 | 5140.189 | 5140.189 | 34218.565 | 49724.188 | 50066.112 |  | 0 | 0 |  | 0.005974%
10 | 25 | 17 | 0 | 0 | 0 | 0 | 0 |  | 0 | 0 |  | 0%
10 | 25 | 18 | 0 | 0 | 0 | 0 | 0 |  | 0 | 0 |  | 0%
10 | 25 | 19 | 0 | 0 | 0 | 0 | 0 |  | 0 | 0 |  | 0%
10 | 25 | 20 | 0 | 0 | 0 | 0 | 0 |  | 0 | 0 |  | 0%
10 | 25 | 21 | 0 | 0 | 0 | 0 | 0 |  | 0 | 0 |  | 0%
10 | 25 | 22 | 0 | 0 | 0 | 0 | 0 |  | 0 | 0 |  | 0%
10 | 25 | 23 | 0 | 0 | 0 | 0 | 0 |  | 0 | 0 |  | 0%
10 | 26 | 0 | 0 | 0 | 0 | 0 | 0 |  | 0 | 0 |  | 0%
10 | 26 | 1 | 0 | 0 | 0 | 0 | 0 |  | 0 | 0 |  | 0%
10 | 26 | 2 | 0 | 0 | 0 | 0 | 0 |  | 0 | 0 |  | 0%
10 | 26 | 3 | 0 | 0 | 0 | 0 | 0 |  | 0 | 0 |  | 0%
10 | 26 | 4 | 0 | 0 | 0 | 0 | 0 |  | 0 | 0 |  | 0%
10 | 26 | 5 | 0 | 0 | 0 | 0 | 0 |  | 0 | 0 |  | 0%
10 | 26 | 6 | 6051.592 | 5962.587 | 4248.12 | 828.596 | 828.596 |  | 0 | 0 |  | 0.0007417%
10 | 26 | 7 | 148761.464 | 155066.137 | 104445.904 | 26631.765 | 9484.602 |  | 0 | 0 |  | 0.01824%
10 | 26 | 8 | 213713.57 | 235247.78 | 198345.172 | 113115.133 | 34407.3 |  | 0 | 0 |  | 0.03463%
10 | 26 | 9 | 243880.737 | 280235.633 | 261280.919 | 196756.542 | 111013.729 |  | 0 | 0 |  | 0.04562%
10 | 26 | 10 | 250035.116 | 300083.33 | 301365.13 | 253226.806 | 178970.136 |  | 0 | 0 |  | 0.05261%
10 | 26 | 11 | 233816.726 | 295323.888 | 317422.358 | 288720.405 | 224113.593 |  | 0 | 0 |  | 0.05542%
10 | 26 | 12 | 196807.032 | 267166.418 | 309333.142 | 301301.449 | 247180.241 |  | 0 | 0 |  | 0.05401%
10 | 26 | 13 | 133506.833 | 215626.674 | 275141.297 | 287665.498 | 246792.398 |  | 0 | 0 |  | 0.04804%
10 | 26 | 14 | 57887.875 | 141231.285 | 219226.522 | 250345.76 | 224157.117 |  | 0 | 0 |  | 0.03827%
10 | 26 | 15 | 9937.753 | 50386.194 | 136419.88 | 183758.625 | 172865.772 |  | 0 | 0 |  | 0.02382%
10 | 26 | 16 | 4898.004 | 4898.004 | 33760.779 | 48248.185 | 48545.019 |  | 0 | 0 |  | 0.005894%
10 | 26 | 17 | 0 | 0 | 0 | 0 | 0 |  | 0 | 0 |  | 0%
10 | 26 | 18 | 0 | 0 | 0 | 0 | 0 |  | 0 | 0 |  | 0%
10 | 26 | 19 | 0 | 0 | 0 | 0 | 0 |  | 0 | 0 |  | 0%
10 | 26 | 20 | 0 | 0 | 0 | 0 | 0 |  | 0 | 0 |  | 0%
10 | 26 | 21 | 0 | 0 | 0 | 0 | 0 |  | 0 | 0 |  | 0%
10 | 26 | 22 | 0 | 0 | 0 | 0 | 0 |  | 0 | 0 |  | 0%
10 | 26 | 23 | 0 | 0 | 0 | 0 | 0 |  | 0 | 0 |  | 0%
10 | 27 | 0 | 0 | 0 | 0 | 0 | 0 |  | 0 | 0 |  | 0%
10 | 27 | 1 | 0 | 0 | 0 | 0 | 0 |  | 0 | 0 |  | 0%
10 | 27 | 2 | 0 | 0 | 0 | 0 | 0 |  | 0 | 0 |  | 0%
10 | 27 | 3 | 0 | 0 | 0 | 0 | 0 |  | 0 | 0 |  | 0%
10 | 27 | 4 | 0 | 0 | 0 | 0 | 0 |  | 0 | 0 |  | 0%
10 | 27 | 5 | 0 | 0 | 0 | 0 | 0 |  | 0 | 0 |  | 0%
10 | 27 | 6 | 5374.979 | 5301.227 | 3809.752 | 867.573 | 867.573 |  | 0 | 0 |  | 0.0006651%
10 | 27 | 7 | 149542.589 | 156368.577 | 105346.722 | 26632.718 | 9733.434 |  | 0 | 0 |  | 0.01839%
10 | 27 | 8 | 212723.717 | 234420 | 198052.18 | 112840.81 | 33732.942 |  | 0 | 0 |  | 0.03458%
10 | 27 | 9 | 241473.868 | 277505.943 | 259125.126 | 195502.961 | 109799.547 |  | 0 | 0 |  | 0.04524%
10 | 27 | 10 | 246725.66 | 295716.968 | 297137.636 | 250287.814 | 177036.368 |  | 0 | 0 |  | 0.05188%
10 | 27 | 11 | 230223.3 | 290161.619 | 311603.317 | 283851.903 | 220868.626 |  | 0 | 0 |  | 0.0544%
10 | 27 | 12 | 192061.19 | 259804.073 | 299925.451 | 292216.07 | 240488.566 |  | 0 | 0 |  | 0.05236%
10 | 27 | 13 | 131049.044 | 209911.857 | 266349.905 | 278019.405 | 239136.426 |  | 0 | 0 |  | 0.0465%
10 | 27 | 14 | 56381.439 | 136714.379 | 211476.859 | 240934.251 | 215718.341 |  | 0 | 0 |  | 0.03692%
10 | 27 | 15 | 11665.796 | 49255.789 | 129275.805 | 173053.296 | 162685.887 |  | 0 | 0 |  | 0.02257%
10 | 27 | 16 | 5177.157 | 5177.157 | 29451.839 | 41774.397 | 42034.635 |  | 0 | 0 |  | 0.005142%
10 | 27 | 17 | 0 | 0 | 0 | 0 | 0 |  | 0 | 0 |  | 0%
10 | 27 | 18 | 0 | 0 | 0 | 0 | 0 |  | 0 | 0 |  | 0%
10 | 27 | 19 | 0 | 0 | 0 | 0 | 0 |  | 0 | 0 |  | 0%
10 | 27 | 20 | 0 | 0 | 0 | 0 | 0 |  | 0 | 0 |  | 0%
10 | 27 | 21 | 0 | 0 | 0 | 0 | 0 |  | 0 | 0 |  | 0%
10 | 27 | 22 | 0 | 0 | 0 | 0 | 0 |  | 0 | 0 |  | 0%
10 | 27 | 23 | 0 | 0 | 0 | 0 | 0 |  | 0 | 0 |  | 0%
10 | 28 | 0 | 0 | 0 | 0 | 0 | 0 |  | 0 | 0 |  | 0%
10 | 28 | 1 | 0 | 0 | 0 | 0 | 0 |  | 0 | 0 |  | 0%
10 | 28 | 2 | 0 | 0 | 0 | 0 | 0 |  | 0 | 0 |  | 0%
10 | 28 | 3 | 0 | 0 | 0 | 0 | 0 |  | 0 | 0 |  | 0%
10 | 28 | 4 | 0 | 0 | 0 | 0 | 0 |  | 0 | 0 |  | 0%
10 | 28 | 5 | 0 | 0 | 0 | 0 | 0 |  | 0 | 0 |  | 0%
10 | 28 | 6 | 3484.907 | 3440.597 | 2497.022 | 655.405 | 655.405 |  | 0 | 0 |  | 0.000436%
10 | 28 | 7 | 138276.234 | 144998.984 | 98054.166 | 25395.447 | 9818.217 |  | 0 | 0 |  | 0.01712%
10 | 28 | 8 | 200812.814 | 221390.359 | 187644.362 | 107794.267 | 33530.282 |  | 0 | 0 |  | 0.03276%
10 | 28 | 9 | 230701.956 | 265327.528 | 248029.914 | 187299.296 | 104733.2 |  | 0 | 0 |  | 0.0433%
10 | 28 | 10 | 236351.311 | 283600.896 | 285126.448 | 240183.869 | 169398.359 |  | 0 | 0 |  | 0.04978%
10 | 28 | 11 | 220534.205 | 278284.753 | 298942.831 | 272298.536 | 211637.435 |  | 0 | 0 |  | 0.05219%
10 | 28 | 12 | 184151.145 | 250077.957 | 288860.911 | 281328.607 | 231162.953 |  | 0 | 0 |  | 0.05043%
10 | 28 | 13 | 125224.42 | 202741.506 | 257791.054 | 269007.692 | 230887.123 |  | 0 | 0 |  | 0.04501%
10 | 28 | 14 | 52092.082 | 131196.831 | 204677.102 | 233308.034 | 208375.362 |  | 0 | 0 |  | 0.03573%
10 | 28 | 15 | 11434.502 | 46929.96 | 124952.031 | 167434.149 | 157114.175 |  | 0 | 0 |  | 0.02182%
10 | 28 | 16 | 4143.491 | 4143.491 | 28595.378 | 40161.603 | 40374.417 |  | 0 | 0 |  | 0.004992%
10 | 28 | 17 | 0 | 0 | 0 | 0 | 0 |  | 0 | 0 |  | 0%
10 | 28 | 18 | 0 | 0 | 0 | 0 | 0 |  | 0 | 0 |  | 0%
10 | 28 | 19 | 0 | 0 | 0 | 0 | 0 |  | 0 | 0 |  | 0%
10 | 28 | 20 | 0 | 0 | 0 | 0 | 0 |  | 0 | 0 |  | 0%
10 | 28 | 21 | 0 | 0 | 0 | 0 | 0 |  | 0 | 0 |  | 0%
10 | 28 | 22 | 0 | 0 | 0 | 0 | 0 |  | 0 | 0 |  | 0%
10 | 28 | 23 | 0 | 0 | 0 | 0 | 0 |  | 0 | 0 |  | 0%
10 | 29 | 0 | 0 | 0 | 0 | 0 | 0 |  | 0 | 0 |  | 0%
10 | 29 | 1 | 0 | 0 | 0 | 0 | 0 |  | 0 | 0 |  | 0%
10 | 29 | 2 | 0 | 0 | 0 | 0 | 0 |  | 0 | 0 |  | 0%
10 | 29 | 3 | 0 | 0 | 0 | 0 | 0 |  | 0 | 0 |  | 0%
10 | 29 | 4 | 0 | 0 | 0 | 0 | 0 |  | 0 | 0 |  | 0%
10 | 29 | 5 | 0 | 0 | 0 | 0 | 0 |  | 0 | 0 |  | 0%
10 | 29 | 6 | 3038.116 | 2999.077 | 2121.674 | 433.268 | 433.268 |  | 0 | 0 |  | 0.0003704%
10 | 29 | 7 | 135239.978 | 142313.325 | 95953.228 | 24355.484 | 9494.101 |  | 0 | 0 |  | 0.01675%
10 | 29 | 8 | 195713.479 | 216270.65 | 183283.664 | 104768.218 | 32046.389 |  | 0 | 0 |  | 0.032%
10 | 29 | 9 | 225199.774 | 259914.099 | 242903.748 | 182638.52 | 100969.97 |  | 0 | 0 |  | 0.04241%
10 | 29 | 10 | 228814.489 | 275000.128 | 276641.02 | 232919.97 | 164081.543 |  | 0 | 0 |  | 0.0483%
10 | 29 | 11 | 211712.223 | 267401.005 | 287415.772 | 261690.883 | 203264.947 |  | 0 | 0 |  | 0.05018%
10 | 29 | 12 | 175989.652 | 240681.196 | 278693.385 | 271216.958 | 221949.935 |  | 0 | 0 |  | 0.04866%
10 | 29 | 13 | 118408.419 | 192934.998 | 245968.606 | 256647.319 | 219667.558 |  | 0 | 0 |  | 0.04294%
10 | 29 | 14 | 50910.745 | 123249.53 | 190670.492 | 216797.629 | 193649.202 |  | 0 | 0 |  | 0.03329%
10 | 29 | 15 | 12176.522 | 43916.153 | 114033.622 | 152299.654 | 142713.828 |  | 0 | 0 |  | 0.01991%
10 | 29 | 16 | 4210.262 | 4210.262 | 22508.111 | 31189.831 | 31333.407 |  | 0 | 0 |  | 0.00393%
10 | 29 | 17 | 0 | 0 | 0 | 0 | 0 |  | 0 | 0 |  | 0%
10 | 29 | 18 | 0 | 0 | 0 | 0 | 0 |  | 0 | 0 |  | 0%
10 | 29 | 19 | 0 | 0 | 0 | 0 | 0 |  | 0 | 0 |  | 0%
10 | 29 | 20 | 0 | 0 | 0 | 0 | 0 |  | 0 | 0 |  | 0%
10 | 29 | 21 | 0 | 0 | 0 | 0 | 0 |  | 0 | 0 |  | 0%
10 | 29 | 22 | 0 | 0 | 0 | 0 | 0 |  | 0 | 0 |  | 0%
10 | 29 | 23 | 0 | 0 | 0 | 0 | 0 |  | 0 | 0 |  | 0%
10 | 30 | 0 | 0 | 0 | 0 | 0 | 0 |  | 0 | 0 |  | 0%
10 | 30 | 1 | 0 | 0 | 0 | 0 | 0 |  | 0 | 0 |  | 0%
10 | 30 | 2 | 0 | 0 | 0 | 0 | 0 |  | 0 | 0 |  | 0%
10 | 30 | 3 | 0 | 0 | 0 | 0 | 0 |  | 0 | 0 |  | 0%
10 | 30 | 4 | 0 | 0 | 0 | 0 | 0 |  | 0 | 0 |  | 0%
10 | 30 | 5 | 0 | 0 | 0 | 0 | 0 |  | 0 | 0 |  | 0%
10 | 30 | 6 | 0 | 0 | 0 | 0 | 0 |  | 0 | 0 |  | 0%
10 | 30 | 7 | 70466.523 | 73685.796 | 53995.647 | 23943.616 | 17142.242 |  | 0 | 0 |  | 0.009427%
10 | 30 | 8 | 171308.627 | 188849.398 | 161300.722 | 96003.827 | 35755.725 |  | 0 | 0 |  | 0.02816%
10 | 30 | 9 | 205987.508 | 237317.499 | 222260.977 | 168215.164 | 95206.721 |  | 0 | 0 |  | 0.0388%
10 | 30 | 10 | 212766.406 | 255374.538 | 257014.937 | 216879.226 | 153331.213 |  | 0 | 0 |  | 0.04487%
10 | 30 | 11 | 164247.849 | 199799.508 | 212744.745 | 196168.524 | 158965.145 |  | 0 | 0 |  | 0.03714%
10 | 30 | 12 | 119585.916 | 144581.067 | 159675.108 | 156643.776 | 137170.466 |  | 0 | 0 |  | 0.02788%
10 | 30 | 13 | 112543.044 | 182224.518 | 231483.97 | 241239.024 | 206742.051 |  | 0 | 0 |  | 0.04041%
10 | 30 | 14 | 49642.651 | 117283.687 | 180379.492 | 204668.425 | 182777.316 |  | 0 | 0 |  | 0.03149%
10 | 30 | 15 | 14784.505 | 42999.979 | 106016.117 | 140482.663 | 131590.429 |  | 0 | 0 |  | 0.01851%
10 | 30 | 16 | 4020.726 | 4020.726 | 18650.177 | 25697.146 | 25793.038 |  | 0 | 0 |  | 0.003256%
10 | 30 | 17 | 0 | 0 | 0 | 0 | 0 |  | 0 | 0 |  | 0%
10 | 30 | 18 | 0 | 0 | 0 | 0 | 0 |  | 0 | 0 |  | 0%
10 | 30 | 19 | 0 | 0 | 0 | 0 | 0 |  | 0 | 0 |  | 0%
10 | 30 | 20 | 0 | 0 | 0 | 0 | 0 |  | 0 | 0 |  | 0%
10 | 30 | 21 | 0 | 0 | 0 | 0 | 0 |  | 0 | 0 |  | 0%
10 | 30 | 22 | 0 | 0 | 0 | 0 | 0 |  | 0 | 0 |  | 0%
10 | 30 | 23 | 0 | 0 | 0 | 0 | 0 |  | 0 | 0 |  | 0%
10 | 31 | 0 | 0 | 0 | 0 | 0 | 0 |  | 0 | 0 |  | 0%
10 | 31 | 1 | 0 | 0 | 0 | 0 | 0 |  | 0 | 0 |  | 0%
10 | 31 | 2 | 0 | 0 | 0 | 0 | 0 |  | 0 | 0 |  | 0%
10 | 31 | 3 | 0 | 0 | 0 | 0 | 0 |  | 0 | 0 |  | 0%
10 | 31 | 4 | 0 | 0 | 0 | 0 | 0 |  | 0 | 0 |  | 0%
10 | 31 | 5 | 0 | 0 | 0 | 0 | 0 |  | 0 | 0 |  | 0%
10 | 31 | 6 | 1420.687 | 1401.109 | 905.634 | 0 | 0 |  | 0 | 0 |  | 0.0001581%
10 | 31 | 7 | 127507.858 | 134775.158 | 90952.218 | 23055.405 | 9772.416 |  | 0 | 0 |  | 0.01588%
10 | 31 | 8 | 130590.642 | 143133.884 | 123863.548 | 79132.656 | 38439.439 |  | 0 | 0 |  | 0.02163%
10 | 31 | 9 | 222238.681 | 257594.899 | 240917.252 | 180327.598 | 98073.977 |  | 0 | 0 |  | 0.04206%
10 | 31 | 10 | 159409.855 | 185243.597 | 186325.618 | 162060.751 | 124792.843 |  | 0 | 0 |  | 0.03253%
10 | 31 | 11 | 154950.076 | 186659.152 | 198302.64 | 183437.68 | 150312.222 |  | 0 | 0 |  | 0.03462%
10 | 31 | 12 | 140199.793 | 181658.238 | 206464.476 | 201428.545 | 169296.12 |  | 0 | 0 |  | 0.03605%
10 | 31 | 13 | 102866.409 | 154334.225 | 192009.239 | 199479.562 | 172706.374 |  | 0 | 0 |  | 0.03352%
10 | 31 | 14 | 53079.335 | 90594.168 | 126787.047 | 141097.517 | 127969.616 |  | 0 | 0 |  | 0.02214%
10 | 31 | 15 | 18860.765 | 36701.239 | 75394.917 | 97102.867 | 91249.014 |  | 0 | 0 |  | 0.01316%
10 | 31 | 16 | 3651.505 | 3651.505 | 9972.695 | 13588.083 | 13622.958 |  | 0 | 0 |  | 0.001741%
10 | 31 | 17 | 0 | 0 | 0 | 0 | 0 |  | 0 | 0 |  | 0%
10 | 31 | 18 | 0 | 0 | 0 | 0 | 0 |  | 0 | 0 |  | 0%
10 | 31 | 19 | 0 | 0 | 0 | 0 | 0 |  | 0 | 0 |  | 0%
10 | 31 | 20 | 0 | 0 | 0 | 0 | 0 |  | 0 | 0 |  | 0%
10 | 31 | 21 | 0 | 0 | 0 | 0 | 0 |  | 0 | 0 |  | 0%
10 | 31 | 22 | 0 | 0 | 0 | 0 | 0 |  | 0 | 0 |  | 0%
10 | 31 | 23 | 0 | 0 | 0 | 0 | 0 |  | 0 | 0 |  | 0%
11 | 1 | 0 | 0 | 0 | 0 | 0 | 0 |  | 0 | 0 |  | 0%
11 | 1 | 1 | 0 | 0 | 0 | 0 | 0 |  | 0 | 0 |  | 0%
11 | 1 | 2 | 0 | 0 | 0 | 0 | 0 |  | 0 | 0 |  | 0%
11 | 1 | 3 | 0 | 0 | 0 | 0 | 0 |  | 0 | 0 |  | 0%
11 | 1 | 4 | 0 | 0 | 0 | 0 | 0 |  | 0 | 0 |  | 0%
11 | 1 | 5 | 0 | 0 | 0 | 0 | 0 |  | 0 | 0 |  | 0%
11 | 1 | 6 | 0 | 0 | 0 | 0 | 0 |  | 0 | 0 |  | 0%
11 | 1 | 7 | 94234.639 | 98499.993 | 70152.287 | 25007.094 | 15667.571 |  | 0 | 0 |  | 0.01225%
11 | 1 | 8 | 161807.695 | 178786.128 | 153164.201 | 91657.623 | 35195.994 |  | 0 | 0 |  | 0.02674%
11 | 1 | 9 | 195830.872 | 225863.757 | 211957.704 | 160763.918 | 91584.9 |  | 0 | 0 |  | 0.03701%
11 | 1 | 10 | 203991.075 | 245620.323 | 247453.918 | 208592.411 | 146517.136 |  | 0 | 0 |  | 0.0432%
11 | 1 | 11 | 192204.982 | 243635.429 | 262138.641 | 238525.383 | 184620.301 |  | 0 | 0 |  | 0.04577%
11 | 1 | 12 | 160188.176 | 219580.661 | 254017.761 | 246993.315 | 201954.156 |  | 0 | 0 |  | 0.04435%
11 | 1 | 13 | 108378.884 | 176538.3 | 224489.429 | 233733.636 | 199718.008 |  | 0 | 0 |  | 0.03919%
11 | 1 | 14 | 47397.875 | 112179.254 | 172842.861 | 195868.893 | 174395.085 |  | 0 | 0 |  | 0.03018%
11 | 1 | 15 | 15293.092 | 40373.941 | 98626.284 | 130497.644 | 121821.474 |  | 0 | 0 |  | 0.01722%
11 | 1 | 16 | 2966.366 | 2966.366 | 12814.268 | 17988.682 | 18011.267 |  | 0 | 0 |  | 0.002237%
11 | 1 | 17 | 0 | 0 | 0 | 0 | 0 |  | 0 | 0 |  | 0%
11 | 1 | 18 | 0 | 0 | 0 | 0 | 0 |  | 0 | 0 |  | 0%
11 | 1 | 19 | 0 | 0 | 0 | 0 | 0 |  | 0 | 0 |  | 0%
11 | 1 | 20 | 0 | 0 | 0 | 0 | 0 |  | 0 | 0 |  | 0%
11 | 1 | 21 | 0 | 0 | 0 | 0 | 0 |  | 0 | 0 |  | 0%
11 | 1 | 22 | 0 | 0 | 0 | 0 | 0 |  | 0 | 0 |  | 0%
11 | 1 | 23 | 0 | 0 | 0 | 0 | 0 |  | 0 | 0 |  | 0%
11 | 2 | 0 | 0 | 0 | 0 | 0 | 0 |  | 0 | 0 |  | 0%
11 | 2 | 1 | 0 | 0 | 0 | 0 | 0 |  | 0 | 0 |  | 0%
11 | 2 | 2 | 0 | 0 | 0 | 0 | 0 |  | 0 | 0 |  | 0%
11 | 2 | 3 | 0 | 0 | 0 | 0 | 0 |  | 0 | 0 |  | 0%
11 | 2 | 4 | 0 | 0 | 0 | 0 | 0 |  | 0 | 0 |  | 0%
11 | 2 | 5 | 0 | 0 | 0 | 0 | 0 |  | 0 | 0 |  | 0%
11 | 2 | 6 | 0 | 0 | 0 | 0 | 0 |  | 0 | 0 |  | 0%
11 | 2 | 7 | 102950.556 | 107050.242 | 75385.349 | 23073.444 | 13073.405 |  | 0 | 0 |  | 0.01316%
11 | 2 | 8 | 167887.334 | 186410.464 | 158966.614 | 92035.104 | 30557.481 |  | 0 | 0 |  | 0.02775%
11 | 2 | 9 | 154236.552 | 175658.681 | 165886.554 | 129897.47 | 82761.269 |  | 0 | 0 |  | 0.02896%
11 | 2 | 10 | 157274.748 | 183601.965 | 184841.968 | 160327.522 | 122098.569 |  | 0 | 0 |  | 0.03227%
11 | 2 | 11 | 195463.31 | 248910.596 | 268163.302 | 243635.023 | 187638.514 |  | 0 | 0 |  | 0.04682%
11 | 2 | 12 | 161870.157 | 222867.919 | 258120.48 | 250833.7 | 204605.119 |  | 0 | 0 |  | 0.04506%
11 | 2 | 13 | 107953.478 | 179262.042 | 229180.212 | 238665.865 | 203036.28 |  | 0 | 0 |  | 0.04001%
11 | 2 | 14 | 45280.551 | 113416.305 | 177183.174 | 201136.75 | 178415.878 |  | 0 | 0 |  | 0.03093%
11 | 2 | 15 | 13400.888 | 39670.863 | 102506.143 | 136761.88 | 127206.38 |  | 0 | 0 |  | 0.0179%
11 | 2 | 16 | 2221.365 | 2221.365 | 11782.386 | 16563.88 | 16561.153 |  | 0 | 0 |  | 0.002057%
11 | 2 | 17 | 0 | 0 | 0 | 0 | 0 |  | 0 | 0 |  | 0%
11 | 2 | 18 | 0 | 0 | 0 | 0 | 0 |  | 0 | 0 |  | 0%
11 | 2 | 19 | 0 | 0 | 0 | 0 | 0 |  | 0 | 0 |  | 0%
11 | 2 | 20 | 0 | 0 | 0 | 0 | 0 |  | 0 | 0 |  | 0%
11 | 2 | 21 | 0 | 0 | 0 | 0 | 0 |  | 0 | 0 |  | 0%
11 | 2 | 22 | 0 | 0 | 0 | 0 | 0 |  | 0 | 0 |  | 0%
11 | 2 | 23 | 0 | 0 | 0 | 0 | 0 |  | 0 | 0 |  | 0%
11 | 3 | 0 | 0 | 0 | 0 | 0 | 0 |  | 0 | 0 |  | 0%
11 | 3 | 1 | 0 | 0 | 0 | 0 | 0 |  | 0 | 0 |  | 0%
11 | 3 | 2 | 0 | 0 | 0 | 0 | 0 |  | 0 | 0 |  | 0%
11 | 3 | 3 | 0 | 0 | 0 | 0 | 0 |  | 0 | 0 |  | 0%
11 | 3 | 4 | 0 | 0 | 0 | 0 | 0 |  | 0 | 0 |  | 0%
11 | 3 | 5 | 0 | 0 | 0 | 0 | 0 |  | 0 | 0 |  | 0%
11 | 3 | 6 | 0 | 0 | 0 | 0 | 0 |  | 0 | 0 |  | 0%
11 | 3 | 7 | 112416.847 | 116157.114 | 81028.145 | 20896.896 | 10118.512 |  | 0 | 0 |  | 0.01415%
11 | 3 | 8 | 176735.1 | 197191.931 | 167430.078 | 94029.137 | 26896.578 |  | 0 | 0 |  | 0.02923%
11 | 3 | 9 | 206307.428 | 239902.448 | 224896.094 | 168090.161 | 90339.424 |  | 0 | 0 |  | 0.03926%
11 | 3 | 10 | 213247.071 | 259267.103 | 261521.875 | 218909.796 | 150036.457 |  | 0 | 0 |  | 0.04566%
11 | 3 | 11 | 199242.065 | 255529.587 | 275798.578 | 250006.302 | 191039.542 |  | 0 | 0 |  | 0.04815%
11 | 3 | 12 | 164419.808 | 229701.04 | 267189.022 | 259342.819 | 210003.375 |  | 0 | 0 |  | 0.04665%
11 | 3 | 13 | 108741.319 | 184388.315 | 236839.606 | 246649.609 | 209003.676 |  | 0 | 0 |  | 0.04135%
11 | 3 | 14 | 43464.672 | 116269.954 | 184297.668 | 209527.268 | 185187.765 |  | 0 | 0 |  | 0.03218%
11 | 3 | 15 | 11769.233 | 38841.859 | 105412.492 | 141560.626 | 131136.439 |  | 0 | 0 |  | 0.0184%
11 | 3 | 16 | 1851.858 | 1851.858 | 11233.362 | 15746.311 | 15722.388 |  | 0 | 0 |  | 0.001961%
11 | 3 | 17 | 0 | 0 | 0 | 0 | 0 |  | 0 | 0 |  | 0%
11 | 3 | 18 | 0 | 0 | 0 | 0 | 0 |  | 0 | 0 |  | 0%
11 | 3 | 19 | 0 | 0 | 0 | 0 | 0 |  | 0 | 0 |  | 0%
11 | 3 | 20 | 0 | 0 | 0 | 0 | 0 |  | 0 | 0 |  | 0%
11 | 3 | 21 | 0 | 0 | 0 | 0 | 0 |  | 0 | 0 |  | 0%
11 | 3 | 22 | 0 | 0 | 0 | 0 | 0 |  | 0 | 0 |  | 0%
11 | 3 | 23 | 0 | 0 | 0 | 0 | 0 |  | 0 | 0 |  | 0%
11 | 4 | 0 | 0 | 0 | 0 | 0 | 0 |  | 0 | 0 |  | 0%
11 | 4 | 1 | 0 | 0 | 0 | 0 | 0 |  | 0 | 0 |  | 0%
11 | 4 | 2 | 0 | 0 | 0 | 0 | 0 |  | 0 | 0 |  | 0%
11 | 4 | 3 | 0 | 0 | 0 | 0 | 0 |  | 0 | 0 |  | 0%
11 | 4 | 4 | 0 | 0 | 0 | 0 | 0 |  | 0 | 0 |  | 0%
11 | 4 | 5 | 0 | 0 | 0 | 0 | 0 |  | 0 | 0 |  | 0%
11 | 4 | 6 | 0 | 0 | 0 | 0 | 0 |  | 0 | 0 |  | 0%
11 | 4 | 7 | 108977.88 | 111740.109 | 78895.571 | 20623.418 | 10490.231 |  | 0 | 0 |  | 0.01377%
11 | 4 | 8 | 174361.256 | 194800.812 | 165583.415 | 92933.45 | 26617.023 |  | 0 | 0 |  | 0.02891%
11 | 4 | 9 | 202390.954 | 235364.885 | 220886.272 | 165346.985 | 89155.021 |  | 0 | 0 |  | 0.03856%
11 | 4 | 10 | 209760.176 | 255030.982 | 257349.878 | 215591.988 | 147715.424 |  | 0 | 0 |  | 0.04493%
11 | 4 | 11 | 196260.84 | 251667.491 | 271602.627 | 246255.017 | 188208.715 |  | 0 | 0 |  | 0.04742%
11 | 4 | 12 | 161679.959 | 225976.04 | 262696.384 | 254911.24 | 206406.915 |  | 0 | 0 |  | 0.04586%
11 | 4 | 13 | 107077.591 | 181536.976 | 232986.901 | 242464.299 | 205310.898 |  | 0 | 0 |  | 0.04068%
11 | 4 | 14 | 42207.856 | 113945.995 | 181145.111 | 205926.707 | 181612.022 |  | 0 | 0 |  | 0.03163%
11 | 4 | 15 | 11283.331 | 37671.17 | 104013.574 | 140034.268 | 129283.37 |  | 0 | 0 |  | 0.01816%
11 | 4 | 16 | 1686.54 | 1686.54 | 10268.42 | 14493.725 | 14450.899 |  | 0 | 0 |  | 0.001793%
11 | 4 | 17 | 0 | 0 | 0 | 0 | 0 |  | 0 | 0 |  | 0%
11 | 4 | 18 | 0 | 0 | 0 | 0 | 0 |  | 0 | 0 |  | 0%
11 | 4 | 19 | 0 | 0 | 0 | 0 | 0 |  | 0 | 0 |  | 0%
11 | 4 | 20 | 0 | 0 | 0 | 0 | 0 |  | 0 | 0 |  | 0%
11 | 4 | 21 | 0 | 0 | 0 | 0 | 0 |  | 0 | 0 |  | 0%
11 | 4 | 22 | 0 | 0 | 0 | 0 | 0 |  | 0 | 0 |  | 0%
11 | 4 | 23 | 0 | 0 | 0 | 0 | 0 |  | 0 | 0 |  | 0%
11 | 5 | 0 | 0 | 0 | 0 | 0 | 0 |  | 0 | 0 |  | 0%
11 | 5 | 1 | 0 | 0 | 0 | 0 | 0 |  | 0 | 0 |  | 0%
11 | 5 | 2 | 0 | 0 | 0 | 0 | 0 |  | 0 | 0 |  | 0%
11 | 5 | 3 | 0 | 0 | 0 | 0 | 0 |  | 0 | 0 |  | 0%
11 | 5 | 4 | 0 | 0 | 0 | 0 | 0 |  | 0 | 0 |  | 0%
11 | 5 | 5 | 0 | 0 | 0 | 0 | 0 |  | 0 | 0 |  | 0%
11 | 5 | 6 | 0 | 0 | 0 | 0 | 0 |  | 0 | 0 |  | 0%
11 | 5 | 7 | 111134.405 | 113047.815 | 79934.383 | 19059.736 | 9017.854 |  | 0 | 0 |  | 0.01396%
11 | 5 | 8 | 174467.473 | 195565.333 | 165929.361 | 91819.519 | 24878.15 |  | 0 | 0 |  | 0.02897%
11 | 5 | 9 | 206751.127 | 242333.611 | 226941.222 | 167475.361 | 86403.041 |  | 0 | 0 |  | 0.03962%
11 | 5 | 10 | 213070.305 | 260630.663 | 263177.986 | 219430.577 | 148518.108 |  | 0 | 0 |  | 0.04595%
11 | 5 | 11 | 198788.981 | 256553.301 | 277472.138 | 250899.26 | 190452.648 |  | 0 | 0 |  | 0.04844%
11 | 5 | 12 | 161497.958 | 228229.856 | 266502.231 | 258256.418 | 207653.787 |  | 0 | 0 |  | 0.04653%
11 | 5 | 13 | 105637.563 | 182196.136 | 235280.721 | 244945.993 | 206296.627 |  | 0 | 0 |  | 0.04108%
11 | 5 | 14 | 41404.499 | 113996.442 | 182573.964 | 207781.121 | 182628.651 |  | 0 | 0 |  | 0.03188%
11 | 5 | 15 | 10473.537 | 36644.404 | 104299.619 | 141180.679 | 129787.627 |  | 0 | 0 |  | 0.01821%
11 | 5 | 16 | 1282.737 | 1282.737 | 9612.985 | 13708.859 | 13647.912 |  | 0 | 0 |  | 0.001678%
11 | 5 | 17 | 0 | 0 | 0 | 0 | 0 |  | 0 | 0 |  | 0%
11 | 5 | 18 | 0 | 0 | 0 | 0 | 0 |  | 0 | 0 |  | 0%
11 | 5 | 19 | 0 | 0 | 0 | 0 | 0 |  | 0 | 0 |  | 0%
11 | 5 | 20 | 0 | 0 | 0 | 0 | 0 |  | 0 | 0 |  | 0%
11 | 5 | 21 | 0 | 0 | 0 | 0 | 0 |  | 0 | 0 |  | 0%
11 | 5 | 22 | 0 | 0 | 0 | 0 | 0 |  | 0 | 0 |  | 0%
11 | 5 | 23 | 0 | 0 | 0 | 0 | 0 |  | 0 | 0 |  | 0%
11 | 6 | 0 | 0 | 0 | 0 | 0 | 0 |  | 0 | 0 |  | 0%
11 | 6 | 1 | 0 | 0 | 0 | 0 | 0 |  | 0 | 0 |  | 0%
11 | 6 | 2 | 0 | 0 | 0 | 0 | 0 |  | 0 | 0 |  | 0%
11 | 6 | 3 | 0 | 0 | 0 | 0 | 0 |  | 0 | 0 |  | 0%
11 | 6 | 4 | 0 | 0 | 0 | 0 | 0 |  | 0 | 0 |  | 0%
11 | 6 | 5 | 0 | 0 | 0 | 0 | 0 |  | 0 | 0 |  | 0%
11 | 6 | 6 | 0 | 0 | 0 | 0 | 0 |  | 0 | 0 |  | 0%
11 | 6 | 7 | 799.707 | 799.707 | 799.707 | 799.707 | 799.707 |  | 0 | 0 |  | 0.0001396%
11 | 6 | 8 | 14340.237 | 14340.237 | 14340.237 | 14340.237 | 14340.237 |  | 0 | 0 |  | 0.002504%
11 | 6 | 9 | 17510.012 | 17510.012 | 17510.012 | 17510.012 | 17510.012 |  | 0 | 0 |  | 0.003057%
11 | 6 | 10 | 85354.579 | 92557.03 | 92964.326 | 86339.577 | 76299.443 |  | 0 | 0 |  | 0.01623%
11 | 6 | 11 | 76813.698 | 83442.479 | 85912.096 | 82781.966 | 75878.36 |  | 0 | 0 |  | 0.015%
11 | 6 | 12 | 748.764 | 748.764 | 748.764 | 748.764 | 748.764 |  | 0 | 0 |  | 0.0001307%
11 | 6 | 13 | 6391.804 | 6391.804 | 6391.804 | 6391.804 | 6391.804 |  | 0 | 0 |  | 0.001116%
11 | 6 | 14 | 34068.095 | 35291.204 | 36511.768 | 37014.437 | 36504.439 |  | 0 | 0 |  | 0.006375%
11 | 6 | 15 | 0 | 0 | 0 | 0 | 0 |  | 0 | 0 |  | 0%
11 | 6 | 16 | 0 | 0 | 0 | 0 | 0 |  | 0 | 0 |  | 0%
11 | 6 | 17 | 0 | 0 | 0 | 0 | 0 |  | 0 | 0 |  | 0%
11 | 6 | 18 | 0 | 0 | 0 | 0 | 0 |  | 0 | 0 |  | 0%
11 | 6 | 19 | 0 | 0 | 0 | 0 | 0 |  | 0 | 0 |  | 0%
11 | 6 | 20 | 0 | 0 | 0 | 0 | 0 |  | 0 | 0 |  | 0%
11 | 6 | 21 | 0 | 0 | 0 | 0 | 0 |  | 0 | 0 |  | 0%
11 | 6 | 22 | 0 | 0 | 0 | 0 | 0 |  | 0 | 0 |  | 0%
11 | 6 | 23 | 0 | 0 | 0 | 0 | 0 |  | 0 | 0 |  | 0%
11 | 7 | 0 | 0 | 0 | 0 | 0 | 0 |  | 0 | 0 |  | 0%
11 | 7 | 1 | 0 | 0 | 0 | 0 | 0 |  | 0 | 0 |  | 0%
11 | 7 | 2 | 0 | 0 | 0 | 0 | 0 |  | 0 | 0 |  | 0%
11 | 7 | 3 | 0 | 0 | 0 | 0 | 0 |  | 0 | 0 |  | 0%
11 | 7 | 4 | 0 | 0 | 0 | 0 | 0 |  | 0 | 0 |  | 0%
11 | 7 | 5 | 0 | 0 | 0 | 0 | 0 |  | 0 | 0 |  | 0%
11 | 7 | 6 | 0 | 0 | 0 | 0 | 0 |  | 0 | 0 |  | 0%
11 | 7 | 7 | 113212.849 | 115152.844 | 82755.57 | 18004.352 | 8524.287 |  | 0 | 0 |  | 0.01445%
11 | 7 | 8 | 183694.569 | 207246.265 | 175225.213 | 94197.199 | 22019.698 |  | 0 | 0 |  | 0.03059%
11 | 7 | 9 | 216210.007 | 254553.175 | 238457.158 | 174975.744 | 88434.181 |  | 0 | 0 |  | 0.04163%
11 | 7 | 10 | 224348.82 | 276359.94 | 279346.684 | 231800.472 | 154142.391 |  | 0 | 0 |  | 0.04877%
11 | 7 | 11 | 209103.015 | 272398.762 | 295346.411 | 266194.036 | 199970.457 |  | 0 | 0 |  | 0.05156%
11 | 7 | 12 | 169806.773 | 243418.654 | 285305.032 | 276021.844 | 220290.25 |  | 0 | 0 |  | 0.04981%
11 | 7 | 13 | 109168.477 | 194215.457 | 252546.585 | 262838.7 | 219828.923 |  | 0 | 0 |  | 0.04409%
11 | 7 | 14 | 39273.887 | 119089.557 | 194767.714 | 222086.987 | 193898.809 |  | 0 | 0 |  | 0.034%
11 | 7 | 15 | 9066.179 | 36192.967 | 110771.719 | 151397.581 | 138044.902 |  | 0 | 0 |  | 0.01934%
11 | 7 | 16 | 3678.673 | 3678.673 | 5174.363 | 6614.355 | 6570.878 |  | 0 | 0 |  | 0.0009034%
11 | 7 | 17 | 0 | 0 | 0 | 0 | 0 |  | 0 | 0 |  | 0%
11 | 7 | 18 | 0 | 0 | 0 | 0 | 0 |  | 0 | 0 |  | 0%
11 | 7 | 19 | 0 | 0 | 0 | 0 | 0 |  | 0 | 0 |  | 0%
11 | 7 | 20 | 0 | 0 | 0 | 0 | 0 |  | 0 | 0 |  | 0%
11 | 7 | 21 | 0 | 0 | 0 | 0 | 0 |  | 0 | 0 |  | 0%
11 | 7 | 22 | 0 | 0 | 0 | 0 | 0 |  | 0 | 0 |  | 0%
11 | 7 | 23 | 0 | 0 | 0 | 0 | 0 |  | 0 | 0 |  | 0%
11 | 8 | 0 | 0 | 0 | 0 | 0 | 0 |  | 0 | 0 |  | 0%
11 | 8 | 1 | 0 | 0 | 0 | 0 | 0 |  | 0 | 0 |  | 0%
11 | 8 | 2 | 0 | 0 | 0 | 0 | 0 |  | 0 | 0 |  | 0%
11 | 8 | 3 | 0 | 0 | 0 | 0 | 0 |  | 0 | 0 |  | 0%
11 | 8 | 4 | 0 | 0 | 0 | 0 | 0 |  | 0 | 0 |  | 0%
11 | 8 | 5 | 0 | 0 | 0 | 0 | 0 |  | 0 | 0 |  | 0%
11 | 8 | 6 | 0 | 0 | 0 | 0 | 0 |  | 0 | 0 |  | 0%
11 | 8 | 7 | 110465.474 | 112618.71 | 81595.845 | 17365.278 | 8082.554 |  | 0 | 0 |  | 0.01425%
11 | 8 | 8 | 180081.883 | 203354.989 | 172190.182 | 92755.478 | 22210.004 |  | 0 | 0 |  | 0.03006%
11 | 8 | 9 | 212749.933 | 250631.241 | 234972.388 | 172365.786 | 86832.367 |  | 0 | 0 |  | 0.04102%
11 | 8 | 10 | 218405.505 | 267993.725 | 270917.863 | 225738.425 | 151240.53 |  | 0 | 0 |  | 0.0473%
11 | 8 | 11 | 203452.308 | 263193.424 | 284732.249 | 257340.985 | 194772.792 |  | 0 | 0 |  | 0.04971%
11 | 8 | 12 | 88609.627 | 101089.481 | 108524.9 | 106837.649 | 97000.397 |  | 0 | 0 |  | 0.01895%
11 | 8 | 13 | 61652.843 | 70020.398 | 76445.036 | 77581.596 | 72768.59 |  | 0 | 0 |  | 0.01335%
11 | 8 | 14 | 38435.278 | 40477.988 | 42499.087 | 43308.943 | 42459.596 |  | 0 | 0 |  | 0.00742%
11 | 8 | 15 | 8763.431 | 8763.431 | 8763.431 | 8763.431 | 8763.431 |  | 0 | 0 |  | 0.00153%
11 | 8 | 16 | 2961.861 | 2961.861 | 3900.05 | 4804.895 | 4772.21 |  | 0 | 0 |  | 0.0006809%
11 | 8 | 17 | 0 | 0 | 0 | 0 | 0 |  | 0 | 0 |  | 0%
11 | 8 | 18 | 0 | 0 | 0 | 0 | 0 |  | 0 | 0 |  | 0%
11 | 8 | 19 | 0 | 0 | 0 | 0 | 0 |  | 0 | 0 |  | 0%
11 | 8 | 20 | 0 | 0 | 0 | 0 | 0 |  | 0 | 0 |  | 0%
11 | 8 | 21 | 0 | 0 | 0 | 0 | 0 |  | 0 | 0 |  | 0%
11 | 8 | 22 | 0 | 0 | 0 | 0 | 0 |  | 0 | 0 |  | 0%
11 | 8 | 23 | 0 | 0 | 0 | 0 | 0 |  | 0 | 0 |  | 0%
11 | 9 | 0 | 0 | 0 | 0 | 0 | 0 |  | 0 | 0 |  | 0%
11 | 9 | 1 | 0 | 0 | 0 | 0 | 0 |  | 0 | 0 |  | 0%
11 | 9 | 2 | 0 | 0 | 0 | 0 | 0 |  | 0 | 0 |  | 0%
11 | 9 | 3 | 0 | 0 | 0 | 0 | 0 |  | 0 | 0 |  | 0%
11 | 9 | 4 | 0 | 0 | 0 | 0 | 0 |  | 0 | 0 |  | 0%
11 | 9 | 5 | 0 | 0 | 0 | 0 | 0 |  | 0 | 0 |  | 0%
11 | 9 | 6 | 0 | 0 | 0 | 0 | 0 |  | 0 | 0 |  | 0%
11 | 9 | 7 | 3169.365 | 3169.365 | 3169.365 | 3169.365 | 3169.365 |  | 0 | 0 |  | 0.0005533%
11 | 9 | 8 | 17979.783 | 17979.783 | 17979.783 | 17979.783 | 17979.783 |  | 0 | 0 |  | 0.003139%
11 | 9 | 9 | 13162.697 | 13162.697 | 13162.697 | 13162.697 | 13162.697 |  | 0 | 0 |  | 0.002298%
11 | 9 | 10 | 29896.841 | 29980.591 | 29985.772 | 29909.347 | 29796.09 |  | 0 | 0 |  | 0.005235%
11 | 9 | 11 | 44177.575 | 44826.839 | 45068.741 | 44761.57 | 44085.272 |  | 0 | 0 |  | 0.007868%
11 | 9 | 12 | 37773.064 | 38209.833 | 38475.409 | 38414.195 | 38062.059 |  | 0 | 0 |  | 0.006717%
11 | 9 | 13 | 32897.03 | 33270.881 | 33572.358 | 33624.825 | 33397.536 |  | 0 | 0 |  | 0.005861%
11 | 9 | 14 | 26688.703 | 27071.295 | 27449.779 | 27602.388 | 27439.674 |  | 0 | 0 |  | 0.004792%
11 | 9 | 15 | 14699.523 | 14789.904 | 14941.201 | 15026.148 | 14994.958 |  | 0 | 0 |  | 0.002609%
11 | 9 | 16 | 0 | 0 | 0 | 0 | 0 |  | 0 | 0 |  | 0%
11 | 9 | 17 | 0 | 0 | 0 | 0 | 0 |  | 0 | 0 |  | 0%
11 | 9 | 18 | 0 | 0 | 0 | 0 | 0 |  | 0 | 0 |  | 0%
11 | 9 | 19 | 0 | 0 | 0 | 0 | 0 |  | 0 | 0 |  | 0%
11 | 9 | 20 | 0 | 0 | 0 | 0 | 0 |  | 0 | 0 |  | 0%
11 | 9 | 21 | 0 | 0 | 0 | 0 | 0 |  | 0 | 0 |  | 0%
11 | 9 | 22 | 0 | 0 | 0 | 0 | 0 |  | 0 | 0 |  | 0%
11 | 9 | 23 | 0 | 0 | 0 | 0 | 0 |  | 0 | 0 |  | 0%
11 | 10 | 0 | 0 | 0 | 0 | 0 | 0 |  | 0 | 0 |  | 0%
11 | 10 | 1 | 0 | 0 | 0 | 0 | 0 |  | 0 | 0 |  | 0%
11 | 10 | 2 | 0 | 0 | 0 | 0 | 0 |  | 0 | 0 |  | 0%
11 | 10 | 3 | 0 | 0 | 0 | 0 | 0 |  | 0 | 0 |  | 0%
11 | 10 | 4 | 0 | 0 | 0 | 0 | 0 |  | 0 | 0 |  | 0%
11 | 10 | 5 | 0 | 0 | 0 | 0 | 0 |  | 0 | 0 |  | 0%
11 | 10 | 6 | 0 | 0 | 0 | 0 | 0 |  | 0 | 0 |  | 0%
11 | 10 | 7 | 39166.745 | 40076.25 | 32775.658 | 17623.016 | 15072.493 |  | 0 | 0 |  | 0.005722%
11 | 10 | 8 | 167506.576 | 188960.69 | 161026.424 | 88413.184 | 23586.982 |  | 0 | 0 |  | 0.02811%
11 | 10 | 9 | 14371.764 | 14371.764 | 14371.764 | 14371.764 | 14371.764 |  | 0 | 0 |  | 0.002509%
11 | 10 | 10 | 171244.2 | 205836.426 | 207986.316 | 176609.687 | 125273.231 |  | 0 | 0 |  | 0.03631%
11 | 10 | 11 | 190917.609 | 245372.714 | 264751.358 | 240024.812 | 182851.169 |  | 0 | 0 |  | 0.04622%
11 | 10 | 12 | 134059.755 | 180541.755 | 206756.706 | 200696.061 | 165403.899 |  | 0 | 0 |  | 0.0361%
11 | 10 | 13 | 82822.616 | 111396.025 | 131793.942 | 135244.969 | 119855.731 |  | 0 | 0 |  | 0.02301%
11 | 10 | 14 | 46778.537 | 68144.462 | 88850.157 | 96502.72 | 88206.344 |  | 0 | 0 |  | 0.01551%
11 | 10 | 15 | 21676.252 | 25415.526 | 34080.922 | 38885.646 | 37125.378 |  | 0 | 0 |  | 0.00595%
11 | 10 | 16 | 310.35 | 310.35 | 310.35 | 310.35 | 310.35 |  | 0 | 0 |  | 5.418e-05%
11 | 10 | 17 | 0 | 0 | 0 | 0 | 0 |  | 0 | 0 |  | 0%
11 | 10 | 18 | 0 | 0 | 0 | 0 | 0 |  | 0 | 0 |  | 0%
11 | 10 | 19 | 0 | 0 | 0 | 0 | 0 |  | 0 | 0 |  | 0%
11 | 10 | 20 | 0 | 0 | 0 | 0 | 0 |  | 0 | 0 |  | 0%
11 | 10 | 21 | 0 | 0 | 0 | 0 | 0 |  | 0 | 0 |  | 0%
11 | 10 | 22 | 0 | 0 | 0 | 0 | 0 |  | 0 | 0 |  | 0%
11 | 10 | 23 | 0 | 0 | 0 | 0 | 0 |  | 0 | 0 |  | 0%
11 | 11 | 0 | 0 | 0 | 0 | 0 | 0 |  | 0 | 0 |  | 0%
11 | 11 | 1 | 0 | 0 | 0 | 0 | 0 |  | 0 | 0 |  | 0%
11 | 11 | 2 | 0 | 0 | 0 | 0 | 0 |  | 0 | 0 |  | 0%
11 | 11 | 3 | 0 | 0 | 0 | 0 | 0 |  | 0 | 0 |  | 0%
11 | 11 | 4 | 0 | 0 | 0 | 0 | 0 |  | 0 | 0 |  | 0%
11 | 11 | 5 | 0 | 0 | 0 | 0 | 0 |  | 0 | 0 |  | 0%
11 | 11 | 6 | 0 | 0 | 0 | 0 | 0 |  | 0 | 0 |  | 0%
11 | 11 | 7 | 4998.75 | 4998.75 | 4998.75 | 4998.75 | 4998.75 |  | 0 | 0 |  | 0.0008727%
11 | 11 | 8 | 386.774 | 386.774 | 386.774 | 386.774 | 386.774 |  | 0 | 0 |  | 6.753e-05%
11 | 11 | 9 | 16063.727 | 16063.727 | 16063.727 | 16063.727 | 16063.727 |  | 0 | 0 |  | 0.002805%
11 | 11 | 10 | 57930.29 | 59665.601 | 59777.802 | 58201.201 | 55821.809 |  | 0 | 0 |  | 0.01044%
11 | 11 | 11 | 62894.518 | 65424.863 | 66365.978 | 65167.166 | 62529.954 |  | 0 | 0 |  | 0.01159%
11 | 11 | 12 | 82982.94 | 94275.824 | 100957.71 | 99373.627 | 90440.815 |  | 0 | 0 |  | 0.01763%
11 | 11 | 13 | 91779.87 | 145071.684 | 182306.24 | 188472.108 | 160256.096 |  | 0 | 0 |  | 0.03183%
11 | 11 | 14 | 45338.667 | 65661.823 | 85464.362 | 92768.128 | 84719.432 |  | 0 | 0 |  | 0.01492%
11 | 11 | 15 | 20931.214 | 22374.381 | 25449.747 | 27154.083 | 26508.864 |  | 0 | 0 |  | 0.004443%
11 | 11 | 16 | 0 | 0 | 0 | 0 | 0 |  | 0 | 0 |  | 0%
11 | 11 | 17 | 0 | 0 | 0 | 0 | 0 |  | 0 | 0 |  | 0%
11 | 11 | 18 | 0 | 0 | 0 | 0 | 0 |  | 0 | 0 |  | 0%
11 | 11 | 19 | 0 | 0 | 0 | 0 | 0 |  | 0 | 0 |  | 0%
11 | 11 | 20 | 0 | 0 | 0 | 0 | 0 |  | 0 | 0 |  | 0%
11 | 11 | 21 | 0 | 0 | 0 | 0 | 0 |  | 0 | 0 |  | 0%
11 | 11 | 22 | 0 | 0 | 0 | 0 | 0 |  | 0 | 0 |  | 0%
11 | 11 | 23 | 0 | 0 | 0 | 0 | 0 |  | 0 | 0 |  | 0%
11 | 12 | 0 | 0 | 0 | 0 | 0 | 0 |  | 0 | 0 |  | 0%
11 | 12 | 1 | 0 | 0 | 0 | 0 | 0 |  | 0 | 0 |  | 0%
11 | 12 | 2 | 0 | 0 | 0 | 0 | 0 |  | 0 | 0 |  | 0%
11 | 12 | 3 | 0 | 0 | 0 | 0 | 0 |  | 0 | 0 |  | 0%
11 | 12 | 4 | 0 | 0 | 0 | 0 | 0 |  | 0 | 0 |  | 0%
11 | 12 | 5 | 0 | 0 | 0 | 0 | 0 |  | 0 | 0 |  | 0%
11 | 12 | 6 | 0 | 0 | 0 | 0 | 0 |  | 0 | 0 |  | 0%
11 | 12 | 7 | 278.06 | 278.06 | 278.06 | 278.06 | 278.06 |  | 0 | 0 |  | 4.855e-05%
11 | 12 | 8 | 2479.391 | 2479.391 | 2479.391 | 2479.391 | 2479.391 |  | 0 | 0 |  | 0.0004329%
11 | 12 | 9 | 3982.058 | 3982.058 | 3982.058 | 3982.058 | 3982.058 |  | 0 | 0 |  | 0.0006952%
11 | 12 | 10 | 13030.378 | 13030.378 | 13030.378 | 13030.378 | 13030.378 |  | 0 | 0 |  | 0.002275%
11 | 12 | 11 | 11725.404 | 11725.404 | 11725.404 | 11725.404 | 11725.404 |  | 0 | 0 |  | 0.002047%
11 | 12 | 12 | 7642.515 | 7642.515 | 7642.515 | 7642.515 | 7642.515 |  | 0 | 0 |  | 0.001334%
11 | 12 | 13 | 31744.77 | 32126.173 | 32431.442 | 32481.716 | 32247.537 |  | 0 | 0 |  | 0.005662%
11 | 12 | 14 | 7394.326 | 7394.326 | 7394.326 | 7394.326 | 7394.326 |  | 0 | 0 |  | 0.001291%
11 | 12 | 15 | 4878.386 | 4878.386 | 4878.386 | 4878.386 | 4878.386 |  | 0 | 0 |  | 0.0008517%
11 | 12 | 16 | 0 | 0 | 0 | 0 | 0 |  | 0 | 0 |  | 0%
11 | 12 | 17 | 0 | 0 | 0 | 0 | 0 |  | 0 | 0 |  | 0%
11 | 12 | 18 | 0 | 0 | 0 | 0 | 0 |  | 0 | 0 |  | 0%
11 | 12 | 19 | 0 | 0 | 0 | 0 | 0 |  | 0 | 0 |  | 0%
11 | 12 | 20 | 0 | 0 | 0 | 0 | 0 |  | 0 | 0 |  | 0%
11 | 12 | 21 | 0 | 0 | 0 | 0 | 0 |  | 0 | 0 |  | 0%
11 | 12 | 22 | 0 | 0 | 0 | 0 | 0 |  | 0 | 0 |  | 0%
11 | 12 | 23 | 0 | 0 | 0 | 0 | 0 |  | 0 | 0 |  | 0%
11 | 13 | 0 | 0 | 0 | 0 | 0 | 0 |  | 0 | 0 |  | 0%
11 | 13 | 1 | 0 | 0 | 0 | 0 | 0 |  | 0 | 0 |  | 0%
11 | 13 | 2 | 0 | 0 | 0 | 0 | 0 |  | 0 | 0 |  | 0%
11 | 13 | 3 | 0 | 0 | 0 | 0 | 0 |  | 0 | 0 |  | 0%
11 | 13 | 4 | 0 | 0 | 0 | 0 | 0 |  | 0 | 0 |  | 0%
11 | 13 | 5 | 0 | 0 | 0 | 0 | 0 |  | 0 | 0 |  | 0%
11 | 13 | 6 | 0 | 0 | 0 | 0 | 0 |  | 0 | 0 |  | 0%
11 | 13 | 7 | 10739.602 | 10780.493 | 10625.051 | 10364.455 | 10294.416 |  | 0 | 0 |  | 0.001855%
11 | 13 | 8 | 31796.133 | 32275.374 | 31676.694 | 30351.193 | 29075.729 |  | 0 | 0 |  | 0.00553%
11 | 13 | 9 | 27391.836 | 27506.052 | 27461.351 | 27283.927 | 27077.731 |  | 0 | 0 |  | 0.004794%
11 | 13 | 10 | 98993.321 | 109941.692 | 110672.69 | 100766.205 | 85291.699 |  | 0 | 0 |  | 0.01932%
11 | 13 | 11 | 44296.329 | 45073.547 | 45362.076 | 44992.872 | 44182.244 |  | 0 | 0 |  | 0.00792%
11 | 13 | 12 | 104086.437 | 128605.598 | 142791.5 | 139333.654 | 120185.22 |  | 0 | 0 |  | 0.02493%
11 | 13 | 13 | 39331.399 | 40347.666 | 41159.069 | 41290.143 | 40664.071 |  | 0 | 0 |  | 0.007186%
11 | 13 | 14 | 37153.026 | 39821.656 | 42431.677 | 43424.999 | 42294.163 |  | 0 | 0 |  | 0.007408%
11 | 13 | 15 | 9872.709 | 32731.266 | 101753.161 | 138894.005 | 124445.213 |  | 0 | 0 |  | 0.01776%
11 | 13 | 16 | 2356.524 | 2356.524 | 2356.524 | 2356.524 | 2356.524 |  | 0 | 0 |  | 0.0004114%
11 | 13 | 17 | 0 | 0 | 0 | 0 | 0 |  | 0 | 0 |  | 0%
11 | 13 | 18 | 0 | 0 | 0 | 0 | 0 |  | 0 | 0 |  | 0%
11 | 13 | 19 | 0 | 0 | 0 | 0 | 0 |  | 0 | 0 |  | 0%
11 | 13 | 20 | 0 | 0 | 0 | 0 | 0 |  | 0 | 0 |  | 0%
11 | 13 | 21 | 0 | 0 | 0 | 0 | 0 |  | 0 | 0 |  | 0%
11 | 13 | 22 | 0 | 0 | 0 | 0 | 0 |  | 0 | 0 |  | 0%
11 | 13 | 23 | 0 | 0 | 0 | 0 | 0 |  | 0 | 0 |  | 0%
11 | 14 | 0 | 0 | 0 | 0 | 0 | 0 |  | 0 | 0 |  | 0%
11 | 14 | 1 | 0 | 0 | 0 | 0 | 0 |  | 0 | 0 |  | 0%
11 | 14 | 2 | 0 | 0 | 0 | 0 | 0 |  | 0 | 0 |  | 0%
11 | 14 | 3 | 0 | 0 | 0 | 0 | 0 |  | 0 | 0 |  | 0%
11 | 14 | 4 | 0 | 0 | 0 | 0 | 0 |  | 0 | 0 |  | 0%
11 | 14 | 5 | 0 | 0 | 0 | 0 | 0 |  | 0 | 0 |  | 0%
11 | 14 | 6 | 0 | 0 | 0 | 0 | 0 |  | 0 | 0 |  | 0%
11 | 14 | 7 | 0 | 0 | 0 | 0 | 0 |  | 0 | 0 |  | 0%
11 | 14 | 8 | 29648.478 | 30048.474 | 29554.576 | 28456.529 | 27397.955 |  | 0 | 0 |  | 0.00516%
11 | 14 | 9 | 97020.373 | 108111.546 | 103822.828 | 86261.13 | 64055.695 |  | 0 | 0 |  | 0.01813%
11 | 14 | 10 | 34469.507 | 34774.202 | 34794.888 | 34519.442 | 34109.267 |  | 0 | 0 |  | 0.006075%
11 | 14 | 11 | 4654.198 | 4654.198 | 4654.198 | 4654.198 | 4654.198 |  | 0 | 0 |  | 0.0008126%
11 | 14 | 12 | 47450.692 | 48703.072 | 49456.436 | 49269.488 | 48251.732 |  | 0 | 0 |  | 0.008635%
11 | 14 | 13 | 55230.473 | 60199.71 | 63899.709 | 64485.332 | 61614.626 |  | 0 | 0 |  | 0.01116%
11 | 14 | 14 | 10289.888 | 10289.888 | 10289.888 | 10289.888 | 10289.888 |  | 0 | 0 |  | 0.001796%
11 | 14 | 15 | 12461.898 | 12495.584 | 12555.128 | 12587.744 | 12574.321 |  | 0 | 0 |  | 0.002192%
11 | 14 | 16 | 0 | 0 | 0 | 0 | 0 |  | 0 | 0 |  | 0%
11 | 14 | 17 | 0 | 0 | 0 | 0 | 0 |  | 0 | 0 |  | 0%
11 | 14 | 18 | 0 | 0 | 0 | 0 | 0 |  | 0 | 0 |  | 0%
11 | 14 | 19 | 0 | 0 | 0 | 0 | 0 |  | 0 | 0 |  | 0%
11 | 14 | 20 | 0 | 0 | 0 | 0 | 0 |  | 0 | 0 |  | 0%
11 | 14 | 21 | 0 | 0 | 0 | 0 | 0 |  | 0 | 0 |  | 0%
11 | 14 | 22 | 0 | 0 | 0 | 0 | 0 |  | 0 | 0 |  | 0%
11 | 14 | 23 | 0 | 0 | 0 | 0 | 0 |  | 0 | 0 |  | 0%
11 | 15 | 0 | 0 | 0 | 0 | 0 | 0 |  | 0 | 0 |  | 0%
11 | 15 | 1 | 0 | 0 | 0 | 0 | 0 |  | 0 | 0 |  | 0%
11 | 15 | 2 | 0 | 0 | 0 | 0 | 0 |  | 0 | 0 |  | 0%
11 | 15 | 3 | 0 | 0 | 0 | 0 | 0 |  | 0 | 0 |  | 0%
11 | 15 | 4 | 0 | 0 | 0 | 0 | 0 |  | 0 | 0 |  | 0%
11 | 15 | 5 | 0 | 0 | 0 | 0 | 0 |  | 0 | 0 |  | 0%
11 | 15 | 6 | 0 | 0 | 0 | 0 | 0 |  | 0 | 0 |  | 0%
11 | 15 | 7 | 0 | 0 | 0 | 0 | 0 |  | 0 | 0 |  | 0%
11 | 15 | 8 | 36271.298 | 37079.32 | 36092.003 | 33832.582 | 31710.256 |  | 0 | 0 |  | 0.006301%
11 | 15 | 9 | 45712.222 | 46626.839 | 46276.247 | 44865.999 | 43222.657 |  | 0 | 0 |  | 0.008079%
11 | 15 | 10 | 7204.446 | 7204.446 | 7204.446 | 7204.446 | 7204.446 |  | 0 | 0 |  | 0.001258%
11 | 15 | 11 | 18163.337 | 18163.337 | 18163.337 | 18163.337 | 18163.337 |  | 0 | 0 |  | 0.003171%
11 | 15 | 12 | 21132.383 | 21132.383 | 21132.383 | 21132.383 | 21132.383 |  | 0 | 0 |  | 0.003689%
11 | 15 | 13 | 17292.059 | 17292.059 | 17292.059 | 17292.059 | 17292.059 |  | 0 | 0 |  | 0.003019%
11 | 15 | 14 | 23600.226 | 23824.45 | 24042.576 | 24126.798 | 24027.753 |  | 0 | 0 |  | 0.004198%
11 | 15 | 15 | 3153.345 | 3153.345 | 3153.345 | 3153.345 | 3153.345 |  | 0 | 0 |  | 0.0005505%
11 | 15 | 16 | 1883.429 | 1883.429 | 1883.429 | 1883.429 | 1883.429 |  | 0 | 0 |  | 0.0003288%
11 | 15 | 17 | 0 | 0 | 0 | 0 | 0 |  | 0 | 0 |  | 0%
11 | 15 | 18 | 0 | 0 | 0 | 0 | 0 |  | 0 | 0 |  | 0%
11 | 15 | 19 | 0 | 0 | 0 | 0 | 0 |  | 0 | 0 |  | 0%
11 | 15 | 20 | 0 | 0 | 0 | 0 | 0 |  | 0 | 0 |  | 0%
11 | 15 | 21 | 0 | 0 | 0 | 0 | 0 |  | 0 | 0 |  | 0%
11 | 15 | 22 | 0 | 0 | 0 | 0 | 0 |  | 0 | 0 |  | 0%
11 | 15 | 23 | 0 | 0 | 0 | 0 | 0 |  | 0 | 0 |  | 0%
11 | 16 | 0 | 0 | 0 | 0 | 0 | 0 |  | 0 | 0 |  | 0%
11 | 16 | 1 | 0 | 0 | 0 | 0 | 0 |  | 0 | 0 |  | 0%
11 | 16 | 2 | 0 | 0 | 0 | 0 | 0 |  | 0 | 0 |  | 0%
11 | 16 | 3 | 0 | 0 | 0 | 0 | 0 |  | 0 | 0 |  | 0%
11 | 16 | 4 | 0 | 0 | 0 | 0 | 0 |  | 0 | 0 |  | 0%
11 | 16 | 5 | 0 | 0 | 0 | 0 | 0 |  | 0 | 0 |  | 0%
11 | 16 | 6 | 0 | 0 | 0 | 0 | 0 |  | 0 | 0 |  | 0%
11 | 16 | 7 | 89447.864 | 91685.955 | 72589.864 | 13568.455 | 8075.194 |  | 0 | 0 |  | 0.01267%
11 | 16 | 8 | 174851.355 | 200648.221 | 169206.241 | 86027.129 | 16149.23 |  | 0 | 0 |  | 0.02954%
11 | 16 | 9 | 206901.988 | 247459.19 | 232187.188 | 166426.09 | 76994.643 |  | 0 | 0 |  | 0.04054%
11 | 16 | 10 | 213607.32 | 267286.148 | 270937.234 | 222737.024 | 141398.854 |  | 0 | 0 |  | 0.0473%
11 | 16 | 11 | 198175.546 | 262526.628 | 285597.346 | 255722.71 | 187502.852 |  | 0 | 0 |  | 0.04986%
11 | 16 | 12 | 107714.442 | 135117.578 | 150771.448 | 146778.201 | 125392.433 |  | 0 | 0 |  | 0.02632%
11 | 16 | 13 | 99511.465 | 186566.873 | 244126.846 | 252696.475 | 207914.971 |  | 0 | 0 |  | 0.04262%
11 | 16 | 14 | 32609.695 | 112171.135 | 188136.42 | 213613.952 | 183121.992 |  | 0 | 0 |  | 0.03285%
11 | 16 | 15 | 17407.849 | 27169.65 | 54363.817 | 68514.852 | 62918.593 |  | 0 | 0 |  | 0.009491%
11 | 16 | 16 | 377.494 | 377.494 | 377.494 | 377.494 | 377.494 |  | 0 | 0 |  | 6.591e-05%
11 | 16 | 17 | 0 | 0 | 0 | 0 | 0 |  | 0 | 0 |  | 0%
11 | 16 | 18 | 0 | 0 | 0 | 0 | 0 |  | 0 | 0 |  | 0%
11 | 16 | 19 | 0 | 0 | 0 | 0 | 0 |  | 0 | 0 |  | 0%
11 | 16 | 20 | 0 | 0 | 0 | 0 | 0 |  | 0 | 0 |  | 0%
11 | 16 | 21 | 0 | 0 | 0 | 0 | 0 |  | 0 | 0 |  | 0%
11 | 16 | 22 | 0 | 0 | 0 | 0 | 0 |  | 0 | 0 |  | 0%
11 | 16 | 23 | 0 | 0 | 0 | 0 | 0 |  | 0 | 0 |  | 0%
11 | 17 | 0 | 0 | 0 | 0 | 0 | 0 |  | 0 | 0 |  | 0%
11 | 17 | 1 | 0 | 0 | 0 | 0 | 0 |  | 0 | 0 |  | 0%
11 | 17 | 2 | 0 | 0 | 0 | 0 | 0 |  | 0 | 0 |  | 0%
11 | 17 | 3 | 0 | 0 | 0 | 0 | 0 |  | 0 | 0 |  | 0%
11 | 17 | 4 | 0 | 0 | 0 | 0 | 0 |  | 0 | 0 |  | 0%
11 | 17 | 5 | 0 | 0 | 0 | 0 | 0 |  | 0 | 0 |  | 0%
11 | 17 | 6 | 0 | 0 | 0 | 0 | 0 |  | 0 | 0 |  | 0%
11 | 17 | 7 | 26500.244 | 27347.54 | 23319.84 | 13523.573 | 12156.084 |  | 0 | 0 |  | 0.004071%
11 | 17 | 8 | 107981.331 | 121819.066 | 105113.596 | 62705.537 | 26836.849 |  | 0 | 0 |  | 0.01835%
11 | 17 | 9 | 201390.829 | 241151.277 | 226299.612 | 162093.233 | 75527.102 |  | 0 | 0 |  | 0.03951%
11 | 17 | 10 | 211947.792 | 265865.846 | 269569.12 | 221182.05 | 139811.599 |  | 0 | 0 |  | 0.04706%
11 | 17 | 11 | 106434.649 | 124092.563 | 130575.815 | 122166.08 | 103577.976 |  | 0 | 0 |  | 0.0228%
11 | 17 | 12 | 68198.581 | 73266.976 | 76219.308 | 75452.53 | 71414.632 |  | 0 | 0 |  | 0.01331%
11 | 17 | 13 | 80712.889 | 116020.584 | 140868.45 | 144542.156 | 124972.931 |  | 0 | 0 |  | 0.02459%
11 | 17 | 14 | 31021.982 | 32083.278 | 33110.338 | 33501.16 | 33026.519 |  | 0 | 0 |  | 0.005781%
11 | 17 | 15 | 7250.811 | 7250.811 | 7250.811 | 7250.811 | 7250.811 |  | 0 | 0 |  | 0.001266%
11 | 17 | 16 | 0 | 0 | 0 | 0 | 0 |  | 0 | 0 |  | 0%
11 | 17 | 17 | 0 | 0 | 0 | 0 | 0 |  | 0 | 0 |  | 0%
11 | 17 | 18 | 0 | 0 | 0 | 0 | 0 |  | 0 | 0 |  | 0%
11 | 17 | 19 | 0 | 0 | 0 | 0 | 0 |  | 0 | 0 |  | 0%
11 | 17 | 20 | 0 | 0 | 0 | 0 | 0 |  | 0 | 0 |  | 0%
11 | 17 | 21 | 0 | 0 | 0 | 0 | 0 |  | 0 | 0 |  | 0%
11 | 17 | 22 | 0 | 0 | 0 | 0 | 0 |  | 0 | 0 |  | 0%
11 | 17 | 23 | 0 | 0 | 0 | 0 | 0 |  | 0 | 0 |  | 0%
11 | 18 | 0 | 0 | 0 | 0 | 0 | 0 |  | 0 | 0 |  | 0%
11 | 18 | 1 | 0 | 0 | 0 | 0 | 0 |  | 0 | 0 |  | 0%
11 | 18 | 2 | 0 | 0 | 0 | 0 | 0 |  | 0 | 0 |  | 0%
11 | 18 | 3 | 0 | 0 | 0 | 0 | 0 |  | 0 | 0 |  | 0%
11 | 18 | 4 | 0 | 0 | 0 | 0 | 0 |  | 0 | 0 |  | 0%
11 | 18 | 5 | 0 | 0 | 0 | 0 | 0 |  | 0 | 0 |  | 0%
11 | 18 | 6 | 0 | 0 | 0 | 0 | 0 |  | 0 | 0 |  | 0%
11 | 18 | 7 | 86425.17 | 88719.615 | 71944.461 | 13042.854 | 8235.703 |  | 0 | 0 |  | 0.01256%
11 | 18 | 8 | 177141.115 | 203833.215 | 171708.449 | 86525.449 | 15955.796 |  | 0 | 0 |  | 0.02998%
11 | 18 | 9 | 213227.085 | 255540.521 | 239888.735 | 171293.64 | 77831.714 |  | 0 | 0 |  | 0.04188%
11 | 18 | 10 | 220110.379 | 275711.834 | 279538.392 | 229724.829 | 144708.088 |  | 0 | 0 |  | 0.0488%
11 | 18 | 11 | 204098.054 | 270549.547 | 294142.282 | 263330.549 | 192351.168 |  | 0 | 0 |  | 0.05135%
11 | 18 | 12 | 162557.641 | 240774.193 | 282756.701 | 271829.513 | 213254.369 |  | 0 | 0 |  | 0.04937%
11 | 18 | 13 | 101276.824 | 190933.749 | 248927.464 | 257140.774 | 211611.268 |  | 0 | 0 |  | 0.04346%
11 | 18 | 14 | 32314.841 | 115506.274 | 193863.56 | 219390.99 | 187814.704 |  | 0 | 0 |  | 0.03385%
11 | 18 | 15 | 9353.168 | 32598.617 | 107155.753 | 142497.872 | 129274.287 |  | 0 | 0 |  | 0.01871%
11 | 18 | 16 | 444.089 | 444.089 | 2850.86 | 3616.351 | 3573.235 |  | 0 | 0 |  | 0.0004977%
11 | 18 | 17 | 0 | 0 | 0 | 0 | 0 |  | 0 | 0 |  | 0%
11 | 18 | 18 | 0 | 0 | 0 | 0 | 0 |  | 0 | 0 |  | 0%
11 | 18 | 19 | 0 | 0 | 0 | 0 | 0 |  | 0 | 0 |  | 0%
11 | 18 | 20 | 0 | 0 | 0 | 0 | 0 |  | 0 | 0 |  | 0%
11 | 18 | 21 | 0 | 0 | 0 | 0 | 0 |  | 0 | 0 |  | 0%
11 | 18 | 22 | 0 | 0 | 0 | 0 | 0 |  | 0 | 0 |  | 0%
11 | 18 | 23 | 0 | 0 | 0 | 0 | 0 |  | 0 | 0 |  | 0%
11 | 19 | 0 | 0 | 0 | 0 | 0 | 0 |  | 0 | 0 |  | 0%
11 | 19 | 1 | 0 | 0 | 0 | 0 | 0 |  | 0 | 0 |  | 0%
11 | 19 | 2 | 0 | 0 | 0 | 0 | 0 |  | 0 | 0 |  | 0%
11 | 19 | 3 | 0 | 0 | 0 | 0 | 0 |  | 0 | 0 |  | 0%
11 | 19 | 4 | 0 | 0 | 0 | 0 | 0 |  | 0 | 0 |  | 0%
11 | 19 | 5 | 0 | 0 | 0 | 0 | 0 |  | 0 | 0 |  | 0%
11 | 19 | 6 | 0 | 0 | 0 | 0 | 0 |  | 0 | 0 |  | 0%
11 | 19 | 7 | 77001.083 | 79420.706 | 64488.063 | 11330.776 | 6998.263 |  | 0 | 0 |  | 0.01126%
11 | 19 | 8 | 162998.534 | 187914.72 | 158113 | 79914.824 | 16140.908 |  | 0 | 0 |  | 0.0276%
11 | 19 | 9 | 198846.417 | 239422.369 | 224486.184 | 159217.724 | 71937.895 |  | 0 | 0 |  | 0.03919%
11 | 19 | 10 | 207459.982 | 261829.542 | 265615.411 | 216854.922 | 134953.197 |  | 0 | 0 |  | 0.04637%
11 | 19 | 11 | 192647.977 | 256754.901 | 279737.021 | 249617.796 | 181114.078 |  | 0 | 0 |  | 0.04884%
11 | 19 | 12 | 153430.42 | 230292.484 | 272075.719 | 260985.108 | 202714.472 |  | 0 | 0 |  | 0.0475%
11 | 19 | 13 | 94674.797 | 181782.678 | 239001.651 | 246976.751 | 201673.429 |  | 0 | 0 |  | 0.04173%
11 | 19 | 14 | 30602.032 | 108273.706 | 182251.797 | 206378.945 | 176066.975 |  | 0 | 0 |  | 0.03182%
11 | 19 | 15 | 9539.356 | 30241.003 | 95994.708 | 126647.758 | 115222.385 |  | 0 | 0 |  | 0.01676%
11 | 19 | 16 | 182.16 | 182.16 | 1455.379 | 1860.377 | 1836.036 |  | 0 | 0 |  | 0.0002541%
11 | 19 | 17 | 0 | 0 | 0 | 0 | 0 |  | 0 | 0 |  | 0%
11 | 19 | 18 | 0 | 0 | 0 | 0 | 0 |  | 0 | 0 |  | 0%
11 | 19 | 19 | 0 | 0 | 0 | 0 | 0 |  | 0 | 0 |  | 0%
11 | 19 | 20 | 0 | 0 | 0 | 0 | 0 |  | 0 | 0 |  | 0%
11 | 19 | 21 | 0 | 0 | 0 | 0 | 0 |  | 0 | 0 |  | 0%
11 | 19 | 22 | 0 | 0 | 0 | 0 | 0 |  | 0 | 0 |  | 0%
11 | 19 | 23 | 0 | 0 | 0 | 0 | 0 |  | 0 | 0 |  | 0%
11 | 20 | 0 | 0 | 0 | 0 | 0 | 0 |  | 0 | 0 |  | 0%
11 | 20 | 1 | 0 | 0 | 0 | 0 | 0 |  | 0 | 0 |  | 0%
11 | 20 | 2 | 0 | 0 | 0 | 0 | 0 |  | 0 | 0 |  | 0%
11 | 20 | 3 | 0 | 0 | 0 | 0 | 0 |  | 0 | 0 |  | 0%
11 | 20 | 4 | 0 | 0 | 0 | 0 | 0 |  | 0 | 0 |  | 0%
11 | 20 | 5 | 0 | 0 | 0 | 0 | 0 |  | 0 | 0 |  | 0%
11 | 20 | 6 | 0 | 0 | 0 | 0 | 0 |  | 0 | 0 |  | 0%
11 | 20 | 7 | 12875.724 | 13063.556 | 12435.167 | 11360.457 | 11145.547 |  | 0 | 0 |  | 0.002171%
11 | 20 | 8 | 86751.328 | 96999.794 | 84888.689 | 54414.421 | 28994.58 |  | 0 | 0 |  | 0.01482%
11 | 20 | 9 | 91900.573 | 102745.03 | 98758.166 | 81781.56 | 60426.307 |  | 0 | 0 |  | 0.01724%
11 | 20 | 10 | 41201.414 | 41823.05 | 41867.156 | 41307.884 | 40472.962 |  | 0 | 0 |  | 0.00731%
11 | 20 | 11 | 33123.934 | 33359.185 | 33445.419 | 33332.105 | 33085.641 |  | 0 | 0 |  | 0.005839%
11 | 20 | 12 | 23550.46 | 23550.46 | 23550.46 | 23550.46 | 23550.46 |  | 0 | 0 |  | 0.004112%
11 | 20 | 13 | 29925.983 | 30225.32 | 30460.092 | 30492.733 | 30304.114 |  | 0 | 0 |  | 0.005318%
11 | 20 | 14 | 8067.983 | 8067.983 | 8067.983 | 8067.983 | 8067.983 |  | 0 | 0 |  | 0.001409%
11 | 20 | 15 | 12525.085 | 12575.565 | 12668.954 | 12718.636 | 12695.494 |  | 0 | 0 |  | 0.002212%
11 | 20 | 16 | 0 | 0 | 0 | 0 | 0 |  | 0 | 0 |  | 0%
11 | 20 | 17 | 0 | 0 | 0 | 0 | 0 |  | 0 | 0 |  | 0%
11 | 20 | 18 | 0 | 0 | 0 | 0 | 0 |  | 0 | 0 |  | 0%
11 | 20 | 19 | 0 | 0 | 0 | 0 | 0 |  | 0 | 0 |  | 0%
11 | 20 | 20 | 0 | 0 | 0 | 0 | 0 |  | 0 | 0 |  | 0%
11 | 20 | 21 | 0 | 0 | 0 | 0 | 0 |  | 0 | 0 |  | 0%
11 | 20 | 22 | 0 | 0 | 0 | 0 | 0 |  | 0 | 0 |  | 0%
11 | 20 | 23 | 0 | 0 | 0 | 0 | 0 |  | 0 | 0 |  | 0%
11 | 21 | 0 | 0 | 0 | 0 | 0 | 0 |  | 0 | 0 |  | 0%
11 | 21 | 1 | 0 | 0 | 0 | 0 | 0 |  | 0 | 0 |  | 0%
11 | 21 | 2 | 0 | 0 | 0 | 0 | 0 |  | 0 | 0 |  | 0%
11 | 21 | 3 | 0 | 0 | 0 | 0 | 0 |  | 0 | 0 |  | 0%
11 | 21 | 4 | 0 | 0 | 0 | 0 | 0 |  | 0 | 0 |  | 0%
11 | 21 | 5 | 0 | 0 | 0 | 0 | 0 |  | 0 | 0 |  | 0%
11 | 21 | 6 | 0 | 0 | 0 | 0 | 0 |  | 0 | 0 |  | 0%
11 | 21 | 7 | 81633.009 | 84030.125 | 70498.703 | 11329.779 | 7462.205 |  | 0 | 0 |  | 0.01231%
11 | 21 | 8 | 178467.171 | 206778.986 | 173450.054 | 85272.732 | 14348.663 |  | 0 | 0 |  | 0.03028%
11 | 21 | 9 | 214770.81 | 258800.721 | 242840.857 | 171588.183 | 75101.97 |  | 0 | 0 |  | 0.0424%
11 | 21 | 10 | 222499.318 | 280289.076 | 284303.264 | 232577.821 | 143753.526 |  | 0 | 0 |  | 0.04964%
11 | 21 | 11 | 206813.208 | 275882.746 | 300247.657 | 267966.047 | 193478.78 |  | 0 | 0 |  | 0.05242%
11 | 21 | 12 | 163710.085 | 245395.961 | 288822.397 | 276973.52 | 215579.472 |  | 0 | 0 |  | 0.05042%
11 | 21 | 13 | 101310.573 | 194676.814 | 254965.847 | 262915.471 | 214850.005 |  | 0 | 0 |  | 0.04451%
11 | 21 | 14 | 33150.226 | 117411.887 | 196854.462 | 222136.316 | 189327.972 |  | 0 | 0 |  | 0.03437%
11 | 21 | 15 | 10362.498 | 33036.566 | 106299.325 | 138434.381 | 126749.152 |  | 0 | 0 |  | 0.01856%
11 | 21 | 16 | 254.483 | 254.483 | 1561.613 | 1977.611 | 1949.42 |  | 0 | 0 |  | 0.0002726%
11 | 21 | 17 | 0 | 0 | 0 | 0 | 0 |  | 0 | 0 |  | 0%
11 | 21 | 18 | 0 | 0 | 0 | 0 | 0 |  | 0 | 0 |  | 0%
11 | 21 | 19 | 0 | 0 | 0 | 0 | 0 |  | 0 | 0 |  | 0%
11 | 21 | 20 | 0 | 0 | 0 | 0 | 0 |  | 0 | 0 |  | 0%
11 | 21 | 21 | 0 | 0 | 0 | 0 | 0 |  | 0 | 0 |  | 0%
11 | 21 | 22 | 0 | 0 | 0 | 0 | 0 |  | 0 | 0 |  | 0%
11 | 21 | 23 | 0 | 0 | 0 | 0 | 0 |  | 0 | 0 |  | 0%
11 | 22 | 0 | 0 | 0 | 0 | 0 | 0 |  | 0 | 0 |  | 0%
11 | 22 | 1 | 0 | 0 | 0 | 0 | 0 |  | 0 | 0 |  | 0%
11 | 22 | 2 | 0 | 0 | 0 | 0 | 0 |  | 0 | 0 |  | 0%
11 | 22 | 3 | 0 | 0 | 0 | 0 | 0 |  | 0 | 0 |  | 0%
11 | 22 | 4 | 0 | 0 | 0 | 0 | 0 |  | 0 | 0 |  | 0%
11 | 22 | 5 | 0 | 0 | 0 | 0 | 0 |  | 0 | 0 |  | 0%
11 | 22 | 6 | 0 | 0 | 0 | 0 | 0 |  | 0 | 0 |  | 0%
11 | 22 | 7 | 8738.156 | 8784.802 | 8632.947 | 8371.699 | 8324.567 |  | 0 | 0 |  | 0.001507%
11 | 22 | 8 | 16199.276 | 16199.276 | 16199.276 | 16199.276 | 16199.276 |  | 0 | 0 |  | 0.002828%
11 | 22 | 9 | 33161.589 | 33521.99 | 33390.883 | 32845.115 | 32204.499 |  | 0 | 0 |  | 0.00583%
11 | 22 | 10 | 140221.307 | 168060.072 | 170020.916 | 145023.623 | 104111.346 |  | 0 | 0 |  | 0.02968%
11 | 22 | 11 | 37377.877 | 37810.913 | 37968.848 | 37759.142 | 37304.668 |  | 0 | 0 |  | 0.006629%
11 | 22 | 12 | 32819.111 | 33110.168 | 33281.901 | 33233.689 | 32993.781 |  | 0 | 0 |  | 0.005811%
11 | 22 | 13 | 25359.117 | 25423.396 | 25473.549 | 25480.193 | 25439.438 |  | 0 | 0 |  | 0.004447%
11 | 22 | 14 | 10347.799 | 10347.799 | 10347.799 | 10347.799 | 10347.799 |  | 0 | 0 |  | 0.001807%
11 | 22 | 15 | 2565.776 | 2565.776 | 2565.776 | 2565.776 | 2565.776 |  | 0 | 0 |  | 0.000448%
11 | 22 | 16 | 0 | 0 | 0 | 0 | 0 |  | 0 | 0 |  | 0%
11 | 22 | 17 | 0 | 0 | 0 | 0 | 0 |  | 0 | 0 |  | 0%
11 | 22 | 18 | 0 | 0 | 0 | 0 | 0 |  | 0 | 0 |  | 0%
11 | 22 | 19 | 0 | 0 | 0 | 0 | 0 |  | 0 | 0 |  | 0%
11 | 22 | 20 | 0 | 0 | 0 | 0 | 0 |  | 0 | 0 |  | 0%
11 | 22 | 21 | 0 | 0 | 0 | 0 | 0 |  | 0 | 0 |  | 0%
11 | 22 | 22 | 0 | 0 | 0 | 0 | 0 |  | 0 | 0 |  | 0%
11 | 22 | 23 | 0 | 0 | 0 | 0 | 0 |  | 0 | 0 |  | 0%
11 | 23 | 0 | 0 | 0 | 0 | 0 | 0 |  | 0 | 0 |  | 0%
11 | 23 | 1 | 0 | 0 | 0 | 0 | 0 |  | 0 | 0 |  | 0%
11 | 23 | 2 | 0 | 0 | 0 | 0 | 0 |  | 0 | 0 |  | 0%
11 | 23 | 3 | 0 | 0 | 0 | 0 | 0 |  | 0 | 0 |  | 0%
11 | 23 | 4 | 0 | 0 | 0 | 0 | 0 |  | 0 | 0 |  | 0%
11 | 23 | 5 | 0 | 0 | 0 | 0 | 0 |  | 0 | 0 |  | 0%
11 | 23 | 6 | 0 | 0 | 0 | 0 | 0 |  | 0 | 0 |  | 0%
11 | 23 | 7 | 66808.866 | 69202.621 | 58834.116 | 10483.127 | 7488.229 |  | 0 | 0 |  | 0.01027%
11 | 23 | 8 | 158966.541 | 184549.72 | 154929.408 | 76682.911 | 14353.456 |  | 0 | 0 |  | 0.02705%
11 | 23 | 9 | 195418.642 | 235672.141 | 221240.378 | 156084.096 | 68174.588 |  | 0 | 0 |  | 0.03863%
11 | 23 | 10 | 204467.728 | 258199.265 | 261924.051 | 213815.634 | 131170.618 |  | 0 | 0 |  | 0.04573%
11 | 23 | 11 | 190526.868 | 255487.666 | 278280.434 | 247749.358 | 177487.968 |  | 0 | 0 |  | 0.04858%
11 | 23 | 12 | 151698.03 | 229194.868 | 270260.946 | 258684.953 | 200174.517 |  | 0 | 0 |  | 0.04718%
11 | 23 | 13 | 93113.247 | 180497.853 | 237105.625 | 244215.596 | 198592.233 |  | 0 | 0 |  | 0.0414%
11 | 23 | 14 | 29951.564 | 106878.811 | 179717.316 | 202607.066 | 171958.927 |  | 0 | 0 |  | 0.03138%
11 | 23 | 15 | 10488.721 | 29945.034 | 93054.136 | 119471.099 | 109995.724 |  | 0 | 0 |  | 0.01625%
11 | 23 | 16 | 0 | 0 | 0 | 0 | 0 |  | 0 | 0 |  | 0%
11 | 23 | 17 | 0 | 0 | 0 | 0 | 0 |  | 0 | 0 |  | 0%
11 | 23 | 18 | 0 | 0 | 0 | 0 | 0 |  | 0 | 0 |  | 0%
11 | 23 | 19 | 0 | 0 | 0 | 0 | 0 |  | 0 | 0 |  | 0%
11 | 23 | 20 | 0 | 0 | 0 | 0 | 0 |  | 0 | 0 |  | 0%
11 | 23 | 21 | 0 | 0 | 0 | 0 | 0 |  | 0 | 0 |  | 0%
11 | 23 | 22 | 0 | 0 | 0 | 0 | 0 |  | 0 | 0 |  | 0%
11 | 23 | 23 | 0 | 0 | 0 | 0 | 0 |  | 0 | 0 |  | 0%
11 | 24 | 0 | 0 | 0 | 0 | 0 | 0 |  | 0 | 0 |  | 0%
11 | 24 | 1 | 0 | 0 | 0 | 0 | 0 |  | 0 | 0 |  | 0%
11 | 24 | 2 | 0 | 0 | 0 | 0 | 0 |  | 0 | 0 |  | 0%
11 | 24 | 3 | 0 | 0 | 0 | 0 | 0 |  | 0 | 0 |  | 0%
11 | 24 | 4 | 0 | 0 | 0 | 0 | 0 |  | 0 | 0 |  | 0%
11 | 24 | 5 | 0 | 0 | 0 | 0 | 0 |  | 0 | 0 |  | 0%
11 | 24 | 6 | 0 | 0 | 0 | 0 | 0 |  | 0 | 0 |  | 0%
11 | 24 | 7 | 4651.223 | 4651.223 | 4651.223 | 4651.223 | 4651.223 |  | 0 | 0 |  | 0.000812%
11 | 24 | 8 | 22709.786 | 22946.519 | 22678.131 | 22062.084 | 21459.48 |  | 0 | 0 |  | 0.003959%
11 | 24 | 9 | 21149.779 | 21149.779 | 21149.779 | 21149.779 | 21149.779 |  | 0 | 0 |  | 0.003692%
11 | 24 | 10 | 13548.943 | 13548.943 | 13548.943 | 13548.943 | 13548.943 |  | 0 | 0 |  | 0.002365%
11 | 24 | 11 | 13832.992 | 13832.992 | 13832.992 | 13832.992 | 13832.992 |  | 0 | 0 |  | 0.002415%
11 | 24 | 12 | 147163.203 | 219691.126 | 258661.483 | 247460.142 | 191955.333 |  | 0 | 0 |  | 0.04516%
11 | 24 | 13 | 93300.367 | 180822.709 | 238198.258 | 245258.534 | 198677.144 |  | 0 | 0 |  | 0.04159%
11 | 24 | 14 | 29232.329 | 109451.688 | 186310.435 | 210491.604 | 177631.516 |  | 0 | 0 |  | 0.03253%
11 | 24 | 15 | 9013.186 | 30032.509 | 101199.363 | 130026.59 | 119991.286 |  | 0 | 0 |  | 0.01767%
11 | 24 | 16 | 0 | 0 | 0 | 0 | 0 |  | 0 | 0 |  | 0%
11 | 24 | 17 | 0 | 0 | 0 | 0 | 0 |  | 0 | 0 |  | 0%
11 | 24 | 18 | 0 | 0 | 0 | 0 | 0 |  | 0 | 0 |  | 0%
11 | 24 | 19 | 0 | 0 | 0 | 0 | 0 |  | 0 | 0 |  | 0%
11 | 24 | 20 | 0 | 0 | 0 | 0 | 0 |  | 0 | 0 |  | 0%
11 | 24 | 21 | 0 | 0 | 0 | 0 | 0 |  | 0 | 0 |  | 0%
11 | 24 | 22 | 0 | 0 | 0 | 0 | 0 |  | 0 | 0 |  | 0%
11 | 24 | 23 | 0 | 0 | 0 | 0 | 0 |  | 0 | 0 |  | 0%
11 | 25 | 0 | 0 | 0 | 0 | 0 | 0 |  | 0 | 0 |  | 0%
11 | 25 | 1 | 0 | 0 | 0 | 0 | 0 |  | 0 | 0 |  | 0%
11 | 25 | 2 | 0 | 0 | 0 | 0 | 0 |  | 0 | 0 |  | 0%
11 | 25 | 3 | 0 | 0 | 0 | 0 | 0 |  | 0 | 0 |  | 0%
11 | 25 | 4 | 0 | 0 | 0 | 0 | 0 |  | 0 | 0 |  | 0%
11 | 25 | 5 | 0 | 0 | 0 | 0 | 0 |  | 0 | 0 |  | 0%
11 | 25 | 6 | 0 | 0 | 0 | 0 | 0 |  | 0 | 0 |  | 0%
11 | 25 | 7 | 65601.343 | 67838.426 | 59289.999 | 8823.973 | 6429.378 |  | 0 | 0 |  | 0.01035%
11 | 25 | 8 | 162949.38 | 190541.953 | 159022.386 | 75934.543 | 11899.474 |  | 0 | 0 |  | 0.02776%
11 | 25 | 9 | 199518.633 | 241738.71 | 226713.812 | 158219.691 | 66073.998 |  | 0 | 0 |  | 0.03958%
11 | 25 | 10 | 207890.419 | 263275.122 | 267076.175 | 217453.253 | 131376.95 |  | 0 | 0 |  | 0.04663%
11 | 25 | 11 | 192953.337 | 259382.449 | 282386.523 | 251178.947 | 178969.622 |  | 0 | 0 |  | 0.0493%
11 | 25 | 12 | 152826.937 | 231422.677 | 272407.982 | 260504.524 | 201421.301 |  | 0 | 0 |  | 0.04756%
11 | 25 | 13 | 93806.237 | 183070.356 | 240012.257 | 246761.342 | 200489.808 |  | 0 | 0 |  | 0.0419%
11 | 25 | 14 | 28411.48 | 108940.088 | 184641.427 | 207893.889 | 175760.152 |  | 0 | 0 |  | 0.03224%
11 | 25 | 15 | 9164.126 | 29804.074 | 99246.589 | 126394.101 | 117027.715 |  | 0 | 0 |  | 0.01733%
11 | 25 | 16 | 0 | 0 | 0 | 0 | 0 |  | 0 | 0 |  | 0%
11 | 25 | 17 | 0 | 0 | 0 | 0 | 0 |  | 0 | 0 |  | 0%
11 | 25 | 18 | 0 | 0 | 0 | 0 | 0 |  | 0 | 0 |  | 0%
11 | 25 | 19 | 0 | 0 | 0 | 0 | 0 |  | 0 | 0 |  | 0%
11 | 25 | 20 | 0 | 0 | 0 | 0 | 0 |  | 0 | 0 |  | 0%
11 | 25 | 21 | 0 | 0 | 0 | 0 | 0 |  | 0 | 0 |  | 0%
11 | 25 | 22 | 0 | 0 | 0 | 0 | 0 |  | 0 | 0 |  | 0%
11 | 25 | 23 | 0 | 0 | 0 | 0 | 0 |  | 0 | 0 |  | 0%
11 | 26 | 0 | 0 | 0 | 0 | 0 | 0 |  | 0 | 0 |  | 0%
11 | 26 | 1 | 0 | 0 | 0 | 0 | 0 |  | 0 | 0 |  | 0%
11 | 26 | 2 | 0 | 0 | 0 | 0 | 0 |  | 0 | 0 |  | 0%
11 | 26 | 3 | 0 | 0 | 0 | 0 | 0 |  | 0 | 0 |  | 0%
11 | 26 | 4 | 0 | 0 | 0 | 0 | 0 |  | 0 | 0 |  | 0%
11 | 26 | 5 | 0 | 0 | 0 | 0 | 0 |  | 0 | 0 |  | 0%
11 | 26 | 6 | 0 | 0 | 0 | 0 | 0 |  | 0 | 0 |  | 0%
11 | 26 | 7 | 58523.987 | 60870.968 | 52299.943 | 8123.313 | 5970.119 |  | 0 | 0 |  | 0.009131%
11 | 26 | 8 | 151148.869 | 176684.506 | 147688.288 | 71433.45 | 13152.134 |  | 0 | 0 |  | 0.02578%
11 | 26 | 9 | 187444.801 | 227008.236 | 212976.929 | 148752.534 | 62513.796 |  | 0 | 0 |  | 0.03718%
11 | 26 | 10 | 195128.596 | 247011.981 | 250542.791 | 204038.51 | 123192.953 |  | 0 | 0 |  | 0.04374%
11 | 26 | 11 | 180834.258 | 243102.843 | 264493.184 | 235272.562 | 167453.327 |  | 0 | 0 |  | 0.04618%
11 | 26 | 12 | 143252.683 | 216966.129 | 255078.578 | 243852.728 | 188513.357 |  | 0 | 0 |  | 0.04453%
11 | 26 | 13 | 87813.212 | 171462.719 | 224573.765 | 230676.717 | 187344.302 |  | 0 | 0 |  | 0.03921%
11 | 26 | 14 | 28202.275 | 102929.417 | 172870.505 | 194132.349 | 164284.882 |  | 0 | 0 |  | 0.03018%
11 | 26 | 15 | 10567.293 | 28434.458 | 86704.215 | 109271.452 | 101307.885 |  | 0 | 0 |  | 0.01514%
11 | 26 | 16 | 0 | 0 | 0 | 0 | 0 |  | 0 | 0 |  | 0%
11 | 26 | 17 | 0 | 0 | 0 | 0 | 0 |  | 0 | 0 |  | 0%
11 | 26 | 18 | 0 | 0 | 0 | 0 | 0 |  | 0 | 0 |  | 0%
11 | 26 | 19 | 0 | 0 | 0 | 0 | 0 |  | 0 | 0 |  | 0%
11 | 26 | 20 | 0 | 0 | 0 | 0 | 0 |  | 0 | 0 |  | 0%
11 | 26 | 21 | 0 | 0 | 0 | 0 | 0 |  | 0 | 0 |  | 0%
11 | 26 | 22 | 0 | 0 | 0 | 0 | 0 |  | 0 | 0 |  | 0%
11 | 26 | 23 | 0 | 0 | 0 | 0 | 0 |  | 0 | 0 |  | 0%
11 | 27 | 0 | 0 | 0 | 0 | 0 | 0 |  | 0 | 0 |  | 0%
11 | 27 | 1 | 0 | 0 | 0 | 0 | 0 |  | 0 | 0 |  | 0%
11 | 27 | 2 | 0 | 0 | 0 | 0 | 0 |  | 0 | 0 |  | 0%
11 | 27 | 3 | 0 | 0 | 0 | 0 | 0 |  | 0 | 0 |  | 0%
11 | 27 | 4 | 0 | 0 | 0 | 0 | 0 |  | 0 | 0 |  | 0%
11 | 27 | 5 | 0 | 0 | 0 | 0 | 0 |  | 0 | 0 |  | 0%
11 | 27 | 6 | 0 | 0 | 0 | 0 | 0 |  | 0 | 0 |  | 0%
11 | 27 | 7 | 53960.59 | 56206.468 | 48151.29 | 8419.592 | 6580.436 |  | 0 | 0 |  | 0.008407%
11 | 27 | 8 | 147405.176 | 172414.068 | 144160.598 | 69549.608 | 12516.338 |  | 0 | 0 |  | 0.02517%
11 | 27 | 9 | 184743.056 | 223626.329 | 209888.081 | 146472.772 | 60856.307 |  | 0 | 0 |  | 0.03664%
11 | 27 | 10 | 194572.933 | 246803.94 | 250328.84 | 203468.48 | 121872.782 |  | 0 | 0 |  | 0.0437%
11 | 27 | 11 | 181222.731 | 243868.214 | 265391.455 | 235801.305 | 167499.312 |  | 0 | 0 |  | 0.04633%
11 | 27 | 12 | 144095.597 | 219959.792 | 259392.489 | 247566.22 | 190216.156 |  | 0 | 0 |  | 0.04529%
11 | 27 | 13 | 87968.409 | 173373.259 | 228136.67 | 234286.108 | 189286.372 |  | 0 | 0 |  | 0.03983%
11 | 27 | 14 | 27922.018 | 102949.962 | 173616.113 | 195055.332 | 164512.43 |  | 0 | 0 |  | 0.03031%
11 | 27 | 15 | 8797.339 | 28181.28 | 92504.51 | 116671.936 | 108267.111 |  | 0 | 0 |  | 0.01615%
11 | 27 | 16 | 0 | 0 | 0 | 0 | 0 |  | 0 | 0 |  | 0%
11 | 27 | 17 | 0 | 0 | 0 | 0 | 0 |  | 0 | 0 |  | 0%
11 | 27 | 18 | 0 | 0 | 0 | 0 | 0 |  | 0 | 0 |  | 0%
11 | 27 | 19 | 0 | 0 | 0 | 0 | 0 |  | 0 | 0 |  | 0%
11 | 27 | 20 | 0 | 0 | 0 | 0 | 0 |  | 0 | 0 |  | 0%
11 | 27 | 21 | 0 | 0 | 0 | 0 | 0 |  | 0 | 0 |  | 0%
11 | 27 | 22 | 0 | 0 | 0 | 0 | 0 |  | 0 | 0 |  | 0%
11 | 27 | 23 | 0 | 0 | 0 | 0 | 0 |  | 0 | 0 |  | 0%
11 | 28 | 0 | 0 | 0 | 0 | 0 | 0 |  | 0 | 0 |  | 0%
11 | 28 | 1 | 0 | 0 | 0 | 0 | 0 |  | 0 | 0 |  | 0%
11 | 28 | 2 | 0 | 0 | 0 | 0 | 0 |  | 0 | 0 |  | 0%
11 | 28 | 3 | 0 | 0 | 0 | 0 | 0 |  | 0 | 0 |  | 0%
11 | 28 | 4 | 0 | 0 | 0 | 0 | 0 |  | 0 | 0 |  | 0%
11 | 28 | 5 | 0 | 0 | 0 | 0 | 0 |  | 0 | 0 |  | 0%
11 | 28 | 6 | 0 | 0 | 0 | 0 | 0 |  | 0 | 0 |  | 0%
11 | 28 | 7 | 3509.559 | 3509.559 | 3509.559 | 3509.559 | 3509.559 |  | 0 | 0 |  | 0.0006127%
11 | 28 | 8 | 59844.622 | 66218.754 | 59078.599 | 41336.776 | 27107.928 |  | 0 | 0 |  | 0.01031%
11 | 28 | 9 | 179723.436 | 217686.968 | 204276.692 | 142546.572 | 60077.026 |  | 0 | 0 |  | 0.03566%
11 | 28 | 10 | 122176.837 | 145608.91 | 147200.784 | 126079.423 | 91418.373 |  | 0 | 0 |  | 0.0257%
11 | 28 | 11 | 124837.528 | 154678.81 | 165129.442 | 150690.562 | 118483.204 |  | 0 | 0 |  | 0.02883%
11 | 28 | 12 | 143632.246 | 218898.638 | 257788.629 | 245947.098 | 189058.124 |  | 0 | 0 |  | 0.04501%
11 | 28 | 13 | 77158.669 | 121512.96 | 151255.525 | 154548.854 | 129830.381 |  | 0 | 0 |  | 0.02641%
11 | 28 | 14 | 27114.448 | 104244.995 | 176806.853 | 198631.933 | 167063.747 |  | 0 | 0 |  | 0.03087%
11 | 28 | 15 | 15109.704 | 23582.963 | 48856.416 | 58823.612 | 54970.488 |  | 0 | 0 |  | 0.00853%
11 | 28 | 16 | 0 | 0 | 0 | 0 | 0 |  | 0 | 0 |  | 0%
11 | 28 | 17 | 0 | 0 | 0 | 0 | 0 |  | 0 | 0 |  | 0%
11 | 28 | 18 | 0 | 0 | 0 | 0 | 0 |  | 0 | 0 |  | 0%
11 | 28 | 19 | 0 | 0 | 0 | 0 | 0 |  | 0 | 0 |  | 0%
11 | 28 | 20 | 0 | 0 | 0 | 0 | 0 |  | 0 | 0 |  | 0%
11 | 28 | 21 | 0 | 0 | 0 | 0 | 0 |  | 0 | 0 |  | 0%
11 | 28 | 22 | 0 | 0 | 0 | 0 | 0 |  | 0 | 0 |  | 0%
11 | 28 | 23 | 0 | 0 | 0 | 0 | 0 |  | 0 | 0 |  | 0%
11 | 29 | 0 | 0 | 0 | 0 | 0 | 0 |  | 0 | 0 |  | 0%
11 | 29 | 1 | 0 | 0 | 0 | 0 | 0 |  | 0 | 0 |  | 0%
11 | 29 | 2 | 0 | 0 | 0 | 0 | 0 |  | 0 | 0 |  | 0%
11 | 29 | 3 | 0 | 0 | 0 | 0 | 0 |  | 0 | 0 |  | 0%
11 | 29 | 4 | 0 | 0 | 0 | 0 | 0 |  | 0 | 0 |  | 0%
11 | 29 | 5 | 0 | 0 | 0 | 0 | 0 |  | 0 | 0 |  | 0%
11 | 29 | 6 | 0 | 0 | 0 | 0 | 0 |  | 0 | 0 |  | 0%
11 | 29 | 7 | 50246.364 | 52483.029 | 44617.14 | 7143.863 | 5702.989 |  | 0 | 0 |  | 0.00779%
11 | 29 | 8 | 145762.77 | 171372.022 | 142693.19 | 67839.02 | 12916.647 |  | 0 | 0 |  | 0.02491%
11 | 29 | 9 | 184945.785 | 225087.686 | 210903.161 | 145594.271 | 58898.571 |  | 0 | 0 |  | 0.03682%
11 | 29 | 10 | 194633.46 | 248127.905 | 251676.67 | 203520.177 | 120303.454 |  | 0 | 0 |  | 0.04394%
11 | 29 | 11 | 79958.511 | 89803.375 | 93289.119 | 88443.881 | 77904.584 |  | 0 | 0 |  | 0.01629%
11 | 29 | 12 | 84685.42 | 103618.36 | 114090.588 | 110816.362 | 95668.68 |  | 0 | 0 |  | 0.01992%
11 | 29 | 13 | 62783.439 | 78353.211 | 89260.971 | 90445.406 | 81288.014 |  | 0 | 0 |  | 0.01558%
11 | 29 | 14 | 31754.576 | 33360.951 | 34867.63 | 35391.523 | 34625.443 |  | 0 | 0 |  | 0.006087%
11 | 29 | 15 | 9334.788 | 9334.788 | 9334.788 | 9334.788 | 9334.788 |  | 0 | 0 |  | 0.00163%
11 | 29 | 16 | 0 | 0 | 0 | 0 | 0 |  | 0 | 0 |  | 0%
11 | 29 | 17 | 0 | 0 | 0 | 0 | 0 |  | 0 | 0 |  | 0%
11 | 29 | 18 | 0 | 0 | 0 | 0 | 0 |  | 0 | 0 |  | 0%
11 | 29 | 19 | 0 | 0 | 0 | 0 | 0 |  | 0 | 0 |  | 0%
11 | 29 | 20 | 0 | 0 | 0 | 0 | 0 |  | 0 | 0 |  | 0%
11 | 29 | 21 | 0 | 0 | 0 | 0 | 0 |  | 0 | 0 |  | 0%
11 | 29 | 22 | 0 | 0 | 0 | 0 | 0 |  | 0 | 0 |  | 0%
11 | 29 | 23 | 0 | 0 | 0 | 0 | 0 |  | 0 | 0 |  | 0%
11 | 30 | 0 | 0 | 0 | 0 | 0 | 0 |  | 0 | 0 |  | 0%
11 | 30 | 1 | 0 | 0 | 0 | 0 | 0 |  | 0 | 0 |  | 0%
11 | 30 | 2 | 0 | 0 | 0 | 0 | 0 |  | 0 | 0 |  | 0%
11 | 30 | 3 | 0 | 0 | 0 | 0 | 0 |  | 0 | 0 |  | 0%
11 | 30 | 4 | 0 | 0 | 0 | 0 | 0 |  | 0 | 0 |  | 0%
11 | 30 | 5 | 0 | 0 | 0 | 0 | 0 |  | 0 | 0 |  | 0%
11 | 30 | 6 | 0 | 0 | 0 | 0 | 0 |  | 0 | 0 |  | 0%
11 | 30 | 7 | 0 | 0 | 0 | 0 | 0 |  | 0 | 0 |  | 0%
11 | 30 | 8 | 94.019 | 94.019 | 94.019 | 94.019 | 94.019 |  | 0 | 0 |  | 1.641e-05%
11 | 30 | 9 | 11704.076 | 11704.076 | 11704.076 | 11704.076 | 11704.076 |  | 0 | 0 |  | 0.002043%
11 | 30 | 10 | 6700.869 | 6700.869 | 6700.869 | 6700.869 | 6700.869 |  | 0 | 0 |  | 0.00117%
11 | 30 | 11 | 7645.432 | 7645.432 | 7645.432 | 7645.432 | 7645.432 |  | 0 | 0 |  | 0.001335%
11 | 30 | 12 | 9874.459 | 9874.459 | 9874.459 | 9874.459 | 9874.459 |  | 0 | 0 |  | 0.001724%
11 | 30 | 13 | 7653.047 | 7653.047 | 7653.047 | 7653.047 | 7653.047 |  | 0 | 0 |  | 0.001336%
11 | 30 | 14 | 20863.913 | 21006.199 | 21139.296 | 21185.223 | 21117.067 |  | 0 | 0 |  | 0.003691%
11 | 30 | 15 | 15438.169 | 15963.272 | 16958.163 | 17463.654 | 17182.687 |  | 0 | 0 |  | 0.002961%
11 | 30 | 16 | 0 | 0 | 0 | 0 | 0 |  | 0 | 0 |  | 0%
11 | 30 | 17 | 0 | 0 | 0 | 0 | 0 |  | 0 | 0 |  | 0%
11 | 30 | 18 | 0 | 0 | 0 | 0 | 0 |  | 0 | 0 |  | 0%
11 | 30 | 19 | 0 | 0 | 0 | 0 | 0 |  | 0 | 0 |  | 0%
11 | 30 | 20 | 0 | 0 | 0 | 0 | 0 |  | 0 | 0 |  | 0%
11 | 30 | 21 | 0 | 0 | 0 | 0 | 0 |  | 0 | 0 |  | 0%
11 | 30 | 22 | 0 | 0 | 0 | 0 | 0 |  | 0 | 0 |  | 0%
11 | 30 | 23 | 0 | 0 | 0 | 0 | 0 |  | 0 | 0 |  | 0%
12 | 1 | 0 | 0 | 0 | 0 | 0 | 0 |  | 0 | 0 |  | 0%
12 | 1 | 1 | 0 | 0 | 0 | 0 | 0 |  | 0 | 0 |  | 0%
12 | 1 | 2 | 0 | 0 | 0 | 0 | 0 |  | 0 | 0 |  | 0%
12 | 1 | 3 | 0 | 0 | 0 | 0 | 0 |  | 0 | 0 |  | 0%
12 | 1 | 4 | 0 | 0 | 0 | 0 | 0 |  | 0 | 0 |  | 0%
12 | 1 | 5 | 0 | 0 | 0 | 0 | 0 |  | 0 | 0 |  | 0%
12 | 1 | 6 | 0 | 0 | 0 | 0 | 0 |  | 0 | 0 |  | 0%
12 | 1 | 7 | 55191.167 | 57408.379 | 49393.278 | 6043.576 | 4926.943 |  | 0 | 0 |  | 0.008623%
12 | 1 | 8 | 158837.829 | 188031.074 | 155524.31 | 70298.113 | 9447.337 |  | 0 | 0 |  | 0.02715%
12 | 1 | 9 | 195307.874 | 238167.255 | 223040.149 | 152677.486 | 58876.403 |  | 0 | 0 |  | 0.03894%
12 | 1 | 10 | 205110.593 | 261783.63 | 265426.099 | 214283.205 | 124771.351 |  | 0 | 0 |  | 0.04634%
12 | 1 | 11 | 190175.099 | 259258.734 | 282560.716 | 249548.114 | 173630.179 |  | 0 | 0 |  | 0.04933%
12 | 1 | 12 | 150280.716 | 231597.668 | 273393.572 | 260028.988 | 198145.411 |  | 0 | 0 |  | 0.04773%
12 | 1 | 13 | 91417.772 | 183082.866 | 241692.645 | 247537.749 | 198327.431 |  | 0 | 0 |  | 0.0422%
12 | 1 | 14 | 26867.647 | 108615.239 | 186062.021 | 209020.258 | 174285.289 |  | 0 | 0 |  | 0.03248%
12 | 1 | 15 | 8776.356 | 29509.533 | 99946.983 | 123919.968 | 115712.6 |  | 0 | 0 |  | 0.01745%
12 | 1 | 16 | 0 | 0 | 0 | 0 | 0 |  | 0 | 0 |  | 0%
12 | 1 | 17 | 0 | 0 | 0 | 0 | 0 |  | 0 | 0 |  | 0%
12 | 1 | 18 | 0 | 0 | 0 | 0 | 0 |  | 0 | 0 |  | 0%
12 | 1 | 19 | 0 | 0 | 0 | 0 | 0 |  | 0 | 0 |  | 0%
12 | 1 | 20 | 0 | 0 | 0 | 0 | 0 |  | 0 | 0 |  | 0%
12 | 1 | 21 | 0 | 0 | 0 | 0 | 0 |  | 0 | 0 |  | 0%
12 | 1 | 22 | 0 | 0 | 0 | 0 | 0 |  | 0 | 0 |  | 0%
12 | 1 | 23 | 0 | 0 | 0 | 0 | 0 |  | 0 | 0 |  | 0%
12 | 2 | 0 | 0 | 0 | 0 | 0 | 0 |  | 0 | 0 |  | 0%
12 | 2 | 1 | 0 | 0 | 0 | 0 | 0 |  | 0 | 0 |  | 0%
12 | 2 | 2 | 0 | 0 | 0 | 0 | 0 |  | 0 | 0 |  | 0%
12 | 2 | 3 | 0 | 0 | 0 | 0 | 0 |  | 0 | 0 |  | 0%
12 | 2 | 4 | 0 | 0 | 0 | 0 | 0 |  | 0 | 0 |  | 0%
12 | 2 | 5 | 0 | 0 | 0 | 0 | 0 |  | 0 | 0 |  | 0%
12 | 2 | 6 | 0 | 0 | 0 | 0 | 0 |  | 0 | 0 |  | 0%
12 | 2 | 7 | 9804.339 | 10130.626 | 9132.356 | 6873.559 | 6732.486 |  | 0 | 0 |  | 0.001594%
12 | 2 | 8 | 141752.729 | 168058.882 | 138852.27 | 63779.73 | 10929.354 |  | 0 | 0 |  | 0.02424%
12 | 2 | 9 | 115118.618 | 134858.681 | 127825.28 | 96363.638 | 56703.676 |  | 0 | 0 |  | 0.02232%
12 | 2 | 10 | 144734.397 | 179001.678 | 181200.756 | 150123.476 | 98587.941 |  | 0 | 0 |  | 0.03164%
12 | 2 | 11 | 177156.614 | 243055.868 | 265381.203 | 233523.24 | 161205.915 |  | 0 | 0 |  | 0.04633%
12 | 2 | 12 | 140070.023 | 217162.87 | 257041.985 | 244066.487 | 184896.598 |  | 0 | 0 |  | 0.04488%
12 | 2 | 13 | 84819.543 | 170222.089 | 225109.547 | 230416.775 | 184055.838 |  | 0 | 0 |  | 0.0393%
12 | 2 | 14 | 26685.633 | 100621.868 | 170454.068 | 190995.642 | 159395.856 |  | 0 | 0 |  | 0.02976%
12 | 2 | 15 | 8683.319 | 27671.846 | 90315.326 | 111501.693 | 103965.955 |  | 0 | 0 |  | 0.01577%
12 | 2 | 16 | 0 | 0 | 0 | 0 | 0 |  | 0 | 0 |  | 0%
12 | 2 | 17 | 0 | 0 | 0 | 0 | 0 |  | 0 | 0 |  | 0%
12 | 2 | 18 | 0 | 0 | 0 | 0 | 0 |  | 0 | 0 |  | 0%
12 | 2 | 19 | 0 | 0 | 0 | 0 | 0 |  | 0 | 0 |  | 0%
12 | 2 | 20 | 0 | 0 | 0 | 0 | 0 |  | 0 | 0 |  | 0%
12 | 2 | 21 | 0 | 0 | 0 | 0 | 0 |  | 0 | 0 |  | 0%
12 | 2 | 22 | 0 | 0 | 0 | 0 | 0 |  | 0 | 0 |  | 0%
12 | 2 | 23 | 0 | 0 | 0 | 0 | 0 |  | 0 | 0 |  | 0%
12 | 3 | 0 | 0 | 0 | 0 | 0 | 0 |  | 0 | 0 |  | 0%
12 | 3 | 1 | 0 | 0 | 0 | 0 | 0 |  | 0 | 0 |  | 0%
12 | 3 | 2 | 0 | 0 | 0 | 0 | 0 |  | 0 | 0 |  | 0%
12 | 3 | 3 | 0 | 0 | 0 | 0 | 0 |  | 0 | 0 |  | 0%
12 | 3 | 4 | 0 | 0 | 0 | 0 | 0 |  | 0 | 0 |  | 0%
12 | 3 | 5 | 0 | 0 | 0 | 0 | 0 |  | 0 | 0 |  | 0%
12 | 3 | 6 | 0 | 0 | 0 | 0 | 0 |  | 0 | 0 |  | 0%
12 | 3 | 7 | 31492.486 | 33326.601 | 27365.072 | 6393.503 | 5720.59 |  | 0 | 0 |  | 0.004778%
12 | 3 | 8 | 99875.974 | 116623.637 | 98077.686 | 51431.487 | 18100.523 |  | 0 | 0 |  | 0.01712%
12 | 3 | 9 | 112158.73 | 131199.643 | 124402.787 | 94024.974 | 55859.995 |  | 0 | 0 |  | 0.02172%
12 | 3 | 10 | 156866.196 | 196045.052 | 198506.925 | 162922.49 | 103296.712 |  | 0 | 0 |  | 0.03466%
12 | 3 | 11 | 130023.186 | 164189.307 | 175913.621 | 159070.504 | 121852.628 |  | 0 | 0 |  | 0.03071%
12 | 3 | 12 | 109631.365 | 148493.408 | 169217.197 | 162335.464 | 131676.537 |  | 0 | 0 |  | 0.02954%
12 | 3 | 13 | 70230.491 | 96295.157 | 114181.489 | 115885.094 | 100574.892 |  | 0 | 0 |  | 0.01993%
12 | 3 | 14 | 37896.926 | 48121.37 | 57852.644 | 60918.993 | 56153.286 |  | 0 | 0 |  | 0.0101%
12 | 3 | 15 | 17314.939 | 20434.573 | 28849.239 | 32097.601 | 30651.108 |  | 0 | 0 |  | 0.005037%
12 | 3 | 16 | 0 | 0 | 0 | 0 | 0 |  | 0 | 0 |  | 0%
12 | 3 | 17 | 0 | 0 | 0 | 0 | 0 |  | 0 | 0 |  | 0%
12 | 3 | 18 | 0 | 0 | 0 | 0 | 0 |  | 0 | 0 |  | 0%
12 | 3 | 19 | 0 | 0 | 0 | 0 | 0 |  | 0 | 0 |  | 0%
12 | 3 | 20 | 0 | 0 | 0 | 0 | 0 |  | 0 | 0 |  | 0%
12 | 3 | 21 | 0 | 0 | 0 | 0 | 0 |  | 0 | 0 |  | 0%
12 | 3 | 22 | 0 | 0 | 0 | 0 | 0 |  | 0 | 0 |  | 0%
12 | 3 | 23 | 0 | 0 | 0 | 0 | 0 |  | 0 | 0 |  | 0%
12 | 4 | 0 | 0 | 0 | 0 | 0 | 0 |  | 0 | 0 |  | 0%
12 | 4 | 1 | 0 | 0 | 0 | 0 | 0 |  | 0 | 0 |  | 0%
12 | 4 | 2 | 0 | 0 | 0 | 0 | 0 |  | 0 | 0 |  | 0%
12 | 4 | 3 | 0 | 0 | 0 | 0 | 0 |  | 0 | 0 |  | 0%
12 | 4 | 4 | 0 | 0 | 0 | 0 | 0 |  | 0 | 0 |  | 0%
12 | 4 | 5 | 0 | 0 | 0 | 0 | 0 |  | 0 | 0 |  | 0%
12 | 4 | 6 | 0 | 0 | 0 | 0 | 0 |  | 0 | 0 |  | 0%
12 | 4 | 7 | 4195.066 | 4195.066 | 4195.066 | 4195.066 | 4195.066 |  | 0 | 0 |  | 0.0007324%
12 | 4 | 8 | 21659.368 | 21913.712 | 21634.039 | 20984.451 | 20361.839 |  | 0 | 0 |  | 0.003777%
12 | 4 | 9 | 38310.749 | 39071.975 | 38798.957 | 37651.785 | 36302.874 |  | 0 | 0 |  | 0.006774%
12 | 4 | 10 | 49850.682 | 51165.748 | 51247.541 | 50048.134 | 48270.304 |  | 0 | 0 |  | 0.008947%
12 | 4 | 11 | 71484.054 | 78647.267 | 81134.9 | 77534.37 | 69832.004 |  | 0 | 0 |  | 0.01417%
12 | 4 | 12 | 69447.378 | 78501.609 | 83513.49 | 81818.261 | 74404.188 |  | 0 | 0 |  | 0.01458%
12 | 4 | 13 | 44985.365 | 46814.696 | 48199.626 | 48328.558 | 47125.923 |  | 0 | 0 |  | 0.008415%
12 | 4 | 14 | 32217.593 | 33737.478 | 35146.462 | 35618.487 | 34876.616 |  | 0 | 0 |  | 0.006136%
12 | 4 | 15 | 16930.527 | 22613.995 | 38688.33 | 44610.586 | 42055.661 |  | 0 | 0 |  | 0.006755%
12 | 4 | 16 | 0 | 0 | 0 | 0 | 0 |  | 0 | 0 |  | 0%
12 | 4 | 17 | 0 | 0 | 0 | 0 | 0 |  | 0 | 0 |  | 0%
12 | 4 | 18 | 0 | 0 | 0 | 0 | 0 |  | 0 | 0 |  | 0%
12 | 4 | 19 | 0 | 0 | 0 | 0 | 0 |  | 0 | 0 |  | 0%
12 | 4 | 20 | 0 | 0 | 0 | 0 | 0 |  | 0 | 0 |  | 0%
12 | 4 | 21 | 0 | 0 | 0 | 0 | 0 |  | 0 | 0 |  | 0%
12 | 4 | 22 | 0 | 0 | 0 | 0 | 0 |  | 0 | 0 |  | 0%
12 | 4 | 23 | 0 | 0 | 0 | 0 | 0 |  | 0 | 0 |  | 0%
12 | 5 | 0 | 0 | 0 | 0 | 0 | 0 |  | 0 | 0 |  | 0%
12 | 5 | 1 | 0 | 0 | 0 | 0 | 0 |  | 0 | 0 |  | 0%
12 | 5 | 2 | 0 | 0 | 0 | 0 | 0 |  | 0 | 0 |  | 0%
12 | 5 | 3 | 0 | 0 | 0 | 0 | 0 |  | 0 | 0 |  | 0%
12 | 5 | 4 | 0 | 0 | 0 | 0 | 0 |  | 0 | 0 |  | 0%
12 | 5 | 5 | 0 | 0 | 0 | 0 | 0 |  | 0 | 0 |  | 0%
12 | 5 | 6 | 0 | 0 | 0 | 0 | 0 |  | 0 | 0 |  | 0%
12 | 5 | 7 | 40211.919 | 42275.847 | 35305.428 | 5723.42 | 5173.369 |  | 0 | 0 |  | 0.006164%
12 | 5 | 8 | 150130.225 | 178471.27 | 147091.819 | 66776.55 | 12661.061 |  | 0 | 0 |  | 0.02568%
12 | 5 | 9 | 194440.643 | 237613.853 | 222207.156 | 151220.119 | 59093.455 |  | 0 | 0 |  | 0.03879%
12 | 5 | 10 | 207024.891 | 264326.31 | 267743.564 | 215557.119 | 125385.943 |  | 0 | 0 |  | 0.04674%
12 | 5 | 11 | 193632.904 | 263162.584 | 286262.447 | 252413.073 | 175522.652 |  | 0 | 0 |  | 0.04998%
12 | 5 | 12 | 154991.187 | 235732.584 | 276910.35 | 262889.647 | 200743.966 |  | 0 | 0 |  | 0.04835%
12 | 5 | 13 | 96280.112 | 186252.648 | 243760.809 | 248768.508 | 199425.071 |  | 0 | 0 |  | 0.04256%
12 | 5 | 14 | 33928.122 | 110966.082 | 183155.549 | 204026.629 | 170369.528 |  | 0 | 0 |  | 0.03198%
12 | 5 | 15 | 12922.073 | 32291.749 | 94573.948 | 114764.636 | 107181.938 |  | 0 | 0 |  | 0.01651%
12 | 5 | 16 | 0 | 0 | 0 | 0 | 0 |  | 0 | 0 |  | 0%
12 | 5 | 17 | 0 | 0 | 0 | 0 | 0 |  | 0 | 0 |  | 0%
12 | 5 | 18 | 0 | 0 | 0 | 0 | 0 |  | 0 | 0 |  | 0%
12 | 5 | 19 | 0 | 0 | 0 | 0 | 0 |  | 0 | 0 |  | 0%
12 | 5 | 20 | 0 | 0 | 0 | 0 | 0 |  | 0 | 0 |  | 0%
12 | 5 | 21 | 0 | 0 | 0 | 0 | 0 |  | 0 | 0 |  | 0%
12 | 5 | 22 | 0 | 0 | 0 | 0 | 0 |  | 0 | 0 |  | 0%
12 | 5 | 23 | 0 | 0 | 0 | 0 | 0 |  | 0 | 0 |  | 0%
12 | 6 | 0 | 0 | 0 | 0 | 0 | 0 |  | 0 | 0 |  | 0%
12 | 6 | 1 | 0 | 0 | 0 | 0 | 0 |  | 0 | 0 |  | 0%
12 | 6 | 2 | 0 | 0 | 0 | 0 | 0 |  | 0 | 0 |  | 0%
12 | 6 | 3 | 0 | 0 | 0 | 0 | 0 |  | 0 | 0 |  | 0%
12 | 6 | 4 | 0 | 0 | 0 | 0 | 0 |  | 0 | 0 |  | 0%
12 | 6 | 5 | 0 | 0 | 0 | 0 | 0 |  | 0 | 0 |  | 0%
12 | 6 | 6 | 0 | 0 | 0 | 0 | 0 |  | 0 | 0 |  | 0%
12 | 6 | 7 | 41657.574 | 43757.313 | 36603.959 | 5306.86 | 4837.602 |  | 0 | 0 |  | 0.006391%
12 | 6 | 8 | 152639.771 | 181165.356 | 149561.66 | 68041.652 | 13954.468 |  | 0 | 0 |  | 0.02611%
12 | 6 | 9 | 195636.274 | 238334.552 | 223088.939 | 152171.619 | 59005.32 |  | 0 | 0 |  | 0.03895%
12 | 6 | 10 | 208256.49 | 265051.956 | 268333.972 | 216543.055 | 125710.954 |  | 0 | 0 |  | 0.04685%
12 | 6 | 11 | 195040.071 | 264766.282 | 287599.634 | 253795.1 | 176271.038 |  | 0 | 0 |  | 0.05021%
12 | 6 | 12 | 155944.372 | 236741.802 | 277396.332 | 263371.101 | 201365.521 |  | 0 | 0 |  | 0.04843%
12 | 6 | 13 | 97082.302 | 188757.17 | 246620.785 | 251455.282 | 201612.949 |  | 0 | 0 |  | 0.04306%
12 | 6 | 14 | 33488.461 | 113294.666 | 187506.996 | 208690.703 | 173978.691 |  | 0 | 0 |  | 0.03274%
12 | 6 | 15 | 12587.445 | 32783.263 | 97471.167 | 118061.764 | 110217.444 |  | 0 | 0 |  | 0.01702%
12 | 6 | 16 | 0 | 0 | 0 | 0 | 0 |  | 0 | 0 |  | 0%
12 | 6 | 17 | 0 | 0 | 0 | 0 | 0 |  | 0 | 0 |  | 0%
12 | 6 | 18 | 0 | 0 | 0 | 0 | 0 |  | 0 | 0 |  | 0%
12 | 6 | 19 | 0 | 0 | 0 | 0 | 0 |  | 0 | 0 |  | 0%
12 | 6 | 20 | 0 | 0 | 0 | 0 | 0 |  | 0 | 0 |  | 0%
12 | 6 | 21 | 0 | 0 | 0 | 0 | 0 |  | 0 | 0 |  | 0%
12 | 6 | 22 | 0 | 0 | 0 | 0 | 0 |  | 0 | 0 |  | 0%
12 | 6 | 23 | 0 | 0 | 0 | 0 | 0 |  | 0 | 0 |  | 0%
12 | 7 | 0 | 0 | 0 | 0 | 0 | 0 |  | 0 | 0 |  | 0%
12 | 7 | 1 | 0 | 0 | 0 | 0 | 0 |  | 0 | 0 |  | 0%
12 | 7 | 2 | 0 | 0 | 0 | 0 | 0 |  | 0 | 0 |  | 0%
12 | 7 | 3 | 0 | 0 | 0 | 0 | 0 |  | 0 | 0 |  | 0%
12 | 7 | 4 | 0 | 0 | 0 | 0 | 0 |  | 0 | 0 |  | 0%
12 | 7 | 5 | 0 | 0 | 0 | 0 | 0 |  | 0 | 0 |  | 0%
12 | 7 | 6 | 0 | 0 | 0 | 0 | 0 |  | 0 | 0 |  | 0%
12 | 7 | 7 | 33735.397 | 35519.134 | 29556.032 | 5575.81 | 5253.16 |  | 0 | 0 |  | 0.00516%
12 | 7 | 8 | 143856.477 | 170915.31 | 140932.472 | 64913.095 | 15139.035 |  | 0 | 0 |  | 0.02461%
12 | 7 | 9 | 191697.505 | 234237.764 | 218937.048 | 148697.134 | 58220.548 |  | 0 | 0 |  | 0.03822%
12 | 7 | 10 | 205090.564 | 261130.474 | 264298.933 | 213008.982 | 124296.731 |  | 0 | 0 |  | 0.04614%
12 | 7 | 11 | 192110.414 | 260676.045 | 283180.91 | 249578.172 | 173362.607 |  | 0 | 0 |  | 0.04944%
12 | 7 | 12 | 152996.797 | 230124.843 | 269318.634 | 255556.903 | 195646.045 |  | 0 | 0 |  | 0.04702%
12 | 7 | 13 | 96577.48 | 180538.473 | 234143.777 | 238478.945 | 191978.454 |  | 0 | 0 |  | 0.04088%
12 | 7 | 14 | 28206.436 | 93795.721 | 155460.205 | 173167.443 | 143769.86 |  | 0 | 0 |  | 0.02714%
12 | 7 | 15 | 16340.718 | 29956.324 | 70011.955 | 83555.787 | 77754.99 |  | 0 | 0 |  | 0.01222%
12 | 7 | 16 | 0 | 0 | 0 | 0 | 0 |  | 0 | 0 |  | 0%
12 | 7 | 17 | 0 | 0 | 0 | 0 | 0 |  | 0 | 0 |  | 0%
12 | 7 | 18 | 0 | 0 | 0 | 0 | 0 |  | 0 | 0 |  | 0%
12 | 7 | 19 | 0 | 0 | 0 | 0 | 0 |  | 0 | 0 |  | 0%
12 | 7 | 20 | 0 | 0 | 0 | 0 | 0 |  | 0 | 0 |  | 0%
12 | 7 | 21 | 0 | 0 | 0 | 0 | 0 |  | 0 | 0 |  | 0%
12 | 7 | 22 | 0 | 0 | 0 | 0 | 0 |  | 0 | 0 |  | 0%
12 | 7 | 23 | 0 | 0 | 0 | 0 | 0 |  | 0 | 0 |  | 0%
12 | 8 | 0 | 0 | 0 | 0 | 0 | 0 |  | 0 | 0 |  | 0%
12 | 8 | 1 | 0 | 0 | 0 | 0 | 0 |  | 0 | 0 |  | 0%
12 | 8 | 2 | 0 | 0 | 0 | 0 | 0 |  | 0 | 0 |  | 0%
12 | 8 | 3 | 0 | 0 | 0 | 0 | 0 |  | 0 | 0 |  | 0%
12 | 8 | 4 | 0 | 0 | 0 | 0 | 0 |  | 0 | 0 |  | 0%
12 | 8 | 5 | 0 | 0 | 0 | 0 | 0 |  | 0 | 0 |  | 0%
12 | 8 | 6 | 0 | 0 | 0 | 0 | 0 |  | 0 | 0 |  | 0%
12 | 8 | 7 | 475.86 | 475.86 | 475.86 | 475.86 | 475.86 |  | 0 | 0 |  | 8.308e-05%
12 | 8 | 8 | 29360.016 | 30365.202 | 29254.96 | 26621.921 | 24467.396 |  | 0 | 0 |  | 0.005108%
12 | 8 | 9 | 107724.061 | 126080.076 | 119415.047 | 89679.109 | 52587.975 |  | 0 | 0 |  | 0.02085%
12 | 8 | 10 | 93747.722 | 107860.484 | 108647.053 | 95658.775 | 74898.182 |  | 0 | 0 |  | 0.01897%
12 | 8 | 11 | 146748.923 | 193340.346 | 208722.711 | 185560.206 | 133956.871 |  | 0 | 0 |  | 0.03644%
12 | 8 | 12 | 130058.849 | 198514.924 | 233200.439 | 220833.616 | 167485.826 |  | 0 | 0 |  | 0.04071%
12 | 8 | 13 | 80460.831 | 144063.726 | 185094.337 | 188298.933 | 152464.916 |  | 0 | 0 |  | 0.03232%
12 | 8 | 14 | 31566.368 | 86765.548 | 138429.95 | 153218.044 | 128318.538 |  | 0 | 0 |  | 0.02417%
12 | 8 | 15 | 17796.521 | 28026.742 | 56956.009 | 66908.13 | 62409.441 |  | 0 | 0 |  | 0.009944%
12 | 8 | 16 | 0 | 0 | 0 | 0 | 0 |  | 0 | 0 |  | 0%
12 | 8 | 17 | 0 | 0 | 0 | 0 | 0 |  | 0 | 0 |  | 0%
12 | 8 | 18 | 0 | 0 | 0 | 0 | 0 |  | 0 | 0 |  | 0%
12 | 8 | 19 | 0 | 0 | 0 | 0 | 0 |  | 0 | 0 |  | 0%
12 | 8 | 20 | 0 | 0 | 0 | 0 | 0 |  | 0 | 0 |  | 0%
12 | 8 | 21 | 0 | 0 | 0 | 0 | 0 |  | 0 | 0 |  | 0%
12 | 8 | 22 | 0 | 0 | 0 | 0 | 0 |  | 0 | 0 |  | 0%
12 | 8 | 23 | 0 | 0 | 0 | 0 | 0 |  | 0 | 0 |  | 0%
12 | 9 | 0 | 0 | 0 | 0 | 0 | 0 |  | 0 | 0 |  | 0%
12 | 9 | 1 | 0 | 0 | 0 | 0 | 0 |  | 0 | 0 |  | 0%
12 | 9 | 2 | 0 | 0 | 0 | 0 | 0 |  | 0 | 0 |  | 0%
12 | 9 | 3 | 0 | 0 | 0 | 0 | 0 |  | 0 | 0 |  | 0%
12 | 9 | 4 | 0 | 0 | 0 | 0 | 0 |  | 0 | 0 |  | 0%
12 | 9 | 5 | 0 | 0 | 0 | 0 | 0 |  | 0 | 0 |  | 0%
12 | 9 | 6 | 0 | 0 | 0 | 0 | 0 |  | 0 | 0 |  | 0%
12 | 9 | 7 | 29855.342 | 31485.28 | 26014.019 | 4197.964 | 4042.765 |  | 0 | 0 |  | 0.004542%
12 | 9 | 8 | 141028.334 | 167945.065 | 138017.802 | 62055.693 | 13615.158 |  | 0 | 0 |  | 0.0241%
12 | 9 | 9 | 186813.49 | 227950.726 | 213044.62 | 144197.793 | 54839.309 |  | 0 | 0 |  | 0.0372%
12 | 9 | 10 | 199888.588 | 253847.321 | 256694.342 | 207082.728 | 120040.732 |  | 0 | 0 |  | 0.04482%
12 | 9 | 11 | 187211.536 | 253161.542 | 274372.111 | 242037.974 | 168125.676 |  | 0 | 0 |  | 0.0479%
12 | 9 | 12 | 150570.164 | 228395.93 | 267003.524 | 253076.104 | 192913.891 |  | 0 | 0 |  | 0.04662%
12 | 9 | 13 | 84334.646 | 156640.738 | 202490.136 | 205908.436 | 165725.028 |  | 0 | 0 |  | 0.03535%
12 | 9 | 14 | 30287.104 | 89909.716 | 145243.127 | 160874.048 | 134153.193 |  | 0 | 0 |  | 0.02536%
12 | 9 | 15 | 13146.791 | 32299.397 | 91564.037 | 109949.9 | 102362.78 |  | 0 | 0 |  | 0.01599%
12 | 9 | 16 | 0 | 0 | 0 | 0 | 0 |  | 0 | 0 |  | 0%
12 | 9 | 17 | 0 | 0 | 0 | 0 | 0 |  | 0 | 0 |  | 0%
12 | 9 | 18 | 0 | 0 | 0 | 0 | 0 |  | 0 | 0 |  | 0%
12 | 9 | 19 | 0 | 0 | 0 | 0 | 0 |  | 0 | 0 |  | 0%
12 | 9 | 20 | 0 | 0 | 0 | 0 | 0 |  | 0 | 0 |  | 0%
12 | 9 | 21 | 0 | 0 | 0 | 0 | 0 |  | 0 | 0 |  | 0%
12 | 9 | 22 | 0 | 0 | 0 | 0 | 0 |  | 0 | 0 |  | 0%
12 | 9 | 23 | 0 | 0 | 0 | 0 | 0 |  | 0 | 0 |  | 0%
12 | 10 | 0 | 0 | 0 | 0 | 0 | 0 |  | 0 | 0 |  | 0%
12 | 10 | 1 | 0 | 0 | 0 | 0 | 0 |  | 0 | 0 |  | 0%
12 | 10 | 2 | 0 | 0 | 0 | 0 | 0 |  | 0 | 0 |  | 0%
12 | 10 | 3 | 0 | 0 | 0 | 0 | 0 |  | 0 | 0 |  | 0%
12 | 10 | 4 | 0 | 0 | 0 | 0 | 0 |  | 0 | 0 |  | 0%
12 | 10 | 5 | 0 | 0 | 0 | 0 | 0 |  | 0 | 0 |  | 0%
12 | 10 | 6 | 0 | 0 | 0 | 0 | 0 |  | 0 | 0 |  | 0%
12 | 10 | 7 | 0 | 0 | 0 | 0 | 0 |  | 0 | 0 |  | 0%
12 | 10 | 8 | 11950.384 | 11950.384 | 11950.384 | 11950.384 | 11950.384 |  | 0 | 0 |  | 0.002086%
12 | 10 | 9 | 60023.544 | 65199.677 | 63293.383 | 55100.773 | 45216.02 |  | 0 | 0 |  | 0.01105%
12 | 10 | 10 | 50094.537 | 51699.716 | 51783.527 | 50296.912 | 48073.792 |  | 0 | 0 |  | 0.009041%
12 | 10 | 11 | 71367.815 | 79007.711 | 81577.008 | 77640.95 | 69323.849 |  | 0 | 0 |  | 0.01424%
12 | 10 | 12 | 75733.224 | 88256.13 | 94970.672 | 92485.48 | 82201.429 |  | 0 | 0 |  | 0.01658%
12 | 10 | 13 | 64124.328 | 80951.266 | 92392.019 | 93227.378 | 83067.89 |  | 0 | 0 |  | 0.01613%
12 | 10 | 14 | 37926.949 | 53453.571 | 67972.651 | 72300.646 | 64861.78 |  | 0 | 0 |  | 0.01187%
12 | 10 | 15 | 5203.206 | 5203.206 | 5203.206 | 5203.206 | 5203.206 |  | 0 | 0 |  | 0.0009084%
12 | 10 | 16 | 0 | 0 | 0 | 0 | 0 |  | 0 | 0 |  | 0%
12 | 10 | 17 | 0 | 0 | 0 | 0 | 0 |  | 0 | 0 |  | 0%
12 | 10 | 18 | 0 | 0 | 0 | 0 | 0 |  | 0 | 0 |  | 0%
12 | 10 | 19 | 0 | 0 | 0 | 0 | 0 |  | 0 | 0 |  | 0%
12 | 10 | 20 | 0 | 0 | 0 | 0 | 0 |  | 0 | 0 |  | 0%
12 | 10 | 21 | 0 | 0 | 0 | 0 | 0 |  | 0 | 0 |  | 0%
12 | 10 | 22 | 0 | 0 | 0 | 0 | 0 |  | 0 | 0 |  | 0%
12 | 10 | 23 | 0 | 0 | 0 | 0 | 0 |  | 0 | 0 |  | 0%
12 | 11 | 0 | 0 | 0 | 0 | 0 | 0 |  | 0 | 0 |  | 0%
12 | 11 | 1 | 0 | 0 | 0 | 0 | 0 |  | 0 | 0 |  | 0%
12 | 11 | 2 | 0 | 0 | 0 | 0 | 0 |  | 0 | 0 |  | 0%
12 | 11 | 3 | 0 | 0 | 0 | 0 | 0 |  | 0 | 0 |  | 0%
12 | 11 | 4 | 0 | 0 | 0 | 0 | 0 |  | 0 | 0 |  | 0%
12 | 11 | 5 | 0 | 0 | 0 | 0 | 0 |  | 0 | 0 |  | 0%
12 | 11 | 6 | 0 | 0 | 0 | 0 | 0 |  | 0 | 0 |  | 0%
12 | 11 | 7 | 20252.351 | 21564.8 | 17330.888 | 3720.609 | 3707.258 |  | 0 | 0 |  | 0.003026%
12 | 11 | 8 | 124133.944 | 147118.163 | 121440.093 | 57391.918 | 17579.998 |  | 0 | 0 |  | 0.0212%
12 | 11 | 9 | 111757.083 | 131693.831 | 124326.144 | 91605.678 | 51034.18 |  | 0 | 0 |  | 0.02171%
12 | 11 | 10 | 105598.011 | 123836.75 | 124747.797 | 107818.911 | 80299.497 |  | 0 | 0 |  | 0.02178%
12 | 11 | 11 | 127738.889 | 162233.863 | 173513.486 | 156022.633 | 117686.757 |  | 0 | 0 |  | 0.03029%
12 | 11 | 12 | 148989.907 | 226563.091 | 264846.889 | 250612.62 | 190213.736 |  | 0 | 0 |  | 0.04624%
12 | 11 | 13 | 93349.175 | 181309.654 | 235636.516 | 239328.804 | 191318.132 |  | 0 | 0 |  | 0.04114%
12 | 11 | 14 | 30396.994 | 110254.642 | 182644.635 | 202372.393 | 167582.586 |  | 0 | 0 |  | 0.03189%
12 | 11 | 15 | 10010.34 | 31880.004 | 98892.778 | 119050.081 | 110412.334 |  | 0 | 0 |  | 0.01727%
12 | 11 | 16 | 0 | 0 | 0 | 0 | 0 |  | 0 | 0 |  | 0%
12 | 11 | 17 | 0 | 0 | 0 | 0 | 0 |  | 0 | 0 |  | 0%
12 | 11 | 18 | 0 | 0 | 0 | 0 | 0 |  | 0 | 0 |  | 0%
12 | 11 | 19 | 0 | 0 | 0 | 0 | 0 |  | 0 | 0 |  | 0%
12 | 11 | 20 | 0 | 0 | 0 | 0 | 0 |  | 0 | 0 |  | 0%
12 | 11 | 21 | 0 | 0 | 0 | 0 | 0 |  | 0 | 0 |  | 0%
12 | 11 | 22 | 0 | 0 | 0 | 0 | 0 |  | 0 | 0 |  | 0%
12 | 11 | 23 | 0 | 0 | 0 | 0 | 0 |  | 0 | 0 |  | 0%
12 | 12 | 0 | 0 | 0 | 0 | 0 | 0 |  | 0 | 0 |  | 0%
12 | 12 | 1 | 0 | 0 | 0 | 0 | 0 |  | 0 | 0 |  | 0%
12 | 12 | 2 | 0 | 0 | 0 | 0 | 0 |  | 0 | 0 |  | 0%
12 | 12 | 3 | 0 | 0 | 0 | 0 | 0 |  | 0 | 0 |  | 0%
12 | 12 | 4 | 0 | 0 | 0 | 0 | 0 |  | 0 | 0 |  | 0%
12 | 12 | 5 | 0 | 0 | 0 | 0 | 0 |  | 0 | 0 |  | 0%
12 | 12 | 6 | 0 | 0 | 0 | 0 | 0 |  | 0 | 0 |  | 0%
12 | 12 | 7 | 14579.377 | 15530.968 | 12518.64 | 3982.987 | 3982.987 |  | 0 | 0 |  | 0.002186%
12 | 12 | 8 | 36745.182 | 39578.768 | 36411.492 | 28863.588 | 23503.665 |  | 0 | 0 |  | 0.006357%
12 | 12 | 9 | 45820.909 | 47753.217 | 47031.599 | 43989.133 | 40362.778 |  | 0 | 0 |  | 0.008211%
12 | 12 | 10 | 59248.461 | 62318.583 | 62466.299 | 59605.284 | 55211.544 |  | 0 | 0 |  | 0.01091%
12 | 12 | 11 | 101097.515 | 119654.592 | 125778.267 | 116195.362 | 95770.142 |  | 0 | 0 |  | 0.02196%
12 | 12 | 12 | 90565.886 | 111650.428 | 122815.718 | 118563.706 | 101230.597 |  | 0 | 0 |  | 0.02144%
12 | 12 | 13 | 68522.397 | 94437.831 | 111767.146 | 112922.088 | 97394.577 |  | 0 | 0 |  | 0.01951%
12 | 12 | 14 | 35583.95 | 39923.506 | 43952.289 | 45155.099 | 43037.578 |  | 0 | 0 |  | 0.007674%
12 | 12 | 15 | 18048.765 | 27583.179 | 52706.534 | 61400.355 | 56975.889 |  | 0 | 0 |  | 0.009202%
12 | 12 | 16 | 0 | 0 | 0 | 0 | 0 |  | 0 | 0 |  | 0%
12 | 12 | 17 | 0 | 0 | 0 | 0 | 0 |  | 0 | 0 |  | 0%
12 | 12 | 18 | 0 | 0 | 0 | 0 | 0 |  | 0 | 0 |  | 0%
12 | 12 | 19 | 0 | 0 | 0 | 0 | 0 |  | 0 | 0 |  | 0%
12 | 12 | 20 | 0 | 0 | 0 | 0 | 0 |  | 0 | 0 |  | 0%
12 | 12 | 21 | 0 | 0 | 0 | 0 | 0 |  | 0 | 0 |  | 0%
12 | 12 | 22 | 0 | 0 | 0 | 0 | 0 |  | 0 | 0 |  | 0%
12 | 12 | 23 | 0 | 0 | 0 | 0 | 0 |  | 0 | 0 |  | 0%
12 | 13 | 0 | 0 | 0 | 0 | 0 | 0 |  | 0 | 0 |  | 0%
12 | 13 | 1 | 0 | 0 | 0 | 0 | 0 |  | 0 | 0 |  | 0%
12 | 13 | 2 | 0 | 0 | 0 | 0 | 0 |  | 0 | 0 |  | 0%
12 | 13 | 3 | 0 | 0 | 0 | 0 | 0 |  | 0 | 0 |  | 0%
12 | 13 | 4 | 0 | 0 | 0 | 0 | 0 |  | 0 | 0 |  | 0%
12 | 13 | 5 | 0 | 0 | 0 | 0 | 0 |  | 0 | 0 |  | 0%
12 | 13 | 6 | 0 | 0 | 0 | 0 | 0 |  | 0 | 0 |  | 0%
12 | 13 | 7 | 581.184 | 581.184 | 581.184 | 581.184 | 581.184 |  | 0 | 0 |  | 0.0001015%
12 | 13 | 8 | 8144.899 | 8144.899 | 8144.899 | 8144.899 | 8144.899 |  | 0 | 0 |  | 0.001422%
12 | 13 | 9 | 20934.079 | 20942.634 | 20939.415 | 20926.308 | 20910.992 |  | 0 | 0 |  | 0.003656%
12 | 13 | 10 | 33561.989 | 33950.334 | 33968.179 | 33605.065 | 33073.785 |  | 0 | 0 |  | 0.00593%
12 | 13 | 11 | 44534.04 | 45573.543 | 45920.719 | 45372.136 | 44249.237 |  | 0 | 0 |  | 0.008017%
12 | 13 | 12 | 28130.324 | 28251.549 | 28318.85 | 28292.796 | 28188.652 |  | 0 | 0 |  | 0.004944%
12 | 13 | 13 | 31041.422 | 31537.009 | 31904.233 | 31927.897 | 31594.129 |  | 0 | 0 |  | 0.00557%
12 | 13 | 14 | 10182.135 | 10182.135 | 10182.135 | 10182.135 | 10182.135 |  | 0 | 0 |  | 0.001778%
12 | 13 | 15 | 13008.87 | 13240.082 | 13648.039 | 13844.653 | 13714.535 |  | 0 | 0 |  | 0.002383%
12 | 13 | 16 | 0 | 0 | 0 | 0 | 0 |  | 0 | 0 |  | 0%
12 | 13 | 17 | 0 | 0 | 0 | 0 | 0 |  | 0 | 0 |  | 0%
12 | 13 | 18 | 0 | 0 | 0 | 0 | 0 |  | 0 | 0 |  | 0%
12 | 13 | 19 | 0 | 0 | 0 | 0 | 0 |  | 0 | 0 |  | 0%
12 | 13 | 20 | 0 | 0 | 0 | 0 | 0 |  | 0 | 0 |  | 0%
12 | 13 | 21 | 0 | 0 | 0 | 0 | 0 |  | 0 | 0 |  | 0%
12 | 13 | 22 | 0 | 0 | 0 | 0 | 0 |  | 0 | 0 |  | 0%
12 | 13 | 23 | 0 | 0 | 0 | 0 | 0 |  | 0 | 0 |  | 0%
12 | 14 | 0 | 0 | 0 | 0 | 0 | 0 |  | 0 | 0 |  | 0%
12 | 14 | 1 | 0 | 0 | 0 | 0 | 0 |  | 0 | 0 |  | 0%
12 | 14 | 2 | 0 | 0 | 0 | 0 | 0 |  | 0 | 0 |  | 0%
12 | 14 | 3 | 0 | 0 | 0 | 0 | 0 |  | 0 | 0 |  | 0%
12 | 14 | 4 | 0 | 0 | 0 | 0 | 0 |  | 0 | 0 |  | 0%
12 | 14 | 5 | 0 | 0 | 0 | 0 | 0 |  | 0 | 0 |  | 0%
12 | 14 | 6 | 0 | 0 | 0 | 0 | 0 |  | 0 | 0 |  | 0%
12 | 14 | 7 | 16667.018 | 17699.735 | 14262.371 | 2594.164 | 2594.164 |  | 0 | 0 |  | 0.00249%
12 | 14 | 8 | 128237.922 | 153700.14 | 124914.257 | 53875.55 | 12172.876 |  | 0 | 0 |  | 0.02181%
12 | 14 | 9 | 175319.631 | 214918.916 | 200046.381 | 132823.386 | 47869.933 |  | 0 | 0 |  | 0.03493%
12 | 14 | 10 | 189788.532 | 243065.188 | 245341.102 | 195510.249 | 108839.891 |  | 0 | 0 |  | 0.04283%
12 | 14 | 11 | 178646.796 | 244845.293 | 265605.342 | 232264.581 | 157134.238 |  | 0 | 0 |  | 0.04637%
12 | 14 | 12 | 140478.737 | 213769.019 | 249948.038 | 235870.689 | 177912.296 |  | 0 | 0 |  | 0.04364%
12 | 14 | 13 | 88601.649 | 171490.679 | 222960.694 | 226017.383 | 179731.952 |  | 0 | 0 |  | 0.03893%
12 | 14 | 14 | 30740.393 | 104669.268 | 171733.281 | 189866.728 | 156693.914 |  | 0 | 0 |  | 0.02998%
12 | 14 | 15 | 11108.233 | 31698.547 | 92137.852 | 110613.95 | 101832.228 |  | 0 | 0 |  | 0.01609%
12 | 14 | 16 | 0 | 0 | 0 | 0 | 0 |  | 0 | 0 |  | 0%
12 | 14 | 17 | 0 | 0 | 0 | 0 | 0 |  | 0 | 0 |  | 0%
12 | 14 | 18 | 0 | 0 | 0 | 0 | 0 |  | 0 | 0 |  | 0%
12 | 14 | 19 | 0 | 0 | 0 | 0 | 0 |  | 0 | 0 |  | 0%
12 | 14 | 20 | 0 | 0 | 0 | 0 | 0 |  | 0 | 0 |  | 0%
12 | 14 | 21 | 0 | 0 | 0 | 0 | 0 |  | 0 | 0 |  | 0%
12 | 14 | 22 | 0 | 0 | 0 | 0 | 0 |  | 0 | 0 |  | 0%
12 | 14 | 23 | 0 | 0 | 0 | 0 | 0 |  | 0 | 0 |  | 0%
12 | 15 | 0 | 0 | 0 | 0 | 0 | 0 |  | 0 | 0 |  | 0%
12 | 15 | 1 | 0 | 0 | 0 | 0 | 0 |  | 0 | 0 |  | 0%
12 | 15 | 2 | 0 | 0 | 0 | 0 | 0 |  | 0 | 0 |  | 0%
12 | 15 | 3 | 0 | 0 | 0 | 0 | 0 |  | 0 | 0 |  | 0%
12 | 15 | 4 | 0 | 0 | 0 | 0 | 0 |  | 0 | 0 |  | 0%
12 | 15 | 5 | 0 | 0 | 0 | 0 | 0 |  | 0 | 0 |  | 0%
12 | 15 | 6 | 0 | 0 | 0 | 0 | 0 |  | 0 | 0 |  | 0%
12 | 15 | 7 | 17383.622 | 18474.675 | 14776.115 | 1723.006 | 1723.006 |  | 0 | 0 |  | 0.00258%
12 | 15 | 8 | 127256.149 | 152978.895 | 123751.726 | 51886.416 | 10921.019 |  | 0 | 0 |  | 0.02161%
12 | 15 | 9 | 172740.027 | 212786.146 | 197622.364 | 129482.484 | 43976.445 |  | 0 | 0 |  | 0.0345%
12 | 15 | 10 | 90744.899 | 104839.733 | 105420.526 | 92154.259 | 71101.106 |  | 0 | 0 |  | 0.01841%
12 | 15 | 11 | 120987.977 | 153044.506 | 163337.652 | 146686.375 | 110809.998 |  | 0 | 0 |  | 0.02852%
12 | 15 | 12 | 138496.509 | 213354.769 | 250318.625 | 235711.258 | 176267.939 |  | 0 | 0 |  | 0.0437%
12 | 15 | 13 | 87105.961 | 171097.542 | 223186.861 | 226134.78 | 179036.597 |  | 0 | 0 |  | 0.03897%
12 | 15 | 14 | 38172.799 | 61763.261 | 83588.601 | 89748.153 | 78438.587 |  | 0 | 0 |  | 0.01459%
12 | 15 | 15 | 9381.143 | 30560.263 | 92370.592 | 111267.834 | 102049.22 |  | 0 | 0 |  | 0.01613%
12 | 15 | 16 | 0 | 0 | 0 | 0 | 0 |  | 0 | 0 |  | 0%
12 | 15 | 17 | 0 | 0 | 0 | 0 | 0 |  | 0 | 0 |  | 0%
12 | 15 | 18 | 0 | 0 | 0 | 0 | 0 |  | 0 | 0 |  | 0%
12 | 15 | 19 | 0 | 0 | 0 | 0 | 0 |  | 0 | 0 |  | 0%
12 | 15 | 20 | 0 | 0 | 0 | 0 | 0 |  | 0 | 0 |  | 0%
12 | 15 | 21 | 0 | 0 | 0 | 0 | 0 |  | 0 | 0 |  | 0%
12 | 15 | 22 | 0 | 0 | 0 | 0 | 0 |  | 0 | 0 |  | 0%
12 | 15 | 23 | 0 | 0 | 0 | 0 | 0 |  | 0 | 0 |  | 0%
12 | 16 | 0 | 0 | 0 | 0 | 0 | 0 |  | 0 | 0 |  | 0%
12 | 16 | 1 | 0 | 0 | 0 | 0 | 0 |  | 0 | 0 |  | 0%
12 | 16 | 2 | 0 | 0 | 0 | 0 | 0 |  | 0 | 0 |  | 0%
12 | 16 | 3 | 0 | 0 | 0 | 0 | 0 |  | 0 | 0 |  | 0%
12 | 16 | 4 | 0 | 0 | 0 | 0 | 0 |  | 0 | 0 |  | 0%
12 | 16 | 5 | 0 | 0 | 0 | 0 | 0 |  | 0 | 0 |  | 0%
12 | 16 | 6 | 0 | 0 | 0 | 0 | 0 |  | 0 | 0 |  | 0%
12 | 16 | 7 | 2457.352 | 2503.652 | 2363.859 | 2129.685 | 2129.685 |  | 0 | 0 |  | 0.0004127%
12 | 16 | 8 | 62526.626 | 71852.833 | 61218.685 | 35827.367 | 20147.148 |  | 0 | 0 |  | 0.01069%
12 | 16 | 9 | 92989.281 | 108158.909 | 102332.408 | 77274.642 | 46901.846 |  | 0 | 0 |  | 0.01787%
12 | 16 | 10 | 94901.158 | 110251.574 | 110845.645 | 96347.641 | 73131.548 |  | 0 | 0 |  | 0.01935%
12 | 16 | 11 | 76710.957 | 86612.536 | 89818.253 | 84580.864 | 73618.846 |  | 0 | 0 |  | 0.01568%
12 | 16 | 12 | 62034.196 | 69607.322 | 73655.655 | 72020.674 | 65628.231 |  | 0 | 0 |  | 0.01286%
12 | 16 | 13 | 62212.342 | 81388.265 | 94335.906 | 95046.39 | 83190.114 |  | 0 | 0 |  | 0.01647%
12 | 16 | 14 | 34862.254 | 38980.254 | 42760.397 | 43863.815 | 41826.609 |  | 0 | 0 |  | 0.007465%
12 | 16 | 15 | 17169.248 | 22890.992 | 36594.04 | 41555.252 | 38702.829 |  | 0 | 0 |  | 0.006389%
12 | 16 | 16 | 0 | 0 | 0 | 0 | 0 |  | 0 | 0 |  | 0%
12 | 16 | 17 | 0 | 0 | 0 | 0 | 0 |  | 0 | 0 |  | 0%
12 | 16 | 18 | 0 | 0 | 0 | 0 | 0 |  | 0 | 0 |  | 0%
12 | 16 | 19 | 0 | 0 | 0 | 0 | 0 |  | 0 | 0 |  | 0%
12 | 16 | 20 | 0 | 0 | 0 | 0 | 0 |  | 0 | 0 |  | 0%
12 | 16 | 21 | 0 | 0 | 0 | 0 | 0 |  | 0 | 0 |  | 0%
12 | 16 | 22 | 0 | 0 | 0 | 0 | 0 |  | 0 | 0 |  | 0%
12 | 16 | 23 | 0 | 0 | 0 | 0 | 0 |  | 0 | 0 |  | 0%
12 | 17 | 0 | 0 | 0 | 0 | 0 | 0 |  | 0 | 0 |  | 0%
12 | 17 | 1 | 0 | 0 | 0 | 0 | 0 |  | 0 | 0 |  | 0%
12 | 17 | 2 | 0 | 0 | 0 | 0 | 0 |  | 0 | 0 |  | 0%
12 | 17 | 3 | 0 | 0 | 0 | 0 | 0 |  | 0 | 0 |  | 0%
12 | 17 | 4 | 0 | 0 | 0 | 0 | 0 |  | 0 | 0 |  | 0%
12 | 17 | 5 | 0 | 0 | 0 | 0 | 0 |  | 0 | 0 |  | 0%
12 | 17 | 6 | 0 | 0 | 0 | 0 | 0 |  | 0 | 0 |  | 0%
12 | 17 | 7 | 69.479 | 69.479 | 69.479 | 69.479 | 69.479 |  | 0 | 0 |  | 1.213e-05%
12 | 17 | 8 | 10195.316 | 10195.316 | 10195.316 | 10195.316 | 10195.316 |  | 0 | 0 |  | 0.00178%
12 | 17 | 9 | 5482.931 | 5482.931 | 5482.931 | 5482.931 | 5482.931 |  | 0 | 0 |  | 0.0009573%
12 | 17 | 10 | 49070.21 | 50998.944 | 51069.063 | 49239.488 | 46494.122 |  | 0 | 0 |  | 0.008916%
12 | 17 | 11 | 37081.987 | 37737.285 | 37951.062 | 37598.015 | 36885.07 |  | 0 | 0 |  | 0.006626%
12 | 17 | 12 | 32273.04 | 32720.038 | 32965.151 | 32864.721 | 32477.613 |  | 0 | 0 |  | 0.005755%
12 | 17 | 13 | 52618.541 | 62176.436 | 68762.752 | 69106.417 | 63035.503 |  | 0 | 0 |  | 0.01201%
12 | 17 | 14 | 37286.504 | 60795.216 | 82480.373 | 88539.247 | 77163.038 |  | 0 | 0 |  | 0.0144%
12 | 17 | 15 | 14075.586 | 14548.261 | 15350.056 | 15731.654 | 15468.704 |  | 0 | 0 |  | 0.00268%
12 | 17 | 16 | 0 | 0 | 0 | 0 | 0 |  | 0 | 0 |  | 0%
12 | 17 | 17 | 0 | 0 | 0 | 0 | 0 |  | 0 | 0 |  | 0%
12 | 17 | 18 | 0 | 0 | 0 | 0 | 0 |  | 0 | 0 |  | 0%
12 | 17 | 19 | 0 | 0 | 0 | 0 | 0 |  | 0 | 0 |  | 0%
12 | 17 | 20 | 0 | 0 | 0 | 0 | 0 |  | 0 | 0 |  | 0%
12 | 17 | 21 | 0 | 0 | 0 | 0 | 0 |  | 0 | 0 |  | 0%
12 | 17 | 22 | 0 | 0 | 0 | 0 | 0 |  | 0 | 0 |  | 0%
12 | 17 | 23 | 0 | 0 | 0 | 0 | 0 |  | 0 | 0 |  | 0%
12 | 18 | 0 | 0 | 0 | 0 | 0 | 0 |  | 0 | 0 |  | 0%
12 | 18 | 1 | 0 | 0 | 0 | 0 | 0 |  | 0 | 0 |  | 0%
12 | 18 | 2 | 0 | 0 | 0 | 0 | 0 |  | 0 | 0 |  | 0%
12 | 18 | 3 | 0 | 0 | 0 | 0 | 0 |  | 0 | 0 |  | 0%
12 | 18 | 4 | 0 | 0 | 0 | 0 | 0 |  | 0 | 0 |  | 0%
12 | 18 | 5 | 0 | 0 | 0 | 0 | 0 |  | 0 | 0 |  | 0%
12 | 18 | 6 | 0 | 0 | 0 | 0 | 0 |  | 0 | 0 |  | 0%
12 | 18 | 7 | 0 | 0 | 0 | 0 | 0 |  | 0 | 0 |  | 0%
12 | 18 | 8 | 13841.032 | 13886.408 | 13834.273 | 13715.187 | 13617.685 |  | 0 | 0 |  | 0.002415%
12 | 18 | 9 | 25411.792 | 25658.591 | 25561.457 | 25177.348 | 24731.409 |  | 0 | 0 |  | 0.004463%
12 | 18 | 10 | 25663.54 | 25763.493 | 25766.866 | 25671.683 | 25533.714 |  | 0 | 0 |  | 0.004499%
12 | 18 | 11 | 43732.826 | 44853.04 | 45216.249 | 44609.52 | 43388.533 |  | 0 | 0 |  | 0.007894%
12 | 18 | 12 | 69177.942 | 80003.487 | 85706.08 | 83337.857 | 74226.938 |  | 0 | 0 |  | 0.01496%
12 | 18 | 13 | 55650.017 | 66941.531 | 74649.018 | 75028.933 | 67894.476 |  | 0 | 0 |  | 0.01303%
12 | 18 | 14 | 24735.528 | 25415.452 | 26028.306 | 26214.782 | 25865.473 |  | 0 | 0 |  | 0.004544%
12 | 18 | 15 | 14962.11 | 15564.847 | 16576.121 | 17056.077 | 16722.348 |  | 0 | 0 |  | 0.002894%
12 | 18 | 16 | 0 | 0 | 0 | 0 | 0 |  | 0 | 0 |  | 0%
12 | 18 | 17 | 0 | 0 | 0 | 0 | 0 |  | 0 | 0 |  | 0%
12 | 18 | 18 | 0 | 0 | 0 | 0 | 0 |  | 0 | 0 |  | 0%
12 | 18 | 19 | 0 | 0 | 0 | 0 | 0 |  | 0 | 0 |  | 0%
12 | 18 | 20 | 0 | 0 | 0 | 0 | 0 |  | 0 | 0 |  | 0%
12 | 18 | 21 | 0 | 0 | 0 | 0 | 0 |  | 0 | 0 |  | 0%
12 | 18 | 22 | 0 | 0 | 0 | 0 | 0 |  | 0 | 0 |  | 0%
12 | 18 | 23 | 0 | 0 | 0 | 0 | 0 |  | 0 | 0 |  | 0%
12 | 19 | 0 | 0 | 0 | 0 | 0 | 0 |  | 0 | 0 |  | 0%
12 | 19 | 1 | 0 | 0 | 0 | 0 | 0 |  | 0 | 0 |  | 0%
12 | 19 | 2 | 0 | 0 | 0 | 0 | 0 |  | 0 | 0 |  | 0%
12 | 19 | 3 | 0 | 0 | 0 | 0 | 0 |  | 0 | 0 |  | 0%
12 | 19 | 4 | 0 | 0 | 0 | 0 | 0 |  | 0 | 0 |  | 0%
12 | 19 | 5 | 0 | 0 | 0 | 0 | 0 |  | 0 | 0 |  | 0%
12 | 19 | 6 | 0 | 0 | 0 | 0 | 0 |  | 0 | 0 |  | 0%
12 | 19 | 7 | 0 | 0 | 0 | 0 | 0 |  | 0 | 0 |  | 0%
12 | 19 | 8 | 13868.394 | 13917.686 | 13860.672 | 13730.769 | 13625.488 |  | 0 | 0 |  | 0.00242%
12 | 19 | 9 | 8650.921 | 8650.921 | 8650.921 | 8650.921 | 8650.921 |  | 0 | 0 |  | 0.00151%
12 | 19 | 10 | 55955.325 | 59111.523 | 59209.506 | 56192.089 | 51554.287 |  | 0 | 0 |  | 0.01034%
12 | 19 | 11 | 18463.067 | 18463.067 | 18463.067 | 18463.067 | 18463.067 |  | 0 | 0 |  | 0.003223%
12 | 19 | 12 | 26008.738 | 26085.297 | 26127.013 | 26109.447 | 26042.889 |  | 0 | 0 |  | 0.004561%
12 | 19 | 13 | 2443.245 | 2443.245 | 2443.245 | 2443.245 | 2443.245 |  | 0 | 0 |  | 0.0004266%
12 | 19 | 14 | 4959.159 | 4959.159 | 4959.159 | 4959.159 | 4959.159 |  | 0 | 0 |  | 0.0008658%
12 | 19 | 15 | 3337.177 | 3337.177 | 3337.177 | 3337.177 | 3337.177 |  | 0 | 0 |  | 0.0005826%
12 | 19 | 16 | 0 | 0 | 0 | 0 | 0 |  | 0 | 0 |  | 0%
12 | 19 | 17 | 0 | 0 | 0 | 0 | 0 |  | 0 | 0 |  | 0%
12 | 19 | 18 | 0 | 0 | 0 | 0 | 0 |  | 0 | 0 |  | 0%
12 | 19 | 19 | 0 | 0 | 0 | 0 | 0 |  | 0 | 0 |  | 0%
12 | 19 | 20 | 0 | 0 | 0 | 0 | 0 |  | 0 | 0 |  | 0%
12 | 19 | 21 | 0 | 0 | 0 | 0 | 0 |  | 0 | 0 |  | 0%
12 | 19 | 22 | 0 | 0 | 0 | 0 | 0 |  | 0 | 0 |  | 0%
12 | 19 | 23 | 0 | 0 | 0 | 0 | 0 |  | 0 | 0 |  | 0%
12 | 20 | 0 | 0 | 0 | 0 | 0 | 0 |  | 0 | 0 |  | 0%
12 | 20 | 1 | 0 | 0 | 0 | 0 | 0 |  | 0 | 0 |  | 0%
12 | 20 | 2 | 0 | 0 | 0 | 0 | 0 |  | 0 | 0 |  | 0%
12 | 20 | 3 | 0 | 0 | 0 | 0 | 0 |  | 0 | 0 |  | 0%
12 | 20 | 4 | 0 | 0 | 0 | 0 | 0 |  | 0 | 0 |  | 0%
12 | 20 | 5 | 0 | 0 | 0 | 0 | 0 |  | 0 | 0 |  | 0%
12 | 20 | 6 | 0 | 0 | 0 | 0 | 0 |  | 0 | 0 |  | 0%
12 | 20 | 7 | 10524.03 | 11307.207 | 8659.258 | 1315.474 | 1315.474 |  | 0 | 0 |  | 0.001512%
12 | 20 | 8 | 132787.514 | 160142.425 | 128062.647 | 51048.496 | 10416.378 |  | 0 | 0 |  | 0.02236%
12 | 20 | 9 | 122408.721 | 147345.854 | 137403.258 | 95074.83 | 44174.163 |  | 0 | 0 |  | 0.02399%
12 | 20 | 10 | 195972.261 | 253233.295 | 254827.129 | 199939.398 | 106206.394 |  | 0 | 0 |  | 0.04449%
12 | 20 | 11 | 185567.321 | 256144.552 | 277705.318 | 240673.963 | 159432.114 |  | 0 | 0 |  | 0.04848%
12 | 20 | 12 | 149657.445 | 233890.431 | 274980.836 | 257561.278 | 189660.491 |  | 0 | 0 |  | 0.04801%
12 | 20 | 13 | 92848.224 | 188133.33 | 246551.844 | 249054.788 | 194821.109 |  | 0 | 0 |  | 0.04304%
12 | 20 | 14 | 28308.67 | 114987.647 | 192872.03 | 213312.516 | 173404.756 |  | 0 | 0 |  | 0.03367%
12 | 20 | 15 | 15411.195 | 24677.577 | 47105.282 | 55018.022 | 50254.384 |  | 0 | 0 |  | 0.008224%
12 | 20 | 16 | 0 | 0 | 0 | 0 | 0 |  | 0 | 0 |  | 0%
12 | 20 | 17 | 0 | 0 | 0 | 0 | 0 |  | 0 | 0 |  | 0%
12 | 20 | 18 | 0 | 0 | 0 | 0 | 0 |  | 0 | 0 |  | 0%
12 | 20 | 19 | 0 | 0 | 0 | 0 | 0 |  | 0 | 0 |  | 0%
12 | 20 | 20 | 0 | 0 | 0 | 0 | 0 |  | 0 | 0 |  | 0%
12 | 20 | 21 | 0 | 0 | 0 | 0 | 0 |  | 0 | 0 |  | 0%
12 | 20 | 22 | 0 | 0 | 0 | 0 | 0 |  | 0 | 0 |  | 0%
12 | 20 | 23 | 0 | 0 | 0 | 0 | 0 |  | 0 | 0 |  | 0%
12 | 21 | 0 | 0 | 0 | 0 | 0 | 0 |  | 0 | 0 |  | 0%
12 | 21 | 1 | 0 | 0 | 0 | 0 | 0 |  | 0 | 0 |  | 0%
12 | 21 | 2 | 0 | 0 | 0 | 0 | 0 |  | 0 | 0 |  | 0%
12 | 21 | 3 | 0 | 0 | 0 | 0 | 0 |  | 0 | 0 |  | 0%
12 | 21 | 4 | 0 | 0 | 0 | 0 | 0 |  | 0 | 0 |  | 0%
12 | 21 | 5 | 0 | 0 | 0 | 0 | 0 |  | 0 | 0 |  | 0%
12 | 21 | 6 | 0 | 0 | 0 | 0 | 0 |  | 0 | 0 |  | 0%
12 | 21 | 7 | 15351.583 | 16181.956 | 13102.988 | 1516.698 | 1516.698 |  | 0 | 0 |  | 0.002288%
12 | 21 | 8 | 134637.97 | 162464.56 | 129571.794 | 50649.703 | 9507.654 |  | 0 | 0 |  | 0.02262%
12 | 21 | 9 | 179715.505 | 221644.496 | 204852.475 | 131482.446 | 40911.282 |  | 0 | 0 |  | 0.03576%
12 | 21 | 10 | 191617.136 | 246053.001 | 247411.223 | 195020.526 | 104655.124 |  | 0 | 0 |  | 0.0432%
12 | 21 | 11 | 180564.937 | 247994.506 | 268377.308 | 232920.901 | 154919.153 |  | 0 | 0 |  | 0.04686%
12 | 21 | 12 | 145820.233 | 225877.779 | 264690.14 | 248028.745 | 183413.463 |  | 0 | 0 |  | 0.04621%
12 | 21 | 13 | 80012.916 | 143169.598 | 182818.152 | 184421.853 | 147366.878 |  | 0 | 0 |  | 0.03192%
12 | 21 | 14 | 37717.753 | 68838.752 | 97053.585 | 104737.246 | 89702.549 |  | 0 | 0 |  | 0.01694%
12 | 21 | 15 | 15618.653 | 16252.964 | 17279.697 | 17762.947 | 17418.628 |  | 0 | 0 |  | 0.003017%
12 | 21 | 16 | 0 | 0 | 0 | 0 | 0 |  | 0 | 0 |  | 0%
12 | 21 | 17 | 0 | 0 | 0 | 0 | 0 |  | 0 | 0 |  | 0%
12 | 21 | 18 | 0 | 0 | 0 | 0 | 0 |  | 0 | 0 |  | 0%
12 | 21 | 19 | 0 | 0 | 0 | 0 | 0 |  | 0 | 0 |  | 0%
12 | 21 | 20 | 0 | 0 | 0 | 0 | 0 |  | 0 | 0 |  | 0%
12 | 21 | 21 | 0 | 0 | 0 | 0 | 0 |  | 0 | 0 |  | 0%
12 | 21 | 22 | 0 | 0 | 0 | 0 | 0 |  | 0 | 0 |  | 0%
12 | 21 | 23 | 0 | 0 | 0 | 0 | 0 |  | 0 | 0 |  | 0%
12 | 22 | 0 | 0 | 0 | 0 | 0 | 0 |  | 0 | 0 |  | 0%
12 | 22 | 1 | 0 | 0 | 0 | 0 | 0 |  | 0 | 0 |  | 0%
12 | 22 | 2 | 0 | 0 | 0 | 0 | 0 |  | 0 | 0 |  | 0%
12 | 22 | 3 | 0 | 0 | 0 | 0 | 0 |  | 0 | 0 |  | 0%
12 | 22 | 4 | 0 | 0 | 0 | 0 | 0 |  | 0 | 0 |  | 0%
12 | 22 | 5 | 0 | 0 | 0 | 0 | 0 |  | 0 | 0 |  | 0%
12 | 22 | 6 | 0 | 0 | 0 | 0 | 0 |  | 0 | 0 |  | 0%
12 | 22 | 7 | 14408.499 | 15321.756 | 12021.014 | 1209.185 | 1209.185 |  | 0 | 0 |  | 0.002099%
12 | 22 | 8 | 132504.298 | 159396.194 | 127288.455 | 50167.694 | 10564.753 |  | 0 | 0 |  | 0.02222%
12 | 22 | 9 | 181786.113 | 224235.456 | 207013.745 | 132717.392 | 42064.24 |  | 0 | 0 |  | 0.03614%
12 | 22 | 10 | 197254.278 | 254259.311 | 255521.565 | 200403.501 | 106268.28 |  | 0 | 0 |  | 0.04461%
12 | 22 | 11 | 185495.675 | 254602.7 | 275404.208 | 238791.836 | 158680.651 |  | 0 | 0 |  | 0.04808%
12 | 22 | 12 | 149549.311 | 231028.782 | 270414.981 | 253285.46 | 187344.92 |  | 0 | 0 |  | 0.04721%
12 | 22 | 13 | 93183.765 | 186773.227 | 243675.104 | 245811.095 | 192450.909 |  | 0 | 0 |  | 0.04254%
12 | 22 | 14 | 30443.504 | 115300.572 | 190363.497 | 209798.08 | 171117.066 |  | 0 | 0 |  | 0.03324%
12 | 22 | 15 | 8903.484 | 35646.003 | 107102.896 | 130142.964 | 116570.4 |  | 0 | 0 |  | 0.0187%
12 | 22 | 16 | 223.578 | 223.578 | 2223.601 | 2710.718 | 2626.911 |  | 0 | 0 |  | 0.0003882%
12 | 22 | 17 | 0 | 0 | 0 | 0 | 0 |  | 0 | 0 |  | 0%
12 | 22 | 18 | 0 | 0 | 0 | 0 | 0 |  | 0 | 0 |  | 0%
12 | 22 | 19 | 0 | 0 | 0 | 0 | 0 |  | 0 | 0 |  | 0%
12 | 22 | 20 | 0 | 0 | 0 | 0 | 0 |  | 0 | 0 |  | 0%
12 | 22 | 21 | 0 | 0 | 0 | 0 | 0 |  | 0 | 0 |  | 0%
12 | 22 | 22 | 0 | 0 | 0 | 0 | 0 |  | 0 | 0 |  | 0%
12 | 22 | 23 | 0 | 0 | 0 | 0 | 0 |  | 0 | 0 |  | 0%
12 | 23 | 0 | 0 | 0 | 0 | 0 | 0 |  | 0 | 0 |  | 0%
12 | 23 | 1 | 0 | 0 | 0 | 0 | 0 |  | 0 | 0 |  | 0%
12 | 23 | 2 | 0 | 0 | 0 | 0 | 0 |  | 0 | 0 |  | 0%
12 | 23 | 3 | 0 | 0 | 0 | 0 | 0 |  | 0 | 0 |  | 0%
12 | 23 | 4 | 0 | 0 | 0 | 0 | 0 |  | 0 | 0 |  | 0%
12 | 23 | 5 | 0 | 0 | 0 | 0 | 0 |  | 0 | 0 |  | 0%
12 | 23 | 6 | 0 | 0 | 0 | 0 | 0 |  | 0 | 0 |  | 0%
12 | 23 | 7 | 581.507 | 581.507 | 581.507 | 581.507 | 581.507 |  | 0 | 0 |  | 0.0001015%
12 | 23 | 8 | 22035.884 | 22518.087 | 21942.711 | 20647.629 | 19637.986 |  | 0 | 0 |  | 0.003831%
12 | 23 | 9 | 47270.631 | 49733.595 | 48712.466 | 44633.037 | 39867.985 |  | 0 | 0 |  | 0.008505%
12 | 23 | 10 | 64121.173 | 69831.465 | 69942.93 | 64390.805 | 55976.801 |  | 0 | 0 |  | 0.01221%
12 | 23 | 11 | 58721.386 | 61918.064 | 62913.723 | 61148.794 | 57576.881 |  | 0 | 0 |  | 0.01098%
12 | 23 | 12 | 48013.311 | 49639.674 | 50514.836 | 50126.469 | 48701.9 |  | 0 | 0 |  | 0.008819%
12 | 23 | 13 | 28010.896 | 28295.338 | 28501.718 | 28509.118 | 28313.201 |  | 0 | 0 |  | 0.004976%
12 | 23 | 14 | 19025.661 | 19027.45 | 19029.05 | 19029.523 | 19028.593 |  | 0 | 0 |  | 0.003322%
12 | 23 | 15 | 0 | 0 | 0 | 0 | 0 |  | 0 | 0 |  | 0%
12 | 23 | 16 | 0 | 0 | 0 | 0 | 0 |  | 0 | 0 |  | 0%
12 | 23 | 17 | 0 | 0 | 0 | 0 | 0 |  | 0 | 0 |  | 0%
12 | 23 | 18 | 0 | 0 | 0 | 0 | 0 |  | 0 | 0 |  | 0%
12 | 23 | 19 | 0 | 0 | 0 | 0 | 0 |  | 0 | 0 |  | 0%
12 | 23 | 20 | 0 | 0 | 0 | 0 | 0 |  | 0 | 0 |  | 0%
12 | 23 | 21 | 0 | 0 | 0 | 0 | 0 |  | 0 | 0 |  | 0%
12 | 23 | 22 | 0 | 0 | 0 | 0 | 0 |  | 0 | 0 |  | 0%
12 | 23 | 23 | 0 | 0 | 0 | 0 | 0 |  | 0 | 0 |  | 0%
12 | 24 | 0 | 0 | 0 | 0 | 0 | 0 |  | 0 | 0 |  | 0%
12 | 24 | 1 | 0 | 0 | 0 | 0 | 0 |  | 0 | 0 |  | 0%
12 | 24 | 2 | 0 | 0 | 0 | 0 | 0 |  | 0 | 0 |  | 0%
12 | 24 | 3 | 0 | 0 | 0 | 0 | 0 |  | 0 | 0 |  | 0%
12 | 24 | 4 | 0 | 0 | 0 | 0 | 0 |  | 0 | 0 |  | 0%
12 | 24 | 5 | 0 | 0 | 0 | 0 | 0 |  | 0 | 0 |  | 0%
12 | 24 | 6 | 0 | 0 | 0 | 0 | 0 |  | 0 | 0 |  | 0%
12 | 24 | 7 | 0 | 0 | 0 | 0 | 0 |  | 0 | 0 |  | 0%
12 | 24 | 8 | 18003.249 | 18223.327 | 17958.392 | 17363.953 | 16904.535 |  | 0 | 0 |  | 0.003135%
12 | 24 | 9 | 21265.861 | 21296.02 | 21283.323 | 21235.209 | 21179.864 |  | 0 | 0 |  | 0.003716%
12 | 24 | 10 | 9606.885 | 9606.885 | 9606.885 | 9606.885 | 9606.885 |  | 0 | 0 |  | 0.001677%
12 | 24 | 11 | 61408.606 | 64893.32 | 65971.523 | 64036.97 | 60131.444 |  | 0 | 0 |  | 0.01152%
12 | 24 | 12 | 99838.73 | 127865.52 | 142022.016 | 135670.669 | 112174.872 |  | 0 | 0 |  | 0.0248%
12 | 24 | 13 | 71027.211 | 96051.049 | 112406.718 | 112948.211 | 97407.975 |  | 0 | 0 |  | 0.01962%
12 | 24 | 14 | 13373.692 | 13373.692 | 13373.692 | 13373.692 | 13373.692 |  | 0 | 0 |  | 0.002335%
12 | 24 | 15 | 17913.2 | 18790.645 | 20157.708 | 20796.798 | 20332.087 |  | 0 | 0 |  | 0.003519%
12 | 24 | 16 | 0 | 0 | 33.131 | 81.744 | 73.215 |  | 0 | 0 |  | 5.784e-06%
12 | 24 | 17 | 0 | 0 | 0 | 0 | 0 |  | 0 | 0 |  | 0%
12 | 24 | 18 | 0 | 0 | 0 | 0 | 0 |  | 0 | 0 |  | 0%
12 | 24 | 19 | 0 | 0 | 0 | 0 | 0 |  | 0 | 0 |  | 0%
12 | 24 | 20 | 0 | 0 | 0 | 0 | 0 |  | 0 | 0 |  | 0%
12 | 24 | 21 | 0 | 0 | 0 | 0 | 0 |  | 0 | 0 |  | 0%
12 | 24 | 22 | 0 | 0 | 0 | 0 | 0 |  | 0 | 0 |  | 0%
12 | 24 | 23 | 0 | 0 | 0 | 0 | 0 |  | 0 | 0 |  | 0%
12 | 25 | 0 | 0 | 0 | 0 | 0 | 0 |  | 0 | 0 |  | 0%
12 | 25 | 1 | 0 | 0 | 0 | 0 | 0 |  | 0 | 0 |  | 0%
12 | 25 | 2 | 0 | 0 | 0 | 0 | 0 |  | 0 | 0 |  | 0%
12 | 25 | 3 | 0 | 0 | 0 | 0 | 0 |  | 0 | 0 |  | 0%
12 | 25 | 4 | 0 | 0 | 0 | 0 | 0 |  | 0 | 0 |  | 0%
12 | 25 | 5 | 0 | 0 | 0 | 0 | 0 |  | 0 | 0 |  | 0%
12 | 25 | 6 | 0 | 0 | 0 | 0 | 0 |  | 0 | 0 |  | 0%
12 | 25 | 7 | 9694.339 | 10420.05 | 7876.853 | 1834.019 | 1834.019 |  | 0 | 0 |  | 0.001375%
12 | 25 | 8 | 26314.817 | 27280.756 | 26100.09 | 23387.498 | 21588.166 |  | 0 | 0 |  | 0.004557%
12 | 25 | 9 | 60709.744 | 66385.025 | 63974.678 | 54419.991 | 43303.378 |  | 0 | 0 |  | 0.01117%
12 | 25 | 10 | 75298.003 | 83400.619 | 83508.618 | 75559.147 | 63358.732 |  | 0 | 0 |  | 0.01458%
12 | 25 | 11 | 75843.636 | 84718.367 | 87439.635 | 82495.523 | 72492.429 |  | 0 | 0 |  | 0.01527%
12 | 25 | 12 | 86862.944 | 106438.475 | 116447.425 | 111897.596 | 95273.228 |  | 0 | 0 |  | 0.02033%
12 | 25 | 13 | 60801.408 | 72837.743 | 80900.793 | 81148.591 | 73448.243 |  | 0 | 0 |  | 0.01412%
12 | 25 | 14 | 38070.867 | 42624.393 | 46704.521 | 47838.992 | 45556.272 |  | 0 | 0 |  | 0.008154%
12 | 25 | 15 | 18495.432 | 21028.356 | 25683.736 | 27628.95 | 26270.277 |  | 0 | 0 |  | 0.004484%
12 | 25 | 16 | 1121.2 | 1121.2 | 1121.2 | 1121.2 | 1121.2 |  | 0 | 0 |  | 0.0001957%
12 | 25 | 17 | 0 | 0 | 0 | 0 | 0 |  | 0 | 0 |  | 0%
12 | 25 | 18 | 0 | 0 | 0 | 0 | 0 |  | 0 | 0 |  | 0%
12 | 25 | 19 | 0 | 0 | 0 | 0 | 0 |  | 0 | 0 |  | 0%
12 | 25 | 20 | 0 | 0 | 0 | 0 | 0 |  | 0 | 0 |  | 0%
12 | 25 | 21 | 0 | 0 | 0 | 0 | 0 |  | 0 | 0 |  | 0%
12 | 25 | 22 | 0 | 0 | 0 | 0 | 0 |  | 0 | 0 |  | 0%
12 | 25 | 23 | 0 | 0 | 0 | 0 | 0 |  | 0 | 0 |  | 0%
12 | 26 | 0 | 0 | 0 | 0 | 0 | 0 |  | 0 | 0 |  | 0%
12 | 26 | 1 | 0 | 0 | 0 | 0 | 0 |  | 0 | 0 |  | 0%
12 | 26 | 2 | 0 | 0 | 0 | 0 | 0 |  | 0 | 0 |  | 0%
12 | 26 | 3 | 0 | 0 | 0 | 0 | 0 |  | 0 | 0 |  | 0%
12 | 26 | 4 | 0 | 0 | 0 | 0 | 0 |  | 0 | 0 |  | 0%
12 | 26 | 5 | 0 | 0 | 0 | 0 | 0 |  | 0 | 0 |  | 0%
12 | 26 | 6 | 0 | 0 | 0 | 0 | 0 |  | 0 | 0 |  | 0%
12 | 26 | 7 | 11735.734 | 12487.313 | 9691.117 | 1626.303 | 1626.303 |  | 0 | 0 |  | 0.001692%
12 | 26 | 8 | 23868.507 | 24454.897 | 23735.511 | 22132.554 | 20914.341 |  | 0 | 0 |  | 0.004144%
12 | 26 | 9 | 60546.764 | 66251.841 | 63799.25 | 54109.956 | 42821.47 |  | 0 | 0 |  | 0.01114%
12 | 26 | 10 | 90393.138 | 103804.536 | 103939.83 | 90722.685 | 70027.886 |  | 0 | 0 |  | 0.01815%
12 | 26 | 11 | 96185.843 | 113683.773 | 118963.853 | 109238.729 | 89264.262 |  | 0 | 0 |  | 0.02077%
12 | 26 | 12 | 96793.062 | 122713.266 | 135687.855 | 129726.977 | 107929.426 |  | 0 | 0 |  | 0.02369%
12 | 26 | 13 | 67154.831 | 87617.723 | 101028.39 | 101407.175 | 88551.712 |  | 0 | 0 |  | 0.01764%
12 | 26 | 14 | 36887.25 | 92469.13 | 140927.655 | 153462.853 | 127795.047 |  | 0 | 0 |  | 0.0246%
12 | 26 | 15 | 18433.901 | 24840.154 | 38121.369 | 43297.782 | 39769.294 |  | 0 | 0 |  | 0.006656%
12 | 26 | 16 | 0 | 0 | 0 | 0 | 0 |  | 0 | 0 |  | 0%
12 | 26 | 17 | 0 | 0 | 0 | 0 | 0 |  | 0 | 0 |  | 0%
12 | 26 | 18 | 0 | 0 | 0 | 0 | 0 |  | 0 | 0 |  | 0%
12 | 26 | 19 | 0 | 0 | 0 | 0 | 0 |  | 0 | 0 |  | 0%
12 | 26 | 20 | 0 | 0 | 0 | 0 | 0 |  | 0 | 0 |  | 0%
12 | 26 | 21 | 0 | 0 | 0 | 0 | 0 |  | 0 | 0 |  | 0%
12 | 26 | 22 | 0 | 0 | 0 | 0 | 0 |  | 0 | 0 |  | 0%
12 | 26 | 23 | 0 | 0 | 0 | 0 | 0 |  | 0 | 0 |  | 0%
12 | 27 | 0 | 0 | 0 | 0 | 0 | 0 |  | 0 | 0 |  | 0%
12 | 27 | 1 | 0 | 0 | 0 | 0 | 0 |  | 0 | 0 |  | 0%
12 | 27 | 2 | 0 | 0 | 0 | 0 | 0 |  | 0 | 0 |  | 0%
12 | 27 | 3 | 0 | 0 | 0 | 0 | 0 |  | 0 | 0 |  | 0%
12 | 27 | 4 | 0 | 0 | 0 | 0 | 0 |  | 0 | 0 |  | 0%
12 | 27 | 5 | 0 | 0 | 0 | 0 | 0 |  | 0 | 0 |  | 0%
12 | 27 | 6 | 0 | 0 | 0 | 0 | 0 |  | 0 | 0 |  | 0%
12 | 27 | 7 | 9369.784 | 10058.393 | 7566.982 | 1649.376 | 1649.376 |  | 0 | 0 |  | 0.001321%
12 | 27 | 8 | 24998.761 | 25784.889 | 24805.52 | 22583.795 | 21061.419 |  | 0 | 0 |  | 0.004331%
12 | 27 | 9 | 9310.831 | 9310.831 | 9310.831 | 9310.831 | 9310.831 |  | 0 | 0 |  | 0.001626%
12 | 27 | 10 | 64211.962 | 69710.197 | 69747.887 | 64303.082 | 56138.92 |  | 0 | 0 |  | 0.01218%
12 | 27 | 11 | 36240.785 | 36712.932 | 36857.049 | 36588.692 | 36065.098 |  | 0 | 0 |  | 0.006435%
12 | 27 | 12 | 81109.521 | 95770.692 | 103222.537 | 99751.953 | 87256.722 |  | 0 | 0 |  | 0.01802%
12 | 27 | 13 | 73967.465 | 102438.12 | 120688.953 | 121161.808 | 103594.299 |  | 0 | 0 |  | 0.02107%
12 | 27 | 14 | 40586.28 | 51873.793 | 61920.699 | 64656.457 | 59064.517 |  | 0 | 0 |  | 0.01081%
12 | 27 | 15 | 6547.355 | 6547.355 | 6547.355 | 6547.355 | 6547.355 |  | 0 | 0 |  | 0.001143%
12 | 27 | 16 | 655.308 | 655.308 | 655.308 | 655.308 | 655.308 |  | 0 | 0 |  | 0.0001144%
12 | 27 | 17 | 0 | 0 | 0 | 0 | 0 |  | 0 | 0 |  | 0%
12 | 27 | 18 | 0 | 0 | 0 | 0 | 0 |  | 0 | 0 |  | 0%
12 | 27 | 19 | 0 | 0 | 0 | 0 | 0 |  | 0 | 0 |  | 0%
12 | 27 | 20 | 0 | 0 | 0 | 0 | 0 |  | 0 | 0 |  | 0%
12 | 27 | 21 | 0 | 0 | 0 | 0 | 0 |  | 0 | 0 |  | 0%
12 | 27 | 22 | 0 | 0 | 0 | 0 | 0 |  | 0 | 0 |  | 0%
12 | 27 | 23 | 0 | 0 | 0 | 0 | 0 |  | 0 | 0 |  | 0%
12 | 28 | 0 | 0 | 0 | 0 | 0 | 0 |  | 0 | 0 |  | 0%
12 | 28 | 1 | 0 | 0 | 0 | 0 | 0 |  | 0 | 0 |  | 0%
12 | 28 | 2 | 0 | 0 | 0 | 0 | 0 |  | 0 | 0 |  | 0%
12 | 28 | 3 | 0 | 0 | 0 | 0 | 0 |  | 0 | 0 |  | 0%
12 | 28 | 4 | 0 | 0 | 0 | 0 | 0 |  | 0 | 0 |  | 0%
12 | 28 | 5 | 0 | 0 | 0 | 0 | 0 |  | 0 | 0 |  | 0%
12 | 28 | 6 | 0 | 0 | 0 | 0 | 0 |  | 0 | 0 |  | 0%
12 | 28 | 7 | 10981.434 | 11701.601 | 8937.887 | 1120.858 | 1120.858 |  | 0 | 0 |  | 0.00156%
12 | 28 | 8 | 22458.445 | 22960.655 | 22331.792 | 20941.454 | 19901.541 |  | 0 | 0 |  | 0.003899%
12 | 28 | 9 | 98711.31 | 115241.742 | 107956.61 | 78996.999 | 45235.836 |  | 0 | 0 |  | 0.01885%
12 | 28 | 10 | 118419.96 | 142247.723 | 142331.15 | 118623.23 | 80902.159 |  | 0 | 0 |  | 0.02485%
12 | 28 | 11 | 128124.254 | 161917.868 | 171927.861 | 153013.834 | 113848.765 |  | 0 | 0 |  | 0.03002%
12 | 28 | 12 | 121279.536 | 171801.521 | 196654.376 | 184972.223 | 142650.1 |  | 0 | 0 |  | 0.03433%
12 | 28 | 13 | 79704.774 | 121205.938 | 147461.848 | 148082.096 | 122719.737 |  | 0 | 0 |  | 0.02575%
12 | 28 | 14 | 41554.003 | 80801.864 | 115436.485 | 124536.799 | 105747.829 |  | 0 | 0 |  | 0.02015%
12 | 28 | 15 | 18728.217 | 26765.396 | 43618.683 | 50250.276 | 45650.505 |  | 0 | 0 |  | 0.007615%
12 | 28 | 16 | 203.775 | 203.775 | 203.775 | 203.775 | 203.775 |  | 0 | 0 |  | 3.558e-05%
12 | 28 | 17 | 0 | 0 | 0 | 0 | 0 |  | 0 | 0 |  | 0%
12 | 28 | 18 | 0 | 0 | 0 | 0 | 0 |  | 0 | 0 |  | 0%
12 | 28 | 19 | 0 | 0 | 0 | 0 | 0 |  | 0 | 0 |  | 0%
12 | 28 | 20 | 0 | 0 | 0 | 0 | 0 |  | 0 | 0 |  | 0%
12 | 28 | 21 | 0 | 0 | 0 | 0 | 0 |  | 0 | 0 |  | 0%
12 | 28 | 22 | 0 | 0 | 0 | 0 | 0 |  | 0 | 0 |  | 0%
12 | 28 | 23 | 0 | 0 | 0 | 0 | 0 |  | 0 | 0 |  | 0%
12 | 29 | 0 | 0 | 0 | 0 | 0 | 0 |  | 0 | 0 |  | 0%
12 | 29 | 1 | 0 | 0 | 0 | 0 | 0 |  | 0 | 0 |  | 0%
12 | 29 | 2 | 0 | 0 | 0 | 0 | 0 |  | 0 | 0 |  | 0%
12 | 29 | 3 | 0 | 0 | 0 | 0 | 0 |  | 0 | 0 |  | 0%
12 | 29 | 4 | 0 | 0 | 0 | 0 | 0 |  | 0 | 0 |  | 0%
12 | 29 | 5 | 0 | 0 | 0 | 0 | 0 |  | 0 | 0 |  | 0%
12 | 29 | 6 | 0 | 0 | 0 | 0 | 0 |  | 0 | 0 |  | 0%
12 | 29 | 7 | 583.208 | 583.208 | 583.208 | 583.208 | 583.208 |  | 0 | 0 |  | 0.0001018%
12 | 29 | 8 | 43964.867 | 48735.475 | 42581.328 | 28095.856 | 20058.965 |  | 0 | 0 |  | 0.007434%
12 | 29 | 9 | 173442.706 | 212128.172 | 194946.716 | 124359.172 | 39858.673 |  | 0 | 0 |  | 0.03404%
12 | 29 | 10 | 190713.069 | 243757.726 | 243763.417 | 190727.287 | 101258.567 |  | 0 | 0 |  | 0.04256%
12 | 29 | 11 | 112930.539 | 139744.352 | 147659.487 | 132517.919 | 101521.882 |  | 0 | 0 |  | 0.02578%
12 | 29 | 12 | 97514.36 | 125063.658 | 138809.44 | 132262.203 | 108903.208 |  | 0 | 0 |  | 0.02423%
12 | 29 | 13 | 79088.125 | 122874.46 | 150388.922 | 150978.254 | 124315.348 |  | 0 | 0 |  | 0.02626%
12 | 29 | 14 | 36078.912 | 113137.562 | 179657.119 | 196621.602 | 161247.641 |  | 0 | 0 |  | 0.03137%
12 | 29 | 15 | 16801.095 | 27854.574 | 50845.73 | 59999.898 | 53577.607 |  | 0 | 0 |  | 0.008877%
12 | 29 | 16 | 366.254 | 366.254 | 366.254 | 366.254 | 366.254 |  | 0 | 0 |  | 6.394e-05%
12 | 29 | 17 | 0 | 0 | 0 | 0 | 0 |  | 0 | 0 |  | 0%
12 | 29 | 18 | 0 | 0 | 0 | 0 | 0 |  | 0 | 0 |  | 0%
12 | 29 | 19 | 0 | 0 | 0 | 0 | 0 |  | 0 | 0 |  | 0%
12 | 29 | 20 | 0 | 0 | 0 | 0 | 0 |  | 0 | 0 |  | 0%
12 | 29 | 21 | 0 | 0 | 0 | 0 | 0 |  | 0 | 0 |  | 0%
12 | 29 | 22 | 0 | 0 | 0 | 0 | 0 |  | 0 | 0 |  | 0%
12 | 29 | 23 | 0 | 0 | 0 | 0 | 0 |  | 0 | 0 |  | 0%
12 | 30 | 0 | 0 | 0 | 0 | 0 | 0 |  | 0 | 0 |  | 0%
12 | 30 | 1 | 0 | 0 | 0 | 0 | 0 |  | 0 | 0 |  | 0%
12 | 30 | 2 | 0 | 0 | 0 | 0 | 0 |  | 0 | 0 |  | 0%
12 | 30 | 3 | 0 | 0 | 0 | 0 | 0 |  | 0 | 0 |  | 0%
12 | 30 | 4 | 0 | 0 | 0 | 0 | 0 |  | 0 | 0 |  | 0%
12 | 30 | 5 | 0 | 0 | 0 | 0 | 0 |  | 0 | 0 |  | 0%
12 | 30 | 6 | 0 | 0 | 0 | 0 | 0 |  | 0 | 0 |  | 0%
12 | 30 | 7 | 0 | 0 | 0 | 0 | 0 |  | 0 | 0 |  | 0%
12 | 30 | 8 | 7342.963 | 7342.963 | 7342.963 | 7342.963 | 7342.963 |  | 0 | 0 |  | 0.001282%
12 | 30 | 9 | 25829.2 | 26107.26 | 25980.561 | 25523.416 | 25003.796 |  | 0 | 0 |  | 0.004536%
12 | 30 | 10 | 26900.988 | 27054.102 | 27053.587 | 26899.744 | 26682.724 |  | 0 | 0 |  | 0.004723%
12 | 30 | 11 | 48259.361 | 49772.047 | 50223.565 | 49350.332 | 47658.762 |  | 0 | 0 |  | 0.008768%
12 | 30 | 12 | 54381.179 | 57614.571 | 59283.197 | 58478.075 | 55659.427 |  | 0 | 0 |  | 0.01035%
12 | 30 | 13 | 34007.464 | 34810.373 | 35386.206 | 35397.405 | 34837.403 |  | 0 | 0 |  | 0.006178%
12 | 30 | 14 | 19027.088 | 19057.451 | 19084.386 | 19092.114 | 19076.108 |  | 0 | 0 |  | 0.003332%
12 | 30 | 15 | 13872.951 | 14132.875 | 14506.041 | 14678.738 | 14549.615 |  | 0 | 0 |  | 0.002533%
12 | 30 | 16 | 0 | 0 | 0 | 0 | 0 |  | 0 | 0 |  | 0%
12 | 30 | 17 | 0 | 0 | 0 | 0 | 0 |  | 0 | 0 |  | 0%
12 | 30 | 18 | 0 | 0 | 0 | 0 | 0 |  | 0 | 0 |  | 0%
12 | 30 | 19 | 0 | 0 | 0 | 0 | 0 |  | 0 | 0 |  | 0%
12 | 30 | 20 | 0 | 0 | 0 | 0 | 0 |  | 0 | 0 |  | 0%
12 | 30 | 21 | 0 | 0 | 0 | 0 | 0 |  | 0 | 0 |  | 0%
12 | 30 | 22 | 0 | 0 | 0 | 0 | 0 |  | 0 | 0 |  | 0%
12 | 30 | 23 | 0 | 0 | 0 | 0 | 0 |  | 0 | 0 |  | 0%
12 | 31 | 0 | 0 | 0 | 0 | 0 | 0 |  | 0 | 0 |  | 0%
12 | 31 | 1 | 0 | 0 | 0 | 0 | 0 |  | 0 | 0 |  | 0%
12 | 31 | 2 | 0 | 0 | 0 | 0 | 0 |  | 0 | 0 |  | 0%
12 | 31 | 3 | 0 | 0 | 0 | 0 | 0 |  | 0 | 0 |  | 0%
12 | 31 | 4 | 0 | 0 | 0 | 0 | 0 |  | 0 | 0 |  | 0%
12 | 31 | 5 | 0 | 0 | 0 | 0 | 0 |  | 0 | 0 |  | 0%
12 | 31 | 6 | 0 | 0 | 0 | 0 | 0 |  | 0 | 0 |  | 0%
12 | 31 | 7 | 0 | 0 | 0 | 0 | 0 |  | 0 | 0 |  | 0%
12 | 31 | 8 | 7018.964 | 7018.964 | 7018.964 | 7018.964 | 7018.964 |  | 0 | 0 |  | 0.001225%
12 | 31 | 9 | 17333.637 | 17333.637 | 17333.637 | 17333.637 | 17333.637 |  | 0 | 0 |  | 0.003026%
12 | 31 | 10 | 33960.756 | 34394.244 | 34391.251 | 33953.531 | 33337.629 |  | 0 | 0 |  | 0.006004%
12 | 31 | 11 | 29208.635 | 29355.714 | 29399.319 | 29313.901 | 29149.507 |  | 0 | 0 |  | 0.005133%
12 | 31 | 12 | 44878.913 | 46126.919 | 46783.143 | 46462.998 | 45354.117 |  | 0 | 0 |  | 0.008168%
12 | 31 | 13 | 34473.272 | 35207.301 | 35732.93 | 35742.082 | 35229.392 |  | 0 | 0 |  | 0.006239%
12 | 31 | 14 | 24593.395 | 25017.442 | 25393.396 | 25500.921 | 25276.972 |  | 0 | 0 |  | 0.004433%
12 | 31 | 15 | 13115.008 | 13200.403 | 13321.209 | 13377.041 | 13335.174 |  | 0 | 0 |  | 0.002326%
12 | 31 | 16 | 0 | 0 | 0 | 0 | 0 |  | 0 | 0 |  | 0%
12 | 31 | 17 | 0 | 0 | 0 | 0 | 0 |  | 0 | 0 |  | 0%
12 | 31 | 18 | 0 | 0 | 0 | 0 | 0 |  | 0 | 0 |  | 0%
12 | 31 | 19 | 0 | 0 | 0 | 0 | 0 |  | 0 | 0 |  | 0%
12 | 31 | 20 | 0 | 0 | 0 | 0 | 0 |  | 0 | 0 |  | 0%
12 | 31 | 21 | 0 | 0 | 0 | 0 | 0 |  | 0 | 0 |  | 0%
12 | 31 | 22 | 0 | 0 | 0 | 0 | 0 |  | 0 | 0 |  | 0%
12 | 31 | 23 | 0 | 0 | 0 | 0 | 0 |  | 0 | 0 |  | 0%