## Program-Level Adjustments Tab
EEPS Adjustable Savings Goal Template - Program-Level Adjustments Tab
Updated 07/12/17
Program Administrator: | North Shore
| January 1, 2018 - December 31, 2018, Plan Year 2018 |  |  |  | January 1, 2019 - December 31, 2019, Plan Year 2019 |  |  |  | January 1, 2020 - December 31, 2020, Plan Year 2020 |  |  |  | January 1, 2021 - December 31, 2021, Plan Year 2021 |  |  |  | January 1, 2018 - December 31, 2021 Plan Period
| Plan Energy Savings Goal (Therms) | Adjusted Energy Savings Goal (Therms) | Energy Savings Adjustment to Plan Goal (Therms) | Brief Explanation of Significant Adjustments | Plan Energy Savings Goal (Therms) | Adjusted Energy Savings Goal (Therms) | Energy Savings Adjustment to Plan Goal (Therms) | Brief Explanation of Significant Adjustments | Plan Energy Savings Goal (Therms) | Adjusted Energy Savings Goal (Therms) | Energy Savings Adjustment to Plan Goal (Therms) | Brief Explanation of Significant Adjustments | Plan Energy Savings Goal (Therms) | Adjusted Energy Savings Goal (Therms) | Energy Savings Adjustment to Plan Goal (Therms) | Brief Explanation of Significant Adjustments | Plan Energy Savings Goal (Therms) | Adjusted Energy Savings Goal (Therms) | Energy Savings Adjustment to Plan Goal (Therms)
Program | 2018 | 2018 | 2018 | 2018 | 2019 | 2019 | 2019 | 2019 | 2020 | 2020 | 2020 | 2020 | 2021 | 2021 | 2021 | 2021 | Plan Period | Plan Period | Plan Period
(a) | (b) | (c) | (d)=(c-b) | (e) | (f) | (g) | (h)=(g-f) | (i) | (j) | (k) | (l)=(k-j) | (m) | (n) | (o) | (p)=(o-n) | (q) | (r)=(b+f+j+n) | (s)=(c+g+k+o) | (t)=(s-r)
Res - Outreach & Education | 588750 | 588750 | 0 |  | 333928.033 | 333928.033 | 0 |  | 329179.8012 | 329179.8012 | 0 |  | 323649.4348 | 323649.4348 | 0 |  | 1575507.269 | 1575507.269 | 0
Res - SF Assessments | 124049.7045 | 124049.7045 | 0 |  | 124049.7045 | 124049.7045 | 0 |  | 122274.5371 | 122274.5371 | 0 |  | 124049.7045 | 124049.7045 | 0 |  | 494423.6505 | 494423.6505 | 0
Res - MF Assessments | 15256.3977 | 15256.3977 | 0 |  | 15256.3977 | 15256.3977 | 0 |  | 14103.8119 | 14103.8119 | 0 |  | 15256.3977 | 15256.3977 | 0 |  | 59873.0049 | 59873.0049 | 0
Res - SF Rebates | 212166.7646 | 212166.7646 | 0 |  | 212166.7646 | 212166.7646 | 0 |  | 212166.7646 | 212166.7646 | 0 |  | 212166.7646 | 212166.7646 | 0 |  | 848667.0584 | 848667.0584 | 0
Res - MF Standard Rebates | 0 | 0 | 0 |  | 0 | 0 | 0 |  | 0 | 0 | 0 |  | 0 | 0 | 0 |  | 0 | 0 | 0
Res - MF PTA Rebates | 13772.4539 | 13772.4539 | 0 |  | 13772.4539 | 13772.4539 | 0 |  | 13772.4539 | 13772.4539 | 0 |  | 13772.4539 | 13772.4539 | 0 |  | 55089.8155 | 55089.8155 | 0
Res - MF Rebates | 2808 | 2808 | 0 |  | 2808 | 2808 | 0 |  | 936 | 936 | 0 |  | 2808 | 2808 | 0 |  | 9360 | 9360 | 0
Bus - CI Assessments | 298117.0748 | 298117.0748 | 0 |  | 298117.0748 | 298117.0748 | 0 |  | 226105.0748 | 226105.0748 | 0 |  | 298117.0748 | 298117.0748 | 0 |  | 1120456.2991 | 1120456.2991 | 0
Bus - SB Assessments | 7274.4684 | 7274.4684 | 0 |  | 7274.4684 | 7274.4684 | 0 |  | 7274.4684 | 7274.4684 | 0 |  | 7274.4684 | 7274.4684 | 0 |  | 29097.8734 | 29097.8734 | 0
Bus - CI Rebates | 521482.8723 | 521482.8723 | 0 |  | 521482.8723 | 521482.8723 | 0 |  | 455587.8723 | 455587.8723 | 0 |  | 521482.8723 | 521482.8723 | 0 |  | 2020036.4893 | 2020036.4893 | 0
Bus - SB Rebates | 38221.0724 | 38221.0724 | 0 |  | 38221.0724 | 38221.0724 | 0 |  | 34357.0724 | 34357.0724 | 0 |  | 38221.0724 | 38221.0724 | 0 |  | 149020.2896 | 149020.2896 | 0
Bus - SB Rebates -PTA | 31883.7309 | 31883.7309 | 0 |  | 31883.7309 | 31883.7309 | 0 |  | 31883.7309 | 31883.7309 | 0 |  | 31883.7309 | 31883.7309 | 0 |  | 127534.9236 | 127534.9236 | 0
Bus - Public Assessments | 55107.4773 | 55107.4773 | 0 |  | 55107.4773 | 55107.4773 | 0 |  | 55107.4773 | 55107.4773 | 0 |  | 55107.4773 | 55107.4773 | 0 |  | 220429.909 | 220429.909 | 0
Bus - Public Rebates | 206449.4571 | 206449.4571 | 0 |  | 206449.4571 | 206449.4571 | 0 |  | 206449.4571 | 206449.4571 | 0 |  | 206449.4571 | 206449.4571 | 0 |  | 825797.8285 | 825797.8285 | 0
Low Income - Outreach & Education | 0 | 0 | 0 |  | 0 | 0 | 0 |  | 0 | 0 | 0 |  | 0 | 0 | 0 |  | 0 | 0 | 0
Low Income - SF Retrofit | 38110.2888 | 38110.2888 | 0 |  | 38110.2888 | 38110.2888 | 0 |  | 38110.2888 | 38110.2888 | 0 |  | 38110.2888 | 38110.2888 | 0 |  | 152441.1554 | 152441.1554 | 0
Low Income - MF Retrofit | 43090.2781 | 43090.2781 | 0 |  | 43090.2781 | 43090.2781 | 0 |  | 43090.2781 | 43090.2781 | 0 |  | 43090.2781 | 43090.2781 | 0 |  | 172361.1124 | 172361.1124 | 0
Low Income - SF New Construction | 0 | 0 | 0 |  | 0 | 0 | 0 |  | 0 | 0 | 0 |  | 0 | 0 | 0 |  | 0 | 0 | 0
Low Income - MF New Construction | 0 | 0 | 0 |  | 0 | 0 | 0 |  | 0 | 0 | 0 |  | 0 | 0 | 0 |  | 0 | 0 | 0
Portfolio Total (Therms) | 2196540.0407 | 2196540.0407 | 0 |  | 1941718.0737 | 1941718.0737 | 0 |  | 1790399.0888 | 1790399.0888 | 0 |  | 1931439.4755 | 1931439.4755 | 0 |  | 7860096.6787 | 7860096.6787 | 0
low income | 81200.5669 |  |  |  | 81200.5669 |  |  |  | 81200.5669 |  |  |  | 81200.5669
residential | 956803.3206 |  |  |  | 701981.3536 |  |  |  | 692433.3687 |  |  |  | 691702.7554
outreach | 588750 |  |  |  | 333928.033 |  |  |  | 329179.8012 |  |  |  | 323649.4348
single | 336216.4691 |  |  |  | 336216.4691 |  |  |  | 334441.3017 |  |  |  | 336216.4691
multi | 31836.8515 |  |  |  | 31836.8515 |  |  |  | 28812.2658 |  |  |  | 31836.8515
total C&i | 1158536.1532 | #REF! | #REF! | 0 | 1158536.1532 | 0 | 0 | 0 | 1016765.1532 | 0 | 0 | 0 | 1158536.1532
C&I | 819599.9471 |  |  |  | 819599.9471 |  |  |  | 681692.9471 |  |  |  | 819599.9471
SB | 77379.2717 |  |  |  | 77379.2717 |  |  |  | 73515.2717 |  |  |  | 77379.2717
Public | 261556.9344 |  |  |  | 261556.9344 |  |  |  | 261556.9344 |  |  |  | 261556.9344
Note on A1: The Measure-Level Adjustments Tab should be completed first before completing the Program-Level Adjustments Tab. As a general principle, when completing the EEPS Adjustable Savings Goal Template, Program Administrators should follow the calculation instructions specified in the comment boxes as well as the column headers and column labels (row 7) in the EEPS Adjustable Savings Goal Template.
Note on A2: Please specify the current date in this cell and in the filename when saving the document.
Note on A3: Please specify the name of the Program Administrator.
Note on B5: 2018 Plan Energy Savings Goal: The value contained in column (b) – 2018 Plan Energy Savings Goal for the “Program A” row of the Program-Level Adjustments Tab should be equal to the sum of the values set forth in column (t) – 2018 Plan Goal for the rows associated with “Program A” Measures (Program designation specified in column (a)) of the Measure-Level Adjustments Tab.
Note on C5: 2018 Adjusted Energy Savings Goal: The value contained in column (c) – 2018 Adjusted Energy Savings Goal for the “Program A” row of the Program-Level Adjustments Tab should be equal to the sum of the values set forth in column (aw) – 2018 Final Goal for the rows associated with “Program A” Measures (as listed in column (a)) of the Measure-Level Adjustments Tab.
Note on D5: Complete columns (d), (h), (l), (p), and (t) – Energy Savings Adjustment to Plan Goal by following the calculation instructions specified in the header row containing column labels to calculate the savings differential between the Adjusted Energy Savings Goal and the Plan Energy Savings Goal for the applicable Program Year and the Plan period; column (d)=(c-b), column (h)=(g-f), column (l)=(k-j), column (p)=(o-n), and column (t)=(s-r).
Note on E5: Briefly describe the main cause of the significant savings goal adjustments.
Note on F5: 2019 Plan Energy Savings Goal: The value contained in column (f) – 2019 Plan Energy Savings Goal for the “Program A” row of the Program-Level Adjustments Tab should be equal to the sum of the values set forth in column (u) – 2019 Plan Goal for the rows associated with “Program A” Measures (Program designation specified in column (a)) of the Measure-Level Adjustments Tab.
Note on G5: 2019 Adjusted Energy Savings Goal: The value contained in column (g) – 2019 Adjusted Energy Savings Goal for the “Program A” row of the Program-Level Adjustments Tab should be equal to the sum of the values set forth in column (ax) – 2019 Final Goal for the rows associated with “Program A” Measures (as listed in column (a)) of the Measure-Level Adjustments Tab.
Note on H5: Complete columns (d), (h), (l), (p), and (t) – Energy Savings Adjustment to Plan Goal by following the calculation instructions specified in the header row containing column labels to calculate the savings differential between the Adjusted Energy Savings Goal and the Plan Energy Savings Goal for the applicable Program Year and the Plan period; column (d)=(c-b), column (h)=(g-f), column (l)=(k-j), column (p)=(o-n), and column (t)=(s-r).
Note on I5: Briefly describe the main cause of the significant savings goal adjustments.
Note on J5: 2020 Plan Energy Savings Goal: The value contained in column (j) – 2020 Plan Energy Savings Goal for the “Program A” row of the Program-Level Adjustments Tab should be equal to the sum of the values set forth in column (v) – 2020 Plan Goal for the rows associated with “Program A” Measures (Program designation specified in column (a)) of the Measure-Level Adjustments Tab.
Note on K5: 2020 Adjusted Energy Savings Goal: The value contained in column (k) – 2020 Adjusted Energy Savings Goal for the “Program A” row of the Program-Level Adjustments Tab should be equal to the sum of the values set forth in column (ay) – 2020 Final Goal for the rows associated with “Program A” Measures (as listed in column (a)) of the Measure-Level Adjustments Tab.
Note on L5: Complete columns (d), (h), (l), (p), and (t) – Energy Savings Adjustment to Plan Goal by following the calculation instructions specified in the header row containing column labels to calculate the savings differential between the Adjusted Energy Savings Goal and the Plan Energy Savings Goal for the applicable Program Year and the Plan period; column (d)=(c-b), column (h)=(g-f), column (l)=(k-j), column (p)=(o-n), and column (t)=(s-r).
Note on M5: Briefly describe the main cause of the significant savings goal adjustments.
Note on N5: 2021 Plan Energy Savings Goal: The value contained in column (n) – 2021 Plan Energy Savings Goal for the “Program A” row of the Program-Level Adjustments Tab should be equal to the sum of the values set forth in column (w) – 2021 Plan Goal for the rows associated with “Program A” Measures (Program designation specified in column (a)) of the Measure-Level Adjustments Tab.
Note on O5: 2021 Adjusted Energy Savings Goal: The value contained in column (o) – 2021 Adjusted Energy Savings Goal for the “Program A” row of the Program-Level Adjustments Tab should be equal to the sum of the values set forth in column (az) – 2021 Final Goal for the rows associated with “Program A” Measures (as listed in column (a)) of the Measure-Level Adjustments Tab.
Note on P5: Complete columns (d), (h), (l), (p), and (t) – Energy Savings Adjustment to Plan Goal by following the calculation instructions specified in the header row containing column labels to calculate the savings differential between the Adjusted Energy Savings Goal and the Plan Energy Savings Goal for the applicable Program Year and the Plan period; column (d)=(c-b), column (h)=(g-f), column (l)=(k-j), column (p)=(o-n), and column (t)=(s-r).
Note on Q5: Briefly describe the main cause of the significant savings goal adjustments.
Note on R5: Complete column (r) – Plan Period Plan Energy Savings Goal by following the calculation instructions specified in the header row containing column labels; column (r)=(b+f+j+n). Thus, the resulting value contained in column (r) should be equal to the sum of the values contained in column (b) – 2018 Plan Energy Savings Goal, column (f) – 2019 Plan Energy Savings Goal, column (j) – 2020 Plan Energy Savings Goal, and column (n) – 2021 Plan Energy Savings Goal.
Note on S5: Complete column (s) – Plan Period Adjusted Energy Savings Goal by following the calculation instructions specified in the header row containing column labels; column (s)=(c+g+k+o). Thus, the resulting value contained in column (s) should be equal to the sum of the values contained in column (c) – 2018 Adjusted Energy Savings Goal, column (g) – 2019 Adjusted Energy Savings Goal, column (k) – 2020 Adjusted Energy Savings Goal, and column (o) – 2021 Adjusted Energy Savings Goal. Note: Each Program Administrator’s actual Portfolio Final Adjusted Net Energy Savings Goal for the Plan Period may not be known until after the Commission approves the 2022 IL-TRM, which may include IL-TRM updates specified as errata Measures applicable to 2021 that might necessitate additional energy savings goal adjustments to be made for the last Program Year to obtain an accurate calculation of the Final Adjusted Net Energy Savings Goal for the Plan Period.
Note on T5: Complete columns (d), (h), (l), (p), and (t) – Energy Savings Adjustment to Plan Goal by following the calculation instructions specified in the header row containing column labels to calculate the savings differential between the Adjusted Energy Savings Goal and the Plan Energy Savings Goal for the applicable Program Year and the Plan period; column (d)=(c-b), column (h)=(g-f), column (l)=(k-j), column (p)=(o-n), and column (t)=(s-r).
Note on A6: Column (a) – Program: List the name of the Energy Efficiency Program. The name of the Program should correspond with one of the Program names specified in column (a) of the Measure-Level Adjustments Tab.
Note on A27: Portfolio Total (Therms): Below the rows of Programs, calculate the sum of the rows of Program savings within a column for the respective fuel type (Therms). Note: The values contained in the row, Portfolio Total (Therms), in the Program-Level Adjustments Tab for columns (b), (f), (j), (n), and (r) should be equal to the values contained in the row, Portfolio Total (Therms), of the Measure-Level Adjustments Tab for columns (t), (u), (v), (w), and (x) respectively. The values contained in the row, Portfolio Total (Therms), in the Program-Level Adjustments Tab for columns (c), (g), (k), (o), and (s) should be equal to the values contained in the row, Portfolio Total (Therms), of the Measure-Level Adjustments Tab for columns (aw), (ax), (ay), (az), and (ba) respectively.
Note on B27: Portfolio Total (Therms): Below the rows of Programs, calculate the sum of the rows of Program savings for the respective fuel type (Therms) for columns (b), (f), (j), and (n). Note: The values contained in the row, Portfolio Total (Therms), in the Program-Level Adjustments Tab for columns (b), (f), (j), (n), and (r) should be equal to the values contained in the row, Portfolio Total (Therms), of the Measure-Level Adjustments Tab for columns (t), (u), (v), (w), and (x) respectively.
Note on C27: Portfolio Total (Therms): Below the rows of Programs, calculate the sum of the rows of Program savings for the respective fuel type (Therms) for columns (c), (g), (k), and (o). Note: The values contained in the row, Portfolio Total (Therms), in the Program-Level Adjustments Tab for columns (c), (g), (k), (o), and (s) should be equal to the values contained in the row, Portfolio Total (Therms), of the Measure-Level Adjustments Tab for columns (aw), (ax), (ay), (az), and (ba) respectively.
Note on F27: Portfolio Total (Therms): Below the rows of Programs, calculate the sum of the rows of Program savings for the respective fuel type (Therms) for columns (b), (f), (j), and (n). Note: The values contained in the row, Portfolio Total (Therms), in the Program-Level Adjustments Tab for columns (b), (f), (j), (n), and (r) should be equal to the values contained in the row, Portfolio Total (Therms), of the Measure-Level Adjustments Tab for columns (t), (u), (v), (w), and (x) respectively.
Note on G27: Portfolio Total (Therms): Below the rows of Programs, calculate the sum of the rows of Program savings for the respective fuel type (Therms) for columns (c), (g), (k), and (o). Note: The values contained in the row, Portfolio Total (Therms), in the Program-Level Adjustments Tab for columns (c), (g), (k), (o), and (s) should be equal to the values contained in the row, Portfolio Total (Therms), of the Measure-Level Adjustments Tab for columns (aw), (ax), (ay), (az), and (ba) respectively.
Note on J27: Portfolio Total (Therms): Below the rows of Programs, calculate the sum of the rows of Program savings for the respective fuel type (Therms) for columns (b), (f), (j), and (n). Note: The values contained in the row, Portfolio Total (Therms), in the Program-Level Adjustments Tab for columns (b), (f), (j), (n), and (r) should be equal to the values contained in the row, Portfolio Total (Therms), of the Measure-Level Adjustments Tab for columns (t), (u), (v), (w), and (x) respectively.
Note on K27: Portfolio Total (Therms): Below the rows of Programs, calculate the sum of the rows of Program savings for the respective fuel type (Therms) for columns (c), (g), (k), and (o). Note: The values contained in the row, Portfolio Total (Therms), in the Program-Level Adjustments Tab for columns (c), (g), (k), (o), and (s) should be equal to the values contained in the row, Portfolio Total (Therms), of the Measure-Level Adjustments Tab for columns (aw), (ax), (ay), (az), and (ba) respectively.
Note on N27: Portfolio Total (Therms): Below the rows of Programs, calculate the sum of the rows of Program savings for the respective fuel type (Therms) for columns (b), (f), (j), and (n). Note: The values contained in the row, Portfolio Total (Therms), in the Program-Level Adjustments Tab for columns (b), (f), (j), (n), and (r) should be equal to the values contained in the row, Portfolio Total (Therms), of the Measure-Level Adjustments Tab for columns (t), (u), (v), (w), and (x) respectively.
Note on O27: Portfolio Total (Therms): Below the rows of Programs, calculate the sum of the rows of Program savings for the respective fuel type (Therms) for columns (c), (g), (k), and (o). Note: The values contained in the row, Portfolio Total (Therms), in the Program-Level Adjustments Tab for columns (c), (g), (k), (o), and (s) should be equal to the values contained in the row, Portfolio Total (Therms), of the Measure-Level Adjustments Tab for columns (aw), (ax), (ay), (az), and (ba) respectively.
Note on R27: Portfolio Total (Therms) Plan Energy Savings Goal: Below the rows of Programs, calculate the sum of the rows of Program savings within a column for the respective fuel type (Therms). The resulting value contained in column (r) in the row, Portfolio Total (Therms), should be equal to the value of the Program Administrator’s energy savings goal specified in its approved Plan from the Plan docket, and this value should also be equal to the value contained in column (x) in the row, Portfolio Total (Therms), of the Measure-Level Adjustments Tab.
Note on S27: Portfolio Total (Therms) Adjusted Energy Savings Goal: Below the rows of Programs, calculate the sum of the rows of Program savings within a column for the respective fuel type (Therms). Note: The value contained in the row, Portfolio Total (Therms), in the Program-Level Adjustments Tab for column (s) should be equal to the value contained in the row, Portfolio Total (Therms), of the Measure-Level Adjustments Tab for column (ba). Note: Each Program Administrator’s actual Portfolio Final Adjusted Net Energy Savings Goal for the Plan period may not be known until after the Commission approves the 2022 IL-TRM, which may include IL-TRM updates specified as errata Measures applicable to 2021 that might necessitate additional energy savings goal adjustments to be made for the last Program Year to obtain an accurate calculation of the Final Adjusted Net Energy Savings Goal for the Plan Period.

## Measure-Level Adjustments Tab
EEPS Adjustable Savings Goal Template - Measure-Level Adjustments Tab
Updated 07/12/17
Program Administrator: | North Shore
|  |  |  | Approved Energy Efficiency Plan Key Assumptions - Plan Participation |  |  |  |  | Approved Energy Efficiency Plan Key Assumptions | [5 empty] | Approved Energy Efficiency Plan Key Assumptions | [8 empty] | Plan Year 2018 Savings Goal Adjustment | [5 empty] | Plan Year 2019 Savings Goal Adjustment | [5 empty] | Plan Year 2020 Savings Goal Adjustment | [5 empty] | Plan Year 2021 Savings Goal Adjustment | [5 empty] | Final Adjusted Net Energy Savings Goals |  |  |  |  | Approved Energy Efficiency Plan Key Assumptions - Measure-Level Algorithm Inputs
|  |  |  | Plan Number of Units (Fixed Parameters for Calculating Adjustable Savings Goals) |  |  |  |  | Plan Gross Unit Savings (Therms) | [5 empty] | Plan Net-to-Gross Values (Fixed Parameters for Calculating Adjustable Savings Goals) |  |  |  | Plan Energy Savings Goals (Therms) |  |  |  |  | 2018 Gross Unit Savings, Effective January 1, 2018 - December 31, 2018 |  |  |  | Adjusted Energy Savings Goal (Therms) | Energy Savings Adjustment to Plan Goal (Therms) | 2019 Gross Unit Savings, Effective January 1, 2019 - December 31, 2019 |  |  |  | Adjusted Energy Savings Goal (Therms) | Energy Savings Adjustment to Plan Goal (Therms) | 2020 Gross Unit Savings, Effective January 1, 2020 - December 31, 2020 |  |  |  | Adjusted Energy Savings Goal (Therms) | Energy Savings Adjustment to Plan Goal (Therms) | 2021 Gross Unit Savings, Effective January 1, 2021 - December 31, 2021 |  |  |  | Adjusted Energy Savings Goal (Therms) | Energy Savings Adjustment to Plan Goal (Therms) | [5 empty] | Not derived from values in the IL-TRM, and therefore will not necessitate a change in savings goals if the IL-TRM is updated. Note: The Key Custom Input Assumptions specified in column (bb) should remain fixed over the Plan period when calculating the Gross Unit Savings for the Measure for the applicable Program Years set forth in columns (aa), (ag), (am), and (as), unless consensus is reached at SAG that the extenuating circumstance warrants an adjustment. | Derived from the IL-TRM that, if changed in the IL-TRM in the future, would therefore necessitate a savings goal adjustment, unless consensus is reached at SAG that the extenuating circumstance warrants no adjustment.
Program | Measure | IL-TRM Adjustable? (1 if yes; 0 if no) | IL-TRM Section / Custom | Unit of Participation | 2018 Plan Number of Units (Fixed) | 2019 Plan Number of Units (Fixed) | 2020 Plan Number of Units (Fixed) | 2021 Plan Number of Units (Fixed) | IL-TRM Measure Code from IL-TRMv6.0 | Reference Document Explaining Gross Unit Savings Calculation Details | 2018 Plan Gross Unit Savings | 2019 Plan Gross Unit Savings | 2020 Plan Gross Unit Savings | 2021 Plan Gross Unit Savings | 2018 Plan NTG (Fixed) | 2019 Plan NTG (Fixed) | 2020 Plan NTG (Fixed) | 2021 Plan NTG (Fixed) | 2018 Plan Goal | 2019 Plan Goal | 2020 Plan Goal | 2021 Plan Goal | Total Plan Period Goal | IL-TRM Measure Code from IL-TRMv6.0 or errata applicable to 2018 | Reference Document Explaining Gross Unit Savings Calculation Details | 2018 Gross Unit Savings (Therms) | Gross Unit Savings Adjustment Explanation | 2018 Adjusted Goal | 2018 IL-TRM Adjustment | IL-TRM Measure Code from the 2019 IL-TRM or errata applicable to 2019 | Reference Document Explaining Gross Unit Savings Calculation Details | 2019 Gross Unit Savings (Therms) | Gross Unit Savings Adjustment Explanation | 2019 Adjusted Goal | 2019 IL-TRM Adjustment | IL-TRM Measure Code from the 2020 IL-TRM or errata applicable to 2020 | Reference Document Explaining Gross Unit Savings Calculation Details | 2020 Gross Unit Savings (Therms) | Gross Unit Savings Adjustment Explanation | 2020 Adjusted Goal | 2020 IL-TRM Adjustment | IL-TRM Measure Code from the 2021 IL-TRM or errata applicable to 2021 | Reference Document Explaining Gross Unit Savings Calculation Details | 2021 Gross Unit Savings (Therms) | Gross Unit Savings Adjustment Explanation | 2021 Adjusted Goal | 2021 IL-TRM Adjustment | 2018 Final Savings Goal (Therms) | 2019 Final Savings Goal (Therms) | 2020 Final Savings Goal (Therms) | 2021 Final Savings Goal (Therms) | Plan Period Final Savings Goal (Therms) | Key Custom Input Assumptions (if none, specify NA) | Key IL-TRM Input Assumptions
(a) | (b) | (c) | (d) | (e) | (f) | (g) | (h) | (i) | (j) | (k) | (l) | (m) | (n) | (o) | (p) | (q) | (r) | (s) | (t)=(f x l x p) | (u)=(g x m x q) | (v)=(h x n x r) | (w)=(i x o x s) | (x)=(t+u+v+w) | (y) | (z) | (aa) | (ab) | (ac)=(f x aa x p) | (ad)=(ac-t) | (ae) | (af) | (ag) | (ah) | (ai)=(g x ag x q) | (aj)=(ai-u) | (ak) | (al) | (am) | (an) | (ao)=(h x am x r) | (ap)=(ao-v) | (aq) | (ar) | (as) | (at) | (au)=(i x as x s) | (av)=(au-w) | (aw)=(ac) [if (c)=1]; (aw)=(t) [if (c)=0] | (ax)=(ai) [if (c)=1]; (ax)=(u) [if (c)=0] | (ay)=(ao) [if (c)=1]; (ay)=(v) [if (c)=0] | (az)=(au) [if (c)=1]; (az)=(w) [if (c)=0] | (ba)=(aw+ax+ay+az) | (bb) | (bc)
Res - Outreach & Education | Behavior 2018 1st Year | 1 | 6.1.1 | each | 54000 | 0 | 0 | 0 | CC-BEH-BEHP-V02-16061 | Exhibit 1.5A_R North Shore EEPS_Adjustable_Savings_Goal_Template.xlsx, Behavioral Tab | 10.6481 | 0 | 0 | 0 | 100% | 100% | 100% | 100% | 575000 | 0 | 0 | 0 | 575000 |  |  | 10.6481 |  | 575000 | 0 |  | 0 | 0 |  | 0 | 0 |  |  | 0 |  | 0 | 0 |  |  | 0 |  | 0 | 0 | 575000 | 0 | 0 | 0 | 575000 | n/a | Exhibit 1.5A_R North Shore EEPS_Adjustable_Savings_Goal_Template.xlsx, Behavioral Tab
Res - Outreach & Education | Behavior 2019 1st Year | 1 | 6.1.1 | each | 0 | 52800 | 0 | 0 | CC-BEH-BEHP-V02-16061 | Exhibit 1.5A_R North Shore EEPS_Adjustable_Savings_Goal_Template.xlsx, Behavioral Tab | 0 | 6.064 | 0 | 0 | 100% | 100% | 100% | 100% | 0 | 320178.033 | 0 | 0 | 320178.033 |  |  | 0 |  | 0 | 0 |  | 0 | 6.064 |  | 320178.033 | 0 |  |  | 0 |  | 0 | 0 |  |  | 0 |  | 0 | 0 | 0 | 320178.033 | 0 | 0 | 320178.033 | n/a | Exhibit 1.5A_R North Shore EEPS_Adjustable_Savings_Goal_Template.xlsx, Behavioral Tab
Res - Outreach & Education | Behavior 2020 1st Year | 1 | 6.1.1 | each | 0 | 0 | 51600 | 0 | CC-BEH-BEHP-V02-16061 | Exhibit 1.5A_R North Shore EEPS_Adjustable_Savings_Goal_Template.xlsx, Behavioral Tab | 0 | 0 | 6.113 | 0 | 100% | 100% | 100% | 100% | 0 | 0 | 315429.8012 | 0 | 315429.8012 |  |  | 0 |  | 0 | 0 |  | 0 | 0 |  | 0 | 0 |  |  | 6.113 |  | 315429.8012 | 0 |  |  | 0 |  | 0 | 0 | 0 | 0 | 315429.8012 | 0 | 315429.8012 | n/a | Exhibit 1.5A_R North Shore EEPS_Adjustable_Savings_Goal_Template.xlsx, Behavioral Tab
Res - Outreach & Education | Behavior 2021 1st Year | 1 | 6.1.1 | each | 0 | 0 | 0 | 50400 | CC-BEH-BEHP-V02-16061 | Exhibit 1.5A_R North Shore EEPS_Adjustable_Savings_Goal_Template.xlsx, Behavioral Tab | 0 | 0 | 0 | 6.1488 | 100% | 100% | 100% | 100% | 0 | 0 | 0 | 309899.4348 | 309899.4348 |  |  | 0 |  | 0 | 0 |  | 0 | 0 |  | 0 | 0 |  |  | 0 |  | 0 | 0 |  |  | 6.1488 |  | 309899.4348 | 0 | 0 | 0 | 0 | 309899.4348 | 309899.4348 | n/a | Exhibit 1.5A_R North Shore EEPS_Adjustable_Savings_Goal_Template.xlsx, Behavioral Tab
Res - Outreach & Education | Behavior 2018 Y1 Persistence | 1 | 6.1.1 | each | 0 | 0 | 0 | 0 | CC-BEH-BEHP-V02-16061 | Exhibit 1.5A_R North Shore EEPS_Adjustable_Savings_Goal_Template.xlsx, Behavioral Tab | 0 | 0 | 0 | 0 | 100% | 100% | 100% | 100% | 0 | 0 | 0 | 0 | 0 |  |  | 0 |  | 0 | 0 |  | 0 | 0 |  | 0 | 0 |  |  | 0 |  | 0 | 0 |  |  | 0 |  | 0 | 0 | 0 | 0 | 0 | 0 | 0 | n/a | Exhibit 1.5A_R North Shore EEPS_Adjustable_Savings_Goal_Template.xlsx, Behavioral Tab
Res - Outreach & Education | Behavior 2018 Y2 Persistence | 1 | 6.1.1 | each | 0 | 0 | 0 | 0 | CC-BEH-BEHP-V02-16061 | Exhibit 1.5A_R North Shore EEPS_Adjustable_Savings_Goal_Template.xlsx, Behavioral Tab | 0 | 0 | 0 | 0 | 100% | 100% | 100% | 100% | 0 | 0 | 0 | 0 | 0 |  |  | 0 |  | 0 | 0 |  | 0 | 0 |  | 0 | 0 |  |  | 0 |  | 0 | 0 |  |  | 0 |  | 0 | 0 | 0 | 0 | 0 | 0 | 0 | n/a | Exhibit 1.5A_R North Shore EEPS_Adjustable_Savings_Goal_Template.xlsx, Behavioral Tab
Res - Outreach & Education | Behavior 2018 Y3 Persistence | 1 | 6.1.1 | each | 0 | 0 | 0 | 0 | CC-BEH-BEHP-V02-16061 | Exhibit 1.5A_R North Shore EEPS_Adjustable_Savings_Goal_Template.xlsx, Behavioral Tab | 0 | 0 | 0 | 0 | 100% | 100% | 100% | 100% | 0 | 0 | 0 | 0 | 0 |  |  | 0 |  | 0 | 0 |  | 0 | 0 |  | 0 | 0 |  |  | 0 |  | 0 | 0 |  |  | 0 |  | 0 | 0 | 0 | 0 | 0 | 0 | 0 | n/a | Exhibit 1.5A_R North Shore EEPS_Adjustable_Savings_Goal_Template.xlsx, Behavioral Tab
Res - Outreach & Education | Behavior 2018 Y4 Persistence | 1 | 6.1.1 | each | 0 | 0 | 0 | 0 | CC-BEH-BEHP-V02-16061 | Exhibit 1.5A_R North Shore EEPS_Adjustable_Savings_Goal_Template.xlsx, Behavioral Tab | 0 | 0 | 0 | 0 | 100% | 100% | 100% | 100% | 0 | 0 | 0 | 0 | 0 |  |  | 0 |  | 0 | 0 |  | 0 | 0 |  | 0 | 0 |  |  | 0 |  | 0 | 0 |  |  | 0 |  | 0 | 0 | 0 | 0 | 0 | 0 | 0 | n/a | Exhibit 1.5A_R North Shore EEPS_Adjustable_Savings_Goal_Template.xlsx, Behavioral Tab
Res - Outreach & Education | Behavior 2019 Y1 Persistence | 1 | 6.1.1 | each | 0 | 0 | 0 | 0 | CC-BEH-BEHP-V02-16061 | Exhibit 1.5A_R North Shore EEPS_Adjustable_Savings_Goal_Template.xlsx, Behavioral Tab | 0 | 0 | 0 | 0 | 100% | 100% | 100% | 100% | 0 | 0 | 0 | 0 | 0 |  |  | 0 |  | 0 | 0 |  | 0 | 0 |  | 0 | 0 |  |  | 0 |  | 0 | 0 |  |  | 0 |  | 0 | 0 | 0 | 0 | 0 | 0 | 0 | n/a | Exhibit 1.5A_R North Shore EEPS_Adjustable_Savings_Goal_Template.xlsx, Behavioral Tab
Res - Outreach & Education | Behavior 2019 Y2 Persistence | 1 | 6.1.1 | each | 0 | 0 | 0 | 0 | CC-BEH-BEHP-V02-16061 | Exhibit 1.5A_R North Shore EEPS_Adjustable_Savings_Goal_Template.xlsx, Behavioral Tab | 0 | 0 | 0 | 0 | 100% | 100% | 100% | 100% | 0 | 0 | 0 | 0 | 0 |  |  | 0 |  | 0 | 0 |  | 0 | 0 |  | 0 | 0 |  |  | 0 |  | 0 | 0 |  |  | 0 |  | 0 | 0 | 0 | 0 | 0 | 0 | 0 | n/a | Exhibit 1.5A_R North Shore EEPS_Adjustable_Savings_Goal_Template.xlsx, Behavioral Tab
Res - Outreach & Education | Behavior 2019 Y3 Persistence | 1 | 6.1.1 | each | 0 | 0 | 0 | 0 | CC-BEH-BEHP-V02-16061 | Exhibit 1.5A_R North Shore EEPS_Adjustable_Savings_Goal_Template.xlsx, Behavioral Tab | 0 | 0 | 0 | 0 | 100% | 100% | 100% | 100% | 0 | 0 | 0 | 0 | 0 |  |  | 0 |  | 0 | 0 |  | 0 | 0 |  | 0 | 0 |  |  | 0 |  | 0 | 0 |  |  | 0 |  | 0 | 0 | 0 | 0 | 0 | 0 | 0 | n/a | Exhibit 1.5A_R North Shore EEPS_Adjustable_Savings_Goal_Template.xlsx, Behavioral Tab
Res - Outreach & Education | Behavior 2019 Y4 Persistence | 1 | 6.1.1 | each | 0 | 0 | 0 | 0 | CC-BEH-BEHP-V02-16061 | Exhibit 1.5A_R North Shore EEPS_Adjustable_Savings_Goal_Template.xlsx, Behavioral Tab | 0 | 0 | 0 | 0 | 100% | 100% | 100% | 100% | 0 | 0 | 0 | 0 | 0 |  |  | 0 |  | 0 | 0 |  | 0 | 0 |  | 0 | 0 |  |  | 0 |  | 0 | 0 |  |  | 0 |  | 0 | 0 | 0 | 0 | 0 | 0 | 0 | n/a | Exhibit 1.5A_R North Shore EEPS_Adjustable_Savings_Goal_Template.xlsx, Behavioral Tab
Res - Outreach & Education | Behavior 2020 Y1 Persistence | 1 | 6.1.1 | each | 0 | 0 | 0 | 0 | CC-BEH-BEHP-V02-16061 | Exhibit 1.5A_R North Shore EEPS_Adjustable_Savings_Goal_Template.xlsx, Behavioral Tab | 0 | 0 | 0 | 0 | 100% | 100% | 100% | 100% | 0 | 0 | 0 | 0 | 0 |  |  | 0 |  | 0 | 0 |  | 0 | 0 |  | 0 | 0 |  |  | 0 |  | 0 | 0 |  |  | 0 |  | 0 | 0 | 0 | 0 | 0 | 0 | 0 | n/a | Exhibit 1.5A_R North Shore EEPS_Adjustable_Savings_Goal_Template.xlsx, Behavioral Tab
Res - Outreach & Education | Behavior 2020 Y2 Persistence | 1 | 6.1.1 | each | 0 | 0 | 0 | 0 | CC-BEH-BEHP-V02-16061 | Exhibit 1.5A_R North Shore EEPS_Adjustable_Savings_Goal_Template.xlsx, Behavioral Tab | 0 | 0 | 0 | 0 | 100% | 100% | 100% | 100% | 0 | 0 | 0 | 0 | 0 |  |  | 0 |  | 0 | 0 |  | 0 | 0 |  | 0 | 0 |  |  | 0 |  | 0 | 0 |  |  | 0 |  | 0 | 0 | 0 | 0 | 0 | 0 | 0 | n/a | Exhibit 1.5A_R North Shore EEPS_Adjustable_Savings_Goal_Template.xlsx, Behavioral Tab
Res - Outreach & Education | Behavior 2020 Y3 Persistence | 1 | 6.1.1 | each | 0 | 0 | 0 | 0 | CC-BEH-BEHP-V02-16061 | Exhibit 1.5A_R North Shore EEPS_Adjustable_Savings_Goal_Template.xlsx, Behavioral Tab | 0 | 0 | 0 | 0 | 100% | 100% | 100% | 100% | 0 | 0 | 0 | 0 | 0 |  |  | 0 |  | 0 | 0 |  | 0 | 0 |  | 0 | 0 |  |  | 0 |  | 0 | 0 |  |  | 0 |  | 0 | 0 | 0 | 0 | 0 | 0 | 0 | n/a | Exhibit 1.5A_R North Shore EEPS_Adjustable_Savings_Goal_Template.xlsx, Behavioral Tab
Res - Outreach & Education | Behavior 2020 Y4 Persistence | 1 | 6.1.1 | each | 0 | 0 | 0 | 0 | CC-BEH-BEHP-V02-16061 | Exhibit 1.5A_R North Shore EEPS_Adjustable_Savings_Goal_Template.xlsx, Behavioral Tab | 0 | 0 | 0 | 0 | 100% | 100% | 100% | 100% | 0 | 0 | 0 | 0 | 0 |  |  | 0 |  | 0 | 0 |  | 0 | 0 |  | 0 | 0 |  |  | 0 |  | 0 | 0 |  |  | 0 |  | 0 | 0 | 0 | 0 | 0 | 0 | 0 | n/a | Exhibit 1.5A_R North Shore EEPS_Adjustable_Savings_Goal_Template.xlsx, Behavioral Tab
Res - Outreach & Education | Behavior 2021 Y1 Persistence | 1 | 6.1.1 | each | 0 | 0 | 0 | 0 | CC-BEH-BEHP-V02-16061 | Exhibit 1.5A_R North Shore EEPS_Adjustable_Savings_Goal_Template.xlsx, Behavioral Tab | 0 | 0 | 0 | 0 | 100% | 100% | 100% | 100% | 0 | 0 | 0 | 0 | 0 |  |  | 0 |  | 0 | 0 |  | 0 | 0 |  | 0 | 0 |  |  | 0 |  | 0 | 0 |  |  | 0 |  | 0 | 0 | 0 | 0 | 0 | 0 | 0 | n/a | Exhibit 1.5A_R North Shore EEPS_Adjustable_Savings_Goal_Template.xlsx, Behavioral Tab
Res - Outreach & Education | Behavior 2021 Y2 Persistence | 1 | 6.1.1 | each | 0 | 0 | 0 | 0 | CC-BEH-BEHP-V02-16061 | Exhibit 1.5A_R North Shore EEPS_Adjustable_Savings_Goal_Template.xlsx, Behavioral Tab | 0 | 0 | 0 | 0 | 100% | 100% | 100% | 100% | 0 | 0 | 0 | 0 | 0 |  |  | 0 |  | 0 | 0 |  | 0 | 0 |  | 0 | 0 |  |  | 0 |  | 0 | 0 |  |  | 0 |  | 0 | 0 | 0 | 0 | 0 | 0 | 0 | n/a | Exhibit 1.5A_R North Shore EEPS_Adjustable_Savings_Goal_Template.xlsx, Behavioral Tab
Res - Outreach & Education | Behavior 2021 Y3 Persistence | 1 | 6.1.1 | each | 0 | 0 | 0 | 0 | CC-BEH-BEHP-V02-16061 | Exhibit 1.5A_R North Shore EEPS_Adjustable_Savings_Goal_Template.xlsx, Behavioral Tab | 0 | 0 | 0 | 0 | 100% | 100% | 100% | 100% | 0 | 0 | 0 | 0 | 0 |  |  | 0 |  | 0 | 0 |  | 0 | 0 |  | 0 | 0 |  |  | 0 |  | 0 | 0 |  |  | 0 |  | 0 | 0 | 0 | 0 | 0 | 0 | 0 | n/a | Exhibit 1.5A_R North Shore EEPS_Adjustable_Savings_Goal_Template.xlsx, Behavioral Tab
Res - Outreach & Education | Behavior 2021 Y4 Persistence | 1 | 6.1.1 | each | 0 | 0 | 0 | 0 | CC-BEH-BEHP-V02-16061 | Exhibit 1.5A_R North Shore EEPS_Adjustable_Savings_Goal_Template.xlsx, Behavioral Tab | 0 | 0 | 0 | 0 | 100% | 100% | 100% | 100% | 0 | 0 | 0 | 0 | 0 |  |  | 0 |  | 0 | 0 |  | 0 | 0 |  | 0 | 0 |  |  | 0 |  | 0 | 0 |  |  | 0 |  | 0 | 0 | 0 | 0 | 0 | 0 | 0 | n/a | Exhibit 1.5A_R North Shore EEPS_Adjustable_Savings_Goal_Template.xlsx, Behavioral Tab
Res - Outreach & Education | Energy Education | 0 | Custom | each | 1375 | 1375 | 1375 | 1375 | Custom | Custom | 10 | 10 | 10 | 10 | 100% | 100% | 100% | 100% | 13750 | 13750 | 13750 | 13750 | 55000 |  |  | 10 |  | 13750 | 0 |  | 0 | 10 |  | 13750 | 0 |  |  | 10 |  | 13750 | 0 |  |  | 10 |  | 13750 | 0 | 13750 | 13750 | 13750 | 13750 | 55000 | n/a | Custom
Res - SF Assessments | Bathroom Aerator | 1 | 5.4.4 | each | 3920 | 3920 | 3864 | 3920 | RS-HWE-LFFA-V06-180101 | Exhibit 1.5A_R North Shore EEPS_Adjustable_Savings_Goal_Template.xlsx, Unit Savings Calculations Tab | 0.69292 | 0.69292 | 0.69292 | 0.69292 | 96% | 96% | 96% | 96% | 2607.5986 | 2607.5986 | 2570.3472 | 2607.5986 | 10393.1432 |  |  | 0.69292 |  | 2607.5986 | 0 |  | 0 | 0.69292 |  | 2607.5986 | 0 |  |  | 0.69292 |  | 2570.3472 | 0 |  |  | 0.69292 |  | 2607.5986 | 0 | 2607.5986 | 2607.5986 | 2570.3472 | 2607.5986 | 10393.1432 | n/a | Exhibit 1.5A_R North Shore EEPS_Adjustable_Savings_Goal_Template.xlsx, Unit Savings Calculations Tab
Res - SF Assessments | Kitchen Aerator | 1 | 5.4.4 | each | 823 | 823 | 811 | 823 | RS-HWE-LFFA-V06-180101 | Exhibit 1.5A_R North Shore EEPS_Adjustable_Savings_Goal_Template.xlsx, Unit Savings Calculations Tab | 5.6045 | 5.6045 | 5.6045 | 5.6045 | 96% | 96% | 96% | 96% | 4428.0361 | 4428.0361 | 4363.4718 | 4428.0361 | 17647.5801 |  |  | 5.6045 |  | 4428.0361 | 0 |  | 0 | 5.6045 |  | 4428.0361 | 0 |  |  | 5.6045 |  | 4363.4718 | 0 |  |  | 5.6045 |  | 4428.0361 | 0 | 4428.0361 | 4428.0361 | 4363.4718 | 4428.0361 | 17647.5801 | n/a | Exhibit 1.5A_R North Shore EEPS_Adjustable_Savings_Goal_Template.xlsx, Unit Savings Calculations Tab
Res - SF Assessments | Showerhead | 1 | 5.4.5 | each | 3315 | 3315 | 3267 | 3315 | RS-HWE-LFSH-V05-180101 | Exhibit 1.5A_R North Shore EEPS_Adjustable_Savings_Goal_Template.xlsx, Unit Savings Calculations Tab | 14.0397 | 14.0397 | 14.0397 | 14.0397 | 96% | 96% | 96% | 96% | 44679.9786 | 44679.9786 | 44033.0287 | 44679.9786 | 178072.9646 |  |  | 14.0397 |  | 44679.9786 | 0 |  | 0 | 14.0397 |  | 44679.9786 | 0 |  |  | 14.0397 |  | 44033.0287 | 0 |  |  | 14.0397 |  | 44679.9786 | 0 | 44679.9786 | 44679.9786 | 44033.0287 | 44679.9786 | 178072.9646 | n/a | Exhibit 1.5A_R North Shore EEPS_Adjustable_Savings_Goal_Template.xlsx, Unit Savings Calculations Tab
Res - SF Assessments | Pipe Insulation (DHW) | 1 | 5.4.1 | ft | 5715 | 5715 | 5631 | 5715 | RS-HVC-PINS-V02-150601 | Exhibit 1.5A_R North Shore EEPS_Adjustable_Savings_Goal_Template.xlsx, Unit Savings Calculations Tab | 0.99123 | 0.99123 | 0.99123 | 0.99123 | 96% | 96% | 96% | 96% | 5438.2969 | 5438.2969 | 5358.364 | 5438.2969 | 21673.2548 |  |  | 0.99123 |  | 5438.2969 | 0 |  | 0 | 0.99123 |  | 5438.2969 | 0 |  |  | 0.99123 |  | 5358.364 | 0 |  |  | 0.99123 |  | 5438.2969 | 0 | 5438.2969 | 5438.2969 | 5358.364 | 5438.2969 | 21673.2548 | n/a | Exhibit 1.5A_R North Shore EEPS_Adjustable_Savings_Goal_Template.xlsx, Unit Savings Calculations Tab
Res - SF Assessments | Pipe Insulation (Boiler) | 1 | 5.3.2 | ft | 72 | 72 | 72 | 72 | RS-HVC-PINS-V02-160601 | Exhibit 1.5A_R North Shore EEPS_Adjustable_Savings_Goal_Template.xlsx, Unit Savings Calculations Tab | 0.41554 | 0.41554 | 0.41554 | 0.41554 | 96% | 96% | 96% | 96% | 28.7222 | 28.7222 | 28.7222 | 28.7222 | 114.8887 |  |  | 0.41554 |  | 28.7222 | 0 |  | 0 | 0.41554 |  | 28.7222 | 0 |  |  | 0.41554 |  | 28.7222 | 0 |  |  | 0.41554 |  | 28.7222 | 0 | 28.7222 | 28.7222 | 28.7222 | 28.7222 | 114.8887 | n/a | Exhibit 1.5A_R North Shore EEPS_Adjustable_Savings_Goal_Template.xlsx, Unit Savings Calculations Tab
Res - SF Assessments | Programmable Thermostat - Furnace | 1 | 5.3.11 | each | 484 | 484 | 477 | 484 | RS-HVC-PROG-V04-180101 | Exhibit 1.5A_R North Shore EEPS_Adjustable_Savings_Goal_Template.xlsx, Unit Savings Calculations Tab | 62.31 | 62.31 | 62.31 | 62.31 | 96% | 96% | 96% | 96% | 28951.7184 | 28951.7184 | 28532.9952 | 28951.7184 | 115388.1504 |  |  | 62.31 |  | 28951.7184 | 0 |  | 0 | 62.31 |  | 28951.7184 | 0 |  |  | 62.31 |  | 28532.9952 | 0 |  |  | 62.31 |  | 28951.7184 | 0 | 28951.7184 | 28951.7184 | 28532.9952 | 28951.7184 | 115388.1504 | n/a | Exhibit 1.5A_R North Shore EEPS_Adjustable_Savings_Goal_Template.xlsx, Unit Savings Calculations Tab
Res - SF Assessments | Programmable Thermostat - Boiler | 1 | 5.3.11 | each | 0 | 0 | 0 | 0 | RS-HVC-PROG-V04-180101 | Exhibit 1.5A_R North Shore EEPS_Adjustable_Savings_Goal_Template.xlsx, Unit Savings Calculations Tab | 75.516 | 75.516 | 75.516 | 75.516 | 96% | 96% | 96% | 96% | 0 | 0 | 0 | 0 | 0 |  |  | 75.516 |  | 0 | 0 |  | 0 | 75.516 |  | 0 | 0 |  |  | 75.516 |  | 0 | 0 |  |  | 75.516 |  | 0 | 0 | 0 | 0 | 0 | 0 | 0 | n/a | Exhibit 1.5A_R North Shore EEPS_Adjustable_Savings_Goal_Template.xlsx, Unit Savings Calculations Tab
Res - SF Assessments | Advanced Thermostat - Furnace (Replace Manual) | 1 | 5.3.16 | each | 12 | 12 | 12 | 12 | RS-HVC-ADTH-V02-180101 | Exhibit 1.5A_R North Shore EEPS_Adjustable_Savings_Goal_Template.xlsx, Unit Savings Calculations Tab | 88.44 | 88.44 | 88.44 | 88.44 | 100% | 100% | 100% | 100% | 1061.28 | 1061.28 | 1061.28 | 1061.28 | 4245.12 |  |  | 88.44 |  | 1061.28 | 0 |  | 0 | 88.44 |  | 1061.28 | 0 |  |  | 88.44 |  | 1061.28 | 0 |  |  | 88.44 |  | 1061.28 | 0 | 1061.28 | 1061.28 | 1061.28 | 1061.28 | 4245.12 | n/a | Exhibit 1.5A_R North Shore EEPS_Adjustable_Savings_Goal_Template.xlsx, Unit Savings Calculations Tab
Res - SF Assessments | Advanced Thermostat - Boiler (Replace Manual) | 1 | 5.3.16 | each | 0 | 0 | 0 | 0 | RS-HVC-ADTH-V02-180101 | Exhibit 1.5A_R North Shore EEPS_Adjustable_Savings_Goal_Template.xlsx, Unit Savings Calculations Tab | 107.184 | 107.184 | 107.184 | 107.184 | 100% | 100% | 100% | 100% | 0 | 0 | 0 | 0 | 0 |  |  | 107.184 |  | 0 | 0 |  | 0 | 107.184 |  | 0 | 0 |  |  | 107.184 |  | 0 | 0 |  |  | 107.184 |  | 0 | 0 | 0 | 0 | 0 | 0 | 0 | n/a | Exhibit 1.5A_R North Shore EEPS_Adjustable_Savings_Goal_Template.xlsx, Unit Savings Calculations Tab
Res - SF Assessments | Advanced Thermostat - Furnace (Replace Programmable) | 1 | 5.3.16 | each | 218 | 218 | 215 | 218 | RS-HVC-ADTH-V02-180101 | Exhibit 1.5A_R North Shore EEPS_Adjustable_Savings_Goal_Template.xlsx, Unit Savings Calculations Tab | 56.28 | 56.28 | 56.28 | 56.28 | 100% | 100% | 100% | 100% | 12269.04 | 12269.04 | 12100.2 | 12269.04 | 48907.32 |  |  | 56.28 |  | 12269.04 | 0 |  | 0 | 56.28 |  | 12269.04 | 0 |  |  | 56.28 |  | 12100.2 | 0 |  |  | 56.28 |  | 12269.04 | 0 | 12269.04 | 12269.04 | 12100.2 | 12269.04 | 48907.32 | n/a | Exhibit 1.5A_R North Shore EEPS_Adjustable_Savings_Goal_Template.xlsx, Unit Savings Calculations Tab
Res - SF Assessments | Advanced Thermostat - Boiler (Replace Programmable) | 1 | 5.3.16 | each | 0 | 0 | 0 | 0 | RS-HVC-ADTH-V02-180101 | Exhibit 1.5A_R North Shore EEPS_Adjustable_Savings_Goal_Template.xlsx, Unit Savings Calculations Tab | 68.208 | 68.208 | 68.208 | 68.208 | 100% | 100% | 100% | 100% | 0 | 0 | 0 | 0 | 0 |  |  | 68.208 |  | 0 | 0 |  | 0 | 68.208 |  | 0 | 0 |  |  | 68.208 |  | 0 | 0 |  |  | 68.208 |  | 0 | 0 | 0 | 0 | 0 | 0 | 0 | n/a | Exhibit 1.5A_R North Shore EEPS_Adjustable_Savings_Goal_Template.xlsx, Unit Savings Calculations Tab
Res - SF Assessments | Thermostat - Reprogram | 1 | 5.3.11 | each | 411 | 411 | 405 | 411 | RS-HVC-PROG-V04-180101 | Exhibit 1.5A_R North Shore EEPS_Adjustable_Savings_Goal_Template.xlsx, Unit Savings Calculations Tab | 62.31 | 62.31 | 62.31 | 62.31 | 96% | 96% | 96% | 96% | 24585.0336 | 24585.0336 | 24226.128 | 24585.0336 | 97981.2288 |  |  | 62.31 |  | 24585.0336 | 0 |  | 0 | 62.31 |  | 24585.0336 | 0 |  |  | 62.31 |  | 24226.128 | 0 |  |  | 62.31 |  | 24585.0336 | 0 | 24585.0336 | 24585.0336 | 24226.128 | 24585.0336 | 97981.2288 | n/a | Exhibit 1.5A_R North Shore EEPS_Adjustable_Savings_Goal_Template.xlsx, Unit Savings Calculations Tab
Res - MF Assessments | Bathroom Aerator | 1 | 5.4.4 | each | 564 | 564 | 522 | 564 | RS-HWE-LFFA-V06-180101 | Exhibit 1.5A_R North Shore EEPS_Adjustable_Savings_Goal_Template.xlsx, Unit Savings Calculations Tab | 1.2485 | 1.2485 | 1.2485 | 1.2485 | 85% | 85% | 85% | 85% | 598.516 | 598.516 | 553.9457 | 598.516 | 2349.4938 |  |  | 1.2485 |  | 598.516 | 0 |  | 0 | 1.2485 |  | 598.516 | 0 |  |  | 1.2485 |  | 553.9457 | 0 |  |  | 1.2485 |  | 598.516 | 0 | 598.516 | 598.516 | 553.9457 | 598.516 | 2349.4938 | n/a | Exhibit 1.5A_R North Shore EEPS_Adjustable_Savings_Goal_Template.xlsx, Unit Savings Calculations Tab
Res - MF Assessments | Kitchen Aerator | 1 | 5.4.4 | each | 462 | 462 | 427 | 462 | RS-HWE-LFFA-V06-180101 | Exhibit 1.5A_R North Shore EEPS_Adjustable_Savings_Goal_Template.xlsx, Unit Savings Calculations Tab | 5.1269 | 5.1269 | 5.1269 | 5.1269 | 85% | 85% | 85% | 85% | 2013.3436 | 2013.3436 | 1860.8176 | 2013.3436 | 7900.8485 |  |  | 5.1269 |  | 2013.3436 | 0 |  | 0 | 5.1269 |  | 2013.3436 | 0 |  |  | 5.1269 |  | 1860.8176 | 0 |  |  | 5.1269 |  | 2013.3436 | 0 | 2013.3436 | 2013.3436 | 1860.8176 | 2013.3436 | 7900.8485 | n/a | Exhibit 1.5A_R North Shore EEPS_Adjustable_Savings_Goal_Template.xlsx, Unit Savings Calculations Tab
Res - MF Assessments | Showerhead | 1 | 5.4.5 | each | 570 | 570 | 527 | 570 | RS-HWE-LFSH-V05-180101 | Exhibit 1.5A_R North Shore EEPS_Adjustable_Savings_Goal_Template.xlsx, Unit Savings Calculations Tab | 17.8964 | 17.8964 | 17.8964 | 17.8964 | 85% | 85% | 85% | 85% | 8670.7829 | 8670.7829 | 8016.6712 | 8670.7829 | 34029.0197 |  |  | 17.8964 |  | 8670.7829 | 0 |  | 0 | 17.8964 |  | 8670.7829 | 0 |  |  | 17.8964 |  | 8016.6712 | 0 |  |  | 17.8964 |  | 8670.7829 | 0 | 8670.7829 | 8670.7829 | 8016.6712 | 8670.7829 | 34029.0197 | n/a | Exhibit 1.5A_R North Shore EEPS_Adjustable_Savings_Goal_Template.xlsx, Unit Savings Calculations Tab
Res - MF Assessments | Pipe Insulation (DHW) | 1 | 5.4.1 | ft | 1170 | 1170 | 1083 | 1170 | RS-HVC-PINS-V02-150601 | Exhibit 1.5A_R North Shore EEPS_Adjustable_Savings_Goal_Template.xlsx, Unit Savings Calculations Tab | 0.99123 | 0.99123 | 0.99123 | 0.99123 | 85% | 85% | 85% | 85% | 985.7805 | 985.7805 | 912.4789 | 985.7805 | 3869.8205 |  |  | 0.99123 |  | 985.7805 | 0 |  | 0 | 0.99123 |  | 985.7805 | 0 |  |  | 0.99123 |  | 912.4789 | 0 |  |  | 0.99123 |  | 985.7805 | 0 | 985.7805 | 985.7805 | 912.4789 | 985.7805 | 3869.8205 | n/a | Exhibit 1.5A_R North Shore EEPS_Adjustable_Savings_Goal_Template.xlsx, Unit Savings Calculations Tab
Res - MF Assessments | Pipe Insulation (Boiler) | 1 | 5.3.2 | ft | 1170 | 1170 | 1083 | 1170 | RS-HVC-PINS-V02-160601 | Exhibit 1.5A_R North Shore EEPS_Adjustable_Savings_Goal_Template.xlsx, Unit Savings Calculations Tab | 0.41554 | 0.41554 | 0.41554 | 0.41554 | 85% | 85% | 85% | 85% | 413.2551 | 413.2551 | 382.5259 | 413.2551 | 1622.2911 |  |  | 0.41554 |  | 413.2551 | 0 |  | 0 | 0.41554 |  | 413.2551 | 0 |  |  | 0.41554 |  | 382.5259 | 0 |  |  | 0.41554 |  | 413.2551 | 0 | 413.2551 | 413.2551 | 382.5259 | 413.2551 | 1622.2911 | n/a | Exhibit 1.5A_R North Shore EEPS_Adjustable_Savings_Goal_Template.xlsx, Unit Savings Calculations Tab
Res - MF Assessments | Programmable Thermostat - Furnace | 1 | 5.3.11 | each | 30 | 30 | 28 | 30 | RS-HVC-PROG-V04-180101 | Exhibit 1.5A_R North Shore EEPS_Adjustable_Savings_Goal_Template.xlsx, Unit Savings Calculations Tab | 40.5015 | 40.5015 | 40.5015 | 40.5015 | 85% | 85% | 85% | 85% | 1032.7883 | 1032.7883 | 963.9357 | 1032.7883 | 4062.3005 |  |  | 40.5015 |  | 1032.7883 | 0 |  | 0 | 40.5015 |  | 1032.7883 | 0 |  |  | 40.5015 |  | 963.9357 | 0 |  |  | 40.5015 |  | 1032.7883 | 0 | 1032.7883 | 1032.7883 | 963.9357 | 1032.7883 | 4062.3005 | n/a | Exhibit 1.5A_R North Shore EEPS_Adjustable_Savings_Goal_Template.xlsx, Unit Savings Calculations Tab
Res - MF Assessments | Programmable Thermostat - Boiler | 1 | 5.3.11 | each | 0 | 0 | 0 | 0 | RS-HVC-PROG-V04-180101 | Exhibit 1.5A_R North Shore EEPS_Adjustable_Savings_Goal_Template.xlsx, Unit Savings Calculations Tab | 49.0854 | 49.0854 | 49.0854 | 49.0854 | 85% | 85% | 85% | 85% | 0 | 0 | 0 | 0 | 0 |  |  | 49.0854 |  | 0 | 0 |  | 0 | 49.0854 |  | 0 | 0 |  |  | 49.0854 |  | 0 | 0 |  |  | 49.0854 |  | 0 | 0 | 0 | 0 | 0 | 0 | 0 | n/a | Exhibit 1.5A_R North Shore EEPS_Adjustable_Savings_Goal_Template.xlsx, Unit Savings Calculations Tab
Res - MF Assessments | Advanced Thermostat - Furnace (Replace Manual) | 1 | 5.3.16 | each | 12 | 12 | 11 | 12 | RS-HVC-ADTH-V02-180101 | Exhibit 1.5A_R North Shore EEPS_Adjustable_Savings_Goal_Template.xlsx, Unit Savings Calculations Tab | 57.486 | 57.486 | 57.486 | 57.486 | 100% | 100% | 100% | 100% | 689.832 | 689.832 | 632.346 | 689.832 | 2701.842 |  |  | 57.486 |  | 689.832 | 0 |  | 0 | 57.486 |  | 689.832 | 0 |  |  | 57.486 |  | 632.346 | 0 |  |  | 57.486 |  | 689.832 | 0 | 689.832 | 689.832 | 632.346 | 689.832 | 2701.842 | n/a | Exhibit 1.5A_R North Shore EEPS_Adjustable_Savings_Goal_Template.xlsx, Unit Savings Calculations Tab
Res - MF Assessments | Advanced Thermostat - Boiler (Replace Manual) | 1 | 5.3.16 | each | 0 | 0 | 0 | 0 | RS-HVC-ADTH-V02-180101 | Exhibit 1.5A_R North Shore EEPS_Adjustable_Savings_Goal_Template.xlsx, Unit Savings Calculations Tab | 69.6696 | 69.6696 | 69.6696 | 69.6696 | 100% | 100% | 100% | 100% | 0 | 0 | 0 | 0 | 0 |  |  | 69.6696 |  | 0 | 0 |  | 0 | 69.6696 |  | 0 | 0 |  |  | 69.6696 |  | 0 | 0 |  |  | 69.6696 |  | 0 | 0 | 0 | 0 | 0 | 0 | 0 | n/a | Exhibit 1.5A_R North Shore EEPS_Adjustable_Savings_Goal_Template.xlsx, Unit Savings Calculations Tab
Res - MF Assessments | Advanced Thermostat - Furnace (Replace Programmable) | 1 | 5.3.16 | each | 12 | 12 | 11 | 12 | RS-HVC-ADTH-V02-180101 | Exhibit 1.5A_R North Shore EEPS_Adjustable_Savings_Goal_Template.xlsx, Unit Savings Calculations Tab | 36.582 | 36.582 | 36.582 | 36.582 | 100% | 100% | 100% | 100% | 438.984 | 438.984 | 402.402 | 438.984 | 1719.354 |  |  | 36.582 |  | 438.984 | 0 |  | 0 | 36.582 |  | 438.984 | 0 |  |  | 36.582 |  | 402.402 | 0 |  |  | 36.582 |  | 438.984 | 0 | 438.984 | 438.984 | 402.402 | 438.984 | 1719.354 | n/a | Exhibit 1.5A_R North Shore EEPS_Adjustable_Savings_Goal_Template.xlsx, Unit Savings Calculations Tab
Res - MF Assessments | Advanced Thermostat - Boiler (Replace Programmable) | 1 | 5.3.16 | each | 0 | 0 | 0 | 0 | RS-HVC-ADTH-V02-180101 | Exhibit 1.5A_R North Shore EEPS_Adjustable_Savings_Goal_Template.xlsx, Unit Savings Calculations Tab | 44.3352 | 44.3352 | 44.3352 | 44.3352 | 100% | 100% | 100% | 100% | 0 | 0 | 0 | 0 | 0 |  |  | 44.3352 |  | 0 | 0 |  | 0 | 44.3352 |  | 0 | 0 |  |  | 44.3352 |  | 0 | 0 |  |  | 44.3352 |  | 0 | 0 | 0 | 0 | 0 | 0 | 0 | n/a | Exhibit 1.5A_R North Shore EEPS_Adjustable_Savings_Goal_Template.xlsx, Unit Savings Calculations Tab
Res - MF Assessments | Thermostat - Reprogram | 1 | 5.3.11 | each | 12 | 12 | 11 | 12 | RS-HVC-PROG-V04-180101 | Exhibit 1.5A_R North Shore EEPS_Adjustable_Savings_Goal_Template.xlsx, Unit Savings Calculations Tab | 40.5015 | 40.5015 | 40.5015 | 40.5015 | 85% | 85% | 85% | 85% | 413.1153 | 413.1153 | 378.689 | 413.1153 | 1618.0349 |  |  | 40.5015 |  | 413.1153 | 0 |  | 0 | 40.5015 |  | 413.1153 | 0 |  |  | 40.5015 |  | 378.689 | 0 |  |  | 40.5015 |  | 413.1153 | 0 | 413.1153 | 413.1153 | 378.689 | 413.1153 | 1618.0349 | n/a | Exhibit 1.5A_R North Shore EEPS_Adjustable_Savings_Goal_Template.xlsx, Unit Savings Calculations Tab
Res - MF Assessments | Gas Optimization | 0 | Custom | each | 0 | 0 | 0 | 0 | Custom | Custom | 1 | 1 | 1 | 1 | 102% | 102% | 102% | 102% | 0 | 0 | 0 | 0 | 0 |  |  | 1 |  | 0 | 0 |  | 0 | 1 |  | 0 | 0 |  |  | 1 |  | 0 | 0 |  |  | 1 |  | 0 | 0 | 0 | 0 | 0 | 0 | 0 | n/a | Custom
Res - SF Rebates | Boiler - DHW Two-in-One | 1 | 5.4.2 | each | 0 | 0 | 0 | 0 | RS-HWE-GWHT-V07-180101 | Exhibit 1.5A_R North Shore EEPS_Adjustable_Savings_Goal_Template.xlsx, Unit Savings Calculations Tab | 129.7617 | 129.7617 | 129.7617 | 129.7617 | 64% | 64% | 64% | 64% | 0 | 0 | 0 | 0 | 0 |  |  | 129.7617 |  | 0 | 0 |  | 0 | 129.7617 |  | 0 | 0 |  |  | 129.7617 |  | 0 | 0 |  |  | 129.7617 |  | 0 | 0 | 0 | 0 | 0 | 0 | 0 | n/a | Exhibit 1.5A_R North Shore EEPS_Adjustable_Savings_Goal_Template.xlsx, Unit Savings Calculations Tab
Res - SF Rebates | Boiler ≥90% AFUE, <300MBh | 1 | 5.3.6 | each | 0 | 0 | 0 | 0 | RS-HVC-GHEB-V06-180101 | Exhibit 1.5A_R North Shore EEPS_Adjustable_Savings_Goal_Template.xlsx, Unit Savings Calculations Tab | 132.0325 | 132.0325 | 132.0325 | 132.0325 | 64% | 64% | 64% | 64% | 0 | 0 | 0 | 0 | 0 |  |  | 132.0325 |  | 0 | 0 |  | 0 | 132.0325 |  | 0 | 0 |  |  | 132.0325 |  | 0 | 0 |  |  | 132.0325 |  | 0 | 0 | 0 | 0 | 0 | 0 | 0 | n/a | Exhibit 1.5A_R North Shore EEPS_Adjustable_Savings_Goal_Template.xlsx, Unit Savings Calculations Tab
Res - SF Rebates | Boiler ≥95% AFUE, <300MBh | 1 | 5.3.6 | each | 0 | 0 | 0 | 0 | RS-HVC-GHEB-V06-180101 | Exhibit 1.5A_R North Shore EEPS_Adjustable_Savings_Goal_Template.xlsx, Unit Savings Calculations Tab | 203.2606 | 203.2606 | 203.2606 | 203.2606 | 64% | 64% | 64% | 64% | 0 | 0 | 0 | 0 | 0 |  |  | 203.2606 |  | 0 | 0 |  | 0 | 203.2606 |  | 0 | 0 |  |  | 203.2606 |  | 0 | 0 |  |  | 203.2606 |  | 0 | 0 | 0 | 0 | 0 | 0 | 0 | n/a | Exhibit 1.5A_R North Shore EEPS_Adjustable_Savings_Goal_Template.xlsx, Unit Savings Calculations Tab
Res - SF Rebates | Furnace >95% AFUE | 1 | 5.3.7 | each | 312 | 312 | 312 | 312 | RS-HVC-GHEF-V07-180101 | Exhibit 1.5A_R North Shore EEPS_Adjustable_Savings_Goal_Template.xlsx, Unit Savings Calculations Tab | 175.8603 | 175.8603 | 175.8603 | 175.8603 | 64% | 64% | 64% | 64% | 35115.7895 | 35115.7895 | 35115.7895 | 35115.7895 | 140463.1579 |  |  | 175.8603 |  | 35115.7895 | 0 |  | 0 | 175.8603 |  | 35115.7895 | 0 |  |  | 175.8603 |  | 35115.7895 | 0 |  |  | 175.8603 |  | 35115.7895 | 0 | 35115.7895 | 35115.7895 | 35115.7895 | 35115.7895 | 140463.1579 | n/a | Exhibit 1.5A_R North Shore EEPS_Adjustable_Savings_Goal_Template.xlsx, Unit Savings Calculations Tab
Res - SF Rebates | Furnace >97% AFUE | 1 | 5.3.7 | each | 40 | 40 | 40 | 40 | RS-HVC-GHEF-V07-180101 | Exhibit 1.5A_R North Shore EEPS_Adjustable_Savings_Goal_Template.xlsx, Unit Savings Calculations Tab | 195.1989 | 195.1989 | 195.1989 | 195.1989 | 64% | 64% | 64% | 64% | 4997.0923 | 4997.0923 | 4997.0923 | 4997.0923 | 19988.369 |  |  | 195.1989 |  | 4997.0923 | 0 |  | 0 | 195.1989 |  | 4997.0923 | 0 |  |  | 195.1989 |  | 4997.0923 | 0 |  |  | 195.1989 |  | 4997.0923 | 0 | 4997.0923 | 4997.0923 | 4997.0923 | 4997.0923 | 19988.369 | n/a | Exhibit 1.5A_R North Shore EEPS_Adjustable_Savings_Goal_Template.xlsx, Unit Savings Calculations Tab
Res - SF Rebates | Programmable Thermostat - Furnace | 1 | 5.3.11 | each | 0 | 0 | 0 | 0 | RS-HVC-PROG-V04-180101 | Exhibit 1.5A_R North Shore EEPS_Adjustable_Savings_Goal_Template.xlsx, Unit Savings Calculations Tab | 34.8936 | 34.8936 | 34.8936 | 34.8936 | 64% | 64% | 64% | 64% | 0 | 0 | 0 | 0 | 0 |  |  | 34.8936 |  | 0 | 0 |  | 0 | 34.8936 |  | 0 | 0 |  |  | 34.8936 |  | 0 | 0 |  |  | 34.8936 |  | 0 | 0 | 0 | 0 | 0 | 0 | 0 | n/a | Exhibit 1.5A_R North Shore EEPS_Adjustable_Savings_Goal_Template.xlsx, Unit Savings Calculations Tab
Res - SF Rebates | Programmable Thermostat - Boiler | 1 | 5.3.11 | each | 0 | 0 | 0 | 0 | RS-HVC-PROG-V04-180101 | Exhibit 1.5A_R North Shore EEPS_Adjustable_Savings_Goal_Template.xlsx, Unit Savings Calculations Tab | 42.289 | 42.289 | 42.289 | 42.289 | 64% | 64% | 64% | 64% | 0 | 0 | 0 | 0 | 0 |  |  | 42.289 |  | 0 | 0 |  | 0 | 42.289 |  | 0 | 0 |  |  | 42.289 |  | 0 | 0 |  |  | 42.289 |  | 0 | 0 | 0 | 0 | 0 | 0 | 0 | n/a | Exhibit 1.5A_R North Shore EEPS_Adjustable_Savings_Goal_Template.xlsx, Unit Savings Calculations Tab
Res - SF Rebates | Advanced Thermostat - Furnace (Replace Manual) | 1 | 5.3.16 | each | 675 | 675 | 675 | 675 | RS-HVC-ADTH-V02-180101 | Exhibit 1.5A_R North Shore EEPS_Adjustable_Savings_Goal_Template.xlsx, Unit Savings Calculations Tab | 88.44 | 88.44 | 88.44 | 88.44 | 100% | 100% | 100% | 100% | 59697 | 59697 | 59697 | 59697 | 238788 |  |  | 88.44 |  | 59697 | 0 |  | 0 | 88.44 |  | 59697 | 0 |  |  | 88.44 |  | 59697 | 0 |  |  | 88.44 |  | 59697 | 0 | 59697 | 59697 | 59697 | 59697 | 238788 | n/a | Exhibit 1.5A_R North Shore EEPS_Adjustable_Savings_Goal_Template.xlsx, Unit Savings Calculations Tab
Res - SF Rebates | Advanced Thermostat - Boiler (Replace Manual) | 1 | 5.3.16 | each | 124 | 124 | 124 | 124 | RS-HVC-ADTH-V02-180101 | Exhibit 1.5A_R North Shore EEPS_Adjustable_Savings_Goal_Template.xlsx, Unit Savings Calculations Tab | 107.184 | 107.184 | 107.184 | 107.184 | 100% | 100% | 100% | 100% | 13290.816 | 13290.816 | 13290.816 | 13290.816 | 53163.264 |  |  | 107.184 |  | 13290.816 | 0 |  | 0 | 107.184 |  | 13290.816 | 0 |  |  | 107.184 |  | 13290.816 | 0 |  |  | 107.184 |  | 13290.816 | 0 | 13290.816 | 13290.816 | 13290.816 | 13290.816 | 53163.264 | n/a | Exhibit 1.5A_R North Shore EEPS_Adjustable_Savings_Goal_Template.xlsx, Unit Savings Calculations Tab
Res - SF Rebates | Advanced Thermostat - Furnace (Replace Programmable) | 1 | 5.3.16 | each | 1200 | 1200 | 1200 | 1200 | RS-HVC-ADTH-V02-180101 | Exhibit 1.5A_R North Shore EEPS_Adjustable_Savings_Goal_Template.xlsx, Unit Savings Calculations Tab | 56.28 | 56.28 | 56.28 | 56.28 | 100% | 100% | 100% | 100% | 67536 | 67536 | 67536 | 67536 | 270144 |  |  | 56.28 |  | 67536 | 0 |  | 0 | 56.28 |  | 67536 | 0 |  |  | 56.28 |  | 67536 | 0 |  |  | 56.28 |  | 67536 | 0 | 67536 | 67536 | 67536 | 67536 | 270144 | n/a | Exhibit 1.5A_R North Shore EEPS_Adjustable_Savings_Goal_Template.xlsx, Unit Savings Calculations Tab
Res - SF Rebates | Advanced Thermostat - Boiler (Replace Programmable) | 1 | 5.3.16 | each | 230 | 230 | 230 | 230 | RS-HVC-ADTH-V02-180101 | Exhibit 1.5A_R North Shore EEPS_Adjustable_Savings_Goal_Template.xlsx, Unit Savings Calculations Tab | 68.208 | 68.208 | 68.208 | 68.208 | 100% | 100% | 100% | 100% | 15687.84 | 15687.84 | 15687.84 | 15687.84 | 62751.36 |  |  | 68.208 |  | 15687.84 | 0 |  | 0 | 68.208 |  | 15687.84 | 0 |  |  | 68.208 |  | 15687.84 | 0 |  |  | 68.208 |  | 15687.84 | 0 | 15687.84 | 15687.84 | 15687.84 | 15687.84 | 62751.36 | n/a | Exhibit 1.5A_R North Shore EEPS_Adjustable_Savings_Goal_Template.xlsx, Unit Savings Calculations Tab
Res - SF Rebates | Air Sealing | 1 | 5.6.1 | CFM_50 | 70459.152 | 70459.152 | 70459.152 | 70459.152 | RS-SHL-AIRS-V06-180101 | Exhibit 1.5A_R North Shore EEPS_Adjustable_Savings_Goal_Template.xlsx, Unit Savings Calculations Tab | 0.077016 | 0.077016 | 0.077016 | 0.077016 | 90% | 90% | 90% | 90% | 4883.8275 | 4883.8275 | 4883.8275 | 4883.8275 | 19535.3099 |  |  | 0.077016 |  | 4883.8275 | 0 |  | 0 | 0.077016 |  | 4883.8275 | 0 |  |  | 0.077016 |  | 4883.8275 | 0 |  |  | 0.077016 |  | 4883.8275 | 0 | 4883.8275 | 4883.8275 | 4883.8275 | 4883.8275 | 19535.3099 | n/a | Exhibit 1.5A_R North Shore EEPS_Adjustable_Savings_Goal_Template.xlsx, Unit Savings Calculations Tab
Res - SF Rebates | Attic Insulation | 1 | 5.6.4 | sq ft | 94800 | 94800 | 94800 | 94800 | RS-SHL-AINS-V07-180101 | Exhibit 1.5A_R North Shore EEPS_Adjustable_Savings_Goal_Template.xlsx, Unit Savings Calculations Tab | 0.077438 | 0.077438 | 0.077438 | 0.077438 | 90% | 90% | 90% | 90% | 6607.0504 | 6607.0504 | 6607.0504 | 6607.0504 | 26428.2016 |  |  | 0.077438 |  | 6607.0504 | 0 |  | 0 | 0.077438 |  | 6607.0504 | 0 |  |  | 0.077438 |  | 6607.0504 | 0 |  |  | 0.077438 |  | 6607.0504 | 0 | 6607.0504 | 6607.0504 | 6607.0504 | 6607.0504 | 26428.2016 | n/a | Exhibit 1.5A_R North Shore EEPS_Adjustable_Savings_Goal_Template.xlsx, Unit Savings Calculations Tab
Res - SF Rebates | Duct Sealing | 1 | 5.3.4 | CFM_25 | 5520 | 5520 | 5520 | 5520 | RS-HVC-DINS-V06-160601 | Exhibit 1.5A_R North Shore EEPS_Adjustable_Savings_Goal_Template.xlsx, Unit Savings Calculations Tab | 0.7095 | 0.7095 | 0.7095 | 0.7095 | 90% | 90% | 90% | 90% | 3524.7989 | 3524.7989 | 3524.7989 | 3524.7989 | 14099.1955 |  |  | 0.7095 |  | 3524.7989 | 0 |  | 0 | 0.7095 |  | 3524.7989 | 0 |  |  | 0.7095 |  | 3524.7989 | 0 |  |  | 0.7095 |  | 3524.7989 | 0 | 3524.7989 | 3524.7989 | 3524.7989 | 3524.7989 | 14099.1955 | n/a | Exhibit 1.5A_R North Shore EEPS_Adjustable_Savings_Goal_Template.xlsx, Unit Savings Calculations Tab
Res - SF Rebates | Wall Insulation | 1 | 5.6.4 | CFM_25 | 9000 | 9000 | 9000 | 9000 | RS-SHL-AINS-V07-180101 | Exhibit 1.5A_R North Shore EEPS_Adjustable_Savings_Goal_Template.xlsx, Unit Savings Calculations Tab | 0.078966 | 0.078966 | 0.078966 | 0.078966 | 90% | 90% | 90% | 90% | 639.6261 | 639.6261 | 639.6261 | 639.6261 | 2558.5043 |  |  | 0.078966 |  | 639.6261 | 0 |  | 0 | 0.078966 |  | 639.6261 | 0 |  |  | 0.078966 |  | 639.6261 | 0 |  |  | 0.078966 |  | 639.6261 | 0 | 639.6261 | 639.6261 | 639.6261 | 639.6261 | 2558.5043 | n/a | Exhibit 1.5A_R North Shore EEPS_Adjustable_Savings_Goal_Template.xlsx, Unit Savings Calculations Tab
Res - SF Rebates | Foundation Insulation | 1 | 5.6.2 | CFM_25 | 2520 | 2520 | 2520 | 2520 | RS-SHL-BINS-V08-180101 | Exhibit 1.5A_R North Shore EEPS_Adjustable_Savings_Goal_Template.xlsx, Unit Savings Calculations Tab | 0.082418 | 0.082418 | 0.082418 | 0.082418 | 90% | 90% | 90% | 90% | 186.924 | 186.924 | 186.924 | 186.924 | 747.696 |  |  | 0.082418 |  | 186.924 | 0 |  | 0 | 0.082418 |  | 186.924 | 0 |  |  | 0.082418 |  | 186.924 | 0 |  |  | 0.082418 |  | 186.924 | 0 | 186.924 | 186.924 | 186.924 | 186.924 | 747.696 | n/a | Exhibit 1.5A_R North Shore EEPS_Adjustable_Savings_Goal_Template.xlsx, Unit Savings Calculations Tab
Res - SF Rebates | New Construction 20-25% over IL 2015 Code | 0 | Custom | each | 0 | 0 | 0 | 0 | Custom | Custom | 256.5 | 256.5 | 256.5 | 256.5 | 65% | 65% | 65% | 65% | 0 | 0 | 0 | 0 | 0 |  |  | 256.5 |  | 0 | 0 |  | 0 | 256.5 |  | 0 | 0 |  |  | 256.5 |  | 0 | 0 |  |  | 256.5 |  | 0 | 0 | 0 | 0 | 0 | 0 | 0 | n/a | Custom
Res - SF Rebates | New Construction 25-30% over IL 2015 Code | 0 | Custom | each | 0 | 0 | 0 | 0 | Custom | Custom | 361 | 361 | 361 | 361 | 65% | 65% | 65% | 65% | 0 | 0 | 0 | 0 | 0 |  |  | 361 |  | 0 | 0 |  | 0 | 361 |  | 0 | 0 |  |  | 361 |  | 0 | 0 |  |  | 361 |  | 0 | 0 | 0 | 0 | 0 | 0 | 0 | n/a | Custom
Res - SF Rebates | New Construction 30-40% over IL 2015 Code | 0 | Custom | each | 0 | 0 | 0 | 0 | Custom | Custom | 475 | 475 | 475 | 475 | 65% | 65% | 65% | 65% | 0 | 0 | 0 | 0 | 0 |  |  | 475 |  | 0 | 0 |  | 0 | 475 |  | 0 | 0 |  |  | 475 |  | 0 | 0 |  |  | 475 |  | 0 | 0 | 0 | 0 | 0 | 0 | 0 | n/a | Custom
Res - SF Rebates | New Construction ≥40% over IL 2015 Code | 0 | Custom | each | 0 | 0 | 0 | 0 | Custom | Custom | 798 | 798 | 798 | 798 | 65% | 65% | 65% | 65% | 0 | 0 | 0 | 0 | 0 |  |  | 798 |  | 0 | 0 |  | 0 | 798 |  | 0 | 0 |  |  | 798 |  | 0 | 0 |  |  | 798 |  | 0 | 0 | 0 | 0 | 0 | 0 | 0 | n/a | Custom
Res - MF Standard Rebates | Boiler ≥88% AFUE, <300MBh | 1 | 4.4.10 | MBH | 0 | 0 | 0 | 0 | CI-HVC-BOIL-V05-150601 | Exhibit 1.5A_R North Shore EEPS_Adjustable_Savings_Goal_Template.xlsx, Unit Savings Calculations Tab | 1.2329 | 1.2329 | 1.2329 | 1.2329 | 76% | 76% | 76% | 76% | 0 | 0 | 0 | 0 | 0 |  |  | 1.2329 |  | 0 | 0 |  | 0 | 1.2329 |  | 0 | 0 |  |  | 1.2329 |  | 0 | 0 |  |  | 1.2329 |  | 0 | 0 | 0 | 0 | 0 | 0 | 0 | n/a | Exhibit 1.5A_R North Shore EEPS_Adjustable_Savings_Goal_Template.xlsx, Unit Savings Calculations Tab
Res - MF Standard Rebates | Boiler ≥88% AFUE, ≥300MBh TE | 1 | 4.4.10 | MBH | 0 | 0 | 0 | 0 | CI-HVC-BOIL-V05-150601 | Exhibit 1.5A_R North Shore EEPS_Adjustable_Savings_Goal_Template.xlsx, Unit Savings Calculations Tab | 1.685 | 1.685 | 1.685 | 1.685 | 76% | 76% | 76% | 76% | 0 | 0 | 0 | 0 | 0 |  |  | 1.685 |  | 0 | 0 |  | 0 | 1.685 |  | 0 | 0 |  |  | 1.685 |  | 0 | 0 |  |  | 1.685 |  | 0 | 0 | 0 | 0 | 0 | 0 | 0 | n/a | Exhibit 1.5A_R North Shore EEPS_Adjustable_Savings_Goal_Template.xlsx, Unit Savings Calculations Tab
Res - MF Standard Rebates | Boiler Reset Controls | 1 | 4.4.4 | MBH | 0 | 0 | 0 | 0 | CI-HVC-BLRC-V03-150601 | Exhibit 1.5A_R North Shore EEPS_Adjustable_Savings_Goal_Template.xlsx, Unit Savings Calculations Tab | 1.348 | 1.348 | 1.348 | 1.348 | 76% | 76% | 76% | 76% | 0 | 0 | 0 | 0 | 0 |  |  | 1.348 |  | 0 | 0 |  | 0 | 1.348 |  | 0 | 0 |  |  | 1.348 |  | 0 | 0 |  |  | 1.348 |  | 0 | 0 | 0 | 0 | 0 | 0 | 0 | n/a | Exhibit 1.5A_R North Shore EEPS_Adjustable_Savings_Goal_Template.xlsx, Unit Savings Calculations Tab
Res - MF Standard Rebates | Boiler Tune Up - Process | 1 | 4.4.3 | MBH | 0 | 0 | 0 | 0 | CI-HVC-PBTU-V05-160601 | Exhibit 1.5A_R North Shore EEPS_Adjustable_Savings_Goal_Template.xlsx, Unit Savings Calculations Tab | 0.83824 | 0.83824 | 0.83824 | 0.83824 | 76% | 76% | 76% | 76% | 0 | 0 | 0 | 0 | 0 |  |  | 0.83824 |  | 0 | 0 |  | 0 | 0.83824 |  | 0 | 0 |  |  | 0.83824 |  | 0 | 0 |  |  | 0.83824 |  | 0 | 0 | 0 | 0 | 0 | 0 | 0 | n/a | Exhibit 1.5A_R North Shore EEPS_Adjustable_Savings_Goal_Template.xlsx, Unit Savings Calculations Tab
Res - MF Standard Rebates | Boiler Tune Up - Space Heating | 1 | 4.4.2 | MBH | 0 | 0 | 0 | 0 | CI-HVC-BLRT-V06-160601 | Exhibit 1.5A_R North Shore EEPS_Adjustable_Savings_Goal_Template.xlsx, Unit Savings Calculations Tab | 0.39353 | 0.39353 | 0.39353 | 0.39353 | 76% | 76% | 76% | 76% | 0 | 0 | 0 | 0 | 0 |  |  | 0.39353 |  | 0 | 0 |  | 0 | 0.39353 |  | 0 | 0 |  |  | 0.39353 |  | 0 | 0 |  |  | 0.39353 |  | 0 | 0 | 0 | 0 | 0 | 0 | 0 | n/a | Exhibit 1.5A_R North Shore EEPS_Adjustable_Savings_Goal_Template.xlsx, Unit Savings Calculations Tab
Res - MF Standard Rebates | Condensing Unit Heater | 1 | 4.4.5 | MBH | 0 | 0 | 0 | 0 | CI-HVC-CUHT-V01-120601 | Exhibit 1.5A_R North Shore EEPS_Adjustable_Savings_Goal_Template.xlsx, Unit Savings Calculations Tab | 1.7733 | 1.7733 | 1.7733 | 1.7733 | 76% | 76% | 76% | 76% | 0 | 0 | 0 | 0 | 0 |  |  | 1.7733 |  | 0 | 0 |  | 0 | 1.7733 |  | 0 | 0 |  |  | 1.7733 |  | 0 | 0 |  |  | 1.7733 |  | 0 | 0 | 0 | 0 | 0 | 0 | 0 | n/a | Exhibit 1.5A_R North Shore EEPS_Adjustable_Savings_Goal_Template.xlsx, Unit Savings Calculations Tab
Res - MF Standard Rebates | Direct Fired Heaters | 0 | Custom | MBH | 0 | 0 | 0 | 0 | Custom | Custom | 2.3932 | 2.3932 | 2.3932 | 2.3932 | 76% | 76% | 76% | 76% | 0 | 0 | 0 | 0 | 0 |  |  | 2.3932 |  | 0 | 0 |  | 0 | 2.3932 |  | 0 | 0 |  |  | 2.3932 |  | 0 | 0 |  |  | 2.3932 |  | 0 | 0 | 0 | 0 | 0 | 0 | 0 | n/a | Custom
Res - MF Standard Rebates | Furnace >95% AFUE | 1 | 4.4.11 | each | 0 | 0 | 0 | 0 | CI-HVC-FRNC-V07-180101 | Exhibit 1.5A_R North Shore EEPS_Adjustable_Savings_Goal_Template.xlsx, Unit Savings Calculations Tab | 240.1125 | 240.1125 | 240.1125 | 240.1125 | 76% | 76% | 76% | 76% | 0 | 0 | 0 | 0 | 0 |  |  | 240.1125 |  | 0 | 0 |  | 0 | 240.1125 |  | 0 | 0 |  |  | 240.1125 |  | 0 | 0 |  |  | 240.1125 |  | 0 | 0 | 0 | 0 | 0 | 0 | 0 | n/a | Exhibit 1.5A_R North Shore EEPS_Adjustable_Savings_Goal_Template.xlsx, Unit Savings Calculations Tab
Res - MF Standard Rebates | High Speed Washer | 1 | 4.8.5 | lb-capacity | 0 | 0 | 0 | 0 | CI-MSC-HSCW-V01-180101 | Exhibit 1.5A_R North Shore EEPS_Adjustable_Savings_Goal_Template.xlsx, Unit Savings Calculations Tab | 3.6757 | 3.6757 | 3.6757 | 3.6757 | 76% | 76% | 76% | 76% | 0 | 0 | 0 | 0 | 0 |  |  | 3.6757 |  | 0 | 0 |  | 0 | 3.6757 |  | 0 | 0 |  |  | 3.6757 |  | 0 | 0 |  |  | 3.6757 |  | 0 | 0 | 0 | 0 | 0 | 0 | 0 | n/a | Exhibit 1.5A_R North Shore EEPS_Adjustable_Savings_Goal_Template.xlsx, Unit Savings Calculations Tab
Res - MF Standard Rebates | Infrared Heater | 1 | 4.4.12 | MBH | 0 | 0 | 0 | 0 | CI-HVC-IRHT-V01-120601 | Exhibit 1.5A_R North Shore EEPS_Adjustable_Savings_Goal_Template.xlsx, Unit Savings Calculations Tab | 3.0067 | 3.0067 | 3.0067 | 3.0067 | 76% | 76% | 76% | 76% | 0 | 0 | 0 | 0 | 0 |  |  | 3.0067 |  | 0 | 0 |  | 0 | 3.0067 |  | 0 | 0 |  |  | 3.0067 |  | 0 | 0 |  |  | 3.0067 |  | 0 | 0 | 0 | 0 | 0 | 0 | 0 | n/a | Exhibit 1.5A_R North Shore EEPS_Adjustable_Savings_Goal_Template.xlsx, Unit Savings Calculations Tab
Res - MF Standard Rebates | Ozone Laundry | 1 | 4.3.6 | lb-capacity | 0 | 0 | 0 | 0 | CI-HW-OZLD-VO1-140601 | Exhibit 1.5A_R North Shore EEPS_Adjustable_Savings_Goal_Template.xlsx, Unit Savings Calculations Tab | 30.7227 | 30.7227 | 30.7227 | 30.7227 | 76% | 76% | 76% | 76% | 0 | 0 | 0 | 0 | 0 |  |  | 30.7227 |  | 0 | 0 |  | 0 | 30.7227 |  | 0 | 0 |  |  | 30.7227 |  | 0 | 0 |  |  | 30.7227 |  | 0 | 0 | 0 | 0 | 0 | 0 | 0 | n/a | Exhibit 1.5A_R North Shore EEPS_Adjustable_Savings_Goal_Template.xlsx, Unit Savings Calculations Tab
Res - MF Standard Rebates | Pipe Insulation - Hyd. Boiler Sm <=1.25" | 1 | 4.4.14 | ft | 0 | 0 | 0 | 0 | CI-HVC-PINS-V04-160601 | Exhibit 1.5A_R North Shore EEPS_Adjustable_Savings_Goal_Template.xlsx, Pipe Insulation Detail Tab | 2.3011 | 2.3011 | 2.3011 | 2.3011 | 76% | 76% | 76% | 76% | 0 | 0 | 0 | 0 | 0 |  |  | 2.3011 |  | 0 | 0 |  | 0 | 2.3011 |  | 0 | 0 |  |  | 2.3011 |  | 0 | 0 |  |  | 2.3011 |  | 0 | 0 | 0 | 0 | 0 | 0 | 0 | n/a | Exhibit 1.5A_R North Shore EEPS_Adjustable_Savings_Goal_Template.xlsx, Pipe Insulation Detail Tab
Res - MF Standard Rebates | Pipe Insulation - Hyd. Boiler Med 1.25-2" | 1 | 4.4.14 | ft | 0 | 0 | 0 | 0 | CI-HVC-PINS-V04-160601 | Exhibit 1.5A_R North Shore EEPS_Adjustable_Savings_Goal_Template.xlsx, Pipe Insulation Detail Tab | 3.6035 | 3.6035 | 3.6035 | 3.6035 | 76% | 76% | 76% | 76% | 0 | 0 | 0 | 0 | 0 |  |  | 3.6035 |  | 0 | 0 |  | 0 | 3.6035 |  | 0 | 0 |  |  | 3.6035 |  | 0 | 0 |  |  | 3.6035 |  | 0 | 0 | 0 | 0 | 0 | 0 | 0 | n/a | Exhibit 1.5A_R North Shore EEPS_Adjustable_Savings_Goal_Template.xlsx, Pipe Insulation Detail Tab
Res - MF Standard Rebates | Pipe Insulation - Hyd. Boiler Large ≥2" | 1 | 4.4.14 | ft | 0 | 0 | 0 | 0 | CI-HVC-PINS-V04-160601 | Exhibit 1.5A_R North Shore EEPS_Adjustable_Savings_Goal_Template.xlsx, Pipe Insulation Detail Tab | 6.1868 | 6.1868 | 6.1868 | 6.1868 | 76% | 76% | 76% | 76% | 0 | 0 | 0 | 0 | 0 |  |  | 6.1868 |  | 0 | 0 |  | 0 | 6.1868 |  | 0 | 0 |  |  | 6.1868 |  | 0 | 0 |  |  | 6.1868 |  | 0 | 0 | 0 | 0 | 0 | 0 | 0 | n/a | Exhibit 1.5A_R North Shore EEPS_Adjustable_Savings_Goal_Template.xlsx, Pipe Insulation Detail Tab
Res - MF Standard Rebates | Pipe Insulation - HW Small 1" to 2" | 1 | 4.4.14 | ft | 0 | 0 | 0 | 0 | CI-HVC-PINS-V04-160601 | Exhibit 1.5A_R North Shore EEPS_Adjustable_Savings_Goal_Template.xlsx, Pipe Insulation Detail Tab | 3.1358 | 3.1358 | 3.1358 | 3.1358 | 76% | 76% | 76% | 76% | 0 | 0 | 0 | 0 | 0 |  |  | 3.1358 |  | 0 | 0 |  | 0 | 3.1358 |  | 0 | 0 |  |  | 3.1358 |  | 0 | 0 |  |  | 3.1358 |  | 0 | 0 | 0 | 0 | 0 | 0 | 0 | n/a | Exhibit 1.5A_R North Shore EEPS_Adjustable_Savings_Goal_Template.xlsx, Pipe Insulation Detail Tab
Res - MF Standard Rebates | Pipe Insulation - HW Medium 2.1" to 4" | 1 | 4.4.14 | ft | 0 | 0 | 0 | 0 | CI-HVC-PINS-V04-160601 | Exhibit 1.5A_R North Shore EEPS_Adjustable_Savings_Goal_Template.xlsx, Pipe Insulation Detail Tab | 6.1942 | 6.1942 | 6.1942 | 6.1942 | 76% | 76% | 76% | 76% | 0 | 0 | 0 | 0 | 0 |  |  | 6.1942 |  | 0 | 0 |  | 0 | 6.1942 |  | 0 | 0 |  |  | 6.1942 |  | 0 | 0 |  |  | 6.1942 |  | 0 | 0 | 0 | 0 | 0 | 0 | 0 | n/a | Exhibit 1.5A_R North Shore EEPS_Adjustable_Savings_Goal_Template.xlsx, Pipe Insulation Detail Tab
Res - MF Standard Rebates | Pipe Insulation - HW Large >4" | 1 | 4.4.14 | ft | 0 | 0 | 0 | 0 | CI-HVC-PINS-V04-160601 | Exhibit 1.5A_R North Shore EEPS_Adjustable_Savings_Goal_Template.xlsx, Pipe Insulation Detail Tab | 10.6729 | 10.6729 | 10.6729 | 10.6729 | 76% | 76% | 76% | 76% | 0 | 0 | 0 | 0 | 0 |  |  | 10.6729 |  | 0 | 0 |  | 0 | 10.6729 |  | 0 | 0 |  |  | 10.6729 |  | 0 | 0 |  |  | 10.6729 |  | 0 | 0 | 0 | 0 | 0 | 0 | 0 | n/a | Exhibit 1.5A_R North Shore EEPS_Adjustable_Savings_Goal_Template.xlsx, Pipe Insulation Detail Tab
Res - MF Standard Rebates | Pipe Insulation - Steam - Small 1" to 2" | 1 | 4.4.14 | ft | 0 | 0 | 0 | 0 | CI-HVC-PINS-V04-160601 | Exhibit 1.5A_R North Shore EEPS_Adjustable_Savings_Goal_Template.xlsx, Pipe Insulation Detail Tab | 3.9671 | 3.9671 | 3.9671 | 3.9671 | 76% | 76% | 76% | 76% | 0 | 0 | 0 | 0 | 0 |  |  | 3.9671 |  | 0 | 0 |  | 0 | 3.9671 |  | 0 | 0 |  |  | 3.9671 |  | 0 | 0 |  |  | 3.9671 |  | 0 | 0 | 0 | 0 | 0 | 0 | 0 | n/a | Exhibit 1.5A_R North Shore EEPS_Adjustable_Savings_Goal_Template.xlsx, Pipe Insulation Detail Tab
Res - MF Standard Rebates | Pipe Insulation - Steam - Med 2.1" to 5" | 1 | 4.4.14 | ft | 0 | 0 | 0 | 0 | CI-HVC-PINS-V04-160601 | Exhibit 1.5A_R North Shore EEPS_Adjustable_Savings_Goal_Template.xlsx, Pipe Insulation Detail Tab | 13.5774 | 13.5774 | 13.5774 | 13.5774 | 76% | 76% | 76% | 76% | 0 | 0 | 0 | 0 | 0 |  |  | 13.5774 |  | 0 | 0 |  | 0 | 13.5774 |  | 0 | 0 |  |  | 13.5774 |  | 0 | 0 |  |  | 13.5774 |  | 0 | 0 | 0 | 0 | 0 | 0 | 0 | n/a | Exhibit 1.5A_R North Shore EEPS_Adjustable_Savings_Goal_Template.xlsx, Pipe Insulation Detail Tab
Res - MF Standard Rebates | Pipe Insulation - Steam - Large 5.1" to 8" | 1 | 4.4.14 | ft | 0 | 0 | 0 | 0 | CI-HVC-PINS-V04-160601 | Exhibit 1.5A_R North Shore EEPS_Adjustable_Savings_Goal_Template.xlsx, Pipe Insulation Detail Tab | 30.2072 | 30.2072 | 30.2072 | 30.2072 | 76% | 76% | 76% | 76% | 0 | 0 | 0 | 0 | 0 |  |  | 30.2072 |  | 0 | 0 |  | 0 | 30.2072 |  | 0 | 0 |  |  | 30.2072 |  | 0 | 0 |  |  | 30.2072 |  | 0 | 0 | 0 | 0 | 0 | 0 | 0 | n/a | Exhibit 1.5A_R North Shore EEPS_Adjustable_Savings_Goal_Template.xlsx, Pipe Insulation Detail Tab
Res - MF Standard Rebates | Pipe Insulation - Steam - X-Large >8" | 1 | 4.4.14 | ft | 0 | 0 | 0 | 0 | CI-HVC-PINS-V04-160601 | Exhibit 1.5A_R North Shore EEPS_Adjustable_Savings_Goal_Template.xlsx, Pipe Insulation Detail Tab | 44.8144 | 44.8144 | 44.8144 | 44.8144 | 76% | 76% | 76% | 76% | 0 | 0 | 0 | 0 | 0 |  |  | 44.8144 |  | 0 | 0 |  | 0 | 44.8144 |  | 0 | 0 |  |  | 44.8144 |  | 0 | 0 |  |  | 44.8144 |  | 0 | 0 | 0 | 0 | 0 | 0 | 0 | n/a | Exhibit 1.5A_R North Shore EEPS_Adjustable_Savings_Goal_Template.xlsx, Pipe Insulation Detail Tab
Res - MF Standard Rebates | Pipe Insulation - Steam Med Fitting | 1 | 4.4.14 | each | 0 | 0 | 0 | 0 | CI-HVC-PINS-V04-160601 | Exhibit 1.5A_R North Shore EEPS_Adjustable_Savings_Goal_Template.xlsx, Pipe Insulation Detail Tab | 15.586 | 15.586 | 15.586 | 15.586 | 76% | 76% | 76% | 76% | 0 | 0 | 0 | 0 | 0 |  |  | 15.586 |  | 0 | 0 |  | 0 | 15.586 |  | 0 | 0 |  |  | 15.586 |  | 0 | 0 |  |  | 15.586 |  | 0 | 0 | 0 | 0 | 0 | 0 | 0 | n/a | Exhibit 1.5A_R North Shore EEPS_Adjustable_Savings_Goal_Template.xlsx, Pipe Insulation Detail Tab
Res - MF Standard Rebates | Pipe Insulation - Steam Large Fitting | 1 | 4.4.14 | each | 0 | 0 | 0 | 0 | CI-HVC-PINS-V04-160601 | Exhibit 1.5A_R North Shore EEPS_Adjustable_Savings_Goal_Template.xlsx, Pipe Insulation Detail Tab | 63.8246 | 63.8246 | 63.8246 | 63.8246 | 76% | 76% | 76% | 76% | 0 | 0 | 0 | 0 | 0 |  |  | 63.8246 |  | 0 | 0 |  | 0 | 63.8246 |  | 0 | 0 |  |  | 63.8246 |  | 0 | 0 |  |  | 63.8246 |  | 0 | 0 | 0 | 0 | 0 | 0 | 0 | n/a | Exhibit 1.5A_R North Shore EEPS_Adjustable_Savings_Goal_Template.xlsx, Pipe Insulation Detail Tab
Res - MF Standard Rebates | Pipe Insulation - Steam X-Large Fitting | 1 | 4.4.14 | each | 0 | 0 | 0 | 0 | CI-HVC-PINS-V04-160601 | Exhibit 1.5A_R North Shore EEPS_Adjustable_Savings_Goal_Template.xlsx, Pipe Insulation Detail Tab | 123.4637 | 123.4637 | 123.4637 | 123.4637 | 76% | 76% | 76% | 76% | 0 | 0 | 0 | 0 | 0 |  |  | 123.4637 |  | 0 | 0 |  | 0 | 123.4637 |  | 0 | 0 |  |  | 123.4637 |  | 0 | 0 |  |  | 123.4637 |  | 0 | 0 | 0 | 0 | 0 | 0 | 0 | n/a | Exhibit 1.5A_R North Shore EEPS_Adjustable_Savings_Goal_Template.xlsx, Pipe Insulation Detail Tab
Res - MF Standard Rebates | Pipe Insulation - Steam Med Valve | 1 | 4.4.14 | each | 0 | 0 | 0 | 0 | CI-HVC-PINS-V04-160601 | Exhibit 1.5A_R North Shore EEPS_Adjustable_Savings_Goal_Template.xlsx, Pipe Insulation Detail Tab | 46.606 | 46.606 | 46.606 | 46.606 | 76% | 76% | 76% | 76% | 0 | 0 | 0 | 0 | 0 |  |  | 46.606 |  | 0 | 0 |  | 0 | 46.606 |  | 0 | 0 |  |  | 46.606 |  | 0 | 0 |  |  | 46.606 |  | 0 | 0 | 0 | 0 | 0 | 0 | 0 | n/a | Exhibit 1.5A_R North Shore EEPS_Adjustable_Savings_Goal_Template.xlsx, Pipe Insulation Detail Tab
Res - MF Standard Rebates | Pipe Insulation - Steam Large Valve | 1 | 4.4.14 | each | 0 | 0 | 0 | 0 | CI-HVC-PINS-V04-160601 | Exhibit 1.5A_R North Shore EEPS_Adjustable_Savings_Goal_Template.xlsx, Pipe Insulation Detail Tab | 133.9098 | 133.9098 | 133.9098 | 133.9098 | 76% | 76% | 76% | 76% | 0 | 0 | 0 | 0 | 0 |  |  | 133.9098 |  | 0 | 0 |  | 0 | 133.9098 |  | 0 | 0 |  |  | 133.9098 |  | 0 | 0 |  |  | 133.9098 |  | 0 | 0 | 0 | 0 | 0 | 0 | 0 | n/a | Exhibit 1.5A_R North Shore EEPS_Adjustable_Savings_Goal_Template.xlsx, Pipe Insulation Detail Tab
Res - MF Standard Rebates | Pipe Insulation - Steam X-Large Valve | 1 | 4.4.14 | each | 0 | 0 | 0 | 0 | CI-HVC-PINS-V04-160601 | Exhibit 1.5A_R North Shore EEPS_Adjustable_Savings_Goal_Template.xlsx, Pipe Insulation Detail Tab | 218.0177 | 218.0177 | 218.0177 | 218.0177 | 76% | 76% | 76% | 76% | 0 | 0 | 0 | 0 | 0 |  |  | 218.0177 |  | 0 | 0 |  | 0 | 218.0177 |  | 0 | 0 |  |  | 218.0177 |  | 0 | 0 |  |  | 218.0177 |  | 0 | 0 | 0 | 0 | 0 | 0 | 0 | n/a | Exhibit 1.5A_R North Shore EEPS_Adjustable_Savings_Goal_Template.xlsx, Pipe Insulation Detail Tab
Res - MF Standard Rebates | Steam Boiler ≥82% AFUE, >300MBh TE | 1 | 4.4.10 | MBH | 0 | 0 | 0 | 0 | CI-HVC-BOIL-V05-150601 | Exhibit 1.5A_R North Shore EEPS_Adjustable_Savings_Goal_Template.xlsx, Unit Savings Calculations Tab | 0.63987 | 0.63987 | 0.63987 | 0.63987 | 76% | 76% | 76% | 76% | 0 | 0 | 0 | 0 | 0 |  |  | 0.63987 |  | 0 | 0 |  | 0 | 0.63987 |  | 0 | 0 |  |  | 0.63987 |  | 0 | 0 |  |  | 0.63987 |  | 0 | 0 | 0 | 0 | 0 | 0 | 0 | n/a | Exhibit 1.5A_R North Shore EEPS_Adjustable_Savings_Goal_Template.xlsx, Unit Savings Calculations Tab
Res - MF Standard Rebates | Steam Boiler Averaging Controls | 1 | 4.4.36 | each | 0 | 0 | 0 | 0 | CI-HVC-SBAC-V01-160601 | Exhibit 1.5A_R North Shore EEPS_Adjustable_Savings_Goal_Template.xlsx, Unit Savings Calculations Tab | 76.95 | 76.95 | 76.95 | 76.95 | 76% | 76% | 76% | 76% | 0 | 0 | 0 | 0 | 0 |  |  | 76.95 |  | 0 | 0 |  | 0 | 76.95 |  | 0 | 0 |  |  | 76.95 |  | 0 | 0 |  |  | 76.95 |  | 0 | 0 | 0 | 0 | 0 | 0 | 0 | n/a | Exhibit 1.5A_R North Shore EEPS_Adjustable_Savings_Goal_Template.xlsx, Unit Savings Calculations Tab
Res - MF Standard Rebates | Steam Traps - Dry Cleaner/Industrial | 1 | 4.4.16 | each | 0 | 0 | 0 | 0 | CI-HVC-STRE-V05-180101 | Exhibit 1.5A_R North Shore EEPS_Adjustable_Savings_Goal_Template.xlsx, Unit Savings Calculations Tab | 137.9194 | 137.9194 | 137.9194 | 137.9194 | 76% | 76% | 76% | 76% | 0 | 0 | 0 | 0 | 0 |  |  | 137.9194 |  | 0 | 0 |  | 0 | 137.9194 |  | 0 | 0 |  |  | 137.9194 |  | 0 | 0 |  |  | 137.9194 |  | 0 | 0 | 0 | 0 | 0 | 0 | 0 | n/a | Exhibit 1.5A_R North Shore EEPS_Adjustable_Savings_Goal_Template.xlsx, Unit Savings Calculations Tab
Res - MF Standard Rebates | Steam Traps - HVAC Repair/Rep - Audit | 1 | 4.4.16 | each | 0 | 0 | 0 | 0 | CI-HVC-STRE-V05-180101 | Exhibit 1.5A_R North Shore EEPS_Adjustable_Savings_Goal_Template.xlsx, Unit Savings Calculations Tab | 110.1579 | 110.1579 | 110.1579 | 110.1579 | 76% | 76% | 76% | 76% | 0 | 0 | 0 | 0 | 0 |  |  | 110.1579 |  | 0 | 0 |  | 0 | 110.1579 |  | 0 | 0 |  |  | 110.1579 |  | 0 | 0 |  |  | 110.1579 |  | 0 | 0 | 0 | 0 | 0 | 0 | 0 | n/a | Exhibit 1.5A_R North Shore EEPS_Adjustable_Savings_Goal_Template.xlsx, Unit Savings Calculations Tab
Res - MF Standard Rebates | Steam Traps - HVAC Repair/Rep - No Audit | 1 | 4.4.16 | each | 0 | 0 | 0 | 0 | CI-HVC-STRE-V05-180101 | Exhibit 1.5A_R North Shore EEPS_Adjustable_Savings_Goal_Template.xlsx, Unit Savings Calculations Tab | 110.1579 | 110.1579 | 110.1579 | 110.1579 | 76% | 76% | 76% | 76% | 0 | 0 | 0 | 0 | 0 |  |  | 110.1579 |  | 0 | 0 |  | 0 | 110.1579 |  | 0 | 0 |  |  | 110.1579 |  | 0 | 0 |  |  | 110.1579 |  | 0 | 0 | 0 | 0 | 0 | 0 | 0 | n/a | Exhibit 1.5A_R North Shore EEPS_Adjustable_Savings_Goal_Template.xlsx, Unit Savings Calculations Tab
Res - MF Standard Rebates | Steam Traps - Test | 0 | Custom | each | 0 | 0 | 0 | 0 | Custom | Custom | 0 | 0 | 0 | 0 | 76% | 76% | 76% | 76% | 0 | 0 | 0 | 0 | 0 |  |  | 0 |  | 0 | 0 |  | 0 | 0 |  | 0 | 0 |  |  | 0 |  | 0 | 0 |  |  | 0 |  | 0 | 0 | 0 | 0 | 0 | 0 | 0 | n/a | Custom
Res - MF Standard Rebates | Thermostat - Programmable | 1 | 4.4.18 | each | 0 | 0 | 0 | 0 | CI-HVC-PROG-V02-150601 | Exhibit 1.5A_R North Shore EEPS_Adjustable_Savings_Goal_Template.xlsx, Thermostat Detail Tab | 124.6858 | 124.6858 | 124.6858 | 124.6858 | 76% | 76% | 76% | 76% | 0 | 0 | 0 | 0 | 0 |  |  | 124.6858 |  | 0 | 0 |  | 0 | 124.6858 |  | 0 | 0 |  |  | 124.6858 |  | 0 | 0 |  |  | 124.6858 |  | 0 | 0 | 0 | 0 | 0 | 0 | 0 | n/a | Exhibit 1.5A_R North Shore EEPS_Adjustable_Savings_Goal_Template.xlsx, Thermostat Detail Tab
Res - MF PTA Rebates | Air Sealing | 1 | 5.6.1 | CFM_50 | 0 | 0 | 0 | 0 | RS-SHL-AIRS-V06-180101 | Exhibit 1.5A_R North Shore EEPS_Adjustable_Savings_Goal_Template.xlsx, Unit Savings Calculations Tab | 0.08101 | 0.08101 | 0.08101 | 0.08101 | 88% | 88% | 88% | 88% | 0 | 0 | 0 | 0 | 0 |  |  | 0.08101 |  | 0 | 0 |  | 0 | 0.08101 |  | 0 | 0 |  |  | 0.08101 |  | 0 | 0 |  |  | 0.08101 |  | 0 | 0 | 0 | 0 | 0 | 0 | 0 | n/a | Exhibit 1.5A_R North Shore EEPS_Adjustable_Savings_Goal_Template.xlsx, Unit Savings Calculations Tab
Res - MF PTA Rebates | Duct Sealing | 1 | 5.3.4 | CFM_25 | 0 | 0 | 0 | 0 | RS-HVC-DINS-V06-160601 | Exhibit 1.5A_R North Shore EEPS_Adjustable_Savings_Goal_Template.xlsx, Unit Savings Calculations Tab | 0.7095 | 0.7095 | 0.7095 | 0.7095 | 88% | 88% | 88% | 88% | 0 | 0 | 0 | 0 | 0 |  |  | 0.7095 |  | 0 | 0 |  | 0 | 0.7095 |  | 0 | 0 |  |  | 0.7095 |  | 0 | 0 |  |  | 0.7095 |  | 0 | 0 | 0 | 0 | 0 | 0 | 0 | n/a | Exhibit 1.5A_R North Shore EEPS_Adjustable_Savings_Goal_Template.xlsx, Unit Savings Calculations Tab
Res - MF PTA Rebates | Boiler ≥88% AFUE, <300MBh | 1 | 4.4.10 | MBH | 0 | 0 | 0 | 0 | CI-HVC-BOIL-V05-150601 | Exhibit 1.5A_R North Shore EEPS_Adjustable_Savings_Goal_Template.xlsx, Unit Savings Calculations Tab | 1.2329 | 1.2329 | 1.2329 | 1.2329 | 88% | 88% | 88% | 88% | 0 | 0 | 0 | 0 | 0 |  |  | 1.2329 |  | 0 | 0 |  | 0 | 1.2329 |  | 0 | 0 |  |  | 1.2329 |  | 0 | 0 |  |  | 1.2329 |  | 0 | 0 | 0 | 0 | 0 | 0 | 0 | n/a | Exhibit 1.5A_R North Shore EEPS_Adjustable_Savings_Goal_Template.xlsx, Unit Savings Calculations Tab
Res - MF PTA Rebates | Boiler ≥88% AFUE, ≥300MBh TE | 1 | 4.4.10 | MBH | 0 | 0 | 0 | 0 | CI-HVC-BOIL-V05-150601 | Exhibit 1.5A_R North Shore EEPS_Adjustable_Savings_Goal_Template.xlsx, Unit Savings Calculations Tab | 1.685 | 1.685 | 1.685 | 1.685 | 88% | 88% | 88% | 88% | 0 | 0 | 0 | 0 | 0 |  |  | 1.685 |  | 0 | 0 |  | 0 | 1.685 |  | 0 | 0 |  |  | 1.685 |  | 0 | 0 |  |  | 1.685 |  | 0 | 0 | 0 | 0 | 0 | 0 | 0 | n/a | Exhibit 1.5A_R North Shore EEPS_Adjustable_Savings_Goal_Template.xlsx, Unit Savings Calculations Tab
Res - MF PTA Rebates | Boiler Reset Controls | 1 | 4.4.4 | each | 2800 | 2800 | 2800 | 2800 | CI-HVC-BLRC-V03-150601 | Exhibit 1.5A_R North Shore EEPS_Adjustable_Savings_Goal_Template.xlsx, Unit Savings Calculations Tab | 1.348 | 1.348 | 1.348 | 1.348 | 88% | 88% | 88% | 88% | 3321.472 | 3321.472 | 3321.472 | 3321.472 | 13285.888 |  |  | 1.348 |  | 3321.472 | 0 |  | 0 | 1.348 |  | 3321.472 | 0 |  |  | 1.348 |  | 3321.472 | 0 |  |  | 1.348 |  | 3321.472 | 0 | 3321.472 | 3321.472 | 3321.472 | 3321.472 | 13285.888 | n/a | Exhibit 1.5A_R North Shore EEPS_Adjustable_Savings_Goal_Template.xlsx, Unit Savings Calculations Tab
Res - MF PTA Rebates | Boiler Tune Up - Process | 1 | 4.4.3 | MBH | 2600 | 2600 | 2600 | 2600 | CI-HVC-PBTU-V05-160601 | Exhibit 1.5A_R North Shore EEPS_Adjustable_Savings_Goal_Template.xlsx, Unit Savings Calculations Tab | 0.83824 | 0.83824 | 0.83824 | 0.83824 | 88% | 88% | 88% | 88% | 1917.8818 | 1917.8818 | 1917.8818 | 1917.8818 | 7671.5274 |  |  | 0.83824 |  | 1917.8818 | 0 |  | 0 | 0.83824 |  | 1917.8818 | 0 |  |  | 0.83824 |  | 1917.8818 | 0 |  |  | 0.83824 |  | 1917.8818 | 0 | 1917.8818 | 1917.8818 | 1917.8818 | 1917.8818 | 7671.5274 | n/a | Exhibit 1.5A_R North Shore EEPS_Adjustable_Savings_Goal_Template.xlsx, Unit Savings Calculations Tab
Res - MF PTA Rebates | Boiler Tune Up - Space Heating | 1 | 4.4.2 | MBH | 2600 | 2600 | 2600 | 2600 | CI-HVC-BLRT-V06-160601 | Exhibit 1.5A_R North Shore EEPS_Adjustable_Savings_Goal_Template.xlsx, Unit Savings Calculations Tab | 0.39353 | 0.39353 | 0.39353 | 0.39353 | 88% | 88% | 88% | 88% | 900.3938 | 900.3938 | 900.3938 | 900.3938 | 3601.5753 |  |  | 0.39353 |  | 900.3938 | 0 |  | 0 | 0.39353 |  | 900.3938 | 0 |  |  | 0.39353 |  | 900.3938 | 0 |  |  | 0.39353 |  | 900.3938 | 0 | 900.3938 | 900.3938 | 900.3938 | 900.3938 | 3601.5753 | n/a | Exhibit 1.5A_R North Shore EEPS_Adjustable_Savings_Goal_Template.xlsx, Unit Savings Calculations Tab
Res - MF PTA Rebates | Condensing Unit Heater | 1 | 4.4.5 | MBH | 0 | 0 | 0 | 0 | CI-HVC-CUHT-V01-120601 | Exhibit 1.5A_R North Shore EEPS_Adjustable_Savings_Goal_Template.xlsx, Unit Savings Calculations Tab | 1.7733 | 1.7733 | 1.7733 | 1.7733 | 88% | 88% | 88% | 88% | 0 | 0 | 0 | 0 | 0 |  |  | 1.7733 |  | 0 | 0 |  | 0 | 1.7733 |  | 0 | 0 |  |  | 1.7733 |  | 0 | 0 |  |  | 1.7733 |  | 0 | 0 | 0 | 0 | 0 | 0 | 0 | n/a | Exhibit 1.5A_R North Shore EEPS_Adjustable_Savings_Goal_Template.xlsx, Unit Savings Calculations Tab
Res - MF PTA Rebates | Direct Fired Heaters | 0 | Custom | MBH | 0 | 0 | 0 | 0 | Custom | Custom | 2.3932 | 2.3932 | 2.3932 | 2.3932 | 88% | 88% | 88% | 88% | 0 | 0 | 0 | 0 | 0 |  |  | 2.3932 |  | 0 | 0 |  | 0 | 2.3932 |  | 0 | 0 |  |  | 2.3932 |  | 0 | 0 |  |  | 2.3932 |  | 0 | 0 | 0 | 0 | 0 | 0 | 0 | n/a | Custom
Res - MF PTA Rebates | Furnace >95% AFUE | 1 | 4.4.11 | each | 4 | 4 | 4 | 4 | CI-HVC-FRNC-V07-180101 | Exhibit 1.5A_R North Shore EEPS_Adjustable_Savings_Goal_Template.xlsx, Unit Savings Calculations Tab | 240.1125 | 240.1125 | 240.1125 | 240.1125 | 88% | 88% | 88% | 88% | 845.196 | 845.196 | 845.196 | 845.196 | 3380.784 |  |  | 240.1125 |  | 845.196 | 0 |  | 0 | 240.1125 |  | 845.196 | 0 |  |  | 240.1125 |  | 845.196 | 0 |  |  | 240.1125 |  | 845.196 | 0 | 845.196 | 845.196 | 845.196 | 845.196 | 3380.784 | n/a | Exhibit 1.5A_R North Shore EEPS_Adjustable_Savings_Goal_Template.xlsx, Unit Savings Calculations Tab
Res - MF PTA Rebates | Furnace >95% AFUE (MF Unit) | 1 | 5.3.7 | each | 0 | 0 | 0 | 0 | RS-HVC-GHEF-V07-180101 | Exhibit 1.5A_R North Shore EEPS_Adjustable_Savings_Goal_Template.xlsx, Unit Savings Calculations Tab | 114.3092 | 114.3092 | 114.3092 | 114.3092 | 88% | 88% | 88% | 88% | 0 | 0 | 0 | 0 | 0 |  |  | 114.3092 |  | 0 | 0 |  | 0 | 114.3092 |  | 0 | 0 |  |  | 114.3092 |  | 0 | 0 |  |  | 114.3092 |  | 0 | 0 | 0 | 0 | 0 | 0 | 0 | n/a | Exhibit 1.5A_R North Shore EEPS_Adjustable_Savings_Goal_Template.xlsx, Unit Savings Calculations Tab
Res - MF PTA Rebates | High Speed Washer | 1 | 4.8.5 | lb-capacity | 0 | 0 | 0 | 0 | CI-MSC-HSCW-V01-180101 | Exhibit 1.5A_R North Shore EEPS_Adjustable_Savings_Goal_Template.xlsx, Unit Savings Calculations Tab | 3.6757 | 3.6757 | 3.6757 | 3.6757 | 88% | 88% | 88% | 88% | 0 | 0 | 0 | 0 | 0 |  |  | 3.6757 |  | 0 | 0 |  | 0 | 3.6757 |  | 0 | 0 |  |  | 3.6757 |  | 0 | 0 |  |  | 3.6757 |  | 0 | 0 | 0 | 0 | 0 | 0 | 0 | n/a | Exhibit 1.5A_R North Shore EEPS_Adjustable_Savings_Goal_Template.xlsx, Unit Savings Calculations Tab
Res - MF PTA Rebates | Infrared Heater | 1 | 4.4.12 | MBH | 0 | 0 | 0 | 0 | CI-HVC-IRHT-V01-120601 | Exhibit 1.5A_R North Shore EEPS_Adjustable_Savings_Goal_Template.xlsx, Unit Savings Calculations Tab | 3.0067 | 3.0067 | 3.0067 | 3.0067 | 88% | 88% | 88% | 88% | 0 | 0 | 0 | 0 | 0 |  |  | 3.0067 |  | 0 | 0 |  | 0 | 3.0067 |  | 0 | 0 |  |  | 3.0067 |  | 0 | 0 |  |  | 3.0067 |  | 0 | 0 | 0 | 0 | 0 | 0 | 0 | n/a | Exhibit 1.5A_R North Shore EEPS_Adjustable_Savings_Goal_Template.xlsx, Unit Savings Calculations Tab
Res - MF PTA Rebates | Ozone Laundry | 1 | 4.3.6 | lb-capacity | 0 | 0 | 0 | 0 | CI-HW-OZLD-VO1-140601 | Exhibit 1.5A_R North Shore EEPS_Adjustable_Savings_Goal_Template.xlsx, Unit Savings Calculations Tab | 30.7227 | 30.7227 | 30.7227 | 30.7227 | 88% | 88% | 88% | 88% | 0 | 0 | 0 | 0 | 0 |  |  | 30.7227 |  | 0 | 0 |  | 0 | 30.7227 |  | 0 | 0 |  |  | 30.7227 |  | 0 | 0 |  |  | 30.7227 |  | 0 | 0 | 0 | 0 | 0 | 0 | 0 | n/a | Exhibit 1.5A_R North Shore EEPS_Adjustable_Savings_Goal_Template.xlsx, Unit Savings Calculations Tab
Res - MF PTA Rebates | Pipe Insulation - Hyd. Boiler Sm <=1.25" | 1 | 4.4.14 | ft | 0 | 0 | 0 | 0 | CI-HVC-PINS-V04-160601 | Exhibit 1.5A_R North Shore EEPS_Adjustable_Savings_Goal_Template.xlsx, Pipe Insulation Detail Tab | 2.3011 | 2.3011 | 2.3011 | 2.3011 | 88% | 88% | 88% | 88% | 0 | 0 | 0 | 0 | 0 |  |  | 2.3011 |  | 0 | 0 |  | 0 | 2.3011 |  | 0 | 0 |  |  | 2.3011 |  | 0 | 0 |  |  | 2.3011 |  | 0 | 0 | 0 | 0 | 0 | 0 | 0 | n/a | Exhibit 1.5A_R North Shore EEPS_Adjustable_Savings_Goal_Template.xlsx, Pipe Insulation Detail Tab
Res - MF PTA Rebates | Pipe Insulation - Hyd. Boiler Med 1.25-2" | 1 | 4.4.14 | ft | 0 | 0 | 0 | 0 | CI-HVC-PINS-V04-160601 | Exhibit 1.5A_R North Shore EEPS_Adjustable_Savings_Goal_Template.xlsx, Pipe Insulation Detail Tab | 3.6035 | 3.6035 | 3.6035 | 3.6035 | 88% | 88% | 88% | 88% | 0 | 0 | 0 | 0 | 0 |  |  | 3.6035 |  | 0 | 0 |  | 0 | 3.6035 |  | 0 | 0 |  |  | 3.6035 |  | 0 | 0 |  |  | 3.6035 |  | 0 | 0 | 0 | 0 | 0 | 0 | 0 | n/a | Exhibit 1.5A_R North Shore EEPS_Adjustable_Savings_Goal_Template.xlsx, Pipe Insulation Detail Tab
Res - MF PTA Rebates | Pipe Insulation - Hyd. Boiler Large ≥2" | 1 | 4.4.14 | ft | 525 | 525 | 525 | 525 | CI-HVC-PINS-V04-160601 | Exhibit 1.5A_R North Shore EEPS_Adjustable_Savings_Goal_Template.xlsx, Pipe Insulation Detail Tab | 6.1868 | 6.1868 | 6.1868 | 6.1868 | 88% | 88% | 88% | 88% | 2858.2935 | 2858.2935 | 2858.2935 | 2858.2935 | 11433.174 |  |  | 6.1868 |  | 2858.2935 | 0 |  | 0 | 6.1868 |  | 2858.2935 | 0 |  |  | 6.1868 |  | 2858.2935 | 0 |  |  | 6.1868 |  | 2858.2935 | 0 | 2858.2935 | 2858.2935 | 2858.2935 | 2858.2935 | 11433.174 | n/a | Exhibit 1.5A_R North Shore EEPS_Adjustable_Savings_Goal_Template.xlsx, Pipe Insulation Detail Tab
Res - MF PTA Rebates | Pipe Insulation - HW Small 1" to 2" | 1 | 4.4.14 | ft | 300 | 300 | 300 | 300 | CI-HVC-PINS-V04-160601 | Exhibit 1.5A_R North Shore EEPS_Adjustable_Savings_Goal_Template.xlsx, Pipe Insulation Detail Tab | 3.1358 | 3.1358 | 3.1358 | 3.1358 | 88% | 88% | 88% | 88% | 827.8572 | 827.8572 | 827.8572 | 827.8572 | 3311.429 |  |  | 3.1358 |  | 827.8572 | 0 |  | 0 | 3.1358 |  | 827.8572 | 0 |  |  | 3.1358 |  | 827.8572 | 0 |  |  | 3.1358 |  | 827.8572 | 0 | 827.8572 | 827.8572 | 827.8572 | 827.8572 | 3311.429 | n/a | Exhibit 1.5A_R North Shore EEPS_Adjustable_Savings_Goal_Template.xlsx, Pipe Insulation Detail Tab
Res - MF PTA Rebates | Pipe Insulation - HW Medium 2.1" to 4" | 1 | 4.4.14 | ft | 0 | 0 | 0 | 0 | CI-HVC-PINS-V04-160601 | Exhibit 1.5A_R North Shore EEPS_Adjustable_Savings_Goal_Template.xlsx, Pipe Insulation Detail Tab | 6.1942 | 6.1942 | 6.1942 | 6.1942 | 88% | 88% | 88% | 88% | 0 | 0 | 0 | 0 | 0 |  |  | 6.1942 |  | 0 | 0 |  | 0 | 6.1942 |  | 0 | 0 |  |  | 6.1942 |  | 0 | 0 |  |  | 6.1942 |  | 0 | 0 | 0 | 0 | 0 | 0 | 0 | n/a | Exhibit 1.5A_R North Shore EEPS_Adjustable_Savings_Goal_Template.xlsx, Pipe Insulation Detail Tab
Res - MF PTA Rebates | Pipe Insulation - HW Large >4" | 1 | 4.4.14 | ft | 0 | 0 | 0 | 0 | CI-HVC-PINS-V04-160601 | Exhibit 1.5A_R North Shore EEPS_Adjustable_Savings_Goal_Template.xlsx, Pipe Insulation Detail Tab | 10.6729 | 10.6729 | 10.6729 | 10.6729 | 88% | 88% | 88% | 88% | 0 | 0 | 0 | 0 | 0 |  |  | 10.6729 |  | 0 | 0 |  | 0 | 10.6729 |  | 0 | 0 |  |  | 10.6729 |  | 0 | 0 |  |  | 10.6729 |  | 0 | 0 | 0 | 0 | 0 | 0 | 0 | n/a | Exhibit 1.5A_R North Shore EEPS_Adjustable_Savings_Goal_Template.xlsx, Pipe Insulation Detail Tab
Res - MF PTA Rebates | Pipe Insulation - Steam - Small 1" to 2" | 1 | 4.4.14 | ft | 375 | 375 | 375 | 375 | CI-HVC-PINS-V04-160601 | Exhibit 1.5A_R North Shore EEPS_Adjustable_Savings_Goal_Template.xlsx, Pipe Insulation Detail Tab | 3.9671 | 3.9671 | 3.9671 | 3.9671 | 88% | 88% | 88% | 88% | 1309.142 | 1309.142 | 1309.142 | 1309.142 | 5236.5681 |  |  | 3.9671 |  | 1309.142 | 0 |  | 0 | 3.9671 |  | 1309.142 | 0 |  |  | 3.9671 |  | 1309.142 | 0 |  |  | 3.9671 |  | 1309.142 | 0 | 1309.142 | 1309.142 | 1309.142 | 1309.142 | 5236.5681 | n/a | Exhibit 1.5A_R North Shore EEPS_Adjustable_Savings_Goal_Template.xlsx, Pipe Insulation Detail Tab
Res - MF PTA Rebates | Pipe Insulation - Steam - Med 2.1" to 5" | 1 | 4.4.14 | ft | 150 | 150 | 150 | 150 | CI-HVC-PINS-V04-160601 | Exhibit 1.5A_R North Shore EEPS_Adjustable_Savings_Goal_Template.xlsx, Pipe Insulation Detail Tab | 13.5774 | 13.5774 | 13.5774 | 13.5774 | 88% | 88% | 88% | 88% | 1792.2174 | 1792.2174 | 1792.2174 | 1792.2174 | 7168.8697 |  |  | 13.5774 |  | 1792.2174 | 0 |  | 0 | 13.5774 |  | 1792.2174 | 0 |  |  | 13.5774 |  | 1792.2174 | 0 |  |  | 13.5774 |  | 1792.2174 | 0 | 1792.2174 | 1792.2174 | 1792.2174 | 1792.2174 | 7168.8697 | n/a | Exhibit 1.5A_R North Shore EEPS_Adjustable_Savings_Goal_Template.xlsx, Pipe Insulation Detail Tab
Res - MF PTA Rebates | Pipe Insulation - Steam - Large 5.1" to 8" | 1 | 4.4.14 | ft | 0 | 0 | 0 | 0 | CI-HVC-PINS-V04-160601 | Exhibit 1.5A_R North Shore EEPS_Adjustable_Savings_Goal_Template.xlsx, Pipe Insulation Detail Tab | 30.2072 | 30.2072 | 30.2072 | 30.2072 | 88% | 88% | 88% | 88% | 0 | 0 | 0 | 0 | 0 |  |  | 30.2072 |  | 0 | 0 |  | 0 | 30.2072 |  | 0 | 0 |  |  | 30.2072 |  | 0 | 0 |  |  | 30.2072 |  | 0 | 0 | 0 | 0 | 0 | 0 | 0 | n/a | Exhibit 1.5A_R North Shore EEPS_Adjustable_Savings_Goal_Template.xlsx, Pipe Insulation Detail Tab
Res - MF PTA Rebates | Pipe Insulation - Steam - X-Large >8" | 1 | 4.4.14 | ft | 0 | 0 | 0 | 0 | CI-HVC-PINS-V04-160601 | Exhibit 1.5A_R North Shore EEPS_Adjustable_Savings_Goal_Template.xlsx, Pipe Insulation Detail Tab | 44.8144 | 44.8144 | 44.8144 | 44.8144 | 88% | 88% | 88% | 88% | 0 | 0 | 0 | 0 | 0 |  |  | 44.8144 |  | 0 | 0 |  | 0 | 44.8144 |  | 0 | 0 |  |  | 44.8144 |  | 0 | 0 |  |  | 44.8144 |  | 0 | 0 | 0 | 0 | 0 | 0 | 0 | n/a | Exhibit 1.5A_R North Shore EEPS_Adjustable_Savings_Goal_Template.xlsx, Pipe Insulation Detail Tab
Res - MF PTA Rebates | Pipe Insulation - Steam Med Fitting | 1 | 4.4.14 | each | 0 | 0 | 0 | 0 | CI-HVC-PINS-V04-160601 | Exhibit 1.5A_R North Shore EEPS_Adjustable_Savings_Goal_Template.xlsx, Pipe Insulation Detail Tab | 15.586 | 15.586 | 15.586 | 15.586 | 88% | 88% | 88% | 88% | 0 | 0 | 0 | 0 | 0 |  |  | 15.586 |  | 0 | 0 |  | 0 | 15.586 |  | 0 | 0 |  |  | 15.586 |  | 0 | 0 |  |  | 15.586 |  | 0 | 0 | 0 | 0 | 0 | 0 | 0 | n/a | Exhibit 1.5A_R North Shore EEPS_Adjustable_Savings_Goal_Template.xlsx, Pipe Insulation Detail Tab
Res - MF PTA Rebates | Pipe Insulation - Steam Large Fitting | 1 | 4.4.14 | each | 0 | 0 | 0 | 0 | CI-HVC-PINS-V04-160601 | Exhibit 1.5A_R North Shore EEPS_Adjustable_Savings_Goal_Template.xlsx, Pipe Insulation Detail Tab | 63.8246 | 63.8246 | 63.8246 | 63.8246 | 88% | 88% | 88% | 88% | 0 | 0 | 0 | 0 | 0 |  |  | 63.8246 |  | 0 | 0 |  | 0 | 63.8246 |  | 0 | 0 |  |  | 63.8246 |  | 0 | 0 |  |  | 63.8246 |  | 0 | 0 | 0 | 0 | 0 | 0 | 0 | n/a | Exhibit 1.5A_R North Shore EEPS_Adjustable_Savings_Goal_Template.xlsx, Pipe Insulation Detail Tab
Res - MF PTA Rebates | Pipe Insulation - Steam X-Large Fitting | 1 | 4.4.14 | each | 0 | 0 | 0 | 0 | CI-HVC-PINS-V04-160601 | Exhibit 1.5A_R North Shore EEPS_Adjustable_Savings_Goal_Template.xlsx, Pipe Insulation Detail Tab | 123.4637 | 123.4637 | 123.4637 | 123.4637 | 88% | 88% | 88% | 88% | 0 | 0 | 0 | 0 | 0 |  |  | 123.4637 |  | 0 | 0 |  | 0 | 123.4637 |  | 0 | 0 |  |  | 123.4637 |  | 0 | 0 |  |  | 123.4637 |  | 0 | 0 | 0 | 0 | 0 | 0 | 0 | n/a | Exhibit 1.5A_R North Shore EEPS_Adjustable_Savings_Goal_Template.xlsx, Pipe Insulation Detail Tab
Res - MF PTA Rebates | Pipe Insulation - Steam Med Valve | 1 | 4.4.14 | each | 0 | 0 | 0 | 0 | CI-HVC-PINS-V04-160601 | Exhibit 1.5A_R North Shore EEPS_Adjustable_Savings_Goal_Template.xlsx, Pipe Insulation Detail Tab | 46.606 | 46.606 | 46.606 | 46.606 | 88% | 88% | 88% | 88% | 0 | 0 | 0 | 0 | 0 |  |  | 46.606 |  | 0 | 0 |  | 0 | 46.606 |  | 0 | 0 |  |  | 46.606 |  | 0 | 0 |  |  | 46.606 |  | 0 | 0 | 0 | 0 | 0 | 0 | 0 | n/a | Exhibit 1.5A_R North Shore EEPS_Adjustable_Savings_Goal_Template.xlsx, Pipe Insulation Detail Tab
Res - MF PTA Rebates | Pipe Insulation - Steam Large Valve | 1 | 4.4.14 | each | 0 | 0 | 0 | 0 | CI-HVC-PINS-V04-160601 | Exhibit 1.5A_R North Shore EEPS_Adjustable_Savings_Goal_Template.xlsx, Pipe Insulation Detail Tab | 133.9098 | 133.9098 | 133.9098 | 133.9098 | 88% | 88% | 88% | 88% | 0 | 0 | 0 | 0 | 0 |  |  | 133.9098 |  | 0 | 0 |  | 0 | 133.9098 |  | 0 | 0 |  |  | 133.9098 |  | 0 | 0 |  |  | 133.9098 |  | 0 | 0 | 0 | 0 | 0 | 0 | 0 | n/a | Exhibit 1.5A_R North Shore EEPS_Adjustable_Savings_Goal_Template.xlsx, Pipe Insulation Detail Tab
Res - MF PTA Rebates | Pipe Insulation - Steam X-Large Valve | 1 | 4.4.14 | each | 0 | 0 | 0 | 0 | CI-HVC-PINS-V04-160601 | Exhibit 1.5A_R North Shore EEPS_Adjustable_Savings_Goal_Template.xlsx, Pipe Insulation Detail Tab | 218.0177 | 218.0177 | 218.0177 | 218.0177 | 88% | 88% | 88% | 88% | 0 | 0 | 0 | 0 | 0 |  |  | 218.0177 |  | 0 | 0 |  | 0 | 218.0177 |  | 0 | 0 |  |  | 218.0177 |  | 0 | 0 |  |  | 218.0177 |  | 0 | 0 | 0 | 0 | 0 | 0 | 0 | n/a | Exhibit 1.5A_R North Shore EEPS_Adjustable_Savings_Goal_Template.xlsx, Pipe Insulation Detail Tab
Res - MF PTA Rebates | Steam Boiler ≥82% AFUE, >300MBh TE | 1 | 4.4.10 | MBH | 0 | 0 | 0 | 0 | CI-HVC-BOIL-V05-150601 | Exhibit 1.5A_R North Shore EEPS_Adjustable_Savings_Goal_Template.xlsx, Unit Savings Calculations Tab | 0.63987 | 0.63987 | 0.63987 | 0.63987 | 88% | 88% | 88% | 88% | 0 | 0 | 0 | 0 | 0 |  |  | 0.63987 |  | 0 | 0 |  | 0 | 0.63987 |  | 0 | 0 |  |  | 0.63987 |  | 0 | 0 |  |  | 0.63987 |  | 0 | 0 | 0 | 0 | 0 | 0 | 0 | n/a | Exhibit 1.5A_R North Shore EEPS_Adjustable_Savings_Goal_Template.xlsx, Unit Savings Calculations Tab
Res - MF PTA Rebates | Steam Boiler Averaging Controls | 1 | 4.4.36 | each | 0 | 0 | 0 | 0 | CI-HVC-SBAC-V01-160601 | Exhibit 1.5A_R North Shore EEPS_Adjustable_Savings_Goal_Template.xlsx, Unit Savings Calculations Tab | 76.95 | 76.95 | 76.95 | 76.95 | 88% | 88% | 88% | 88% | 0 | 0 | 0 | 0 | 0 |  |  | 76.95 |  | 0 | 0 |  | 0 | 76.95 |  | 0 | 0 |  |  | 76.95 |  | 0 | 0 |  |  | 76.95 |  | 0 | 0 | 0 | 0 | 0 | 0 | 0 | n/a | Exhibit 1.5A_R North Shore EEPS_Adjustable_Savings_Goal_Template.xlsx, Unit Savings Calculations Tab
Res - MF PTA Rebates | Steam Traps - Dry Cleaner/Industrial | 1 | 4.4.16 | each | 0 | 0 | 0 | 0 | CI-HVC-STRE-V05-180101 | Exhibit 1.5A_R North Shore EEPS_Adjustable_Savings_Goal_Template.xlsx, Unit Savings Calculations Tab | 137.9194 | 137.9194 | 137.9194 | 137.9194 | 88% | 88% | 88% | 88% | 0 | 0 | 0 | 0 | 0 |  |  | 137.9194 |  | 0 | 0 |  | 0 | 137.9194 |  | 0 | 0 |  |  | 137.9194 |  | 0 | 0 |  |  | 137.9194 |  | 0 | 0 | 0 | 0 | 0 | 0 | 0 | n/a | Exhibit 1.5A_R North Shore EEPS_Adjustable_Savings_Goal_Template.xlsx, Unit Savings Calculations Tab
Res - MF PTA Rebates | Steam Traps - HVAC Repair/Rep - Audit | 1 | 4.4.16 | each | 0 | 0 | 0 | 0 | CI-HVC-STRE-V05-180101 | Exhibit 1.5A_R North Shore EEPS_Adjustable_Savings_Goal_Template.xlsx, Unit Savings Calculations Tab | 110.1579 | 110.1579 | 110.1579 | 110.1579 | 88% | 88% | 88% | 88% | 0 | 0 | 0 | 0 | 0 |  |  | 110.1579 |  | 0 | 0 |  | 0 | 110.1579 |  | 0 | 0 |  |  | 110.1579 |  | 0 | 0 |  |  | 110.1579 |  | 0 | 0 | 0 | 0 | 0 | 0 | 0 | n/a | Exhibit 1.5A_R North Shore EEPS_Adjustable_Savings_Goal_Template.xlsx, Unit Savings Calculations Tab
Res - MF PTA Rebates | Steam Traps - HVAC Repair/Rep - No Audit | 1 | 4.4.16 | each | 0 | 0 | 0 | 0 | CI-HVC-STRE-V05-180101 | Exhibit 1.5A_R North Shore EEPS_Adjustable_Savings_Goal_Template.xlsx, Unit Savings Calculations Tab | 110.1579 | 110.1579 | 110.1579 | 110.1579 | 88% | 88% | 88% | 88% | 0 | 0 | 0 | 0 | 0 |  |  | 110.1579 |  | 0 | 0 |  | 0 | 110.1579 |  | 0 | 0 |  |  | 110.1579 |  | 0 | 0 |  |  | 110.1579 |  | 0 | 0 | 0 | 0 | 0 | 0 | 0 | n/a | Exhibit 1.5A_R North Shore EEPS_Adjustable_Savings_Goal_Template.xlsx, Unit Savings Calculations Tab
Res - MF PTA Rebates | Steam Traps - Test | 0 | Custom | each | 0 | 0 | 0 | 0 | Custom | Custom | 0 | 0 | 0 | 0 | 88% | 88% | 88% | 88% | 0 | 0 | 0 | 0 | 0 |  |  | 0 |  | 0 | 0 |  | 0 | 0 |  | 0 | 0 |  |  | 0 |  | 0 | 0 |  |  | 0 |  | 0 | 0 | 0 | 0 | 0 | 0 | 0 | n/a | Custom
Res - MF PTA Rebates | Thermostat - Programmable | 1 | 4.4.18 | each | 0 | 0 | 0 | 0 | CI-HVC-PROG-V02-150601 | Exhibit 1.5A_R North Shore EEPS_Adjustable_Savings_Goal_Template.xlsx, Thermostat Detail Tab | 124.6858 | 124.6858 | 124.6858 | 124.6858 | 88% | 88% | 88% | 88% | 0 | 0 | 0 | 0 | 0 |  |  | 124.6858 |  | 0 | 0 |  | 0 | 124.6858 |  | 0 | 0 |  |  | 124.6858 |  | 0 | 0 |  |  | 124.6858 |  | 0 | 0 | 0 | 0 | 0 | 0 | 0 | n/a | Exhibit 1.5A_R North Shore EEPS_Adjustable_Savings_Goal_Template.xlsx, Thermostat Detail Tab
Res - MF Rebates | Multifamily Custom | 0 | Custom | each | 3900 | 3900 | 1300 | 3900 | Custom | Custom | 1 | 1 | 1 | 1 | 72% | 72% | 72% | 72% | 2808 | 2808 | 936 | 2808 | 9360 |  |  | 1 |  | 2808 | 0 |  | 0 | 1 |  | 2808 | 0 |  |  | 1 |  | 936 | 0 |  |  | 1 |  | 2808 | 0 | 2808 | 2808 | 936 | 2808 | 9360 | n/a | Custom
Bus - CI Assessments | Aerator - Bathroom | 1 | 4.3.2 | each | 35 | 35 | 35 | 35 | CI-HWE-LFFA-V07-180101 | Exhibit 1.5A_R North Shore EEPS_Adjustable_Savings_Goal_Template.xlsx, Unit Savings Calculations Tab | 6.1049 | 6.1049 | 6.1049 | 6.1049 | 79% | 79% | 79% | 79% | 168.8018 | 168.8018 | 168.8018 | 168.8018 | 675.207 |  |  | 6.1049 |  | 168.8018 | 0 |  | 0 | 6.1049 |  | 168.8018 | 0 |  |  | 6.1049 |  | 168.8018 | 0 |  |  | 6.1049 |  | 168.8018 | 0 | 168.8018 | 168.8018 | 168.8018 | 168.8018 | 675.207 | n/a | Exhibit 1.5A_R North Shore EEPS_Adjustable_Savings_Goal_Template.xlsx, Unit Savings Calculations Tab
Bus - CI Assessments | Aerator - Kitchen | 1 | 4.3.2 | each | 8 | 8 | 8 | 8 | CI-HWE-LFFA-V07-180101 | Exhibit 1.5A_R North Shore EEPS_Adjustable_Savings_Goal_Template.xlsx, Unit Savings Calculations Tab | 7.4428 | 7.4428 | 7.4428 | 7.4428 | 79% | 79% | 79% | 79% | 47.0385 | 47.0385 | 47.0385 | 47.0385 | 188.1541 |  |  | 7.4428 |  | 47.0385 | 0 |  | 0 | 7.4428 |  | 47.0385 | 0 |  |  | 7.4428 |  | 47.0385 | 0 |  |  | 7.4428 |  | 47.0385 | 0 | 47.0385 | 47.0385 | 47.0385 | 47.0385 | 188.1541 | n/a | Exhibit 1.5A_R North Shore EEPS_Adjustable_Savings_Goal_Template.xlsx, Unit Savings Calculations Tab
Bus - CI Assessments | Showerhead | 1 | 4.3.3 | each | 1 | 1 | 1 | 1 | RS-HWE-LFSH-V04-180101 | Exhibit 1.5A_R North Shore EEPS_Adjustable_Savings_Goal_Template.xlsx, Unit Savings Calculations Tab | 21.635 | 21.635 | 21.635 | 21.635 | 79% | 79% | 79% | 79% | 17.0916 | 17.0916 | 17.0916 | 17.0916 | 68.3665 |  |  | 21.635 |  | 17.0916 | 0 |  | 0 | 21.635 |  | 17.0916 | 0 |  |  | 21.635 |  | 17.0916 | 0 |  |  | 21.635 |  | 17.0916 | 0 | 17.0916 | 17.0916 | 17.0916 | 17.0916 | 68.3665 | n/a | Exhibit 1.5A_R North Shore EEPS_Adjustable_Savings_Goal_Template.xlsx, Unit Savings Calculations Tab
Bus - CI Assessments | Pre Rinse Sprayer | 1 | 4.2.11 | each | 0 | 0 | 0 | 0 | CI-FSE-SPRY-V04-180101 | Exhibit 1.5A_R North Shore EEPS_Adjustable_Savings_Goal_Template.xlsx, Unit Savings Calculations Tab | 343.8424 | 343.8424 | 343.8424 | 343.8424 | 79% | 79% | 79% | 79% | 0 | 0 | 0 | 0 | 0 |  |  | 343.8424 |  | 0 | 0 |  | 0 | 343.8424 |  | 0 | 0 |  |  | 343.8424 |  | 0 | 0 |  |  | 343.8424 |  | 0 | 0 | 0 | 0 | 0 | 0 | 0 | n/a | Exhibit 1.5A_R North Shore EEPS_Adjustable_Savings_Goal_Template.xlsx, Unit Savings Calculations Tab
Bus - CI Assessments | Laminar | 0 | Custom | each | 400 | 400 | 400 | 400 | Custom | Custom | 17.8929 | 17.8929 | 17.8929 | 17.8929 | 79% | 79% | 79% | 79% | 5654.1429 | 5654.1429 | 5654.1429 | 5654.1429 | 22616.5714 |  |  | 17.8929 |  | 5654.1429 | 0 |  | 0 | 17.8929 |  | 5654.1429 | 0 |  |  | 17.8929 |  | 5654.1429 | 0 |  |  | 17.8929 |  | 5654.1429 | 0 | 5654.1429 | 5654.1429 | 5654.1429 | 5654.1429 | 22616.5714 | n/a | Custom
Bus - SB Assessments | Aerator - Bathroom | 1 | 4.3.2 | each | 72 | 72 | 72 | 72 | CI-HWE-LFFA-V07-180101 | Exhibit 1.5A_R North Shore EEPS_Adjustable_Savings_Goal_Template.xlsx, Unit Savings Calculations Tab | 6.1049 | 6.1049 | 6.1049 | 6.1049 | 92% | 92% | 92% | 92% | 404.3916 | 404.3916 | 404.3916 | 404.3916 | 1617.5665 |  |  | 6.1049 |  | 404.3916 | 0 |  | 0 | 6.1049 |  | 404.3916 | 0 |  |  | 6.1049 |  | 404.3916 | 0 |  |  | 6.1049 |  | 404.3916 | 0 | 404.3916 | 404.3916 | 404.3916 | 404.3916 | 1617.5665 | n/a | Exhibit 1.5A_R North Shore EEPS_Adjustable_Savings_Goal_Template.xlsx, Unit Savings Calculations Tab
Bus - SB Assessments | Aerator - Kitchen | 1 | 4.3.2 | each | 71 | 71 | 71 | 71 | CI-HWE-LFFA-V07-180101 | Exhibit 1.5A_R North Shore EEPS_Adjustable_Savings_Goal_Template.xlsx, Unit Savings Calculations Tab | 7.4428 | 7.4428 | 7.4428 | 7.4428 | 92% | 92% | 92% | 92% | 486.1641 | 486.1641 | 486.1641 | 486.1641 | 1944.6563 |  |  | 7.4428 |  | 486.1641 | 0 |  | 0 | 7.4428 |  | 486.1641 | 0 |  |  | 7.4428 |  | 486.1641 | 0 |  |  | 7.4428 |  | 486.1641 | 0 | 486.1641 | 486.1641 | 486.1641 | 486.1641 | 1944.6563 | n/a | Exhibit 1.5A_R North Shore EEPS_Adjustable_Savings_Goal_Template.xlsx, Unit Savings Calculations Tab
Bus - SB Assessments | Showerhead | 1 | 4.3.3 | each | 32 | 32 | 32 | 32 | RS-HWE-LFSH-V04-180101 | Exhibit 1.5A_R North Shore EEPS_Adjustable_Savings_Goal_Template.xlsx, Unit Savings Calculations Tab | 21.635 | 21.635 | 21.635 | 21.635 | 92% | 92% | 92% | 92% | 636.9339 | 636.9339 | 636.9339 | 636.9339 | 2547.7356 |  |  | 21.635 |  | 636.9339 | 0 |  | 0 | 21.635 |  | 636.9339 | 0 |  |  | 21.635 |  | 636.9339 | 0 |  |  | 21.635 |  | 636.9339 | 0 | 636.9339 | 636.9339 | 636.9339 | 636.9339 | 2547.7356 | n/a | Exhibit 1.5A_R North Shore EEPS_Adjustable_Savings_Goal_Template.xlsx, Unit Savings Calculations Tab
Bus - SB Assessments | Pipe Insulation - DHW | 1 | 4.4.14 | each | 675 | 675 | 675 | 675 | CI-HVC-PINS-V04-160601 | Exhibit 1.5A_R North Shore EEPS_Adjustable_Savings_Goal_Template.xlsx, Unit Savings Calculations Tab | 5.2492 | 5.2492 | 5.2492 | 5.2492 | 92% | 92% | 92% | 92% | 3259.7552 | 3259.7552 | 3259.7552 | 3259.7552 | 13039.0206 |  |  | 5.2492 |  | 3259.7552 | 0 |  | 0 | 5.2492 |  | 3259.7552 | 0 |  |  | 5.2492 |  | 3259.7552 | 0 |  |  | 5.2492 |  | 3259.7552 | 0 | 3259.7552 | 3259.7552 | 3259.7552 | 3259.7552 | 13039.0206 | n/a | Exhibit 1.5A_R North Shore EEPS_Adjustable_Savings_Goal_Template.xlsx, Unit Savings Calculations Tab
Bus - SB Assessments | Pre Rinse Sprayer | 1 | 4.2.11 | each | 15 | 15 | 15 | 15 | CI-FSE-SPRY-V04-180101 | Exhibit 1.5A_R North Shore EEPS_Adjustable_Savings_Goal_Template.xlsx, Unit Savings Calculations Tab | 171.9212 | 171.9212 | 171.9212 | 171.9212 | 92% | 92% | 92% | 92% | 2372.5126 | 2372.5126 | 2372.5126 | 2372.5126 | 9490.0505 |  |  | 171.9212 |  | 2372.5126 | 0 |  | 0 | 171.9212 |  | 2372.5126 | 0 |  |  | 171.9212 |  | 2372.5126 | 0 |  |  | 171.9212 |  | 2372.5126 | 0 | 2372.5126 | 2372.5126 | 2372.5126 | 2372.5126 | 9490.0505 | n/a | Exhibit 1.5A_R North Shore EEPS_Adjustable_Savings_Goal_Template.xlsx, Unit Savings Calculations Tab
Bus - SB Assessments | Thermostat - Programmable | 1 | 4.4.18 | each | 1 | 1 | 1 | 1 | CI-HVC-PROG-V02-150601 | Exhibit 1.5A_R North Shore EEPS_Adjustable_Savings_Goal_Template.xlsx, Thermostat Detail Tab | 124.6858 | 124.6858 | 124.6858 | 124.6858 | 92% | 92% | 92% | 92% | 114.711 | 114.711 | 114.711 | 114.711 | 458.8439 |  |  | 124.6858 |  | 114.711 | 0 |  | 0 | 124.6858 |  | 114.711 | 0 |  |  | 124.6858 |  | 114.711 | 0 |  |  | 124.6858 |  | 114.711 | 0 | 114.711 | 114.711 | 114.711 | 114.711 | 458.8439 | n/a | Exhibit 1.5A_R North Shore EEPS_Adjustable_Savings_Goal_Template.xlsx, Thermostat Detail Tab
Bus - CI Assessments | Gas Optimization | 0 | Custom | each | 7 | 7 | 5 | 7 | Custom | Custom | 35300 | 35300 | 35300 | 35300 | 102% | 102% | 102% | 102% | 252042 | 252042 | 180030 | 252042 | 936156 |  |  | 35300 |  | 252042 | 0 |  | 0 | 35300 |  | 252042 | 0 |  |  | 35300 |  | 180030 | 0 |  |  | 35300 |  | 252042 | 0 | 252042 | 252042 | 180030 | 252042 | 936156 | n/a | Custom
Bus - CI Assessments | Retrocommissioning | 0 | Custom | each | 2 | 2 | 2 | 2 | Custom | Custom | 19700 | 19700 | 19700 | 19700 | 102% | 102% | 102% | 102% | 40188 | 40188 | 40188 | 40188 | 160752 |  |  | 19700 |  | 40188 | 0 |  | 0 | 19700 |  | 40188 | 0 |  |  | 19700 |  | 40188 | 0 |  |  | 19700 |  | 40188 | 0 | 40188 | 40188 | 40188 | 40188 | 160752 | n/a | Custom
Bus - CI Assessments | Engineering Study | 0 | Custom | each | 0 | 0 | 0 | 0 | Custom | Custom | 1 | 1 | 1 | 1 | 102% | 102% | 102% | 102% | 0 | 0 | 0 | 0 | 0 |  |  | 1 |  | 0 | 0 |  | 0 | 1 |  | 0 | 0 |  |  | 1 |  | 0 | 0 |  |  | 1 |  | 0 | 0 | 0 | 0 | 0 | 0 | 0 | n/a | Custom
Bus - CI Rebates | Staffing | 0 | Custom | each | 0 | 0 | 0 | 0 | Custom | Custom | 1 | 1 | 1 | 1 | 102% | 102% | 102% | 102% | 0 | 0 | 0 | 0 | 0 |  |  | 1 |  | 0 | 0 |  | 0 | 1 |  | 0 | 0 |  |  | 1 |  | 0 | 0 |  |  | 1 |  | 0 | 0 | 0 | 0 | 0 | 0 | 0 | n/a | Custom
Bus - SB Rebates | Boiler ≥88% AFUE, <300MBh | 1 | 4.4.10 | MBH | 0 | 0 | 0 | 0 | CI-HVC-BOIL-V05-150601 | Exhibit 1.5A_R North Shore EEPS_Adjustable_Savings_Goal_Template.xlsx, Unit Savings Calculations Tab | 1.1612 | 1.1612 | 1.1612 | 1.1612 | 92% | 92% | 92% | 92% | 0 | 0 | 0 | 0 | 0 |  |  | 1.1612 |  | 0 | 0 |  | 0 | 1.1612 |  | 0 | 0 |  |  | 1.1612 |  | 0 | 0 |  |  | 1.1612 |  | 0 | 0 | 0 | 0 | 0 | 0 | 0 | n/a | Exhibit 1.5A_R North Shore EEPS_Adjustable_Savings_Goal_Template.xlsx, Unit Savings Calculations Tab
Bus - SB Rebates | Boiler ≥88% AFUE, ≥300MBh TE | 1 | 4.4.10 | MBH | 0 | 0 | 0 | 0 | CI-HVC-BOIL-V05-150601 | Exhibit 1.5A_R North Shore EEPS_Adjustable_Savings_Goal_Template.xlsx, Unit Savings Calculations Tab | 1.587 | 1.587 | 1.587 | 1.587 | 92% | 92% | 92% | 92% | 0 | 0 | 0 | 0 | 0 |  |  | 1.587 |  | 0 | 0 |  | 0 | 1.587 |  | 0 | 0 |  |  | 1.587 |  | 0 | 0 |  |  | 1.587 |  | 0 | 0 | 0 | 0 | 0 | 0 | 0 | n/a | Exhibit 1.5A_R North Shore EEPS_Adjustable_Savings_Goal_Template.xlsx, Unit Savings Calculations Tab
Bus - SB Rebates | Boiler Reset Controls | 1 | 4.4.4 | each | 0 | 0 | 0 | 0 | CI-HVC-BLRC-V03-150601 | Exhibit 1.5A_R North Shore EEPS_Adjustable_Savings_Goal_Template.xlsx, Unit Savings Calculations Tab | 1.2696 | 1.2696 | 1.2696 | 1.2696 | 92% | 92% | 92% | 92% | 0 | 0 | 0 | 0 | 0 |  |  | 1.2696 |  | 0 | 0 |  | 0 | 1.2696 |  | 0 | 0 |  |  | 1.2696 |  | 0 | 0 |  |  | 1.2696 |  | 0 | 0 | 0 | 0 | 0 | 0 | 0 | n/a | Exhibit 1.5A_R North Shore EEPS_Adjustable_Savings_Goal_Template.xlsx, Unit Savings Calculations Tab
Bus - SB Rebates | Boiler Tune Up - Process | 1 | 4.4.3 | MBH | 0 | 0 | 0 | 0 | CI-HVC-PBTU-V05-160601 | Exhibit 1.5A_R North Shore EEPS_Adjustable_Savings_Goal_Template.xlsx, Unit Savings Calculations Tab | 0.83824 | 0.83824 | 0.83824 | 0.83824 | 92% | 92% | 92% | 92% | 0 | 0 | 0 | 0 | 0 |  |  | 0.83824 |  | 0 | 0 |  | 0 | 0.83824 |  | 0 | 0 |  |  | 0.83824 |  | 0 | 0 |  |  | 0.83824 |  | 0 | 0 | 0 | 0 | 0 | 0 | 0 | n/a | Exhibit 1.5A_R North Shore EEPS_Adjustable_Savings_Goal_Template.xlsx, Unit Savings Calculations Tab
Bus - SB Rebates | Boiler Tune Up - Space Heating | 1 | 4.4.2 | MBH | 0 | 0 | 0 | 0 | CI-HVC-BLRT-V06-160601 | Exhibit 1.5A_R North Shore EEPS_Adjustable_Savings_Goal_Template.xlsx, Unit Savings Calculations Tab | 0.37064 | 0.37064 | 0.37064 | 0.37064 | 92% | 92% | 92% | 92% | 0 | 0 | 0 | 0 | 0 |  |  | 0.37064 |  | 0 | 0 |  | 0 | 0.37064 |  | 0 | 0 |  |  | 0.37064 |  | 0 | 0 |  |  | 0.37064 |  | 0 | 0 | 0 | 0 | 0 | 0 | 0 | n/a | Exhibit 1.5A_R North Shore EEPS_Adjustable_Savings_Goal_Template.xlsx, Unit Savings Calculations Tab
Bus - SB Rebates | Condensing Unit Heater | 1 | 4.4.5 | MBH | 0 | 0 | 0 | 0 | CI-HVC-CUHT-V01-120601 | Exhibit 1.5A_R North Shore EEPS_Adjustable_Savings_Goal_Template.xlsx, Unit Savings Calculations Tab | 1.7733 | 1.7733 | 1.7733 | 1.7733 | 92% | 92% | 92% | 92% | 0 | 0 | 0 | 0 | 0 |  |  | 1.7733 |  | 0 | 0 |  | 0 | 1.7733 |  | 0 | 0 |  |  | 1.7733 |  | 0 | 0 |  |  | 1.7733 |  | 0 | 0 | 0 | 0 | 0 | 0 | 0 | n/a | Exhibit 1.5A_R North Shore EEPS_Adjustable_Savings_Goal_Template.xlsx, Unit Savings Calculations Tab
Bus - SB Rebates | DCV - Kitchen | 1 | 4.2.16 | each | 0 | 0 | 0 | 0 | CI-FSE-VENT-V03-160601 | Exhibit 1.5A_R North Shore EEPS_Adjustable_Savings_Goal_Template.xlsx, Unit Savings Calculations Tab | 5998.5 | 5998.5 | 5998.5 | 5998.5 | 92% | 92% | 92% | 92% | 0 | 0 | 0 | 0 | 0 |  |  | 5998.5 |  | 0 | 0 |  | 0 | 5998.5 |  | 0 | 0 |  |  | 5998.5 |  | 0 | 0 |  |  | 5998.5 |  | 0 | 0 | 0 | 0 | 0 | 0 | 0 | n/a | Exhibit 1.5A_R North Shore EEPS_Adjustable_Savings_Goal_Template.xlsx, Unit Savings Calculations Tab
Bus - SB Rebates | Direct Fired Heaters | 0 | Custom | MBH | 0 | 0 | 0 | 0 | Custom | Custom | 2.3085 | 2.3085 | 2.3085 | 2.3085 | 92% | 92% | 92% | 92% | 0 | 0 | 0 | 0 | 0 |  |  | 2.3085 |  | 0 | 0 |  | 0 | 2.3085 |  | 0 | 0 |  |  | 2.3085 |  | 0 | 0 |  |  | 2.3085 |  | 0 | 0 | 0 | 0 | 0 | 0 | 0 | n/a | Custom
Bus - SB Rebates | Double Rack Oven | 1 | 4.2.18 | each | 0 | 0 | 0 | 0 | CI-FSE-RKOV-VO2-180101 | Exhibit 1.5A_R North Shore EEPS_Adjustable_Savings_Goal_Template.xlsx, Unit Savings Calculations Tab | 1930 | 1930 | 1930 | 1930 | 92% | 92% | 92% | 92% | 0 | 0 | 0 | 0 | 0 |  |  | 1930 |  | 0 | 0 |  | 0 | 1930 |  | 0 | 0 |  |  | 1930 |  | 0 | 0 |  |  | 1930 |  | 0 | 0 | 0 | 0 | 0 | 0 | 0 | n/a | Exhibit 1.5A_R North Shore EEPS_Adjustable_Savings_Goal_Template.xlsx, Unit Savings Calculations Tab
Bus - SB Rebates | Energy Star Convection Oven | 1 | 4.2.5 | each | 0 | 0 | 0 | 0 | CI-FSE-ESCV-V02-180101 | Exhibit 1.5A_R North Shore EEPS_Adjustable_Savings_Goal_Template.xlsx, Unit Savings Calculations Tab | 352.1445 | 352.1445 | 352.1445 | 352.1445 | 92% | 92% | 92% | 92% | 0 | 0 | 0 | 0 | 0 |  |  | 352.1445 |  | 0 | 0 |  | 0 | 352.1445 |  | 0 | 0 |  |  | 352.1445 |  | 0 | 0 |  |  | 352.1445 |  | 0 | 0 | 0 | 0 | 0 | 0 | 0 | n/a | Exhibit 1.5A_R North Shore EEPS_Adjustable_Savings_Goal_Template.xlsx, Unit Savings Calculations Tab
Bus - SB Rebates | Energy Star Conveyer Oven | 1 | 4.2.4 | each | 0 | 0 | 0 | 0 | CI-FSE-CVOV-V02-180101 | Exhibit 1.5A_R North Shore EEPS_Adjustable_Savings_Goal_Template.xlsx, Unit Savings Calculations Tab | 884 | 884 | 884 | 884 | 92% | 92% | 92% | 92% | 0 | 0 | 0 | 0 | 0 |  |  | 884 |  | 0 | 0 |  | 0 | 884 |  | 0 | 0 |  |  | 884 |  | 0 | 0 |  |  | 884 |  | 0 | 0 | 0 | 0 | 0 | 0 | 0 | n/a | Exhibit 1.5A_R North Shore EEPS_Adjustable_Savings_Goal_Template.xlsx, Unit Savings Calculations Tab
Bus - SB Rebates | Energy Star Fryer | 1 | 4.2.7 | each | 0 | 0 | 0 | 0 | CI-FSE-ESFR-V01-120601 | Exhibit 1.5A_R North Shore EEPS_Adjustable_Savings_Goal_Template.xlsx, Unit Savings Calculations Tab | 505.373 | 505.373 | 505.373 | 505.373 | 92% | 92% | 92% | 92% | 0 | 0 | 0 | 0 | 0 |  |  | 505.373 |  | 0 | 0 |  | 0 | 505.373 |  | 0 | 0 |  |  | 505.373 |  | 0 | 0 |  |  | 505.373 |  | 0 | 0 | 0 | 0 | 0 | 0 | 0 | n/a | Exhibit 1.5A_R North Shore EEPS_Adjustable_Savings_Goal_Template.xlsx, Unit Savings Calculations Tab
Bus - SB Rebates | Energy Star Steamer - 3 Pans | 1 | 4.2.3 | each | 0 | 0 | 0 | 0 | CI-FSE-STMC-V04-160601 | Exhibit 1.5A_R North Shore EEPS_Adjustable_Savings_Goal_Template.xlsx, Food Equipment Tab | 752.0123 | 752.0123 | 752.0123 | 752.0123 | 92% | 92% | 92% | 92% | 0 | 0 | 0 | 0 | 0 |  |  | 752.0123 |  | 0 | 0 |  | 0 | 752.0123 |  | 0 | 0 |  |  | 752.0123 |  | 0 | 0 |  |  | 752.0123 |  | 0 | 0 | 0 | 0 | 0 | 0 | 0 | n/a | Exhibit 1.5A_R North Shore EEPS_Adjustable_Savings_Goal_Template.xlsx, Food Equipment Tab
Bus - SB Rebates | Energy Star Steamer - 4 Pans | 1 | 4.2.3 | each | 0 | 0 | 0 | 0 | CI-FSE-STMC-V04-160601 | Exhibit 1.5A_R North Shore EEPS_Adjustable_Savings_Goal_Template.xlsx, Food Equipment Tab | 1007.2642 | 1007.2642 | 1007.2642 | 1007.2642 | 92% | 92% | 92% | 92% | 0 | 0 | 0 | 0 | 0 |  |  | 1007.2642 |  | 0 | 0 |  | 0 | 1007.2642 |  | 0 | 0 |  |  | 1007.2642 |  | 0 | 0 |  |  | 1007.2642 |  | 0 | 0 | 0 | 0 | 0 | 0 | 0 | n/a | Exhibit 1.5A_R North Shore EEPS_Adjustable_Savings_Goal_Template.xlsx, Food Equipment Tab
Bus - SB Rebates | Energy Star Steamer - 5 Pans | 1 | 4.2.3 | each | 0 | 0 | 0 | 0 | CI-FSE-STMC-V04-160601 | Exhibit 1.5A_R North Shore EEPS_Adjustable_Savings_Goal_Template.xlsx, Food Equipment Tab | 1248.6709 | 1248.6709 | 1248.6709 | 1248.6709 | 92% | 92% | 92% | 92% | 0 | 0 | 0 | 0 | 0 |  |  | 1248.6709 |  | 0 | 0 |  | 0 | 1248.6709 |  | 0 | 0 |  |  | 1248.6709 |  | 0 | 0 |  |  | 1248.6709 |  | 0 | 0 | 0 | 0 | 0 | 0 | 0 | n/a | Exhibit 1.5A_R North Shore EEPS_Adjustable_Savings_Goal_Template.xlsx, Food Equipment Tab
Bus - SB Rebates | Energy Star Steamer - 6 Pans | 1 | 4.2.3 | each | 0 | 0 | 0 | 0 | CI-FSE-STMC-V04-160601 | Exhibit 1.5A_R North Shore EEPS_Adjustable_Savings_Goal_Template.xlsx, Food Equipment Tab | 1503.8794 | 1503.8794 | 1503.8794 | 1503.8794 | 92% | 92% | 92% | 92% | 0 | 0 | 0 | 0 | 0 |  |  | 1503.8794 |  | 0 | 0 |  | 0 | 1503.8794 |  | 0 | 0 |  |  | 1503.8794 |  | 0 | 0 |  |  | 1503.8794 |  | 0 | 0 | 0 | 0 | 0 | 0 | 0 | n/a | Exhibit 1.5A_R North Shore EEPS_Adjustable_Savings_Goal_Template.xlsx, Food Equipment Tab
Bus - SB Rebates | Heat Recovery Grease Trap Filter | 1 | 4.3.9 | each | 0 | 0 | 0 | 0 | CI-HW-GRTF-V01-160601 | Exhibit 1.5A_R North Shore EEPS_Adjustable_Savings_Goal_Template.xlsx, Unit Savings Calculations Tab | 1757.3026 | 1757.3026 | 1757.3026 | 1757.3026 | 92% | 92% | 92% | 92% | 0 | 0 | 0 | 0 | 0 |  |  | 1757.3026 |  | 0 | 0 |  | 0 | 1757.3026 |  | 0 | 0 |  |  | 1757.3026 |  | 0 | 0 |  |  | 1757.3026 |  | 0 | 0 | 0 | 0 | 0 | 0 | 0 | n/a | Exhibit 1.5A_R North Shore EEPS_Adjustable_Savings_Goal_Template.xlsx, Unit Savings Calculations Tab
Bus - SB Rebates | Infrared Charbroiler | 1 | 4.2.12 | each | 0 | 0 | 0 | 0 | CI-FSE-IRCB-V02-180101 | Exhibit 1.5A_R North Shore EEPS_Adjustable_Savings_Goal_Template.xlsx, Unit Savings Calculations Tab | 706.68 | 706.68 | 706.68 | 706.68 | 92% | 92% | 92% | 92% | 0 | 0 | 0 | 0 | 0 |  |  | 706.68 |  | 0 | 0 |  | 0 | 706.68 |  | 0 | 0 |  |  | 706.68 |  | 0 | 0 |  |  | 706.68 |  | 0 | 0 | 0 | 0 | 0 | 0 | 0 | n/a | Exhibit 1.5A_R North Shore EEPS_Adjustable_Savings_Goal_Template.xlsx, Unit Savings Calculations Tab
Bus - SB Rebates | Infrared Rotisserie Oven | 1 | 4.2.13 | each | 0 | 0 | 0 | 0 | CI-FSE-IROV-V02-180101 | Exhibit 1.5A_R North Shore EEPS_Adjustable_Savings_Goal_Template.xlsx, Unit Savings Calculations Tab | 599.04 | 599.04 | 599.04 | 599.04 | 92% | 92% | 92% | 92% | 0 | 0 | 0 | 0 | 0 |  |  | 599.04 |  | 0 | 0 |  | 0 | 599.04 |  | 0 | 0 |  |  | 599.04 |  | 0 | 0 |  |  | 599.04 |  | 0 | 0 | 0 | 0 | 0 | 0 | 0 | n/a | Exhibit 1.5A_R North Shore EEPS_Adjustable_Savings_Goal_Template.xlsx, Unit Savings Calculations Tab
Bus - SB Rebates | Infrared Salamander Broiler | 1 | 4.2.14 | each | 0 | 0 | 0 | 0 | CI-FSE-IRBL-V02-180101 | Exhibit 1.5A_R North Shore EEPS_Adjustable_Savings_Goal_Template.xlsx, Unit Savings Calculations Tab | 240.24 | 240.24 | 240.24 | 240.24 | 92% | 92% | 92% | 92% | 0 | 0 | 0 | 0 | 0 |  |  | 240.24 |  | 0 | 0 |  | 0 | 240.24 |  | 0 | 0 |  |  | 240.24 |  | 0 | 0 |  |  | 240.24 |  | 0 | 0 | 0 | 0 | 0 | 0 | 0 | n/a | Exhibit 1.5A_R North Shore EEPS_Adjustable_Savings_Goal_Template.xlsx, Unit Savings Calculations Tab
Bus - SB Rebates | Infrared Upright Broiler | 1 | 4.2.15 | each | 0 | 0 | 0 | 0 | CI-FSE-IRUB-V02-180101 | Exhibit 1.5A_R North Shore EEPS_Adjustable_Savings_Goal_Template.xlsx, Unit Savings Calculations Tab | 943.488 | 943.488 | 943.488 | 943.488 | 92% | 92% | 92% | 92% | 0 | 0 | 0 | 0 | 0 |  |  | 943.488 |  | 0 | 0 |  | 0 | 943.488 |  | 0 | 0 |  |  | 943.488 |  | 0 | 0 |  |  | 943.488 |  | 0 | 0 | 0 | 0 | 0 | 0 | 0 | n/a | Exhibit 1.5A_R North Shore EEPS_Adjustable_Savings_Goal_Template.xlsx, Unit Savings Calculations Tab
Bus - SB Rebates | High Speed Washer - Hotel/Motel/Hospital | 1 | 4.8.5 | lb-capacity | 500 | 500 | 500 | 500 | CI-MSC-HSCW-V01-180101 | Exhibit 1.5A_R North Shore EEPS_Adjustable_Savings_Goal_Template.xlsx, Unit Savings Calculations Tab | 11.2432 | 11.2432 | 11.2432 | 11.2432 | 92% | 92% | 92% | 92% | 5171.8867 | 5171.8867 | 5171.8867 | 5171.8867 | 20687.5469 |  |  | 11.2432 |  | 5171.8867 | 0 |  | 0 | 11.2432 |  | 5171.8867 | 0 |  |  | 11.2432 |  | 5171.8867 | 0 |  |  | 11.2432 |  | 5171.8867 | 0 | 5171.8867 | 5171.8867 | 5171.8867 | 5171.8867 | 20687.5469 | n/a | Exhibit 1.5A_R North Shore EEPS_Adjustable_Savings_Goal_Template.xlsx, Unit Savings Calculations Tab
Bus - SB Rebates | High Speed Washer - Laundromat | 1 | 4.8.5 | lb-capacity | 500 | 500 | 500 | 500 | CI-MSC-HSCW-V01-180101 | Exhibit 1.5A_R North Shore EEPS_Adjustable_Savings_Goal_Template.xlsx, Unit Savings Calculations Tab | 4.6486 | 4.6486 | 4.6486 | 4.6486 | 92% | 92% | 92% | 92% | 2138.3762 | 2138.3762 | 2138.3762 | 2138.3762 | 8553.505 |  |  | 4.6486 |  | 2138.3762 | 0 |  | 0 | 4.6486 |  | 2138.3762 | 0 |  |  | 4.6486 |  | 2138.3762 | 0 |  |  | 4.6486 |  | 2138.3762 | 0 | 2138.3762 | 2138.3762 | 2138.3762 | 2138.3762 | 8553.505 | n/a | Exhibit 1.5A_R North Shore EEPS_Adjustable_Savings_Goal_Template.xlsx, Unit Savings Calculations Tab
Bus - SB Rebates | Infrared Heater | 1 | 4.4.12 | MBH | 0 | 0 | 0 | 0 | CI-HVC-IRHT-V01-120601 | Exhibit 1.5A_R North Shore EEPS_Adjustable_Savings_Goal_Template.xlsx, Unit Savings Calculations Tab | 3.0067 | 3.0067 | 3.0067 | 3.0067 | 92% | 92% | 92% | 92% | 0 | 0 | 0 | 0 | 0 |  |  | 3.0067 |  | 0 | 0 |  | 0 | 3.0067 |  | 0 | 0 |  |  | 3.0067 |  | 0 | 0 |  |  | 3.0067 |  | 0 | 0 | 0 | 0 | 0 | 0 | 0 | n/a | Exhibit 1.5A_R North Shore EEPS_Adjustable_Savings_Goal_Template.xlsx, Unit Savings Calculations Tab
Bus - SB Rebates | Modulating Commercial Gas Clothes Dryer | 1 | 4.8.4 | each | 0 | 0 | 0 | 0 | CI-MSC-MODD-V01-160601 | Exhibit 1.5A_R North Shore EEPS_Adjustable_Savings_Goal_Template.xlsx, Unit Savings Calculations Tab | 266.94 | 266.94 | 266.94 | 266.94 | 92% | 92% | 92% | 92% | 0 | 0 | 0 | 0 | 0 |  |  | 266.94 |  | 0 | 0 |  | 0 | 266.94 |  | 0 | 0 |  |  | 266.94 |  | 0 | 0 |  |  | 266.94 |  | 0 | 0 | 0 | 0 | 0 | 0 | 0 | n/a | Exhibit 1.5A_R North Shore EEPS_Adjustable_Savings_Goal_Template.xlsx, Unit Savings Calculations Tab
Bus - SB Rebates | Ozone Laundry | 1 | 4.3.6 | lb-capacity | 0 | 0 | 0 | 0 | CI-HW-OZLD-VO1-140601 | Exhibit 1.5A_R North Shore EEPS_Adjustable_Savings_Goal_Template.xlsx, Unit Savings Calculations Tab | 30.7227 | 30.7227 | 30.7227 | 30.7227 | 92% | 92% | 92% | 92% | 0 | 0 | 0 | 0 | 0 |  |  | 30.7227 |  | 0 | 0 |  | 0 | 30.7227 |  | 0 | 0 |  |  | 30.7227 |  | 0 | 0 |  |  | 30.7227 |  | 0 | 0 | 0 | 0 | 0 | 0 | 0 | n/a | Exhibit 1.5A_R North Shore EEPS_Adjustable_Savings_Goal_Template.xlsx, Unit Savings Calculations Tab
Bus - SB Rebates | Pipe Insulation - Dry Cleaners | 1 | 4.4.14 | ft | 0 | 0 | 0 | 0 | CI-HVC-PINS-V04-160601 | Exhibit 1.5A_R North Shore EEPS_Adjustable_Savings_Goal_Template.xlsx, Pipe Insulation Detail Tab | 4.151 | 4.151 | 4.151 | 4.151 | 92% | 92% | 92% | 92% | 0 | 0 | 0 | 0 | 0 |  |  | 4.151 |  | 0 | 0 |  | 0 | 4.151 |  | 0 | 0 |  |  | 4.151 |  | 0 | 0 |  |  | 4.151 |  | 0 | 0 | 0 | 0 | 0 | 0 | 0 | n/a | Exhibit 1.5A_R North Shore EEPS_Adjustable_Savings_Goal_Template.xlsx, Pipe Insulation Detail Tab
Bus - SB Rebates | Pipe Insulation - Dry Cleaners -Elbows | 1 | 4.4.14 | ft | 0 | 0 | 0 | 0 | CI-HVC-PINS-V04-160601 | Exhibit 1.5A_R North Shore EEPS_Adjustable_Savings_Goal_Template.xlsx, Pipe Insulation Detail Tab | 1.9925 | 1.9925 | 1.9925 | 1.9925 | 92% | 92% | 92% | 92% | 0 | 0 | 0 | 0 | 0 |  |  | 1.9925 |  | 0 | 0 |  | 0 | 1.9925 |  | 0 | 0 |  |  | 1.9925 |  | 0 | 0 |  |  | 1.9925 |  | 0 | 0 | 0 | 0 | 0 | 0 | 0 | n/a | Exhibit 1.5A_R North Shore EEPS_Adjustable_Savings_Goal_Template.xlsx, Pipe Insulation Detail Tab
Bus - SB Rebates | Pipe Insulation - HW Small 1" to 2" | 1 | 4.4.14 | ft | 0 | 0 | 0 | 0 | CI-HVC-PINS-V04-160601 | Exhibit 1.5A_R North Shore EEPS_Adjustable_Savings_Goal_Template.xlsx, Pipe Insulation Detail Tab | 2.6588 | 2.6588 | 2.6588 | 2.6588 | 92% | 92% | 92% | 92% | 0 | 0 | 0 | 0 | 0 |  |  | 2.6588 |  | 0 | 0 |  | 0 | 2.6588 |  | 0 | 0 |  |  | 2.6588 |  | 0 | 0 |  |  | 2.6588 |  | 0 | 0 | 0 | 0 | 0 | 0 | 0 | n/a | Exhibit 1.5A_R North Shore EEPS_Adjustable_Savings_Goal_Template.xlsx, Pipe Insulation Detail Tab
Bus - SB Rebates | Pipe Insulation - HW Medium 2.1" to 4" | 1 | 4.4.14 | ft | 0 | 0 | 0 | 0 | CI-HVC-PINS-V04-160601 | Exhibit 1.5A_R North Shore EEPS_Adjustable_Savings_Goal_Template.xlsx, Pipe Insulation Detail Tab | 5.2492 | 5.2492 | 5.2492 | 5.2492 | 92% | 92% | 92% | 92% | 0 | 0 | 0 | 0 | 0 |  |  | 5.2492 |  | 0 | 0 |  | 0 | 5.2492 |  | 0 | 0 |  |  | 5.2492 |  | 0 | 0 |  |  | 5.2492 |  | 0 | 0 | 0 | 0 | 0 | 0 | 0 | n/a | Exhibit 1.5A_R North Shore EEPS_Adjustable_Savings_Goal_Template.xlsx, Pipe Insulation Detail Tab
Bus - SB Rebates | Pipe Insulation - HW Large >4" | 1 | 4.4.14 | ft | 0 | 0 | 0 | 0 | CI-HVC-PINS-V04-160601 | Exhibit 1.5A_R North Shore EEPS_Adjustable_Savings_Goal_Template.xlsx, Pipe Insulation Detail Tab | 9.0408 | 9.0408 | 9.0408 | 9.0408 | 92% | 92% | 92% | 92% | 0 | 0 | 0 | 0 | 0 |  |  | 9.0408 |  | 0 | 0 |  | 0 | 9.0408 |  | 0 | 0 |  |  | 9.0408 |  | 0 | 0 |  |  | 9.0408 |  | 0 | 0 | 0 | 0 | 0 | 0 | 0 | n/a | Exhibit 1.5A_R North Shore EEPS_Adjustable_Savings_Goal_Template.xlsx, Pipe Insulation Detail Tab
Bus - SB Rebates | Pipe Insulation - Steam - Small 1" to 2" | 1 | 4.4.14 | ft | 450 | 450 | 450 | 450 | CI-HVC-PINS-V04-160601 | Exhibit 1.5A_R North Shore EEPS_Adjustable_Savings_Goal_Template.xlsx, Pipe Insulation Detail Tab | 3.1855 | 3.1855 | 3.1855 | 3.1855 | 92% | 92% | 92% | 92% | 1318.7869 | 1318.7869 | 1318.7869 | 1318.7869 | 5275.1478 |  |  | 3.1855 |  | 1318.7869 | 0 |  | 0 | 3.1855 |  | 1318.7869 | 0 |  |  | 3.1855 |  | 1318.7869 | 0 |  |  | 3.1855 |  | 1318.7869 | 0 | 1318.7869 | 1318.7869 | 1318.7869 | 1318.7869 | 5275.1478 | n/a | Exhibit 1.5A_R North Shore EEPS_Adjustable_Savings_Goal_Template.xlsx, Pipe Insulation Detail Tab
Bus - SB Rebates | Pipe Insulation - Steam - Med 2.1" to 5" | 1 | 4.4.14 | ft | 375 | 375 | 375 | 375 | CI-HVC-PINS-V04-160601 | Exhibit 1.5A_R North Shore EEPS_Adjustable_Savings_Goal_Template.xlsx, Pipe Insulation Detail Tab | 13.1481 | 13.1481 | 13.1481 | 13.1481 | 92% | 92% | 92% | 92% | 4536.1037 | 4536.1037 | 4536.1037 | 4536.1037 | 18144.415 |  |  | 13.1481 |  | 4536.1037 | 0 |  | 0 | 13.1481 |  | 4536.1037 | 0 |  |  | 13.1481 |  | 4536.1037 | 0 |  |  | 13.1481 |  | 4536.1037 | 0 | 4536.1037 | 4536.1037 | 4536.1037 | 4536.1037 | 18144.415 | n/a | Exhibit 1.5A_R North Shore EEPS_Adjustable_Savings_Goal_Template.xlsx, Pipe Insulation Detail Tab
Bus - SB Rebates | Pipe Insulation - Steam - Large 5.1" to 8" | 1 | 4.4.14 | ft | 0 | 0 | 0 | 0 | CI-HVC-PINS-V04-160601 | Exhibit 1.5A_R North Shore EEPS_Adjustable_Savings_Goal_Template.xlsx, Pipe Insulation Detail Tab | 24.2556 | 24.2556 | 24.2556 | 24.2556 | 92% | 92% | 92% | 92% | 0 | 0 | 0 | 0 | 0 |  |  | 24.2556 |  | 0 | 0 |  | 0 | 24.2556 |  | 0 | 0 |  |  | 24.2556 |  | 0 | 0 |  |  | 24.2556 |  | 0 | 0 | 0 | 0 | 0 | 0 | 0 | n/a | Exhibit 1.5A_R North Shore EEPS_Adjustable_Savings_Goal_Template.xlsx, Pipe Insulation Detail Tab
Bus - SB Rebates | Pipe Insulation - Steam - X-Large >8" | 1 | 4.4.14 | ft | 0 | 0 | 0 | 0 | CI-HVC-PINS-V04-160601 | Exhibit 1.5A_R North Shore EEPS_Adjustable_Savings_Goal_Template.xlsx, Pipe Insulation Detail Tab | 35.9848 | 35.9848 | 35.9848 | 35.9848 | 92% | 92% | 92% | 92% | 0 | 0 | 0 | 0 | 0 |  |  | 35.9848 |  | 0 | 0 |  | 0 | 35.9848 |  | 0 | 0 |  |  | 35.9848 |  | 0 | 0 |  |  | 35.9848 |  | 0 | 0 | 0 | 0 | 0 | 0 | 0 | n/a | Exhibit 1.5A_R North Shore EEPS_Adjustable_Savings_Goal_Template.xlsx, Pipe Insulation Detail Tab
Bus - SB Rebates | Pipe Insulation - Steam Med Fitting | 1 | 4.4.14 | each | 5 | 5 | 5 | 5 | CI-HVC-PINS-V04-160601 | Exhibit 1.5A_R North Shore EEPS_Adjustable_Savings_Goal_Template.xlsx, Pipe Insulation Detail Tab | 12.5152 | 12.5152 | 12.5152 | 12.5152 | 92% | 92% | 92% | 92% | 57.5698 | 57.5698 | 57.5698 | 57.5698 | 230.2793 |  |  | 12.5152 |  | 57.5698 | 0 |  | 0 | 12.5152 |  | 57.5698 | 0 |  |  | 12.5152 |  | 57.5698 | 0 |  |  | 12.5152 |  | 57.5698 | 0 | 57.5698 | 57.5698 | 57.5698 | 57.5698 | 230.2793 | n/a | Exhibit 1.5A_R North Shore EEPS_Adjustable_Savings_Goal_Template.xlsx, Pipe Insulation Detail Tab
Bus - SB Rebates | Pipe Insulation - Steam Large Fitting | 1 | 4.4.14 | each | 0 | 0 | 0 | 0 | CI-HVC-PINS-V04-160601 | Exhibit 1.5A_R North Shore EEPS_Adjustable_Savings_Goal_Template.xlsx, Pipe Insulation Detail Tab | 51.2495 | 51.2495 | 51.2495 | 51.2495 | 92% | 92% | 92% | 92% | 0 | 0 | 0 | 0 | 0 |  |  | 51.2495 |  | 0 | 0 |  | 0 | 51.2495 |  | 0 | 0 |  |  | 51.2495 |  | 0 | 0 |  |  | 51.2495 |  | 0 | 0 | 0 | 0 | 0 | 0 | 0 | n/a | Exhibit 1.5A_R North Shore EEPS_Adjustable_Savings_Goal_Template.xlsx, Pipe Insulation Detail Tab
Bus - SB Rebates | Pipe Insulation - Steam X-Large Fitting | 1 | 4.4.14 | each | 0 | 0 | 0 | 0 | CI-HVC-PINS-V04-160601 | Exhibit 1.5A_R North Shore EEPS_Adjustable_Savings_Goal_Template.xlsx, Pipe Insulation Detail Tab | 99.1381 | 99.1381 | 99.1381 | 99.1381 | 92% | 92% | 92% | 92% | 0 | 0 | 0 | 0 | 0 |  |  | 99.1381 |  | 0 | 0 |  | 0 | 99.1381 |  | 0 | 0 |  |  | 99.1381 |  | 0 | 0 |  |  | 99.1381 |  | 0 | 0 | 0 | 0 | 0 | 0 | 0 | n/a | Exhibit 1.5A_R North Shore EEPS_Adjustable_Savings_Goal_Template.xlsx, Pipe Insulation Detail Tab
Bus - SB Rebates | Pipe Insulation - Steam Med Valve | 1 | 4.4.14 | each | 0 | 0 | 0 | 0 | CI-HVC-PINS-V04-160601 | Exhibit 1.5A_R North Shore EEPS_Adjustable_Savings_Goal_Template.xlsx, Pipe Insulation Detail Tab | 37.4234 | 37.4234 | 37.4234 | 37.4234 | 92% | 92% | 92% | 92% | 0 | 0 | 0 | 0 | 0 |  |  | 37.4234 |  | 0 | 0 |  | 0 | 37.4234 |  | 0 | 0 |  |  | 37.4234 |  | 0 | 0 |  |  | 37.4234 |  | 0 | 0 | 0 | 0 | 0 | 0 | 0 | n/a | Exhibit 1.5A_R North Shore EEPS_Adjustable_Savings_Goal_Template.xlsx, Pipe Insulation Detail Tab
Bus - SB Rebates | Pipe Insulation - Steam Large Valve | 1 | 4.4.14 | each | 0 | 0 | 0 | 0 | CI-HVC-PINS-V04-160601 | Exhibit 1.5A_R North Shore EEPS_Adjustable_Savings_Goal_Template.xlsx, Pipe Insulation Detail Tab | 107.5261 | 107.5261 | 107.5261 | 107.5261 | 92% | 92% | 92% | 92% | 0 | 0 | 0 | 0 | 0 |  |  | 107.5261 |  | 0 | 0 |  | 0 | 107.5261 |  | 0 | 0 |  |  | 107.5261 |  | 0 | 0 |  |  | 107.5261 |  | 0 | 0 | 0 | 0 | 0 | 0 | 0 | n/a | Exhibit 1.5A_R North Shore EEPS_Adjustable_Savings_Goal_Template.xlsx, Pipe Insulation Detail Tab
Bus - SB Rebates | Pipe Insulation - Steam X-Large Valve | 1 | 4.4.14 | each | 0 | 0 | 0 | 0 | CI-HVC-PINS-V04-160601 | Exhibit 1.5A_R North Shore EEPS_Adjustable_Savings_Goal_Template.xlsx, Pipe Insulation Detail Tab | 175.0625 | 175.0625 | 175.0625 | 175.0625 | 92% | 92% | 92% | 92% | 0 | 0 | 0 | 0 | 0 |  |  | 175.0625 |  | 0 | 0 |  | 0 | 175.0625 |  | 0 | 0 |  |  | 175.0625 |  | 0 | 0 |  |  | 175.0625 |  | 0 | 0 | 0 | 0 | 0 | 0 | 0 | n/a | Exhibit 1.5A_R North Shore EEPS_Adjustable_Savings_Goal_Template.xlsx, Pipe Insulation Detail Tab
Bus - SB Rebates | Pre Rinse Sprayer | 1 | 4.2.11 | each | 5 | 5 | 5 | 5 | CI-FSE-SPRY-V04-180101 | Exhibit 1.5A_R North Shore EEPS_Adjustable_Savings_Goal_Template.xlsx, Pipe Insulation Detail Tab | 110.5208 | 110.5208 | 110.5208 | 110.5208 | 92% | 92% | 92% | 92% | 508.3956 | 508.3956 | 508.3956 | 508.3956 | 2033.5822 |  |  | 110.5208 |  | 508.3956 | 0 |  | 0 | 110.5208 |  | 508.3956 | 0 |  |  | 110.5208 |  | 508.3956 | 0 |  |  | 110.5208 |  | 508.3956 | 0 | 508.3956 | 508.3956 | 508.3956 | 508.3956 | 2033.5822 | n/a | Exhibit 1.5A_R North Shore EEPS_Adjustable_Savings_Goal_Template.xlsx, Pipe Insulation Detail Tab
Bus - SB Rebates | Steam Boiler ≥82% AFUE, >300MBh TE | 1 | 4.4.10 | MBH | 0 | 0 | 0 | 0 | CI-HVC-BOIL-V05-150601 | Exhibit 1.5A_R North Shore EEPS_Adjustable_Savings_Goal_Template.xlsx, Unit Savings Calculations Tab | 0.60266 | 0.60266 | 0.60266 | 0.60266 | 92% | 92% | 92% | 92% | 0 | 0 | 0 | 0 | 0 |  |  | 0.60266 |  | 0 | 0 |  | 0 | 0.60266 |  | 0 | 0 |  |  | 0.60266 |  | 0 | 0 |  |  | 0.60266 |  | 0 | 0 | 0 | 0 | 0 | 0 | 0 | n/a | Exhibit 1.5A_R North Shore EEPS_Adjustable_Savings_Goal_Template.xlsx, Unit Savings Calculations Tab
Bus - SB Rebates | Steam Traps - Dry Cleaner/Industrial | 1 | 4.4.16 | each | 0 | 0 | 0 | 0 | CI-HVC-STRE-V05-180101 | Exhibit 1.5A_R North Shore EEPS_Adjustable_Savings_Goal_Template.xlsx, Unit Savings Calculations Tab | 137.9194 | 137.9194 | 137.9194 | 137.9194 | 92% | 92% | 92% | 92% | 0 | 0 | 0 | 0 | 0 |  |  | 137.9194 |  | 0 | 0 |  | 0 | 137.9194 |  | 0 | 0 |  |  | 137.9194 |  | 0 | 0 |  |  | 137.9194 |  | 0 | 0 | 0 | 0 | 0 | 0 | 0 | n/a | Exhibit 1.5A_R North Shore EEPS_Adjustable_Savings_Goal_Template.xlsx, Unit Savings Calculations Tab
Bus - SB Rebates | Steam Traps - HVAC Repair/Rep - Audit | 1 | 4.4.16 | each | 7 | 7 | 7 | 7 | CI-HVC-STRE-V05-180101 | Exhibit 1.5A_R North Shore EEPS_Adjustable_Savings_Goal_Template.xlsx, Unit Savings Calculations Tab | 88.4539 | 88.4539 | 88.4539 | 88.4539 | 92% | 92% | 92% | 92% | 569.6433 | 569.6433 | 569.6433 | 569.6433 | 2278.5731 |  |  | 88.4539 |  | 569.6433 | 0 |  | 0 | 88.4539 |  | 569.6433 | 0 |  |  | 88.4539 |  | 569.6433 | 0 |  |  | 88.4539 |  | 569.6433 | 0 | 569.6433 | 569.6433 | 569.6433 | 569.6433 | 2278.5731 | n/a | Exhibit 1.5A_R North Shore EEPS_Adjustable_Savings_Goal_Template.xlsx, Unit Savings Calculations Tab
Bus - SB Rebates | Steam Traps - HVAC Repair/Rep - No Audit | 1 | 4.4.16 | each | 2 | 2 | 2 | 2 | CI-HVC-STRE-V05-180101 | Exhibit 1.5A_R North Shore EEPS_Adjustable_Savings_Goal_Template.xlsx, Unit Savings Calculations Tab | 88.4539 | 88.4539 | 88.4539 | 88.4539 | 92% | 92% | 92% | 92% | 162.7552 | 162.7552 | 162.7552 | 162.7552 | 651.0209 |  |  | 88.4539 |  | 162.7552 | 0 |  | 0 | 88.4539 |  | 162.7552 | 0 |  |  | 88.4539 |  | 162.7552 | 0 |  |  | 88.4539 |  | 162.7552 | 0 | 162.7552 | 162.7552 | 162.7552 | 162.7552 | 651.0209 | n/a | Exhibit 1.5A_R North Shore EEPS_Adjustable_Savings_Goal_Template.xlsx, Unit Savings Calculations Tab
Bus - SB Rebates | Steam Traps - Test | 0 | Custom | each | 3 | 3 | 3 | 3 | Custom | Custom | 0 | 0 | 0 | 0 | 92% | 92% | 92% | 92% | 0 | 0 | 0 | 0 | 0 |  |  | 0 |  | 0 | 0 |  | 0 | 0 |  | 0 | 0 |  |  | 0 |  | 0 | 0 |  |  | 0 |  | 0 | 0 | 0 | 0 | 0 | 0 | 0 | n/a | Custom
Bus - SB Rebates | Thermostat - Programmable | 1 | 4.4.18 | each | 5 | 5 | 5 | 5 | CI-HVC-PROG-V02-150601 | Exhibit 1.5A_R North Shore EEPS_Adjustable_Savings_Goal_Template.xlsx, Thermostat Detail Tab | 124.6858 | 124.6858 | 124.6858 | 124.6858 | 92% | 92% | 92% | 92% | 573.5549 | 573.5549 | 573.5549 | 573.5549 | 2294.2195 |  |  | 124.6858 |  | 573.5549 | 0 |  | 0 | 124.6858 |  | 573.5549 | 0 |  |  | 124.6858 |  | 573.5549 | 0 |  |  | 124.6858 |  | 573.5549 | 0 | 573.5549 | 573.5549 | 573.5549 | 573.5549 | 2294.2195 | n/a | Exhibit 1.5A_R North Shore EEPS_Adjustable_Savings_Goal_Template.xlsx, Thermostat Detail Tab
Bus - SB Rebates | Water Heater - Storage 88% TE ≥75MBh | 1 | 4.3.1 | each | 0 | 0 | 0 | 0 | CI-HW-STWH-V03-180101 | Exhibit 1.5A_R North Shore EEPS_Adjustable_Savings_Goal_Template.xlsx, Unit Savings Calculations Tab | 135.6683 | 135.6683 | 135.6683 | 135.6683 | 92% | 92% | 92% | 92% | 0 | 0 | 0 | 0 | 0 |  |  | 135.6683 |  | 0 | 0 |  | 0 | 135.6683 |  | 0 | 0 |  |  | 135.6683 |  | 0 | 0 |  |  | 135.6683 |  | 0 | 0 | 0 | 0 | 0 | 0 | 0 | n/a | Exhibit 1.5A_R North Shore EEPS_Adjustable_Savings_Goal_Template.xlsx, Unit Savings Calculations Tab
Bus - SB Rebates | Water Heater 88% TE - Laundromat | 0 | Custom | MBH | 0 | 0 | 0 | 0 | Custom | Exhibit 1.5A_R North Shore EEPS_Adjustable_Savings_Goal_Template.xlsx, Laundromat Broiler Tab | 1.0567 | 1.0567 | 1.0567 | 1.0567 | 92% | 92% | 92% | 92% | 0 | 0 | 0 | 0 | 0 |  |  | 1.0567 |  | 0 | 0 |  | 0 | 1.0567 |  | 0 | 0 |  |  | 1.0567 |  | 0 | 0 |  |  | 1.0567 |  | 0 | 0 | 0 | 0 | 0 | 0 | 0 | n/a | Exhibit 1.5A_R North Shore EEPS_Adjustable_Savings_Goal_Template.xlsx, Laundromat Broiler Tab
Bus - SB Rebates | Water Heater 95% TE - Laundromat | 0 | Custom | MBH | 0 | 0 | 0 | 0 | Custom | Exhibit 1.5A_R North Shore EEPS_Adjustable_Savings_Goal_Template.xlsx, Laundromat Broiler Tab | 1.8353 | 1.8353 | 1.8353 | 1.8353 | 92% | 92% | 92% | 92% | 0 | 0 | 0 | 0 | 0 |  |  | 1.8353 |  | 0 | 0 |  | 0 | 1.8353 |  | 0 | 0 |  |  | 1.8353 |  | 0 | 0 |  |  | 1.8353 |  | 0 | 0 | 0 | 0 | 0 | 0 | 0 | n/a | Exhibit 1.5A_R North Shore EEPS_Adjustable_Savings_Goal_Template.xlsx, Laundromat Broiler Tab
Bus - SB Rebates -PTA | Boiler ≥88% AFUE, <300MBh (SB) | 1 | 4.4.10 | MBH | 0 | 0 | 0 | 0 | CI-HVC-BOIL-V05-150601 | Exhibit 1.5A_R North Shore EEPS_Adjustable_Savings_Goal_Template.xlsx, Unit Savings Calculations Tab | 1.1612 | 1.1612 | 1.1612 | 1.1612 | 92% | 92% | 92% | 92% | 0 | 0 | 0 | 0 | 0 |  |  | 1.1612 |  | 0 | 0 |  | 0 | 1.1612 |  | 0 | 0 |  |  | 1.1612 |  | 0 | 0 |  |  | 1.1612 |  | 0 | 0 | 0 | 0 | 0 | 0 | 0 | n/a | Exhibit 1.5A_R North Shore EEPS_Adjustable_Savings_Goal_Template.xlsx, Unit Savings Calculations Tab
Bus - SB Rebates -PTA | Boiler ≥88% AFUE, ≥300MBh TE (SB) | 1 | 4.4.10 | MBH | 700 | 700 | 700 | 700 | CI-HVC-BOIL-V05-150601 | Exhibit 1.5A_R North Shore EEPS_Adjustable_Savings_Goal_Template.xlsx, Unit Savings Calculations Tab | 1.587 | 1.587 | 1.587 | 1.587 | 92% | 92% | 92% | 92% | 1022.028 | 1022.028 | 1022.028 | 1022.028 | 4088.112 |  |  | 1.587 |  | 1022.028 | 0 |  | 0 | 1.587 |  | 1022.028 | 0 |  |  | 1.587 |  | 1022.028 | 0 |  |  | 1.587 |  | 1022.028 | 0 | 1022.028 | 1022.028 | 1022.028 | 1022.028 | 4088.112 | n/a | Exhibit 1.5A_R North Shore EEPS_Adjustable_Savings_Goal_Template.xlsx, Unit Savings Calculations Tab
Bus - SB Rebates -PTA | Boiler Reset Controls (SB) | 1 | 4.4.4 | MBH | 1000 | 1000 | 1000 | 1000 | CI-HVC-BLRC-V03-150601 | Exhibit 1.5A_R North Shore EEPS_Adjustable_Savings_Goal_Template.xlsx, Unit Savings Calculations Tab | 1.2696 | 1.2696 | 1.2696 | 1.2696 | 92% | 92% | 92% | 92% | 1168.032 | 1168.032 | 1168.032 | 1168.032 | 4672.128 |  |  | 1.2696 |  | 1168.032 | 0 |  | 0 | 1.2696 |  | 1168.032 | 0 |  |  | 1.2696 |  | 1168.032 | 0 |  |  | 1.2696 |  | 1168.032 | 0 | 1168.032 | 1168.032 | 1168.032 | 1168.032 | 4672.128 | n/a | Exhibit 1.5A_R North Shore EEPS_Adjustable_Savings_Goal_Template.xlsx, Unit Savings Calculations Tab
Bus - SB Rebates -PTA | Boiler Tune Up - Process | 1 | 4.4.3 | MBH | 0 | 0 | 0 | 0 | CI-HVC-PBTU-V05-160601 | Exhibit 1.5A_R North Shore EEPS_Adjustable_Savings_Goal_Template.xlsx, Unit Savings Calculations Tab | 0.83824 | 0.83824 | 0.83824 | 0.83824 | 92% | 92% | 92% | 92% | 0 | 0 | 0 | 0 | 0 |  |  | 0.83824 |  | 0 | 0 |  | 0 | 0.83824 |  | 0 | 0 |  |  | 0.83824 |  | 0 | 0 |  |  | 0.83824 |  | 0 | 0 | 0 | 0 | 0 | 0 | 0 | n/a | Exhibit 1.5A_R North Shore EEPS_Adjustable_Savings_Goal_Template.xlsx, Unit Savings Calculations Tab
Bus - SB Rebates -PTA | Boiler Tune Up - Space Heating (SB) | 1 | 4.4.2 | MBH | 400 | 400 | 400 | 400 | CI-HVC-BLRT-V06-160601 | Exhibit 1.5A_R North Shore EEPS_Adjustable_Savings_Goal_Template.xlsx, Unit Savings Calculations Tab | 0.37064 | 0.37064 | 0.37064 | 0.37064 | 92% | 92% | 92% | 92% | 136.3959 | 136.3959 | 136.3959 | 136.3959 | 545.5836 |  |  | 0.37064 |  | 136.3959 | 0 |  | 0 | 0.37064 |  | 136.3959 | 0 |  |  | 0.37064 |  | 136.3959 | 0 |  |  | 0.37064 |  | 136.3959 | 0 | 136.3959 | 136.3959 | 136.3959 | 136.3959 | 545.5836 | n/a | Exhibit 1.5A_R North Shore EEPS_Adjustable_Savings_Goal_Template.xlsx, Unit Savings Calculations Tab
Bus - SB Rebates -PTA | Condensing Unit Heater | 1 | 4.4.5 | MBH | 0 | 0 | 0 | 0 | CI-HVC-CUHT-V01-120601 | Exhibit 1.5A_R North Shore EEPS_Adjustable_Savings_Goal_Template.xlsx, Unit Savings Calculations Tab | 1.7733 | 1.7733 | 1.7733 | 1.7733 | 92% | 92% | 92% | 92% | 0 | 0 | 0 | 0 | 0 |  |  | 1.7733 |  | 0 | 0 |  | 0 | 1.7733 |  | 0 | 0 |  |  | 1.7733 |  | 0 | 0 |  |  | 1.7733 |  | 0 | 0 | 0 | 0 | 0 | 0 | 0 | n/a | Exhibit 1.5A_R North Shore EEPS_Adjustable_Savings_Goal_Template.xlsx, Unit Savings Calculations Tab
Bus - SB Rebates -PTA | DCV - Kitchen | 1 | 4.2.16 | each | 0 | 0 | 0 | 0 | CI-FSE-VENT-V03-160601 | Exhibit 1.5A_R North Shore EEPS_Adjustable_Savings_Goal_Template.xlsx, Unit Savings Calculations Tab | 5998.5 | 5998.5 | 5998.5 | 5998.5 | 92% | 92% | 92% | 92% | 0 | 0 | 0 | 0 | 0 |  |  | 5998.5 |  | 0 | 0 |  | 0 | 5998.5 |  | 0 | 0 |  |  | 5998.5 |  | 0 | 0 |  |  | 5998.5 |  | 0 | 0 | 0 | 0 | 0 | 0 | 0 | n/a | Exhibit 1.5A_R North Shore EEPS_Adjustable_Savings_Goal_Template.xlsx, Unit Savings Calculations Tab
Bus - SB Rebates -PTA | Direct Fired Heaters | 0 | Custom | MBH | 0 | 0 | 0 | 0 | Custom | Custom | 2.3085 | 2.3085 | 2.3085 | 2.3085 | 92% | 92% | 92% | 92% | 0 | 0 | 0 | 0 | 0 |  |  | 2.3085 |  | 0 | 0 |  | 0 | 2.3085 |  | 0 | 0 |  |  | 2.3085 |  | 0 | 0 |  |  | 2.3085 |  | 0 | 0 | 0 | 0 | 0 | 0 | 0 | n/a | Custom
Bus - SB Rebates -PTA | High Speed Washer - Hotel/Motel/Hospital | 1 | 4.8.5 | lb-capacity | 1000 | 1000 | 1000 | 1000 | CI-MSC-HSCW-V01-180101 | Exhibit 1.5A_R North Shore EEPS_Adjustable_Savings_Goal_Template.xlsx, Unit Savings Calculations Tab | 11.2432 | 11.2432 | 11.2432 | 11.2432 | 92% | 92% | 92% | 92% | 10343.7734 | 10343.7734 | 10343.7734 | 10343.7734 | 41375.0938 |  |  | 11.2432 |  | 10343.7734 | 0 |  | 0 | 11.2432 |  | 10343.7734 | 0 |  |  | 11.2432 |  | 10343.7734 | 0 |  |  | 11.2432 |  | 10343.7734 | 0 | 10343.7734 | 10343.7734 | 10343.7734 | 10343.7734 | 41375.0938 | n/a | Exhibit 1.5A_R North Shore EEPS_Adjustable_Savings_Goal_Template.xlsx, Unit Savings Calculations Tab
Bus - SB Rebates -PTA | High Speed Washer - Laundromat | 1 | 4.8.5 | lb-capacity | 0 | 0 | 0 | 0 | CI-MSC-HSCW-V01-180101 | Exhibit 1.5A_R North Shore EEPS_Adjustable_Savings_Goal_Template.xlsx, Unit Savings Calculations Tab | 4.6486 | 4.6486 | 4.6486 | 4.6486 | 92% | 92% | 92% | 92% | 0 | 0 | 0 | 0 | 0 |  |  | 4.6486 |  | 0 | 0 |  | 0 | 4.6486 |  | 0 | 0 |  |  | 4.6486 |  | 0 | 0 |  |  | 4.6486 |  | 0 | 0 | 0 | 0 | 0 | 0 | 0 | n/a | Exhibit 1.5A_R North Shore EEPS_Adjustable_Savings_Goal_Template.xlsx, Unit Savings Calculations Tab
Bus - SB Rebates -PTA | Infrared Heater | 1 | 4.4.12 | MBH | 0 | 0 | 0 | 0 | CI-HVC-IRHT-V01-120601 | Exhibit 1.5A_R North Shore EEPS_Adjustable_Savings_Goal_Template.xlsx, Unit Savings Calculations Tab | 3.0067 | 3.0067 | 3.0067 | 3.0067 | 92% | 92% | 92% | 92% | 0 | 0 | 0 | 0 | 0 |  |  | 3.0067 |  | 0 | 0 |  | 0 | 3.0067 |  | 0 | 0 |  |  | 3.0067 |  | 0 | 0 |  |  | 3.0067 |  | 0 | 0 | 0 | 0 | 0 | 0 | 0 | n/a | Exhibit 1.5A_R North Shore EEPS_Adjustable_Savings_Goal_Template.xlsx, Unit Savings Calculations Tab
Bus - SB Rebates -PTA | Modulating Commercial Gas Clothes Dryer | 1 | 4.8.4 | each | 0 | 0 | 0 | 0 | CI-MSC-MODD-V01-160601 | Exhibit 1.5A_R North Shore EEPS_Adjustable_Savings_Goal_Template.xlsx, Unit Savings Calculations Tab | 266.94 | 266.94 | 266.94 | 266.94 | 92% | 92% | 92% | 92% | 0 | 0 | 0 | 0 | 0 |  |  | 266.94 |  | 0 | 0 |  | 0 | 266.94 |  | 0 | 0 |  |  | 266.94 |  | 0 | 0 |  |  | 266.94 |  | 0 | 0 | 0 | 0 | 0 | 0 | 0 | n/a | Exhibit 1.5A_R North Shore EEPS_Adjustable_Savings_Goal_Template.xlsx, Unit Savings Calculations Tab
Bus - SB Rebates -PTA | Ozone Laundry | 1 | 4.3.6 | lb-capacity | 0 | 0 | 0 | 0 | CI-HW-OZLD-VO1-140601 | Exhibit 1.5A_R North Shore EEPS_Adjustable_Savings_Goal_Template.xlsx, Unit Savings Calculations Tab | 30.7227 | 30.7227 | 30.7227 | 30.7227 | 92% | 92% | 92% | 92% | 0 | 0 | 0 | 0 | 0 |  |  | 30.7227 |  | 0 | 0 |  | 0 | 30.7227 |  | 0 | 0 |  |  | 30.7227 |  | 0 | 0 |  |  | 30.7227 |  | 0 | 0 | 0 | 0 | 0 | 0 | 0 | n/a | Exhibit 1.5A_R North Shore EEPS_Adjustable_Savings_Goal_Template.xlsx, Unit Savings Calculations Tab
Bus - SB Rebates -PTA | Pipe Insulation - Dry Cleaners | 1 | 4.4.14 | ft | 0 | 0 | 0 | 0 | CI-HVC-PINS-V04-160601 | Exhibit 1.5A_R North Shore EEPS_Adjustable_Savings_Goal_Template.xlsx, Pipe Insulation Detail Tab | 4.151 | 4.151 | 4.151 | 4.151 | 92% | 92% | 92% | 92% | 0 | 0 | 0 | 0 | 0 |  |  | 4.151 |  | 0 | 0 |  | 0 | 4.151 |  | 0 | 0 |  |  | 4.151 |  | 0 | 0 |  |  | 4.151 |  | 0 | 0 | 0 | 0 | 0 | 0 | 0 | n/a | Exhibit 1.5A_R North Shore EEPS_Adjustable_Savings_Goal_Template.xlsx, Pipe Insulation Detail Tab
Bus - SB Rebates -PTA | Pipe Insulation - Dry Cleaners -Elbows | 1 | 4.4.14 | ft | 0 | 0 | 0 | 0 | CI-HVC-PINS-V04-160601 | Exhibit 1.5A_R North Shore EEPS_Adjustable_Savings_Goal_Template.xlsx, Pipe Insulation Detail Tab | 1.9925 | 1.9925 | 1.9925 | 1.9925 | 92% | 92% | 92% | 92% | 0 | 0 | 0 | 0 | 0 |  |  | 1.9925 |  | 0 | 0 |  | 0 | 1.9925 |  | 0 | 0 |  |  | 1.9925 |  | 0 | 0 |  |  | 1.9925 |  | 0 | 0 | 0 | 0 | 0 | 0 | 0 | n/a | Exhibit 1.5A_R North Shore EEPS_Adjustable_Savings_Goal_Template.xlsx, Pipe Insulation Detail Tab
Bus - SB Rebates -PTA | Pipe Insulation - HW Small 1" to 2" | 1 | 4.4.14 | ft | 150 | 150 | 150 | 150 | CI-HVC-PINS-V04-160601 | Exhibit 1.5A_R North Shore EEPS_Adjustable_Savings_Goal_Template.xlsx, Pipe Insulation Detail Tab | 2.6588 | 2.6588 | 2.6588 | 2.6588 | 92% | 92% | 92% | 92% | 366.9163 | 366.9163 | 366.9163 | 366.9163 | 1467.6654 |  |  | 2.6588 |  | 366.9163 | 0 |  | 0 | 2.6588 |  | 366.9163 | 0 |  |  | 2.6588 |  | 366.9163 | 0 |  |  | 2.6588 |  | 366.9163 | 0 | 366.9163 | 366.9163 | 366.9163 | 366.9163 | 1467.6654 | n/a | Exhibit 1.5A_R North Shore EEPS_Adjustable_Savings_Goal_Template.xlsx, Pipe Insulation Detail Tab
Bus - SB Rebates -PTA | Pipe Insulation - HW Medium 2.1" to 4" | 1 | 4.4.14 | ft | 750 | 750 | 750 | 750 | CI-HVC-PINS-V04-160601 | Exhibit 1.5A_R North Shore EEPS_Adjustable_Savings_Goal_Template.xlsx, Pipe Insulation Detail Tab | 5.2492 | 5.2492 | 5.2492 | 5.2492 | 92% | 92% | 92% | 92% | 3621.9502 | 3621.9502 | 3621.9502 | 3621.9502 | 14487.8007 |  |  | 5.2492 |  | 3621.9502 | 0 |  | 0 | 5.2492 |  | 3621.9502 | 0 |  |  | 5.2492 |  | 3621.9502 | 0 |  |  | 5.2492 |  | 3621.9502 | 0 | 3621.9502 | 3621.9502 | 3621.9502 | 3621.9502 | 14487.8007 | n/a | Exhibit 1.5A_R North Shore EEPS_Adjustable_Savings_Goal_Template.xlsx, Pipe Insulation Detail Tab
Bus - SB Rebates -PTA | Pipe Insulation - HW Large >4" | 1 | 4.4.14 | ft | 150 | 150 | 150 | 150 | CI-HVC-PINS-V04-160601 | Exhibit 1.5A_R North Shore EEPS_Adjustable_Savings_Goal_Template.xlsx, Pipe Insulation Detail Tab | 9.0408 | 9.0408 | 9.0408 | 9.0408 | 92% | 92% | 92% | 92% | 1247.6251 | 1247.6251 | 1247.6251 | 1247.6251 | 4990.5002 |  |  | 9.0408 |  | 1247.6251 | 0 |  | 0 | 9.0408 |  | 1247.6251 | 0 |  |  | 9.0408 |  | 1247.6251 | 0 |  |  | 9.0408 |  | 1247.6251 | 0 | 1247.6251 | 1247.6251 | 1247.6251 | 1247.6251 | 4990.5002 | n/a | Exhibit 1.5A_R North Shore EEPS_Adjustable_Savings_Goal_Template.xlsx, Pipe Insulation Detail Tab
Bus - SB Rebates -PTA | Pipe Insulation - Steam - Small 1" to 2" | 1 | 4.4.14 | ft | 300 | 300 | 300 | 300 | CI-HVC-PINS-V04-160601 | Exhibit 1.5A_R North Shore EEPS_Adjustable_Savings_Goal_Template.xlsx, Pipe Insulation Detail Tab | 3.1855 | 3.1855 | 3.1855 | 3.1855 | 92% | 92% | 92% | 92% | 879.1913 | 879.1913 | 879.1913 | 879.1913 | 3516.7652 |  |  | 3.1855 |  | 879.1913 | 0 |  | 0 | 3.1855 |  | 879.1913 | 0 |  |  | 3.1855 |  | 879.1913 | 0 |  |  | 3.1855 |  | 879.1913 | 0 | 879.1913 | 879.1913 | 879.1913 | 879.1913 | 3516.7652 | n/a | Exhibit 1.5A_R North Shore EEPS_Adjustable_Savings_Goal_Template.xlsx, Pipe Insulation Detail Tab
Bus - SB Rebates -PTA | Pipe Insulation - Steam - Med 2.1" to 5" | 1 | 4.4.14 | ft | 450 | 450 | 450 | 450 | CI-HVC-PINS-V04-160601 | Exhibit 1.5A_R North Shore EEPS_Adjustable_Savings_Goal_Template.xlsx, Pipe Insulation Detail Tab | 13.1481 | 13.1481 | 13.1481 | 13.1481 | 92% | 92% | 92% | 92% | 5443.3245 | 5443.3245 | 5443.3245 | 5443.3245 | 21773.298 |  |  | 13.1481 |  | 5443.3245 | 0 |  | 0 | 13.1481 |  | 5443.3245 | 0 |  |  | 13.1481 |  | 5443.3245 | 0 |  |  | 13.1481 |  | 5443.3245 | 0 | 5443.3245 | 5443.3245 | 5443.3245 | 5443.3245 | 21773.298 | n/a | Exhibit 1.5A_R North Shore EEPS_Adjustable_Savings_Goal_Template.xlsx, Pipe Insulation Detail Tab
Bus - SB Rebates -PTA | Pipe Insulation - Steam - Large 5.1" to 8" | 1 | 4.4.14 | ft | 300 | 300 | 300 | 300 | CI-HVC-PINS-V04-160601 | Exhibit 1.5A_R North Shore EEPS_Adjustable_Savings_Goal_Template.xlsx, Pipe Insulation Detail Tab | 24.2556 | 24.2556 | 24.2556 | 24.2556 | 92% | 92% | 92% | 92% | 6694.5545 | 6694.5545 | 6694.5545 | 6694.5545 | 26778.2182 |  |  | 24.2556 |  | 6694.5545 | 0 |  | 0 | 24.2556 |  | 6694.5545 | 0 |  |  | 24.2556 |  | 6694.5545 | 0 |  |  | 24.2556 |  | 6694.5545 | 0 | 6694.5545 | 6694.5545 | 6694.5545 | 6694.5545 | 26778.2182 | n/a | Exhibit 1.5A_R North Shore EEPS_Adjustable_Savings_Goal_Template.xlsx, Pipe Insulation Detail Tab
Bus - SB Rebates -PTA | Pipe Insulation - Steam - X-Large >8" | 1 | 4.4.14 | ft | 0 | 0 | 0 | 0 | CI-HVC-PINS-V04-160601 | Exhibit 1.5A_R North Shore EEPS_Adjustable_Savings_Goal_Template.xlsx, Pipe Insulation Detail Tab | 35.9848 | 35.9848 | 35.9848 | 35.9848 | 92% | 92% | 92% | 92% | 0 | 0 | 0 | 0 | 0 |  |  | 35.9848 |  | 0 | 0 |  | 0 | 35.9848 |  | 0 | 0 |  |  | 35.9848 |  | 0 | 0 |  |  | 35.9848 |  | 0 | 0 | 0 | 0 | 0 | 0 | 0 | n/a | Exhibit 1.5A_R North Shore EEPS_Adjustable_Savings_Goal_Template.xlsx, Pipe Insulation Detail Tab
Bus - SB Rebates -PTA | Pipe Insulation - Steam Med Fitting | 1 | 4.4.14 | each | 0 | 0 | 0 | 0 | CI-HVC-PINS-V04-160601 | Exhibit 1.5A_R North Shore EEPS_Adjustable_Savings_Goal_Template.xlsx, Pipe Insulation Detail Tab | 12.5152 | 12.5152 | 12.5152 | 12.5152 | 92% | 92% | 92% | 92% | 0 | 0 | 0 | 0 | 0 |  |  | 12.5152 |  | 0 | 0 |  | 0 | 12.5152 |  | 0 | 0 |  |  | 12.5152 |  | 0 | 0 |  |  | 12.5152 |  | 0 | 0 | 0 | 0 | 0 | 0 | 0 | n/a | Exhibit 1.5A_R North Shore EEPS_Adjustable_Savings_Goal_Template.xlsx, Pipe Insulation Detail Tab
Bus - SB Rebates -PTA | Pipe Insulation - Steam Large Fitting | 1 | 4.4.14 | each | 0 | 0 | 0 | 0 | CI-HVC-PINS-V04-160601 | Exhibit 1.5A_R North Shore EEPS_Adjustable_Savings_Goal_Template.xlsx, Pipe Insulation Detail Tab | 51.2495 | 51.2495 | 51.2495 | 51.2495 | 92% | 92% | 92% | 92% | 0 | 0 | 0 | 0 | 0 |  |  | 51.2495 |  | 0 | 0 |  | 0 | 51.2495 |  | 0 | 0 |  |  | 51.2495 |  | 0 | 0 |  |  | 51.2495 |  | 0 | 0 | 0 | 0 | 0 | 0 | 0 | n/a | Exhibit 1.5A_R North Shore EEPS_Adjustable_Savings_Goal_Template.xlsx, Pipe Insulation Detail Tab
Bus - SB Rebates -PTA | Pipe Insulation - Steam X-Large Fitting | 1 | 4.4.14 | each | 0 | 0 | 0 | 0 | CI-HVC-PINS-V04-160601 | Exhibit 1.5A_R North Shore EEPS_Adjustable_Savings_Goal_Template.xlsx, Pipe Insulation Detail Tab | 99.1381 | 99.1381 | 99.1381 | 99.1381 | 92% | 92% | 92% | 92% | 0 | 0 | 0 | 0 | 0 |  |  | 99.1381 |  | 0 | 0 |  | 0 | 99.1381 |  | 0 | 0 |  |  | 99.1381 |  | 0 | 0 |  |  | 99.1381 |  | 0 | 0 | 0 | 0 | 0 | 0 | 0 | n/a | Exhibit 1.5A_R North Shore EEPS_Adjustable_Savings_Goal_Template.xlsx, Pipe Insulation Detail Tab
Bus - SB Rebates -PTA | Pipe Insulation - Steam Med Valve | 1 | 4.4.14 | each | 0 | 0 | 0 | 0 | CI-HVC-PINS-V04-160601 | Exhibit 1.5A_R North Shore EEPS_Adjustable_Savings_Goal_Template.xlsx, Pipe Insulation Detail Tab | 37.4234 | 37.4234 | 37.4234 | 37.4234 | 92% | 92% | 92% | 92% | 0 | 0 | 0 | 0 | 0 |  |  | 37.4234 |  | 0 | 0 |  | 0 | 37.4234 |  | 0 | 0 |  |  | 37.4234 |  | 0 | 0 |  |  | 37.4234 |  | 0 | 0 | 0 | 0 | 0 | 0 | 0 | n/a | Exhibit 1.5A_R North Shore EEPS_Adjustable_Savings_Goal_Template.xlsx, Pipe Insulation Detail Tab
Bus - SB Rebates -PTA | Pipe Insulation - Steam Large Valve | 1 | 4.4.14 | each | 0 | 0 | 0 | 0 | CI-HVC-PINS-V04-160601 | Exhibit 1.5A_R North Shore EEPS_Adjustable_Savings_Goal_Template.xlsx, Pipe Insulation Detail Tab | 107.5261 | 107.5261 | 107.5261 | 107.5261 | 92% | 92% | 92% | 92% | 0 | 0 | 0 | 0 | 0 |  |  | 107.5261 |  | 0 | 0 |  | 0 | 107.5261 |  | 0 | 0 |  |  | 107.5261 |  | 0 | 0 |  |  | 107.5261 |  | 0 | 0 | 0 | 0 | 0 | 0 | 0 | n/a | Exhibit 1.5A_R North Shore EEPS_Adjustable_Savings_Goal_Template.xlsx, Pipe Insulation Detail Tab
Bus - SB Rebates -PTA | Pipe Insulation - Steam X-Large Valve | 1 | 4.4.14 | each | 0 | 0 | 0 | 0 | CI-HVC-PINS-V04-160601 | Exhibit 1.5A_R North Shore EEPS_Adjustable_Savings_Goal_Template.xlsx, Pipe Insulation Detail Tab | 175.0625 | 175.0625 | 175.0625 | 175.0625 | 92% | 92% | 92% | 92% | 0 | 0 | 0 | 0 | 0 |  |  | 175.0625 |  | 0 | 0 |  | 0 | 175.0625 |  | 0 | 0 |  |  | 175.0625 |  | 0 | 0 |  |  | 175.0625 |  | 0 | 0 | 0 | 0 | 0 | 0 | 0 | n/a | Exhibit 1.5A_R North Shore EEPS_Adjustable_Savings_Goal_Template.xlsx, Pipe Insulation Detail Tab
Bus - SB Rebates -PTA | Pre Rinse Sprayer (P) | 1 | 4.2.11 | each | 0 | 0 | 0 | 0 | CI-FSE-SPRY-V04-180101 | Exhibit 1.5A_R North Shore EEPS_Adjustable_Savings_Goal_Template.xlsx, Pipe Insulation Detail Tab | 110.5208 | 110.5208 | 110.5208 | 110.5208 | 92% | 92% | 92% | 92% | 0 | 0 | 0 | 0 | 0 |  |  | 110.5208 |  | 0 | 0 |  | 0 | 110.5208 |  | 0 | 0 |  |  | 110.5208 |  | 0 | 0 |  |  | 110.5208 |  | 0 | 0 | 0 | 0 | 0 | 0 | 0 | n/a | Exhibit 1.5A_R North Shore EEPS_Adjustable_Savings_Goal_Template.xlsx, Pipe Insulation Detail Tab
Bus - SB Rebates -PTA | Steam Boiler ≥82% AFUE, >300MBh TE (SB) | 1 | 4.4.10 | MBH | 0 | 0 | 0 | 0 | CI-HVC-BOIL-V05-150601 | Exhibit 1.5A_R North Shore EEPS_Adjustable_Savings_Goal_Template.xlsx, Unit Savings Calculations Tab | 0.60266 | 0.60266 | 0.60266 | 0.60266 | 92% | 92% | 92% | 92% | 0 | 0 | 0 | 0 | 0 |  |  | 0.60266 |  | 0 | 0 |  | 0 | 0.60266 |  | 0 | 0 |  |  | 0.60266 |  | 0 | 0 |  |  | 0.60266 |  | 0 | 0 | 0 | 0 | 0 | 0 | 0 | n/a | Exhibit 1.5A_R North Shore EEPS_Adjustable_Savings_Goal_Template.xlsx, Unit Savings Calculations Tab
Bus - SB Rebates -PTA | Steam Traps - Dry Cleaner/Industrial | 1 | 4.4.16 | each | 5 | 5 | 5 | 5 | CI-HVC-STRE-V05-180101 | Exhibit 1.5A_R North Shore EEPS_Adjustable_Savings_Goal_Template.xlsx, Unit Savings Calculations Tab | 137.9194 | 137.9194 | 137.9194 | 137.9194 | 92% | 92% | 92% | 92% | 634.4292 | 634.4292 | 634.4292 | 634.4292 | 2537.7169 |  |  | 137.9194 |  | 634.4292 | 0 |  | 0 | 137.9194 |  | 634.4292 | 0 |  |  | 137.9194 |  | 634.4292 | 0 |  |  | 137.9194 |  | 634.4292 | 0 | 634.4292 | 634.4292 | 634.4292 | 634.4292 | 2537.7169 | n/a | Exhibit 1.5A_R North Shore EEPS_Adjustable_Savings_Goal_Template.xlsx, Unit Savings Calculations Tab
Bus - SB Rebates -PTA | Steam Traps - HVAC Repair/Rep - Audit | 1 | 4.4.16 | each | 2 | 2 | 2 | 2 | CI-HVC-STRE-V05-180101 | Exhibit 1.5A_R North Shore EEPS_Adjustable_Savings_Goal_Template.xlsx, Unit Savings Calculations Tab | 88.4539 | 88.4539 | 88.4539 | 88.4539 | 92% | 92% | 92% | 92% | 162.7552 | 162.7552 | 162.7552 | 162.7552 | 651.0209 |  |  | 88.4539 |  | 162.7552 | 0 |  | 0 | 88.4539 |  | 162.7552 | 0 |  |  | 88.4539 |  | 162.7552 | 0 |  |  | 88.4539 |  | 162.7552 | 0 | 162.7552 | 162.7552 | 162.7552 | 162.7552 | 651.0209 | n/a | Exhibit 1.5A_R North Shore EEPS_Adjustable_Savings_Goal_Template.xlsx, Unit Savings Calculations Tab
Bus - SB Rebates -PTA | Steam Traps - HVAC Repair/Rep - No Audit | 1 | 4.4.16 | each | 2 | 2 | 2 | 2 | CI-HVC-STRE-V05-180101 | Exhibit 1.5A_R North Shore EEPS_Adjustable_Savings_Goal_Template.xlsx, Unit Savings Calculations Tab | 88.4539 | 88.4539 | 88.4539 | 88.4539 | 92% | 92% | 92% | 92% | 162.7552 | 162.7552 | 162.7552 | 162.7552 | 651.0209 |  |  | 88.4539 |  | 162.7552 | 0 |  | 0 | 88.4539 |  | 162.7552 | 0 |  |  | 88.4539 |  | 162.7552 | 0 |  |  | 88.4539 |  | 162.7552 | 0 | 162.7552 | 162.7552 | 162.7552 | 162.7552 | 651.0209 | n/a | Exhibit 1.5A_R North Shore EEPS_Adjustable_Savings_Goal_Template.xlsx, Unit Savings Calculations Tab
Bus - SB Rebates -PTA | Steam Traps - Test | 0 | Custom | each | 0 | 0 | 0 | 0 | Custom | Custom | 0 | 0 | 0 | 0 | 92% | 92% | 92% | 92% | 0 | 0 | 0 | 0 | 0 |  |  | 0 |  | 0 | 0 |  | 0 | 0 |  | 0 | 0 |  |  | 0 |  | 0 | 0 |  |  | 0 |  | 0 | 0 | 0 | 0 | 0 | 0 | 0 | n/a | Custom
Bus - SB Rebates -PTA | Thermostat - Programmable | 1 | 4.4.18 | each | 0 | 0 | 0 | 0 | CI-HVC-PROG-V02-150601 | Exhibit 1.5A_R North Shore EEPS_Adjustable_Savings_Goal_Template.xlsx, Thermostat Detail Tab | 124.6858 | 124.6858 | 124.6858 | 124.6858 | 92% | 92% | 92% | 92% | 0 | 0 | 0 | 0 | 0 |  |  | 124.6858 |  | 0 | 0 |  | 0 | 124.6858 |  | 0 | 0 |  |  | 124.6858 |  | 0 | 0 |  |  | 124.6858 |  | 0 | 0 | 0 | 0 | 0 | 0 | 0 | n/a | Exhibit 1.5A_R North Shore EEPS_Adjustable_Savings_Goal_Template.xlsx, Thermostat Detail Tab
Bus - SB Rebates -PTA | Water Heater - Storage 88% TE ≥75MBh | 1 | 4.3.1 | each | 0 | 0 | 0 | 0 | CI-HW-STWH-V03-180101 | Exhibit 1.5A_R North Shore EEPS_Adjustable_Savings_Goal_Template.xlsx, Unit Savings Calculations Tab | 135.6683 | 135.6683 | 135.6683 | 135.6683 | 92% | 92% | 92% | 92% | 0 | 0 | 0 | 0 | 0 |  |  | 135.6683 |  | 0 | 0 |  | 0 | 135.6683 |  | 0 | 0 |  |  | 135.6683 |  | 0 | 0 |  |  | 135.6683 |  | 0 | 0 | 0 | 0 | 0 | 0 | 0 | n/a | Exhibit 1.5A_R North Shore EEPS_Adjustable_Savings_Goal_Template.xlsx, Unit Savings Calculations Tab
Bus - SB Rebates -PTA | Water Heater 88% TE - Laundromat | 0 | Custom | MBH | 0 | 0 | 0 | 0 | Custom | Exhibit 1.5A_R North Shore EEPS_Adjustable_Savings_Goal_Template.xlsx, Laundromat Broiler Tab | 1.0567 | 1.0567 | 1.0567 | 1.0567 | 92% | 92% | 92% | 92% | 0 | 0 | 0 | 0 | 0 |  |  | 1.0567 |  | 0 | 0 |  | 0 | 1.0567 |  | 0 | 0 |  |  | 1.0567 |  | 0 | 0 |  |  | 1.0567 |  | 0 | 0 | 0 | 0 | 0 | 0 | 0 | n/a | Exhibit 1.5A_R North Shore EEPS_Adjustable_Savings_Goal_Template.xlsx, Laundromat Broiler Tab
Bus - SB Rebates -PTA | Water Heater 95% TE - Laundromat | 0 | Custom | MBH | 0 | 0 | 0 | 0 | Custom | Exhibit 1.5A_R North Shore EEPS_Adjustable_Savings_Goal_Template.xlsx, Laundromat Broiler Tab | 1.8353 | 1.8353 | 1.8353 | 1.8353 | 92% | 92% | 92% | 92% | 0 | 0 | 0 | 0 | 0 |  |  | 1.8353 |  | 0 | 0 |  | 0 | 1.8353 |  | 0 | 0 |  |  | 1.8353 |  | 0 | 0 |  |  | 1.8353 |  | 0 | 0 | 0 | 0 | 0 | 0 | 0 | n/a | Exhibit 1.5A_R North Shore EEPS_Adjustable_Savings_Goal_Template.xlsx, Laundromat Broiler Tab
Bus - CI Rebates | Boiler ≥88% AFUE, <300MBh | 1 | 4.4.10 | MBH | 600 | 600 | 600 | 600 | CI-HVC-BOIL-V05-150601 | Exhibit 1.5A_R North Shore EEPS_Adjustable_Savings_Goal_Template.xlsx, Unit Savings Calculations Tab | 1.1261 | 1.1261 | 1.1261 | 1.1261 | 79% | 79% | 79% | 79% | 533.7702 | 533.7702 | 533.7702 | 533.7702 | 2135.081 |  |  | 1.1261 |  | 533.7702 | 0 |  | 0 | 1.1261 |  | 533.7702 | 0 |  |  | 1.1261 |  | 533.7702 | 0 |  |  | 1.1261 |  | 533.7702 | 0 | 533.7702 | 533.7702 | 533.7702 | 533.7702 | 2135.081 | n/a | Exhibit 1.5A_R North Shore EEPS_Adjustable_Savings_Goal_Template.xlsx, Unit Savings Calculations Tab
Bus - CI Rebates | Boiler ≥88% AFUE, ≥300MBh TE | 1 | 4.4.10 | MBH | 2000 | 2000 | 2000 | 2000 | CI-HVC-BOIL-V05-150601 | Exhibit 1.5A_R North Shore EEPS_Adjustable_Savings_Goal_Template.xlsx, Unit Savings Calculations Tab | 1.539 | 1.539 | 1.539 | 1.539 | 79% | 79% | 79% | 79% | 2431.62 | 2431.62 | 2431.62 | 2431.62 | 9726.48 |  |  | 1.539 |  | 2431.62 | 0 |  | 0 | 1.539 |  | 2431.62 | 0 |  |  | 1.539 |  | 2431.62 | 0 |  |  | 1.539 |  | 2431.62 | 0 | 2431.62 | 2431.62 | 2431.62 | 2431.62 | 9726.48 | n/a | Exhibit 1.5A_R North Shore EEPS_Adjustable_Savings_Goal_Template.xlsx, Unit Savings Calculations Tab
Bus - CI Rebates | Boiler Reset Controls | 1 | 4.4.4 | each | 2400 | 2400 | 2400 | 2400 | CI-HVC-BLRC-V03-150601 | Exhibit 1.5A_R North Shore EEPS_Adjustable_Savings_Goal_Template.xlsx, Unit Savings Calculations Tab | 1.2312 | 1.2312 | 1.2312 | 1.2312 | 79% | 79% | 79% | 79% | 2334.3552 | 2334.3552 | 2334.3552 | 2334.3552 | 9337.4208 |  |  | 1.2312 |  | 2334.3552 | 0 |  | 0 | 1.2312 |  | 2334.3552 | 0 |  |  | 1.2312 |  | 2334.3552 | 0 |  |  | 1.2312 |  | 2334.3552 | 0 | 2334.3552 | 2334.3552 | 2334.3552 | 2334.3552 | 9337.4208 | n/a | Exhibit 1.5A_R North Shore EEPS_Adjustable_Savings_Goal_Template.xlsx, Unit Savings Calculations Tab
Bus - CI Rebates | Boiler Tune Up - Process | 1 | 4.4.3 | MBH | 45000 | 45000 | 45000 | 45000 | CI-HVC-PBTU-V05-160601 | Exhibit 1.5A_R North Shore EEPS_Adjustable_Savings_Goal_Template.xlsx, Unit Savings Calculations Tab | 0.83824 | 0.83824 | 0.83824 | 0.83824 | 79% | 79% | 79% | 79% | 29799.2569 | 29799.2569 | 29799.2569 | 29799.2569 | 119197.0276 |  |  | 0.83824 |  | 29799.2569 | 0 |  | 0 | 0.83824 |  | 29799.2569 | 0 |  |  | 0.83824 |  | 29799.2569 | 0 |  |  | 0.83824 |  | 29799.2569 | 0 | 29799.2569 | 29799.2569 | 29799.2569 | 29799.2569 | 119197.0276 | n/a | Exhibit 1.5A_R North Shore EEPS_Adjustable_Savings_Goal_Template.xlsx, Unit Savings Calculations Tab
Bus - CI Rebates | Boiler Tune Up - Space Heating | 1 | 4.4.2 | MBH | 5000 | 5000 | 5000 | 5000 | CI-HVC-BLRT-V06-160601 | Exhibit 1.5A_R North Shore EEPS_Adjustable_Savings_Goal_Template.xlsx, Unit Savings Calculations Tab | 0.35943 | 0.35943 | 0.35943 | 0.35943 | 79% | 79% | 79% | 79% | 1419.7514 | 1419.7514 | 1419.7514 | 1419.7514 | 5679.0055 |  |  | 0.35943 |  | 1419.7514 | 0 |  | 0 | 0.35943 |  | 1419.7514 | 0 |  |  | 0.35943 |  | 1419.7514 | 0 |  |  | 0.35943 |  | 1419.7514 | 0 | 1419.7514 | 1419.7514 | 1419.7514 | 1419.7514 | 5679.0055 | n/a | Exhibit 1.5A_R North Shore EEPS_Adjustable_Savings_Goal_Template.xlsx, Unit Savings Calculations Tab
Bus - CI Rebates | Condensing Unit Heater | 1 | 4.4.5 | MBH | 0 | 0 | 0 | 0 | CI-HVC-CUHT-V01-120601 | Exhibit 1.5A_R North Shore EEPS_Adjustable_Savings_Goal_Template.xlsx, Unit Savings Calculations Tab | 1.7733 | 1.7733 | 1.7733 | 1.7733 | 79% | 79% | 79% | 79% | 0 | 0 | 0 | 0 | 0 |  |  | 1.7733 |  | 0 | 0 |  | 0 | 1.7733 |  | 0 | 0 |  |  | 1.7733 |  | 0 | 0 |  |  | 1.7733 |  | 0 | 0 | 0 | 0 | 0 | 0 | 0 | n/a | Exhibit 1.5A_R North Shore EEPS_Adjustable_Savings_Goal_Template.xlsx, Unit Savings Calculations Tab
Bus - CI Rebates | DCV - Kitchen | 1 | 4.2.16 | each | 5 | 5 | 5 | 5 | CI-FSE-VENT-V03-160601 | Exhibit 1.5A_R North Shore EEPS_Adjustable_Savings_Goal_Template.xlsx, Unit Savings Calculations Tab | 5998.5 | 5998.5 | 5998.5 | 5998.5 | 79% | 79% | 79% | 79% | 23694.075 | 23694.075 | 23694.075 | 23694.075 | 94776.3 |  |  | 5998.5 |  | 23694.075 | 0 |  | 0 | 5998.5 |  | 23694.075 | 0 |  |  | 5998.5 |  | 23694.075 | 0 |  |  | 5998.5 |  | 23694.075 | 0 | 23694.075 | 23694.075 | 23694.075 | 23694.075 | 94776.3 | n/a | Exhibit 1.5A_R North Shore EEPS_Adjustable_Savings_Goal_Template.xlsx, Unit Savings Calculations Tab
Bus - CI Rebates | Direct Fired Heaters | 0 | Custom | MBH | 0 | 0 | 0 | 0 | Custom | Custom | 2.3085 | 2.3085 | 2.3085 | 2.3085 | 79% | 79% | 79% | 79% | 0 | 0 | 0 | 0 | 0 |  |  | 2.3085 |  | 0 | 0 |  | 0 | 2.3085 |  | 0 | 0 |  |  | 2.3085 |  | 0 | 0 |  |  | 2.3085 |  | 0 | 0 | 0 | 0 | 0 | 0 | 0 | n/a | Custom
Bus - CI Rebates | High Speed Washer - Hotel/Motel/Hospital | 1 | 4.8.5 | lb-capacity | 500 | 500 | 500 | 500 | CI-MSC-HSCW-V01-180101 | Exhibit 1.5A_R North Shore EEPS_Adjustable_Savings_Goal_Template.xlsx, Unit Savings Calculations Tab | 11.2432 | 11.2432 | 11.2432 | 11.2432 | 79% | 79% | 79% | 79% | 4441.0766 | 4441.0766 | 4441.0766 | 4441.0766 | 17764.3066 |  |  | 11.2432 |  | 4441.0766 | 0 |  | 0 | 11.2432 |  | 4441.0766 | 0 |  |  | 11.2432 |  | 4441.0766 | 0 |  |  | 11.2432 |  | 4441.0766 | 0 | 4441.0766 | 4441.0766 | 4441.0766 | 4441.0766 | 17764.3066 | n/a | Exhibit 1.5A_R North Shore EEPS_Adjustable_Savings_Goal_Template.xlsx, Unit Savings Calculations Tab
Bus - CI Rebates | Infrared Heater | 1 | 4.4.12 | MBH | 0 | 0 | 0 | 0 | CI-HVC-IRHT-V01-120601 | Exhibit 1.5A_R North Shore EEPS_Adjustable_Savings_Goal_Template.xlsx, Unit Savings Calculations Tab | 3.0067 | 3.0067 | 3.0067 | 3.0067 | 79% | 79% | 79% | 79% | 0 | 0 | 0 | 0 | 0 |  |  | 3.0067 |  | 0 | 0 |  | 0 | 3.0067 |  | 0 | 0 |  |  | 3.0067 |  | 0 | 0 |  |  | 3.0067 |  | 0 | 0 | 0 | 0 | 0 | 0 | 0 | n/a | Exhibit 1.5A_R North Shore EEPS_Adjustable_Savings_Goal_Template.xlsx, Unit Savings Calculations Tab
Bus - CI Rebates | Modulating Commercial Gas Clothes Dryer | 1 | 4.8.4 | each | 0 | 0 | 0 | 0 | CI-MSC-MODD-V01-160601 | Exhibit 1.5A_R North Shore EEPS_Adjustable_Savings_Goal_Template.xlsx, Unit Savings Calculations Tab | 266.94 | 266.94 | 266.94 | 266.94 | 79% | 79% | 79% | 79% | 0 | 0 | 0 | 0 | 0 |  |  | 266.94 |  | 0 | 0 |  | 0 | 266.94 |  | 0 | 0 |  |  | 266.94 |  | 0 | 0 |  |  | 266.94 |  | 0 | 0 | 0 | 0 | 0 | 0 | 0 | n/a | Exhibit 1.5A_R North Shore EEPS_Adjustable_Savings_Goal_Template.xlsx, Unit Savings Calculations Tab
Bus - CI Rebates | Ozone Laundry | 1 | 4.3.6 | lb-capacity | 0 | 0 | 0 | 0 | CI-HW-OZLD-VO1-140601 | Exhibit 1.5A_R North Shore EEPS_Adjustable_Savings_Goal_Template.xlsx, Unit Savings Calculations Tab | 30.7227 | 30.7227 | 30.7227 | 30.7227 | 79% | 79% | 79% | 79% | 0 | 0 | 0 | 0 | 0 |  |  | 30.7227 |  | 0 | 0 |  | 0 | 30.7227 |  | 0 | 0 |  |  | 30.7227 |  | 0 | 0 |  |  | 30.7227 |  | 0 | 0 | 0 | 0 | 0 | 0 | 0 | n/a | Exhibit 1.5A_R North Shore EEPS_Adjustable_Savings_Goal_Template.xlsx, Unit Savings Calculations Tab
Bus - CI Rebates | Pipe Insulation - HW Small 1" to 2" | 1 | 4.4.14 | ft | 2625 | 2625 | 2625 | 2625 | CI-HVC-PINS-V04-160601 | Exhibit 1.5A_R North Shore EEPS_Adjustable_Savings_Goal_Template.xlsx, Pipe Insulation Detail Tab | 2.6588 | 2.6588 | 2.6588 | 2.6588 | 79% | 79% | 79% | 79% | 5513.7157 | 5513.7157 | 5513.7157 | 5513.7157 | 22054.8629 |  |  | 2.6588 |  | 5513.7157 | 0 |  | 0 | 2.6588 |  | 5513.7157 | 0 |  |  | 2.6588 |  | 5513.7157 | 0 |  |  | 2.6588 |  | 5513.7157 | 0 | 5513.7157 | 5513.7157 | 5513.7157 | 5513.7157 | 22054.8629 | n/a | Exhibit 1.5A_R North Shore EEPS_Adjustable_Savings_Goal_Template.xlsx, Pipe Insulation Detail Tab
Bus - CI Rebates | Pipe Insulation - HW Medium 2.1" to 4" | 1 | 4.4.14 | ft | 2625 | 2625 | 2625 | 2625 | CI-HVC-PINS-V04-160601 | Exhibit 1.5A_R North Shore EEPS_Adjustable_Savings_Goal_Template.xlsx, Pipe Insulation Detail Tab | 5.2492 | 5.2492 | 5.2492 | 5.2492 | 79% | 79% | 79% | 79% | 10885.535 | 10885.535 | 10885.535 | 10885.535 | 43542.1401 |  |  | 5.2492 |  | 10885.535 | 0 |  | 0 | 5.2492 |  | 10885.535 | 0 |  |  | 5.2492 |  | 10885.535 | 0 |  |  | 5.2492 |  | 10885.535 | 0 | 10885.535 | 10885.535 | 10885.535 | 10885.535 | 43542.1401 | n/a | Exhibit 1.5A_R North Shore EEPS_Adjustable_Savings_Goal_Template.xlsx, Pipe Insulation Detail Tab
Bus - CI Rebates | Pipe Insulation - HW Large >4" | 1 | 4.4.14 | ft | 900 | 900 | 900 | 900 | CI-HVC-PINS-V04-160601 | Exhibit 1.5A_R North Shore EEPS_Adjustable_Savings_Goal_Template.xlsx, Pipe Insulation Detail Tab | 9.0408 | 9.0408 | 9.0408 | 9.0408 | 79% | 79% | 79% | 79% | 6427.9813 | 6427.9813 | 6427.9813 | 6427.9813 | 25711.9252 |  |  | 9.0408 |  | 6427.9813 | 0 |  | 0 | 9.0408 |  | 6427.9813 | 0 |  |  | 9.0408 |  | 6427.9813 | 0 |  |  | 9.0408 |  | 6427.9813 | 0 | 6427.9813 | 6427.9813 | 6427.9813 | 6427.9813 | 25711.9252 | n/a | Exhibit 1.5A_R North Shore EEPS_Adjustable_Savings_Goal_Template.xlsx, Pipe Insulation Detail Tab
Bus - CI Rebates | Pipe Insulation - Steam - Small 1" to 2" | 1 | 4.4.14 | ft | 0 | 0 | 0 | 0 | CI-HVC-PINS-V04-160601 | Exhibit 1.5A_R North Shore EEPS_Adjustable_Savings_Goal_Template.xlsx, Pipe Insulation Detail Tab | 3.1855 | 3.1855 | 3.1855 | 3.1855 | 79% | 79% | 79% | 79% | 0 | 0 | 0 | 0 | 0 |  |  | 3.1855 |  | 0 | 0 |  | 0 | 3.1855 |  | 0 | 0 |  |  | 3.1855 |  | 0 | 0 |  |  | 3.1855 |  | 0 | 0 | 0 | 0 | 0 | 0 | 0 | n/a | Exhibit 1.5A_R North Shore EEPS_Adjustable_Savings_Goal_Template.xlsx, Pipe Insulation Detail Tab
Bus - CI Rebates | Pipe Insulation - Steam - Med 2.1" to 5" | 1 | 4.4.14 | ft | 2625 | 2625 | 2625 | 2625 | CI-HVC-PINS-V04-160601 | Exhibit 1.5A_R North Shore EEPS_Adjustable_Savings_Goal_Template.xlsx, Pipe Insulation Detail Tab | 13.1481 | 13.1481 | 13.1481 | 13.1481 | 79% | 79% | 79% | 79% | 27265.9279 | 27265.9279 | 27265.9279 | 27265.9279 | 109063.7117 |  |  | 13.1481 |  | 27265.9279 | 0 |  | 0 | 13.1481 |  | 27265.9279 | 0 |  |  | 13.1481 |  | 27265.9279 | 0 |  |  | 13.1481 |  | 27265.9279 | 0 | 27265.9279 | 27265.9279 | 27265.9279 | 27265.9279 | 109063.7117 | n/a | Exhibit 1.5A_R North Shore EEPS_Adjustable_Savings_Goal_Template.xlsx, Pipe Insulation Detail Tab
Bus - CI Rebates | Pipe Insulation - Steam - Large 5.1" to 8" | 1 | 4.4.14 | ft | 300 | 300 | 300 | 300 | CI-HVC-PINS-V04-160601 | Exhibit 1.5A_R North Shore EEPS_Adjustable_Savings_Goal_Template.xlsx, Pipe Insulation Detail Tab | 24.2556 | 24.2556 | 24.2556 | 24.2556 | 79% | 79% | 79% | 79% | 5748.5849 | 5748.5849 | 5748.5849 | 5748.5849 | 22994.3395 |  |  | 24.2556 |  | 5748.5849 | 0 |  | 0 | 24.2556 |  | 5748.5849 | 0 |  |  | 24.2556 |  | 5748.5849 | 0 |  |  | 24.2556 |  | 5748.5849 | 0 | 5748.5849 | 5748.5849 | 5748.5849 | 5748.5849 | 22994.3395 | n/a | Exhibit 1.5A_R North Shore EEPS_Adjustable_Savings_Goal_Template.xlsx, Pipe Insulation Detail Tab
Bus - CI Rebates | Pipe Insulation - Steam - X-Large >8" | 1 | 4.4.14 | ft | 0 | 0 | 0 | 0 | CI-HVC-PINS-V04-160601 | Exhibit 1.5A_R North Shore EEPS_Adjustable_Savings_Goal_Template.xlsx, Pipe Insulation Detail Tab | 35.9848 | 35.9848 | 35.9848 | 35.9848 | 79% | 79% | 79% | 79% | 0 | 0 | 0 | 0 | 0 |  |  | 35.9848 |  | 0 | 0 |  | 0 | 35.9848 |  | 0 | 0 |  |  | 35.9848 |  | 0 | 0 |  |  | 35.9848 |  | 0 | 0 | 0 | 0 | 0 | 0 | 0 | n/a | Exhibit 1.5A_R North Shore EEPS_Adjustable_Savings_Goal_Template.xlsx, Pipe Insulation Detail Tab
Bus - CI Rebates | Pipe Insulation - Steam Med Fitting | 1 | 4.4.14 | each | 0 | 0 | 0 | 0 | CI-HVC-PINS-V04-160601 | Exhibit 1.5A_R North Shore EEPS_Adjustable_Savings_Goal_Template.xlsx, Pipe Insulation Detail Tab | 12.5152 | 12.5152 | 12.5152 | 12.5152 | 79% | 79% | 79% | 79% | 0 | 0 | 0 | 0 | 0 |  |  | 12.5152 |  | 0 | 0 |  | 0 | 12.5152 |  | 0 | 0 |  |  | 12.5152 |  | 0 | 0 |  |  | 12.5152 |  | 0 | 0 | 0 | 0 | 0 | 0 | 0 | n/a | Exhibit 1.5A_R North Shore EEPS_Adjustable_Savings_Goal_Template.xlsx, Pipe Insulation Detail Tab
Bus - CI Rebates | Pipe Insulation - Steam Large Fitting | 1 | 4.4.14 | each | 35 | 35 | 35 | 35 | CI-HVC-PINS-V04-160601 | Exhibit 1.5A_R North Shore EEPS_Adjustable_Savings_Goal_Template.xlsx, Pipe Insulation Detail Tab | 51.2495 | 51.2495 | 51.2495 | 51.2495 | 79% | 79% | 79% | 79% | 1417.0491 | 1417.0491 | 1417.0491 | 1417.0491 | 5668.1964 |  |  | 51.2495 |  | 1417.0491 | 0 |  | 0 | 51.2495 |  | 1417.0491 | 0 |  |  | 51.2495 |  | 1417.0491 | 0 |  |  | 51.2495 |  | 1417.0491 | 0 | 1417.0491 | 1417.0491 | 1417.0491 | 1417.0491 | 5668.1964 | n/a | Exhibit 1.5A_R North Shore EEPS_Adjustable_Savings_Goal_Template.xlsx, Pipe Insulation Detail Tab
Bus - CI Rebates | Pipe Insulation - Steam X-Large Fitting | 1 | 4.4.14 | each | 0 | 0 | 0 | 0 | CI-HVC-PINS-V04-160601 | Exhibit 1.5A_R North Shore EEPS_Adjustable_Savings_Goal_Template.xlsx, Pipe Insulation Detail Tab | 99.1381 | 99.1381 | 99.1381 | 99.1381 | 79% | 79% | 79% | 79% | 0 | 0 | 0 | 0 | 0 |  |  | 99.1381 |  | 0 | 0 |  | 0 | 99.1381 |  | 0 | 0 |  |  | 99.1381 |  | 0 | 0 |  |  | 99.1381 |  | 0 | 0 | 0 | 0 | 0 | 0 | 0 | n/a | Exhibit 1.5A_R North Shore EEPS_Adjustable_Savings_Goal_Template.xlsx, Pipe Insulation Detail Tab
Bus - CI Rebates | Pipe Insulation - Steam Med Valve | 1 | 4.4.14 | each | 0 | 0 | 0 | 0 | CI-HVC-PINS-V04-160601 | Exhibit 1.5A_R North Shore EEPS_Adjustable_Savings_Goal_Template.xlsx, Pipe Insulation Detail Tab | 37.4234 | 37.4234 | 37.4234 | 37.4234 | 79% | 79% | 79% | 79% | 0 | 0 | 0 | 0 | 0 |  |  | 37.4234 |  | 0 | 0 |  | 0 | 37.4234 |  | 0 | 0 |  |  | 37.4234 |  | 0 | 0 |  |  | 37.4234 |  | 0 | 0 | 0 | 0 | 0 | 0 | 0 | n/a | Exhibit 1.5A_R North Shore EEPS_Adjustable_Savings_Goal_Template.xlsx, Pipe Insulation Detail Tab
Bus - CI Rebates | Pipe Insulation - Steam Large Valve | 1 | 4.4.14 | each | 12 | 12 | 12 | 12 | CI-HVC-PINS-V04-160601 | Exhibit 1.5A_R North Shore EEPS_Adjustable_Savings_Goal_Template.xlsx, Pipe Insulation Detail Tab | 107.5261 | 107.5261 | 107.5261 | 107.5261 | 79% | 79% | 79% | 79% | 1019.3472 | 1019.3472 | 1019.3472 | 1019.3472 | 4077.3887 |  |  | 107.5261 |  | 1019.3472 | 0 |  | 0 | 107.5261 |  | 1019.3472 | 0 |  |  | 107.5261 |  | 1019.3472 | 0 |  |  | 107.5261 |  | 1019.3472 | 0 | 1019.3472 | 1019.3472 | 1019.3472 | 1019.3472 | 4077.3887 | n/a | Exhibit 1.5A_R North Shore EEPS_Adjustable_Savings_Goal_Template.xlsx, Pipe Insulation Detail Tab
Bus - CI Rebates | Pipe Insulation - Steam X-Large Valve | 1 | 4.4.14 | each | 0 | 0 | 0 | 0 | CI-HVC-PINS-V04-160601 | Exhibit 1.5A_R North Shore EEPS_Adjustable_Savings_Goal_Template.xlsx, Pipe Insulation Detail Tab | 175.0625 | 175.0625 | 175.0625 | 175.0625 | 79% | 79% | 79% | 79% | 0 | 0 | 0 | 0 | 0 |  |  | 175.0625 |  | 0 | 0 |  | 0 | 175.0625 |  | 0 | 0 |  |  | 175.0625 |  | 0 | 0 |  |  | 175.0625 |  | 0 | 0 | 0 | 0 | 0 | 0 | 0 | n/a | Exhibit 1.5A_R North Shore EEPS_Adjustable_Savings_Goal_Template.xlsx, Pipe Insulation Detail Tab
Bus - CI Rebates | Pre Rinse Sprayer | 1 | 4.2.11 | each | 0 | 0 | 0 | 0 | CI-FSE-SPRY-V04-180101 | Exhibit 1.5A_R North Shore EEPS_Adjustable_Savings_Goal_Template.xlsx, Unit Savings Calculations Tab | 221.0415 | 221.0415 | 221.0415 | 221.0415 | 79% | 79% | 79% | 79% | 0 | 0 | 0 | 0 | 0 |  |  | 221.0415 |  | 0 | 0 |  | 0 | 221.0415 |  | 0 | 0 |  |  | 221.0415 |  | 0 | 0 |  |  | 221.0415 |  | 0 | 0 | 0 | 0 | 0 | 0 | 0 | n/a | Exhibit 1.5A_R North Shore EEPS_Adjustable_Savings_Goal_Template.xlsx, Unit Savings Calculations Tab
Bus - CI Rebates | Steam Boiler ≥82% AFUE, >300MBh TE | 1 | 4.4.10 | MBH | 2500 | 2500 | 2500 | 2500 | CI-HVC-BOIL-V05-150601 | Exhibit 1.5A_R North Shore EEPS_Adjustable_Savings_Goal_Template.xlsx, Unit Savings Calculations Tab | 0.58443 | 0.58443 | 0.58443 | 0.58443 | 79% | 79% | 79% | 79% | 1154.25 | 1154.25 | 1154.25 | 1154.25 | 4617 |  |  | 0.58443 |  | 1154.25 | 0 |  | 0 | 0.58443 |  | 1154.25 | 0 |  |  | 0.58443 |  | 1154.25 | 0 |  |  | 0.58443 |  | 1154.25 | 0 | 1154.25 | 1154.25 | 1154.25 | 1154.25 | 4617 | n/a | Exhibit 1.5A_R North Shore EEPS_Adjustable_Savings_Goal_Template.xlsx, Unit Savings Calculations Tab
Bus - CI Rebates | Steam Traps - Dry Cleaner/Industrial | 1 | 4.4.16 | each | 75 | 75 | 75 | 75 | CI-HVC-STRE-V05-180101 | Exhibit 1.5A_R North Shore EEPS_Adjustable_Savings_Goal_Template.xlsx, Unit Savings Calculations Tab | 137.9194 | 137.9194 | 137.9194 | 137.9194 | 79% | 79% | 79% | 79% | 8171.7242 | 8171.7242 | 8171.7242 | 8171.7242 | 32686.8968 |  |  | 137.9194 |  | 8171.7242 | 0 |  | 0 | 137.9194 |  | 8171.7242 | 0 |  |  | 137.9194 |  | 8171.7242 | 0 |  |  | 137.9194 |  | 8171.7242 | 0 | 8171.7242 | 8171.7242 | 8171.7242 | 8171.7242 | 32686.8968 | n/a | Exhibit 1.5A_R North Shore EEPS_Adjustable_Savings_Goal_Template.xlsx, Unit Savings Calculations Tab
Bus - CI Rebates | Steam Traps - HVAC Repair/Rep - Audit | 1 | 4.4.16 | each | 75 | 75 | 75 | 75 | CI-HVC-STRE-V05-180101 | Exhibit 1.5A_R North Shore EEPS_Adjustable_Savings_Goal_Template.xlsx, Unit Savings Calculations Tab | 88.4539 | 88.4539 | 88.4539 | 88.4539 | 79% | 79% | 79% | 79% | 5240.895 | 5240.895 | 5240.895 | 5240.895 | 20963.58 |  |  | 88.4539 |  | 5240.895 | 0 |  | 0 | 88.4539 |  | 5240.895 | 0 |  |  | 88.4539 |  | 5240.895 | 0 |  |  | 88.4539 |  | 5240.895 | 0 | 5240.895 | 5240.895 | 5240.895 | 5240.895 | 20963.58 | n/a | Exhibit 1.5A_R North Shore EEPS_Adjustable_Savings_Goal_Template.xlsx, Unit Savings Calculations Tab
Bus - CI Rebates | Steam Traps - HVAC Repair/Rep - No Audit | 1 | 4.4.16 | each | 35 | 35 | 35 | 35 | CI-HVC-STRE-V05-180101 | Exhibit 1.5A_R North Shore EEPS_Adjustable_Savings_Goal_Template.xlsx, Unit Savings Calculations Tab | 88.4539 | 88.4539 | 88.4539 | 88.4539 | 79% | 79% | 79% | 79% | 2445.751 | 2445.751 | 2445.751 | 2445.751 | 9783.004 |  |  | 88.4539 |  | 2445.751 | 0 |  | 0 | 88.4539 |  | 2445.751 | 0 |  |  | 88.4539 |  | 2445.751 | 0 |  |  | 88.4539 |  | 2445.751 | 0 | 2445.751 | 2445.751 | 2445.751 | 2445.751 | 9783.004 | n/a | Exhibit 1.5A_R North Shore EEPS_Adjustable_Savings_Goal_Template.xlsx, Unit Savings Calculations Tab
Bus - CI Rebates | Steam Traps - Test | 0 | Custom | each | 35 | 35 | 35 | 35 | Custom | Custom | 0 | 0 | 0 | 0 | 79% | 79% | 79% | 79% | 0 | 0 | 0 | 0 | 0 |  |  | 0 |  | 0 | 0 |  | 0 | 0 |  | 0 | 0 |  |  | 0 |  | 0 | 0 |  |  | 0 |  | 0 | 0 | 0 | 0 | 0 | 0 | 0 | n/a | Custom
Bus - CI Rebates | Thermostat - Programmable | 1 | 4.4.18 | each | 150 | 150 | 150 | 150 | CI-HVC-PROG-V02-150601 | Exhibit 1.5A_R North Shore EEPS_Adjustable_Savings_Goal_Template.xlsx, Thermostat Detail Tab | 124.6858 | 124.6858 | 124.6858 | 124.6858 | 79% | 79% | 79% | 79% | 14775.2724 | 14775.2724 | 14775.2724 | 14775.2724 | 59101.0897 |  |  | 124.6858 |  | 14775.2724 | 0 |  | 0 | 124.6858 |  | 14775.2724 | 0 |  |  | 124.6858 |  | 14775.2724 | 0 |  |  | 124.6858 |  | 14775.2724 | 0 | 14775.2724 | 14775.2724 | 14775.2724 | 14775.2724 | 59101.0897 | n/a | Exhibit 1.5A_R North Shore EEPS_Adjustable_Savings_Goal_Template.xlsx, Thermostat Detail Tab
Bus - CI Rebates | Water Heater - Storage 88% TE ≥75MBh | 1 | 4.3.1 | each | 0 | 0 | 0 | 0 | CI-HW-STWH-V03-180101 | Exhibit 1.5A_R North Shore EEPS_Adjustable_Savings_Goal_Template.xlsx, Unit Savings Calculations Tab | 135.6683 | 135.6683 | 135.6683 | 135.6683 | 79% | 79% | 79% | 79% | 0 | 0 | 0 | 0 | 0 |  |  | 135.6683 |  | 0 | 0 |  | 0 | 135.6683 |  | 0 | 0 |  |  | 135.6683 |  | 0 | 0 |  |  | 135.6683 |  | 0 | 0 | 0 | 0 | 0 | 0 | 0 | n/a | Exhibit 1.5A_R North Shore EEPS_Adjustable_Savings_Goal_Template.xlsx, Unit Savings Calculations Tab
Bus - CI Rebates | Double Rack Oven | 1 | 4.2.18 | each | 0 | 0 | 0 | 0 | CI-FSE-RKOV-VO2-180101 | Exhibit 1.5A_R North Shore EEPS_Adjustable_Savings_Goal_Template.xlsx, Unit Savings Calculations Tab | 1930 | 1930 | 1930 | 1930 | 79% | 79% | 79% | 79% | 0 | 0 | 0 | 0 | 0 |  |  | 1930 |  | 0 | 0 |  | 0 | 1930 |  | 0 | 0 |  |  | 1930 |  | 0 | 0 |  |  | 1930 |  | 0 | 0 | 0 | 0 | 0 | 0 | 0 | n/a | Exhibit 1.5A_R North Shore EEPS_Adjustable_Savings_Goal_Template.xlsx, Unit Savings Calculations Tab
Bus - CI Rebates | Energy Star Convection Oven | 1 | 4.2.5 | each | 5 | 5 | 5 | 5 | CI-FSE-ESCV-V02-180101 | Exhibit 1.5A_R North Shore EEPS_Adjustable_Savings_Goal_Template.xlsx, Unit Savings Calculations Tab | 352.1445 | 352.1445 | 352.1445 | 352.1445 | 79% | 79% | 79% | 79% | 1390.9706 | 1390.9706 | 1390.9706 | 1390.9706 | 5563.8823 |  |  | 352.1445 |  | 1390.9706 | 0 |  | 0 | 352.1445 |  | 1390.9706 | 0 |  |  | 352.1445 |  | 1390.9706 | 0 |  |  | 352.1445 |  | 1390.9706 | 0 | 1390.9706 | 1390.9706 | 1390.9706 | 1390.9706 | 5563.8823 | n/a | Exhibit 1.5A_R North Shore EEPS_Adjustable_Savings_Goal_Template.xlsx, Unit Savings Calculations Tab
Bus - CI Rebates | Energy Star Conveyer Oven | 1 | 4.2.4 | each | 0 | 0 | 0 | 0 | CI-FSE-CVOV-V02-180101 | Exhibit 1.5A_R North Shore EEPS_Adjustable_Savings_Goal_Template.xlsx, Unit Savings Calculations Tab | 884 | 884 | 884 | 884 | 79% | 79% | 79% | 79% | 0 | 0 | 0 | 0 | 0 |  |  | 884 |  | 0 | 0 |  | 0 | 884 |  | 0 | 0 |  |  | 884 |  | 0 | 0 |  |  | 884 |  | 0 | 0 | 0 | 0 | 0 | 0 | 0 | n/a | Exhibit 1.5A_R North Shore EEPS_Adjustable_Savings_Goal_Template.xlsx, Unit Savings Calculations Tab
Bus - CI Rebates | Energy Star Fryer | 1 | 4.2.7 | each | 0 | 0 | 0 | 0 | CI-FSE-ESFR-V01-120601 | Exhibit 1.5A_R North Shore EEPS_Adjustable_Savings_Goal_Template.xlsx, Unit Savings Calculations Tab | 505.373 | 505.373 | 505.373 | 505.373 | 79% | 79% | 79% | 79% | 0 | 0 | 0 | 0 | 0 |  |  | 505.373 |  | 0 | 0 |  | 0 | 505.373 |  | 0 | 0 |  |  | 505.373 |  | 0 | 0 |  |  | 505.373 |  | 0 | 0 | 0 | 0 | 0 | 0 | 0 | n/a | Exhibit 1.5A_R North Shore EEPS_Adjustable_Savings_Goal_Template.xlsx, Unit Savings Calculations Tab
Bus - CI Rebates | Energy Star Steamer - 3 Pans | 1 | 4.2.3 | each | 0 | 0 | 0 | 0 | CI-FSE-STMC-V04-160601 | Exhibit 1.5A_R North Shore EEPS_Adjustable_Savings_Goal_Template.xlsx, Food Equipment Tab | 752.0123 | 752.0123 | 752.0123 | 752.0123 | 79% | 79% | 79% | 79% | 0 | 0 | 0 | 0 | 0 |  |  | 752.0123 |  | 0 | 0 |  | 0 | 752.0123 |  | 0 | 0 |  |  | 752.0123 |  | 0 | 0 |  |  | 752.0123 |  | 0 | 0 | 0 | 0 | 0 | 0 | 0 | n/a | Exhibit 1.5A_R North Shore EEPS_Adjustable_Savings_Goal_Template.xlsx, Food Equipment Tab
Bus - CI Rebates | Energy Star Steamer - 4 Pans | 1 | 4.2.3 | each | 10 | 10 | 10 | 10 | CI-FSE-STMC-V04-160601 | Exhibit 1.5A_R North Shore EEPS_Adjustable_Savings_Goal_Template.xlsx, Food Equipment Tab | 1007.2642 | 1007.2642 | 1007.2642 | 1007.2642 | 79% | 79% | 79% | 79% | 7957.387 | 7957.387 | 7957.387 | 7957.387 | 31829.548 |  |  | 1007.2642 |  | 7957.387 | 0 |  | 0 | 1007.2642 |  | 7957.387 | 0 |  |  | 1007.2642 |  | 7957.387 | 0 |  |  | 1007.2642 |  | 7957.387 | 0 | 7957.387 | 7957.387 | 7957.387 | 7957.387 | 31829.548 | n/a | Exhibit 1.5A_R North Shore EEPS_Adjustable_Savings_Goal_Template.xlsx, Food Equipment Tab
Bus - CI Rebates | Energy Star Steamer - 5 Pans | 1 | 4.2.3 | each | 0 | 0 | 0 | 0 | CI-FSE-STMC-V04-160601 | Exhibit 1.5A_R North Shore EEPS_Adjustable_Savings_Goal_Template.xlsx, Food Equipment Tab | 1248.6709 | 1248.6709 | 1248.6709 | 1248.6709 | 79% | 79% | 79% | 79% | 0 | 0 | 0 | 0 | 0 |  |  | 1248.6709 |  | 0 | 0 |  | 0 | 1248.6709 |  | 0 | 0 |  |  | 1248.6709 |  | 0 | 0 |  |  | 1248.6709 |  | 0 | 0 | 0 | 0 | 0 | 0 | 0 | n/a | Exhibit 1.5A_R North Shore EEPS_Adjustable_Savings_Goal_Template.xlsx, Food Equipment Tab
Bus - CI Rebates | Energy Star Steamer - 6 Pans | 1 | 4.2.3 | each | 0 | 0 | 0 | 0 | CI-FSE-STMC-V04-160601 | Exhibit 1.5A_R North Shore EEPS_Adjustable_Savings_Goal_Template.xlsx, Food Equipment Tab | 1503.8794 | 1503.8794 | 1503.8794 | 1503.8794 | 79% | 79% | 79% | 79% | 0 | 0 | 0 | 0 | 0 |  |  | 1503.8794 |  | 0 | 0 |  | 0 | 1503.8794 |  | 0 | 0 |  |  | 1503.8794 |  | 0 | 0 |  |  | 1503.8794 |  | 0 | 0 | 0 | 0 | 0 | 0 | 0 | n/a | Exhibit 1.5A_R North Shore EEPS_Adjustable_Savings_Goal_Template.xlsx, Food Equipment Tab
Bus - CI Rebates | Heat Recovery Grease Trap Filter | 1 | 4.3.9 | each | 2 | 2 | 2 | 2 | CI-HW-GRTF-V01-160601 | Exhibit 1.5A_R North Shore EEPS_Adjustable_Savings_Goal_Template.xlsx, Unit Savings Calculations Tab | 1757.3026 | 1757.3026 | 1757.3026 | 1757.3026 | 79% | 79% | 79% | 79% | 2776.538 | 2776.538 | 2776.538 | 2776.538 | 11106.1522 |  |  | 1757.3026 |  | 2776.538 | 0 |  | 0 | 1757.3026 |  | 2776.538 | 0 |  |  | 1757.3026 |  | 2776.538 | 0 |  |  | 1757.3026 |  | 2776.538 | 0 | 2776.538 | 2776.538 | 2776.538 | 2776.538 | 11106.1522 | n/a | Exhibit 1.5A_R North Shore EEPS_Adjustable_Savings_Goal_Template.xlsx, Unit Savings Calculations Tab
Bus - CI Rebates | Infrared Charbroiler | 1 | 4.2.12 | each | 2 | 2 | 2 | 2 | CI-FSE-IRCB-V02-180101 | Exhibit 1.5A_R North Shore EEPS_Adjustable_Savings_Goal_Template.xlsx, Unit Savings Calculations Tab | 706.68 | 706.68 | 706.68 | 706.68 | 79% | 79% | 79% | 79% | 1116.5544 | 1116.5544 | 1116.5544 | 1116.5544 | 4466.2176 |  |  | 706.68 |  | 1116.5544 | 0 |  | 0 | 706.68 |  | 1116.5544 | 0 |  |  | 706.68 |  | 1116.5544 | 0 |  |  | 706.68 |  | 1116.5544 | 0 | 1116.5544 | 1116.5544 | 1116.5544 | 1116.5544 | 4466.2176 | n/a | Exhibit 1.5A_R North Shore EEPS_Adjustable_Savings_Goal_Template.xlsx, Unit Savings Calculations Tab
Bus - CI Rebates | Infrared Rotisserie Oven | 1 | 4.2.13 | each | 2 | 2 | 2 | 2 | CI-FSE-IROV-V02-180101 | Exhibit 1.5A_R North Shore EEPS_Adjustable_Savings_Goal_Template.xlsx, Unit Savings Calculations Tab | 599.04 | 599.04 | 599.04 | 599.04 | 79% | 79% | 79% | 79% | 946.4832 | 946.4832 | 946.4832 | 946.4832 | 3785.9328 |  |  | 599.04 |  | 946.4832 | 0 |  | 0 | 599.04 |  | 946.4832 | 0 |  |  | 599.04 |  | 946.4832 | 0 |  |  | 599.04 |  | 946.4832 | 0 | 946.4832 | 946.4832 | 946.4832 | 946.4832 | 3785.9328 | n/a | Exhibit 1.5A_R North Shore EEPS_Adjustable_Savings_Goal_Template.xlsx, Unit Savings Calculations Tab
Bus - CI Rebates | Infrared Salamander Broiler | 1 | 4.2.14 | each | 0 | 0 | 0 | 0 | CI-FSE-IRBL-V02-180101 | Exhibit 1.5A_R North Shore EEPS_Adjustable_Savings_Goal_Template.xlsx, Unit Savings Calculations Tab | 240.24 | 240.24 | 240.24 | 240.24 | 79% | 79% | 79% | 79% | 0 | 0 | 0 | 0 | 0 |  |  | 240.24 |  | 0 | 0 |  | 0 | 240.24 |  | 0 | 0 |  |  | 240.24 |  | 0 | 0 |  |  | 240.24 |  | 0 | 0 | 0 | 0 | 0 | 0 | 0 | n/a | Exhibit 1.5A_R North Shore EEPS_Adjustable_Savings_Goal_Template.xlsx, Unit Savings Calculations Tab
Bus - CI Rebates | Infrared Upright Broiler | 1 | 4.2.15 | each | 0 | 0 | 0 | 0 | CI-FSE-IRUB-V02-180101 | Exhibit 1.5A_R North Shore EEPS_Adjustable_Savings_Goal_Template.xlsx, Unit Savings Calculations Tab | 943.488 | 943.488 | 943.488 | 943.488 | 79% | 79% | 79% | 79% | 0 | 0 | 0 | 0 | 0 |  |  | 943.488 |  | 0 | 0 |  | 0 | 943.488 |  | 0 | 0 |  |  | 943.488 |  | 0 | 0 |  |  | 943.488 |  | 0 | 0 | 0 | 0 | 0 | 0 | 0 | n/a | Exhibit 1.5A_R North Shore EEPS_Adjustable_Savings_Goal_Template.xlsx, Unit Savings Calculations Tab
Bus - SB Rebates | SB Custom | 0 | Custom | each | 12 | 12 | 10 | 12 | Custom | Custom | 2100 | 2100 | 2100 | 2100 | 92% | 92% | 92% | 92% | 23184 | 23184 | 19320 | 23184 | 88872 |  |  | 2100 |  | 23184 | 0 |  | 0 | 2100 |  | 23184 | 0 |  |  | 2100 |  | 19320 | 0 |  |  | 2100 |  | 23184 | 0 | 23184 | 23184 | 19320 | 23184 | 88872 | n/a | Custom
Bus - CI Rebates | CI Custom | 0 | Custom | each | 25 | 25 | 20 | 25 | Custom | Custom | 19100 | 19100 | 19100 | 19100 | 69% | 69% | 69% | 69% | 329475 | 329475 | 263580 | 329475 | 1252005 |  |  | 19100 |  | 329475 | 0 |  | 0 | 19100 |  | 329475 | 0 |  |  | 19100 |  | 263580 | 0 |  |  | 19100 |  | 329475 | 0 | 329475 | 329475 | 263580 | 329475 | 1252005 | n/a | Custom
Bus - CI Rebates | New Construction | 0 | Custom | each | 12 | 12 | 12 | 12 | Custom | Custom | 2500 | 2500 | 2500 | 2500 | 77% | 77% | 77% | 77% | 23100 | 23100 | 23100 | 23100 | 92400 |  |  | 2500 |  | 23100 | 0 |  | 0 | 2500 |  | 23100 | 0 |  |  | 2500 |  | 23100 | 0 |  |  | 2500 |  | 23100 | 0 | 23100 | 23100 | 23100 | 23100 | 92400 | n/a | Custom
Bus - Public Assessments | Aerator - Bathroom | 1 | 4.3.2 | each | 81 | 81 | 81 | 81 | CI-HWE-LFFA-V07-180101 | Exhibit 1.5A_R North Shore EEPS_Adjustable_Savings_Goal_Template.xlsx, Unit Savings Calculations Tab | 6.1049 | 6.1049 | 6.1049 | 6.1049 | 79% | 79% | 79% | 79% | 390.6555 | 390.6555 | 390.6555 | 390.6555 | 1562.622 |  |  | 6.1049 |  | 390.6555 | 0 |  | 0 | 6.1049 |  | 390.6555 | 0 |  |  | 6.1049 |  | 390.6555 | 0 |  |  | 6.1049 |  | 390.6555 | 0 | 390.6555 | 390.6555 | 390.6555 | 390.6555 | 1562.622 | n/a | Exhibit 1.5A_R North Shore EEPS_Adjustable_Savings_Goal_Template.xlsx, Unit Savings Calculations Tab
Bus - Public Assessments | Aerator - Kitchen | 1 | 4.3.2 | each | 81 | 81 | 81 | 81 | CI-HWE-LFFA-V07-180101 | Exhibit 1.5A_R North Shore EEPS_Adjustable_Savings_Goal_Template.xlsx, Unit Savings Calculations Tab | 7.4428 | 7.4428 | 7.4428 | 7.4428 | 79% | 79% | 79% | 79% | 476.2651 | 476.2651 | 476.2651 | 476.2651 | 1905.0606 |  |  | 7.4428 |  | 476.2651 | 0 |  | 0 | 7.4428 |  | 476.2651 | 0 |  |  | 7.4428 |  | 476.2651 | 0 |  |  | 7.4428 |  | 476.2651 | 0 | 476.2651 | 476.2651 | 476.2651 | 476.2651 | 1905.0606 | n/a | Exhibit 1.5A_R North Shore EEPS_Adjustable_Savings_Goal_Template.xlsx, Unit Savings Calculations Tab
Bus - Public Assessments | Showerhead | 1 | 4.3.3 | each | 36 | 36 | 36 | 36 | RS-HWE-LFSH-V04-180101 | Exhibit 1.5A_R North Shore EEPS_Adjustable_Savings_Goal_Template.xlsx, Unit Savings Calculations Tab | 21.635 | 21.635 | 21.635 | 21.635 | 79% | 79% | 79% | 79% | 615.2989 | 615.2989 | 615.2989 | 615.2989 | 2461.1957 |  |  | 21.635 |  | 615.2989 | 0 |  | 0 | 21.635 |  | 615.2989 | 0 |  |  | 21.635 |  | 615.2989 | 0 |  |  | 21.635 |  | 615.2989 | 0 | 615.2989 | 615.2989 | 615.2989 | 615.2989 | 2461.1957 | n/a | Exhibit 1.5A_R North Shore EEPS_Adjustable_Savings_Goal_Template.xlsx, Unit Savings Calculations Tab
Bus - Public Assessments | Pipe Insulation - DHW | 1 | 4.4.14 | each | 765 | 765 | 765 | 765 | CI-HVC-PINS-V04-160601 | Exhibit 1.5A_R North Shore EEPS_Adjustable_Savings_Goal_Template.xlsx, Pipe Insulation Detail Tab | 5.2492 | 5.2492 | 5.2492 | 5.2492 | 79% | 79% | 79% | 79% | 3172.3559 | 3172.3559 | 3172.3559 | 3172.3559 | 12689.4237 |  |  | 5.2492 |  | 3172.3559 | 0 |  | 0 | 5.2492 |  | 3172.3559 | 0 |  |  | 5.2492 |  | 3172.3559 | 0 |  |  | 5.2492 |  | 3172.3559 | 0 | 3172.3559 | 3172.3559 | 3172.3559 | 3172.3559 | 12689.4237 | n/a | Exhibit 1.5A_R North Shore EEPS_Adjustable_Savings_Goal_Template.xlsx, Pipe Insulation Detail Tab
Bus - Public Assessments | Pre Rinse Sprayer | 1 | 4.2.11 | each | 17 | 17 | 17 | 17 | CI-FSE-SPRY-V04-180101 | Exhibit 1.5A_R North Shore EEPS_Adjustable_Savings_Goal_Template.xlsx, Unit Savings Calculations Tab | 171.9212 | 171.9212 | 171.9212 | 171.9212 | 79% | 79% | 79% | 79% | 2308.9018 | 2308.9018 | 2308.9018 | 2308.9018 | 9235.6071 |  |  | 171.9212 |  | 2308.9018 | 0 |  | 0 | 171.9212 |  | 2308.9018 | 0 |  |  | 171.9212 |  | 2308.9018 | 0 |  |  | 171.9212 |  | 2308.9018 | 0 | 2308.9018 | 2308.9018 | 2308.9018 | 2308.9018 | 9235.6071 | n/a | Exhibit 1.5A_R North Shore EEPS_Adjustable_Savings_Goal_Template.xlsx, Unit Savings Calculations Tab
Bus - Public Assessments | Gas Optimization | 0 | Custom | each | 1 | 1 | 1 | 1 | Custom | Custom | 17650 | 17650 | 17650 | 17650 | 102% | 102% | 102% | 102% | 18003 | 18003 | 18003 | 18003 | 72012 |  |  | 17650 |  | 18003 | 0 |  | 0 | 17650 |  | 18003 | 0 |  |  | 17650 |  | 18003 | 0 |  |  | 17650 |  | 18003 | 0 | 18003 | 18003 | 18003 | 18003 | 72012 | n/a | Custom
Bus - Public Assessments | Retrocommissioning | 0 | Custom | each | 3 | 3 | 3 | 3 | Custom | Custom | 9850 | 9850 | 9850 | 9850 | 102% | 102% | 102% | 102% | 30141 | 30141 | 30141 | 30141 | 120564 |  |  | 9850 |  | 30141 | 0 |  | 0 | 9850 |  | 30141 | 0 |  |  | 9850 |  | 30141 | 0 |  |  | 9850 |  | 30141 | 0 | 30141 | 30141 | 30141 | 30141 | 120564 | n/a | Custom
Bus - Public Rebates | Boiler ≥88% AFUE, <300MBh | 1 | 4.4.10 | MBH | 400 | 400 | 400 | 400 | CI-HVC-BOIL-V05-150601 | Exhibit 1.5A_R North Shore EEPS_Adjustable_Savings_Goal_Template.xlsx, Unit Savings Calculations Tab | 1.1261 | 1.1261 | 1.1261 | 1.1261 | 79% | 79% | 79% | 79% | 355.8468 | 355.8468 | 355.8468 | 355.8468 | 1423.3873 |  |  | 1.1261 |  | 355.8468 | 0 |  | 0 | 1.1261 |  | 355.8468 | 0 |  |  | 1.1261 |  | 355.8468 | 0 |  |  | 1.1261 |  | 355.8468 | 0 | 355.8468 | 355.8468 | 355.8468 | 355.8468 | 1423.3873 | n/a | Exhibit 1.5A_R North Shore EEPS_Adjustable_Savings_Goal_Template.xlsx, Unit Savings Calculations Tab
Bus - Public Rebates | Boiler ≥88% AFUE, ≥300MBh TE | 1 | 4.4.10 | MBH | 1200 | 1200 | 1200 | 1200 | CI-HVC-BOIL-V05-150601 | Exhibit 1.5A_R North Shore EEPS_Adjustable_Savings_Goal_Template.xlsx, Unit Savings Calculations Tab | 1.539 | 1.539 | 1.539 | 1.539 | 79% | 79% | 79% | 79% | 1458.972 | 1458.972 | 1458.972 | 1458.972 | 5835.888 |  |  | 1.539 |  | 1458.972 | 0 |  | 0 | 1.539 |  | 1458.972 | 0 |  |  | 1.539 |  | 1458.972 | 0 |  |  | 1.539 |  | 1458.972 | 0 | 1458.972 | 1458.972 | 1458.972 | 1458.972 | 5835.888 | n/a | Exhibit 1.5A_R North Shore EEPS_Adjustable_Savings_Goal_Template.xlsx, Unit Savings Calculations Tab
Bus - Public Rebates | Boiler Reset Controls | 1 | 4.4.4 | each | 6000 | 6000 | 6000 | 6000 | CI-HVC-BLRC-V03-150601 | Exhibit 1.5A_R North Shore EEPS_Adjustable_Savings_Goal_Template.xlsx, Unit Savings Calculations Tab | 1.2312 | 1.2312 | 1.2312 | 1.2312 | 79% | 79% | 79% | 79% | 5835.888 | 5835.888 | 5835.888 | 5835.888 | 23343.552 |  |  | 1.2312 |  | 5835.888 | 0 |  | 0 | 1.2312 |  | 5835.888 | 0 |  |  | 1.2312 |  | 5835.888 | 0 |  |  | 1.2312 |  | 5835.888 | 0 | 5835.888 | 5835.888 | 5835.888 | 5835.888 | 23343.552 | n/a | Exhibit 1.5A_R North Shore EEPS_Adjustable_Savings_Goal_Template.xlsx, Unit Savings Calculations Tab
Bus - Public Rebates | Boiler Tune Up - Process | 1 | 4.4.3 | MBH | 35000 | 35000 | 35000 | 35000 | CI-HVC-PBTU-V05-160601 | Exhibit 1.5A_R North Shore EEPS_Adjustable_Savings_Goal_Template.xlsx, Unit Savings Calculations Tab | 0.83824 | 0.83824 | 0.83824 | 0.83824 | 79% | 79% | 79% | 79% | 23177.1998 | 23177.1998 | 23177.1998 | 23177.1998 | 92708.7992 |  |  | 0.83824 |  | 23177.1998 | 0 |  | 0 | 0.83824 |  | 23177.1998 | 0 |  |  | 0.83824 |  | 23177.1998 | 0 |  |  | 0.83824 |  | 23177.1998 | 0 | 23177.1998 | 23177.1998 | 23177.1998 | 23177.1998 | 92708.7992 | n/a | Exhibit 1.5A_R North Shore EEPS_Adjustable_Savings_Goal_Template.xlsx, Unit Savings Calculations Tab
Bus - Public Rebates | Boiler Tune Up - Space Heating | 1 | 4.4.2 | MBH | 0 | 0 | 0 | 0 | CI-HVC-BLRT-V06-160601 | Exhibit 1.5A_R North Shore EEPS_Adjustable_Savings_Goal_Template.xlsx, Unit Savings Calculations Tab | 0.35943 | 0.35943 | 0.35943 | 0.35943 | 79% | 79% | 79% | 79% | 0 | 0 | 0 | 0 | 0 |  |  | 0.35943 |  | 0 | 0 |  | 0 | 0.35943 |  | 0 | 0 |  |  | 0.35943 |  | 0 | 0 |  |  | 0.35943 |  | 0 | 0 | 0 | 0 | 0 | 0 | 0 | n/a | Exhibit 1.5A_R North Shore EEPS_Adjustable_Savings_Goal_Template.xlsx, Unit Savings Calculations Tab
Bus - Public Rebates | Condensing Unit Heater | 1 | 4.4.5 | MBH | 0 | 0 | 0 | 0 | CI-HVC-CUHT-V01-120601 | Exhibit 1.5A_R North Shore EEPS_Adjustable_Savings_Goal_Template.xlsx, Unit Savings Calculations Tab | 1.7733 | 1.7733 | 1.7733 | 1.7733 | 79% | 79% | 79% | 79% | 0 | 0 | 0 | 0 | 0 |  |  | 1.7733 |  | 0 | 0 |  | 0 | 1.7733 |  | 0 | 0 |  |  | 1.7733 |  | 0 | 0 |  |  | 1.7733 |  | 0 | 0 | 0 | 0 | 0 | 0 | 0 | n/a | Exhibit 1.5A_R North Shore EEPS_Adjustable_Savings_Goal_Template.xlsx, Unit Savings Calculations Tab
Bus - Public Rebates | DCV - Kitchen | 1 | 4.2.16 | each | 14 | 14 | 14 | 14 | CI-FSE-VENT-V03-160601 | Exhibit 1.5A_R North Shore EEPS_Adjustable_Savings_Goal_Template.xlsx, Unit Savings Calculations Tab | 5998.5 | 5998.5 | 5998.5 | 5998.5 | 79% | 79% | 79% | 79% | 66343.41 | 66343.41 | 66343.41 | 66343.41 | 265373.64 |  |  | 5998.5 |  | 66343.41 | 0 |  | 0 | 5998.5 |  | 66343.41 | 0 |  |  | 5998.5 |  | 66343.41 | 0 |  |  | 5998.5 |  | 66343.41 | 0 | 66343.41 | 66343.41 | 66343.41 | 66343.41 | 265373.64 | n/a | Exhibit 1.5A_R North Shore EEPS_Adjustable_Savings_Goal_Template.xlsx, Unit Savings Calculations Tab
Bus - Public Rebates | Direct Fired Heaters | 0 | Custom | MBH | 0 | 0 | 0 | 0 | Custom | Custom | 2.3085 | 2.3085 | 2.3085 | 2.3085 | 79% | 79% | 79% | 79% | 0 | 0 | 0 | 0 | 0 |  |  | 2.3085 |  | 0 | 0 |  | 0 | 2.3085 |  | 0 | 0 |  |  | 2.3085 |  | 0 | 0 |  |  | 2.3085 |  | 0 | 0 | 0 | 0 | 0 | 0 | 0 | n/a | Custom
Bus - Public Rebates | High Speed Washer - Hotel/Motel/Hospital | 1 | 4.8.5 | lb-capacity | 0 | 0 | 0 | 0 | CI-MSC-HSCW-V01-180101 | Exhibit 1.5A_R North Shore EEPS_Adjustable_Savings_Goal_Template.xlsx, Unit Savings Calculations Tab | 11.2432 | 11.2432 | 11.2432 | 11.2432 | 79% | 79% | 79% | 79% | 0 | 0 | 0 | 0 | 0 |  |  | 11.2432 |  | 0 | 0 |  | 0 | 11.2432 |  | 0 | 0 |  |  | 11.2432 |  | 0 | 0 |  |  | 11.2432 |  | 0 | 0 | 0 | 0 | 0 | 0 | 0 | n/a | Exhibit 1.5A_R North Shore EEPS_Adjustable_Savings_Goal_Template.xlsx, Unit Savings Calculations Tab
Bus - Public Rebates | Infrared Heater | 1 | 4.4.12 | MBH | 0 | 0 | 0 | 0 | CI-HVC-IRHT-V01-120601 | Exhibit 1.5A_R North Shore EEPS_Adjustable_Savings_Goal_Template.xlsx, Unit Savings Calculations Tab | 3.0067 | 3.0067 | 3.0067 | 3.0067 | 79% | 79% | 79% | 79% | 0 | 0 | 0 | 0 | 0 |  |  | 3.0067 |  | 0 | 0 |  | 0 | 3.0067 |  | 0 | 0 |  |  | 3.0067 |  | 0 | 0 |  |  | 3.0067 |  | 0 | 0 | 0 | 0 | 0 | 0 | 0 | n/a | Exhibit 1.5A_R North Shore EEPS_Adjustable_Savings_Goal_Template.xlsx, Unit Savings Calculations Tab
Bus - Public Rebates | Modulating Commercial Gas Clothes Dryer | 1 | 4.8.4 | each | 0 | 0 | 0 | 0 | CI-MSC-MODD-V01-160601 | Exhibit 1.5A_R North Shore EEPS_Adjustable_Savings_Goal_Template.xlsx, Unit Savings Calculations Tab | 266.94 | 266.94 | 266.94 | 266.94 | 79% | 79% | 79% | 79% | 0 | 0 | 0 | 0 | 0 |  |  | 266.94 |  | 0 | 0 |  | 0 | 266.94 |  | 0 | 0 |  |  | 266.94 |  | 0 | 0 |  |  | 266.94 |  | 0 | 0 | 0 | 0 | 0 | 0 | 0 | n/a | Exhibit 1.5A_R North Shore EEPS_Adjustable_Savings_Goal_Template.xlsx, Unit Savings Calculations Tab
Bus - Public Rebates | Ozone Laundry | 1 | 4.3.6 | lb-capacity | 0 | 0 | 0 | 0 | CI-HW-OZLD-VO1-140601 | Exhibit 1.5A_R North Shore EEPS_Adjustable_Savings_Goal_Template.xlsx, Unit Savings Calculations Tab | 30.7227 | 30.7227 | 30.7227 | 30.7227 | 79% | 79% | 79% | 79% | 0 | 0 | 0 | 0 | 0 |  |  | 30.7227 |  | 0 | 0 |  | 0 | 30.7227 |  | 0 | 0 |  |  | 30.7227 |  | 0 | 0 |  |  | 30.7227 |  | 0 | 0 | 0 | 0 | 0 | 0 | 0 | n/a | Exhibit 1.5A_R North Shore EEPS_Adjustable_Savings_Goal_Template.xlsx, Unit Savings Calculations Tab
Bus - Public Rebates | Pipe Insulation - HW Small 1" to 2" | 1 | 4.4.14 | ft | 2325 | 2325 | 2325 | 2325 | CI-HVC-PINS-V04-160601 | Exhibit 1.5A_R North Shore EEPS_Adjustable_Savings_Goal_Template.xlsx, Pipe Insulation Detail Tab | 2.6588 | 2.6588 | 2.6588 | 2.6588 | 79% | 79% | 79% | 79% | 4883.5768 | 4883.5768 | 4883.5768 | 4883.5768 | 19534.3071 |  |  | 2.6588 |  | 4883.5768 | 0 |  | 0 | 2.6588 |  | 4883.5768 | 0 |  |  | 2.6588 |  | 4883.5768 | 0 |  |  | 2.6588 |  | 4883.5768 | 0 | 4883.5768 | 4883.5768 | 4883.5768 | 4883.5768 | 19534.3071 | n/a | Exhibit 1.5A_R North Shore EEPS_Adjustable_Savings_Goal_Template.xlsx, Pipe Insulation Detail Tab
Bus - Public Rebates | Pipe Insulation - HW Medium 2.1" to 4" | 1 | 4.4.14 | ft | 2250 | 2250 | 2250 | 2250 | CI-HVC-PINS-V04-160601 | Exhibit 1.5A_R North Shore EEPS_Adjustable_Savings_Goal_Template.xlsx, Pipe Insulation Detail Tab | 5.2492 | 5.2492 | 5.2492 | 5.2492 | 79% | 79% | 79% | 79% | 9330.4586 | 9330.4586 | 9330.4586 | 9330.4586 | 37321.8344 |  |  | 5.2492 |  | 9330.4586 | 0 |  | 0 | 5.2492 |  | 9330.4586 | 0 |  |  | 5.2492 |  | 9330.4586 | 0 |  |  | 5.2492 |  | 9330.4586 | 0 | 9330.4586 | 9330.4586 | 9330.4586 | 9330.4586 | 37321.8344 | n/a | Exhibit 1.5A_R North Shore EEPS_Adjustable_Savings_Goal_Template.xlsx, Pipe Insulation Detail Tab
Bus - Public Rebates | Pipe Insulation - HW Large >4" | 1 | 4.4.14 | ft | 1875 | 1875 | 1875 | 1875 | CI-HVC-PINS-V04-160601 | Exhibit 1.5A_R North Shore EEPS_Adjustable_Savings_Goal_Template.xlsx, Pipe Insulation Detail Tab | 9.0408 | 9.0408 | 9.0408 | 9.0408 | 79% | 79% | 79% | 79% | 13391.6277 | 13391.6277 | 13391.6277 | 13391.6277 | 53566.5108 |  |  | 9.0408 |  | 13391.6277 | 0 |  | 0 | 9.0408 |  | 13391.6277 | 0 |  |  | 9.0408 |  | 13391.6277 | 0 |  |  | 9.0408 |  | 13391.6277 | 0 | 13391.6277 | 13391.6277 | 13391.6277 | 13391.6277 | 53566.5108 | n/a | Exhibit 1.5A_R North Shore EEPS_Adjustable_Savings_Goal_Template.xlsx, Pipe Insulation Detail Tab
Bus - Public Rebates | Pipe Insulation - Steam - Small 1" to 2" | 1 | 4.4.14 | ft | 0 | 0 | 0 | 0 | CI-HVC-PINS-V04-160601 | Exhibit 1.5A_R North Shore EEPS_Adjustable_Savings_Goal_Template.xlsx, Pipe Insulation Detail Tab | 3.1855 | 3.1855 | 3.1855 | 3.1855 | 79% | 79% | 79% | 79% | 0 | 0 | 0 | 0 | 0 |  |  | 3.1855 |  | 0 | 0 |  | 0 | 3.1855 |  | 0 | 0 |  |  | 3.1855 |  | 0 | 0 |  |  | 3.1855 |  | 0 | 0 | 0 | 0 | 0 | 0 | 0 | n/a | Exhibit 1.5A_R North Shore EEPS_Adjustable_Savings_Goal_Template.xlsx, Pipe Insulation Detail Tab
Bus - Public Rebates | Pipe Insulation - Steam - Med 2.1" to 5" | 1 | 4.4.14 | ft | 2250 | 2250 | 2250 | 2250 | CI-HVC-PINS-V04-160601 | Exhibit 1.5A_R North Shore EEPS_Adjustable_Savings_Goal_Template.xlsx, Pipe Insulation Detail Tab | 13.1481 | 13.1481 | 13.1481 | 13.1481 | 79% | 79% | 79% | 79% | 23370.7954 | 23370.7954 | 23370.7954 | 23370.7954 | 93483.1815 |  |  | 13.1481 |  | 23370.7954 | 0 |  | 0 | 13.1481 |  | 23370.7954 | 0 |  |  | 13.1481 |  | 23370.7954 | 0 |  |  | 13.1481 |  | 23370.7954 | 0 | 23370.7954 | 23370.7954 | 23370.7954 | 23370.7954 | 93483.1815 | n/a | Exhibit 1.5A_R North Shore EEPS_Adjustable_Savings_Goal_Template.xlsx, Pipe Insulation Detail Tab
Bus - Public Rebates | Pipe Insulation - Steam - Large 5.1" to 8" | 1 | 4.4.14 | ft | 0 | 0 | 0 | 0 | CI-HVC-PINS-V04-160601 | Exhibit 1.5A_R North Shore EEPS_Adjustable_Savings_Goal_Template.xlsx, Pipe Insulation Detail Tab | 24.2556 | 24.2556 | 24.2556 | 24.2556 | 79% | 79% | 79% | 79% | 0 | 0 | 0 | 0 | 0 |  |  | 24.2556 |  | 0 | 0 |  | 0 | 24.2556 |  | 0 | 0 |  |  | 24.2556 |  | 0 | 0 |  |  | 24.2556 |  | 0 | 0 | 0 | 0 | 0 | 0 | 0 | n/a | Exhibit 1.5A_R North Shore EEPS_Adjustable_Savings_Goal_Template.xlsx, Pipe Insulation Detail Tab
Bus - Public Rebates | Pipe Insulation - Steam - X-Large >8" | 1 | 4.4.14 | ft | 0 | 0 | 0 | 0 | CI-HVC-PINS-V04-160601 | Exhibit 1.5A_R North Shore EEPS_Adjustable_Savings_Goal_Template.xlsx, Pipe Insulation Detail Tab | 35.9848 | 35.9848 | 35.9848 | 35.9848 | 79% | 79% | 79% | 79% | 0 | 0 | 0 | 0 | 0 |  |  | 35.9848 |  | 0 | 0 |  | 0 | 35.9848 |  | 0 | 0 |  |  | 35.9848 |  | 0 | 0 |  |  | 35.9848 |  | 0 | 0 | 0 | 0 | 0 | 0 | 0 | n/a | Exhibit 1.5A_R North Shore EEPS_Adjustable_Savings_Goal_Template.xlsx, Pipe Insulation Detail Tab
Bus - Public Rebates | Pipe Insulation - Steam Med Fitting | 1 | 4.4.14 | each | 0 | 0 | 0 | 0 | CI-HVC-PINS-V04-160601 | Exhibit 1.5A_R North Shore EEPS_Adjustable_Savings_Goal_Template.xlsx, Pipe Insulation Detail Tab | 12.5152 | 12.5152 | 12.5152 | 12.5152 | 79% | 79% | 79% | 79% | 0 | 0 | 0 | 0 | 0 |  |  | 12.5152 |  | 0 | 0 |  | 0 | 12.5152 |  | 0 | 0 |  |  | 12.5152 |  | 0 | 0 |  |  | 12.5152 |  | 0 | 0 | 0 | 0 | 0 | 0 | 0 | n/a | Exhibit 1.5A_R North Shore EEPS_Adjustable_Savings_Goal_Template.xlsx, Pipe Insulation Detail Tab
Bus - Public Rebates | Pipe Insulation - Steam Large Fitting | 1 | 4.4.14 | each | 30 | 30 | 30 | 30 | CI-HVC-PINS-V04-160601 | Exhibit 1.5A_R North Shore EEPS_Adjustable_Savings_Goal_Template.xlsx, Pipe Insulation Detail Tab | 51.2495 | 51.2495 | 51.2495 | 51.2495 | 79% | 79% | 79% | 79% | 1214.6135 | 1214.6135 | 1214.6135 | 1214.6135 | 4858.4541 |  |  | 51.2495 |  | 1214.6135 | 0 |  | 0 | 51.2495 |  | 1214.6135 | 0 |  |  | 51.2495 |  | 1214.6135 | 0 |  |  | 51.2495 |  | 1214.6135 | 0 | 1214.6135 | 1214.6135 | 1214.6135 | 1214.6135 | 4858.4541 | n/a | Exhibit 1.5A_R North Shore EEPS_Adjustable_Savings_Goal_Template.xlsx, Pipe Insulation Detail Tab
Bus - Public Rebates | Pipe Insulation - Steam X-Large Fitting | 1 | 4.4.14 | each | 0 | 0 | 0 | 0 | CI-HVC-PINS-V04-160601 | Exhibit 1.5A_R North Shore EEPS_Adjustable_Savings_Goal_Template.xlsx, Pipe Insulation Detail Tab | 99.1381 | 99.1381 | 99.1381 | 99.1381 | 79% | 79% | 79% | 79% | 0 | 0 | 0 | 0 | 0 |  |  | 99.1381 |  | 0 | 0 |  | 0 | 99.1381 |  | 0 | 0 |  |  | 99.1381 |  | 0 | 0 |  |  | 99.1381 |  | 0 | 0 | 0 | 0 | 0 | 0 | 0 | n/a | Exhibit 1.5A_R North Shore EEPS_Adjustable_Savings_Goal_Template.xlsx, Pipe Insulation Detail Tab
Bus - Public Rebates | Pipe Insulation - Steam Med Valve | 1 | 4.4.14 | each | 0 | 0 | 0 | 0 | CI-HVC-PINS-V04-160601 | Exhibit 1.5A_R North Shore EEPS_Adjustable_Savings_Goal_Template.xlsx, Pipe Insulation Detail Tab | 37.4234 | 37.4234 | 37.4234 | 37.4234 | 79% | 79% | 79% | 79% | 0 | 0 | 0 | 0 | 0 |  |  | 37.4234 |  | 0 | 0 |  | 0 | 37.4234 |  | 0 | 0 |  |  | 37.4234 |  | 0 | 0 |  |  | 37.4234 |  | 0 | 0 | 0 | 0 | 0 | 0 | 0 | n/a | Exhibit 1.5A_R North Shore EEPS_Adjustable_Savings_Goal_Template.xlsx, Pipe Insulation Detail Tab
Bus - Public Rebates | Pipe Insulation - Steam Large Valve | 1 | 4.4.14 | each | 0 | 0 | 0 | 0 | CI-HVC-PINS-V04-160601 | Exhibit 1.5A_R North Shore EEPS_Adjustable_Savings_Goal_Template.xlsx, Pipe Insulation Detail Tab | 107.5261 | 107.5261 | 107.5261 | 107.5261 | 79% | 79% | 79% | 79% | 0 | 0 | 0 | 0 | 0 |  |  | 107.5261 |  | 0 | 0 |  | 0 | 107.5261 |  | 0 | 0 |  |  | 107.5261 |  | 0 | 0 |  |  | 107.5261 |  | 0 | 0 | 0 | 0 | 0 | 0 | 0 | n/a | Exhibit 1.5A_R North Shore EEPS_Adjustable_Savings_Goal_Template.xlsx, Pipe Insulation Detail Tab
Bus - Public Rebates | Pipe Insulation - Steam X-Large Valve | 1 | 4.4.14 | each | 0 | 0 | 0 | 0 | CI-HVC-PINS-V04-160601 | Exhibit 1.5A_R North Shore EEPS_Adjustable_Savings_Goal_Template.xlsx, Pipe Insulation Detail Tab | 175.0625 | 175.0625 | 175.0625 | 175.0625 | 79% | 79% | 79% | 79% | 0 | 0 | 0 | 0 | 0 |  |  | 175.0625 |  | 0 | 0 |  | 0 | 175.0625 |  | 0 | 0 |  |  | 175.0625 |  | 0 | 0 |  |  | 175.0625 |  | 0 | 0 | 0 | 0 | 0 | 0 | 0 | n/a | Exhibit 1.5A_R North Shore EEPS_Adjustable_Savings_Goal_Template.xlsx, Pipe Insulation Detail Tab
Bus - Public Rebates | Pre Rinse Sprayer | 1 | 4.2.11 | each | 0 | 0 | 0 | 0 | CI-FSE-SPRY-V04-180101 | Exhibit 1.5A_R North Shore EEPS_Adjustable_Savings_Goal_Template.xlsx, Unit Savings Calculations Tab | 221.0415 | 221.0415 | 221.0415 | 221.0415 | 79% | 79% | 79% | 79% | 0 | 0 | 0 | 0 | 0 |  |  | 221.0415 |  | 0 | 0 |  | 0 | 221.0415 |  | 0 | 0 |  |  | 221.0415 |  | 0 | 0 |  |  | 221.0415 |  | 0 | 0 | 0 | 0 | 0 | 0 | 0 | n/a | Exhibit 1.5A_R North Shore EEPS_Adjustable_Savings_Goal_Template.xlsx, Unit Savings Calculations Tab
Bus - Public Rebates | Steam Boiler ≥82% AFUE, >300MBh TE | 1 | 4.4.10 | MBH | 7000 | 7000 | 7000 | 7000 | CI-HVC-BOIL-V05-150601 | Exhibit 1.5A_R North Shore EEPS_Adjustable_Savings_Goal_Template.xlsx, Unit Savings Calculations Tab | 0.58443 | 0.58443 | 0.58443 | 0.58443 | 79% | 79% | 79% | 79% | 3231.9 | 3231.9 | 3231.9 | 3231.9 | 12927.6 |  |  | 0.58443 |  | 3231.9 | 0 |  | 0 | 0.58443 |  | 3231.9 | 0 |  |  | 0.58443 |  | 3231.9 | 0 |  |  | 0.58443 |  | 3231.9 | 0 | 3231.9 | 3231.9 | 3231.9 | 3231.9 | 12927.6 | n/a | Exhibit 1.5A_R North Shore EEPS_Adjustable_Savings_Goal_Template.xlsx, Unit Savings Calculations Tab
Bus - Public Rebates | Steam Traps - Dry Cleaner/Industrial | 1 | 4.4.16 | each | 61 | 61 | 61 | 61 | CI-HVC-STRE-V05-180101 | Exhibit 1.5A_R North Shore EEPS_Adjustable_Savings_Goal_Template.xlsx, Unit Savings Calculations Tab | 137.9194 | 137.9194 | 137.9194 | 137.9194 | 79% | 79% | 79% | 79% | 6646.3357 | 6646.3357 | 6646.3357 | 6646.3357 | 26585.3428 |  |  | 137.9194 |  | 6646.3357 | 0 |  | 0 | 137.9194 |  | 6646.3357 | 0 |  |  | 137.9194 |  | 6646.3357 | 0 |  |  | 137.9194 |  | 6646.3357 | 0 | 6646.3357 | 6646.3357 | 6646.3357 | 6646.3357 | 26585.3428 | n/a | Exhibit 1.5A_R North Shore EEPS_Adjustable_Savings_Goal_Template.xlsx, Unit Savings Calculations Tab
Bus - Public Rebates | Steam Traps - HVAC Repair/Rep - Audit | 1 | 4.4.16 | each | 61 | 61 | 61 | 61 | CI-HVC-STRE-V05-180101 | Exhibit 1.5A_R North Shore EEPS_Adjustable_Savings_Goal_Template.xlsx, Unit Savings Calculations Tab | 88.4539 | 88.4539 | 88.4539 | 88.4539 | 79% | 79% | 79% | 79% | 4262.5946 | 4262.5946 | 4262.5946 | 4262.5946 | 17050.3784 |  |  | 88.4539 |  | 4262.5946 | 0 |  | 0 | 88.4539 |  | 4262.5946 | 0 |  |  | 88.4539 |  | 4262.5946 | 0 |  |  | 88.4539 |  | 4262.5946 | 0 | 4262.5946 | 4262.5946 | 4262.5946 | 4262.5946 | 17050.3784 | n/a | Exhibit 1.5A_R North Shore EEPS_Adjustable_Savings_Goal_Template.xlsx, Unit Savings Calculations Tab
Bus - Public Rebates | Steam Traps - HVAC Repair/Rep - No Audit | 1 | 4.4.16 | each | 19 | 19 | 19 | 19 | CI-HVC-STRE-V05-180101 | Exhibit 1.5A_R North Shore EEPS_Adjustable_Savings_Goal_Template.xlsx, Unit Savings Calculations Tab | 88.4539 | 88.4539 | 88.4539 | 88.4539 | 79% | 79% | 79% | 79% | 1327.6934 | 1327.6934 | 1327.6934 | 1327.6934 | 5310.7736 |  |  | 88.4539 |  | 1327.6934 | 0 |  | 0 | 88.4539 |  | 1327.6934 | 0 |  |  | 88.4539 |  | 1327.6934 | 0 |  |  | 88.4539 |  | 1327.6934 | 0 | 1327.6934 | 1327.6934 | 1327.6934 | 1327.6934 | 5310.7736 | n/a | Exhibit 1.5A_R North Shore EEPS_Adjustable_Savings_Goal_Template.xlsx, Unit Savings Calculations Tab
Bus - Public Rebates | Steam Traps - Test | 0 | Custom | each | 19 | 19 | 19 | 19 | Custom | Custom | 0 | 0 | 0 | 0 | 79% | 79% | 79% | 79% | 0 | 0 | 0 | 0 | 0 |  |  | 0 |  | 0 | 0 |  | 0 | 0 |  | 0 | 0 |  |  | 0 |  | 0 | 0 |  |  | 0 |  | 0 | 0 | 0 | 0 | 0 | 0 | 0 | n/a | Custom
Bus - Public Rebates | Thermostat - Programmable | 1 | 4.4.18 | each | 300 | 300 | 300 | 300 | CI-HVC-PROG-V02-150601 | Exhibit 1.5A_R North Shore EEPS_Adjustable_Savings_Goal_Template.xlsx, Thermostat Detail Tab | 124.6858 | 124.6858 | 124.6858 | 124.6858 | 79% | 79% | 79% | 79% | 29550.5448 | 29550.5448 | 29550.5448 | 29550.5448 | 118202.1794 |  |  | 124.6858 |  | 29550.5448 | 0 |  | 0 | 124.6858 |  | 29550.5448 | 0 |  |  | 124.6858 |  | 29550.5448 | 0 |  |  | 124.6858 |  | 29550.5448 | 0 | 29550.5448 | 29550.5448 | 29550.5448 | 29550.5448 | 118202.1794 | n/a | Exhibit 1.5A_R North Shore EEPS_Adjustable_Savings_Goal_Template.xlsx, Thermostat Detail Tab
Bus - Public Rebates | Water Heater - Storage 88% TE ≥75MBh | 1 | 4.3.1 | each | 0 | 0 | 0 | 0 | CI-HW-STWH-V03-180101 | Exhibit 1.5A_R North Shore EEPS_Adjustable_Savings_Goal_Template.xlsx, Unit Savings Calculations Tab | 135.6683 | 135.6683 | 135.6683 | 135.6683 | 79% | 79% | 79% | 79% | 0 | 0 | 0 | 0 | 0 |  |  | 135.6683 |  | 0 | 0 |  | 0 | 135.6683 |  | 0 | 0 |  |  | 135.6683 |  | 0 | 0 |  |  | 135.6683 |  | 0 | 0 | 0 | 0 | 0 | 0 | 0 | n/a | Exhibit 1.5A_R North Shore EEPS_Adjustable_Savings_Goal_Template.xlsx, Unit Savings Calculations Tab
Bus - Public Rebates | Double Rack Oven | 1 | 4.2.18 | each | 0 | 0 | 0 | 0 | CI-FSE-RKOV-VO2-180101 | Exhibit 1.5A_R North Shore EEPS_Adjustable_Savings_Goal_Template.xlsx, Unit Savings Calculations Tab | 1930 | 1930 | 1930 | 1930 | 79% | 79% | 79% | 79% | 0 | 0 | 0 | 0 | 0 |  |  | 1930 |  | 0 | 0 |  | 0 | 1930 |  | 0 | 0 |  |  | 1930 |  | 0 | 0 |  |  | 1930 |  | 0 | 0 | 0 | 0 | 0 | 0 | 0 | n/a | Exhibit 1.5A_R North Shore EEPS_Adjustable_Savings_Goal_Template.xlsx, Unit Savings Calculations Tab
Bus - Public Rebates | Energy Star Convection Oven | 1 | 4.2.5 | each | 0 | 0 | 0 | 0 | CI-FSE-ESCV-V02-180101 | Exhibit 1.5A_R North Shore EEPS_Adjustable_Savings_Goal_Template.xlsx, Unit Savings Calculations Tab | 352.1445 | 352.1445 | 352.1445 | 352.1445 | 79% | 79% | 79% | 79% | 0 | 0 | 0 | 0 | 0 |  |  | 352.1445 |  | 0 | 0 |  | 0 | 352.1445 |  | 0 | 0 |  |  | 352.1445 |  | 0 | 0 |  |  | 352.1445 |  | 0 | 0 | 0 | 0 | 0 | 0 | 0 | n/a | Exhibit 1.5A_R North Shore EEPS_Adjustable_Savings_Goal_Template.xlsx, Unit Savings Calculations Tab
Bus - Public Rebates | Energy Star Conveyer Oven | 1 | 4.2.4 | each | 0 | 0 | 0 | 0 | CI-FSE-CVOV-V02-180101 | Exhibit 1.5A_R North Shore EEPS_Adjustable_Savings_Goal_Template.xlsx, Unit Savings Calculations Tab | 884 | 884 | 884 | 884 | 79% | 79% | 79% | 79% | 0 | 0 | 0 | 0 | 0 |  |  | 884 |  | 0 | 0 |  | 0 | 884 |  | 0 | 0 |  |  | 884 |  | 0 | 0 |  |  | 884 |  | 0 | 0 | 0 | 0 | 0 | 0 | 0 | n/a | Exhibit 1.5A_R North Shore EEPS_Adjustable_Savings_Goal_Template.xlsx, Unit Savings Calculations Tab
Bus - Public Rebates | Energy Star Fryer | 1 | 4.2.7 | each | 0 | 0 | 0 | 0 | CI-FSE-ESFR-V01-120601 | Exhibit 1.5A_R North Shore EEPS_Adjustable_Savings_Goal_Template.xlsx, Unit Savings Calculations Tab | 505.373 | 505.373 | 505.373 | 505.373 | 79% | 79% | 79% | 79% | 0 | 0 | 0 | 0 | 0 |  |  | 505.373 |  | 0 | 0 |  | 0 | 505.373 |  | 0 | 0 |  |  | 505.373 |  | 0 | 0 |  |  | 505.373 |  | 0 | 0 | 0 | 0 | 0 | 0 | 0 | n/a | Exhibit 1.5A_R North Shore EEPS_Adjustable_Savings_Goal_Template.xlsx, Unit Savings Calculations Tab
Bus - Public Rebates | Energy Star Steamer - 3 Pans | 1 | 4.2.3 | each | 0 | 0 | 0 | 0 | CI-FSE-STMC-V04-160601 | Exhibit 1.5A_R North Shore EEPS_Adjustable_Savings_Goal_Template.xlsx, Food Equipment Tab | 752.0123 | 752.0123 | 752.0123 | 752.0123 | 79% | 79% | 79% | 79% | 0 | 0 | 0 | 0 | 0 |  |  | 752.0123 |  | 0 | 0 |  | 0 | 752.0123 |  | 0 | 0 |  |  | 752.0123 |  | 0 | 0 |  |  | 752.0123 |  | 0 | 0 | 0 | 0 | 0 | 0 | 0 | n/a | Exhibit 1.5A_R North Shore EEPS_Adjustable_Savings_Goal_Template.xlsx, Food Equipment Tab
Bus - Public Rebates | Energy Star Steamer - 4 Pans | 1 | 4.2.3 | each | 0 | 0 | 0 | 0 | CI-FSE-STMC-V04-160601 | Exhibit 1.5A_R North Shore EEPS_Adjustable_Savings_Goal_Template.xlsx, Food Equipment Tab | 1007.2642 | 1007.2642 | 1007.2642 | 1007.2642 | 79% | 79% | 79% | 79% | 0 | 0 | 0 | 0 | 0 |  |  | 1007.2642 |  | 0 | 0 |  | 0 | 1007.2642 |  | 0 | 0 |  |  | 1007.2642 |  | 0 | 0 |  |  | 1007.2642 |  | 0 | 0 | 0 | 0 | 0 | 0 | 0 | n/a | Exhibit 1.5A_R North Shore EEPS_Adjustable_Savings_Goal_Template.xlsx, Food Equipment Tab
Bus - Public Rebates | Energy Star Steamer - 5 Pans | 1 | 4.2.3 | each | 0 | 0 | 0 | 0 | CI-FSE-STMC-V04-160601 | Exhibit 1.5A_R North Shore EEPS_Adjustable_Savings_Goal_Template.xlsx, Food Equipment Tab | 1248.6709 | 1248.6709 | 1248.6709 | 1248.6709 | 79% | 79% | 79% | 79% | 0 | 0 | 0 | 0 | 0 |  |  | 1248.6709 |  | 0 | 0 |  | 0 | 1248.6709 |  | 0 | 0 |  |  | 1248.6709 |  | 0 | 0 |  |  | 1248.6709 |  | 0 | 0 | 0 | 0 | 0 | 0 | 0 | n/a | Exhibit 1.5A_R North Shore EEPS_Adjustable_Savings_Goal_Template.xlsx, Food Equipment Tab
Bus - Public Rebates | Energy Star Steamer - 6 Pans | 1 | 4.2.3 | each | 0 | 0 | 0 | 0 | CI-FSE-STMC-V04-160601 | Exhibit 1.5A_R North Shore EEPS_Adjustable_Savings_Goal_Template.xlsx, Food Equipment Tab | 1503.8794 | 1503.8794 | 1503.8794 | 1503.8794 | 79% | 79% | 79% | 79% | 0 | 0 | 0 | 0 | 0 |  |  | 1503.8794 |  | 0 | 0 |  | 0 | 1503.8794 |  | 0 | 0 |  |  | 1503.8794 |  | 0 | 0 |  |  | 1503.8794 |  | 0 | 0 | 0 | 0 | 0 | 0 | 0 | n/a | Exhibit 1.5A_R North Shore EEPS_Adjustable_Savings_Goal_Template.xlsx, Food Equipment Tab
Bus - Public Rebates | Heat Recovery Grease Trap Filter | 1 | 4.3.9 | each | 0 | 0 | 0 | 0 | CI-HW-GRTF-V01-160601 | Exhibit 1.5A_R North Shore EEPS_Adjustable_Savings_Goal_Template.xlsx, Unit Savings Calculations Tab | 1757.3026 | 1757.3026 | 1757.3026 | 1757.3026 | 79% | 79% | 79% | 79% | 0 | 0 | 0 | 0 | 0 |  |  | 1757.3026 |  | 0 | 0 |  | 0 | 1757.3026 |  | 0 | 0 |  |  | 1757.3026 |  | 0 | 0 |  |  | 1757.3026 |  | 0 | 0 | 0 | 0 | 0 | 0 | 0 | n/a | Exhibit 1.5A_R North Shore EEPS_Adjustable_Savings_Goal_Template.xlsx, Unit Savings Calculations Tab
Bus - Public Rebates | Infrared Charbroiler | 1 | 4.2.12 | each | 0 | 0 | 0 | 0 | CI-FSE-IRCB-V02-180101 | Exhibit 1.5A_R North Shore EEPS_Adjustable_Savings_Goal_Template.xlsx, Unit Savings Calculations Tab | 706.68 | 706.68 | 706.68 | 706.68 | 79% | 79% | 79% | 79% | 0 | 0 | 0 | 0 | 0 |  |  | 706.68 |  | 0 | 0 |  | 0 | 706.68 |  | 0 | 0 |  |  | 706.68 |  | 0 | 0 |  |  | 706.68 |  | 0 | 0 | 0 | 0 | 0 | 0 | 0 | n/a | Exhibit 1.5A_R North Shore EEPS_Adjustable_Savings_Goal_Template.xlsx, Unit Savings Calculations Tab
Bus - Public Rebates | Infrared Rotisserie Oven | 1 | 4.2.13 | each | 0 | 0 | 0 | 0 | CI-FSE-IROV-V02-180101 | Exhibit 1.5A_R North Shore EEPS_Adjustable_Savings_Goal_Template.xlsx, Unit Savings Calculations Tab | 599.04 | 599.04 | 599.04 | 599.04 | 79% | 79% | 79% | 79% | 0 | 0 | 0 | 0 | 0 |  |  | 599.04 |  | 0 | 0 |  | 0 | 599.04 |  | 0 | 0 |  |  | 599.04 |  | 0 | 0 |  |  | 599.04 |  | 0 | 0 | 0 | 0 | 0 | 0 | 0 | n/a | Exhibit 1.5A_R North Shore EEPS_Adjustable_Savings_Goal_Template.xlsx, Unit Savings Calculations Tab
Bus - Public Rebates | Infrared Salamander Broiler | 1 | 4.2.14 | each | 0 | 0 | 0 | 0 | CI-FSE-IRBL-V02-180101 | Exhibit 1.5A_R North Shore EEPS_Adjustable_Savings_Goal_Template.xlsx, Unit Savings Calculations Tab | 240.24 | 240.24 | 240.24 | 240.24 | 79% | 79% | 79% | 79% | 0 | 0 | 0 | 0 | 0 |  |  | 240.24 |  | 0 | 0 |  | 0 | 240.24 |  | 0 | 0 |  |  | 240.24 |  | 0 | 0 |  |  | 240.24 |  | 0 | 0 | 0 | 0 | 0 | 0 | 0 | n/a | Exhibit 1.5A_R North Shore EEPS_Adjustable_Savings_Goal_Template.xlsx, Unit Savings Calculations Tab
Bus - Public Rebates | Infrared Upright Broiler | 1 | 4.2.15 | each | 0 | 0 | 0 | 0 | CI-FSE-IRUB-V02-180101 | Exhibit 1.5A_R North Shore EEPS_Adjustable_Savings_Goal_Template.xlsx, Unit Savings Calculations Tab | 943.488 | 943.488 | 943.488 | 943.488 | 79% | 79% | 79% | 79% | 0 | 0 | 0 | 0 | 0 |  |  | 943.488 |  | 0 | 0 |  | 0 | 943.488 |  | 0 | 0 |  |  | 943.488 |  | 0 | 0 |  |  | 943.488 |  | 0 | 0 | 0 | 0 | 0 | 0 | 0 | n/a | Exhibit 1.5A_R North Shore EEPS_Adjustable_Savings_Goal_Template.xlsx, Unit Savings Calculations Tab
Bus - Public Rebates | CI Custom | 0 | Custom | each | 7 | 7 | 7 | 7 | Custom | Custom | 2100 | 2100 | 2100 | 2100 | 69% | 69% | 69% | 69% | 10143 | 10143 | 10143 | 10143 | 40572 |  |  | 2100 |  | 10143 | 0 |  | 0 | 2100 |  | 10143 | 0 |  |  | 2100 |  | 10143 | 0 |  |  | 2100 |  | 10143 | 0 | 10143 | 10143 | 10143 | 10143 | 40572 | n/a | Custom
Bus - Public Rebates | New Construction | 0 | Custom | each | 1 | 1 | 1 | 1 | Custom | Custom | 2500 | 2500 | 2500 | 2500 | 77% | 77% | 77% | 77% | 1925 | 1925 | 1925 | 1925 | 7700 |  |  | 2500 |  | 1925 | 0 |  | 0 | 2500 |  | 1925 | 0 |  |  | 2500 |  | 1925 | 0 |  |  | 2500 |  | 1925 | 0 | 1925 | 1925 | 1925 | 1925 | 7700 | n/a | Custom
Low Income - Outreach & Education | Behavior 2018 1st Year | 1 | 6.1.1 | each | 0 | 0 | 0 | 0 | CC-BEH-BEHP-V02-16061 | Exhibit 1.5A_R North Shore EEPS_Adjustable_Savings_Goal_Template.xlsx, Behavioral Tab | 0 | 0 | 0 | 0 | 100% | 100% | 100% | 100% | 0 | 0 | 0 | 0 | 0 |  |  | 0 |  | 0 | 0 |  | 0 | 0 |  | 0 | 0 |  |  | 0 |  | 0 | 0 |  |  | 0 |  | 0 | 0 | 0 | 0 | 0 | 0 | 0 | n/a | Exhibit 1.5A_R North Shore EEPS_Adjustable_Savings_Goal_Template.xlsx, Behavioral Tab
Low Income - Outreach & Education | Behavior 2019 1st Year | 1 | 6.1.1 | each | 0 | 0 | 0 | 0 | CC-BEH-BEHP-V02-16061 | Exhibit 1.5A_R North Shore EEPS_Adjustable_Savings_Goal_Template.xlsx, Behavioral Tab | 0 | 0 | 0 | 0 | 100% | 100% | 100% | 100% | 0 | 0 | 0 | 0 | 0 |  |  | 0 |  | 0 | 0 |  | 0 | 0 |  | 0 | 0 |  |  | 0 |  | 0 | 0 |  |  | 0 |  | 0 | 0 | 0 | 0 | 0 | 0 | 0 | n/a | Exhibit 1.5A_R North Shore EEPS_Adjustable_Savings_Goal_Template.xlsx, Behavioral Tab
Low Income - Outreach & Education | Behavior 2020 1st Year | 1 | 6.1.1 | each | 0 | 0 | 0 | 0 | CC-BEH-BEHP-V02-16061 | Exhibit 1.5A_R North Shore EEPS_Adjustable_Savings_Goal_Template.xlsx, Behavioral Tab | 0 | 0 | 0 | 0 | 100% | 100% | 100% | 100% | 0 | 0 | 0 | 0 | 0 |  |  | 0 |  | 0 | 0 |  | 0 | 0 |  | 0 | 0 |  |  | 0 |  | 0 | 0 |  |  | 0 |  | 0 | 0 | 0 | 0 | 0 | 0 | 0 | n/a | Exhibit 1.5A_R North Shore EEPS_Adjustable_Savings_Goal_Template.xlsx, Behavioral Tab
Low Income - Outreach & Education | Behavior 2021 1st Year | 1 | 6.1.1 | each | 0 | 0 | 0 | 0 | CC-BEH-BEHP-V02-16061 | Exhibit 1.5A_R North Shore EEPS_Adjustable_Savings_Goal_Template.xlsx, Behavioral Tab | 0 | 0 | 0 | 0 | 100% | 100% | 100% | 100% | 0 | 0 | 0 | 0 | 0 |  |  | 0 |  | 0 | 0 |  | 0 | 0 |  | 0 | 0 |  |  | 0 |  | 0 | 0 |  |  | 0 |  | 0 | 0 | 0 | 0 | 0 | 0 | 0 | n/a | Exhibit 1.5A_R North Shore EEPS_Adjustable_Savings_Goal_Template.xlsx, Behavioral Tab
Low Income - Outreach & Education | Behavior 2018 Y1 Persistence | 1 | 6.1.1 | each | 0 | 0 | 0 | 0 | CC-BEH-BEHP-V02-16061 | Exhibit 1.5A_R North Shore EEPS_Adjustable_Savings_Goal_Template.xlsx, Behavioral Tab | 0 | 0 | 0 | 0 | 100% | 100% | 100% | 100% | 0 | 0 | 0 | 0 | 0 |  |  | 0 |  | 0 | 0 |  | 0 | 0 |  | 0 | 0 |  |  | 0 |  | 0 | 0 |  |  | 0 |  | 0 | 0 | 0 | 0 | 0 | 0 | 0 | n/a | Exhibit 1.5A_R North Shore EEPS_Adjustable_Savings_Goal_Template.xlsx, Behavioral Tab
Low Income - Outreach & Education | Behavior 2018 Y2 Persistence | 1 | 6.1.1 | each | 0 | 0 | 0 | 0 | CC-BEH-BEHP-V02-16061 | Exhibit 1.5A_R North Shore EEPS_Adjustable_Savings_Goal_Template.xlsx, Behavioral Tab | 0 | 0 | 0 | 0 | 100% | 100% | 100% | 100% | 0 | 0 | 0 | 0 | 0 |  |  | 0 |  | 0 | 0 |  | 0 | 0 |  | 0 | 0 |  |  | 0 |  | 0 | 0 |  |  | 0 |  | 0 | 0 | 0 | 0 | 0 | 0 | 0 | n/a | Exhibit 1.5A_R North Shore EEPS_Adjustable_Savings_Goal_Template.xlsx, Behavioral Tab
Low Income - Outreach & Education | Behavior 2018 Y3 Persistence | 1 | 6.1.1 | each | 0 | 0 | 0 | 0 | CC-BEH-BEHP-V02-16061 | Exhibit 1.5A_R North Shore EEPS_Adjustable_Savings_Goal_Template.xlsx, Behavioral Tab | 0 | 0 | 0 | 0 | 100% | 100% | 100% | 100% | 0 | 0 | 0 | 0 | 0 |  |  | 0 |  | 0 | 0 |  | 0 | 0 |  | 0 | 0 |  |  | 0 |  | 0 | 0 |  |  | 0 |  | 0 | 0 | 0 | 0 | 0 | 0 | 0 | n/a | Exhibit 1.5A_R North Shore EEPS_Adjustable_Savings_Goal_Template.xlsx, Behavioral Tab
Low Income - Outreach & Education | Behavior 2018 Y4 Persistence | 1 | 6.1.1 | each | 0 | 0 | 0 | 0 | CC-BEH-BEHP-V02-16061 | Exhibit 1.5A_R North Shore EEPS_Adjustable_Savings_Goal_Template.xlsx, Behavioral Tab | 0 | 0 | 0 | 0 | 100% | 100% | 100% | 100% | 0 | 0 | 0 | 0 | 0 |  |  | 0 |  | 0 | 0 |  | 0 | 0 |  | 0 | 0 |  |  | 0 |  | 0 | 0 |  |  | 0 |  | 0 | 0 | 0 | 0 | 0 | 0 | 0 | n/a | Exhibit 1.5A_R North Shore EEPS_Adjustable_Savings_Goal_Template.xlsx, Behavioral Tab
Low Income - Outreach & Education | Behavior 2019 Y1 Persistence | 1 | 6.1.1 | each | 0 | 0 | 0 | 0 | CC-BEH-BEHP-V02-16061 | Exhibit 1.5A_R North Shore EEPS_Adjustable_Savings_Goal_Template.xlsx, Behavioral Tab | 0 | 0 | 0 | 0 | 100% | 100% | 100% | 100% | 0 | 0 | 0 | 0 | 0 |  |  | 0 |  | 0 | 0 |  | 0 | 0 |  | 0 | 0 |  |  | 0 |  | 0 | 0 |  |  | 0 |  | 0 | 0 | 0 | 0 | 0 | 0 | 0 | n/a | Exhibit 1.5A_R North Shore EEPS_Adjustable_Savings_Goal_Template.xlsx, Behavioral Tab
Low Income - Outreach & Education | Behavior 2019 Y2 Persistence | 1 | 6.1.1 | each | 0 | 0 | 0 | 0 | CC-BEH-BEHP-V02-16061 | Exhibit 1.5A_R North Shore EEPS_Adjustable_Savings_Goal_Template.xlsx, Behavioral Tab | 0 | 0 | 0 | 0 | 100% | 100% | 100% | 100% | 0 | 0 | 0 | 0 | 0 |  |  | 0 |  | 0 | 0 |  | 0 | 0 |  | 0 | 0 |  |  | 0 |  | 0 | 0 |  |  | 0 |  | 0 | 0 | 0 | 0 | 0 | 0 | 0 | n/a | Exhibit 1.5A_R North Shore EEPS_Adjustable_Savings_Goal_Template.xlsx, Behavioral Tab
Low Income - Outreach & Education | Behavior 2019 Y3 Persistence | 1 | 6.1.1 | each | 0 | 0 | 0 | 0 | CC-BEH-BEHP-V02-16061 | Exhibit 1.5A_R North Shore EEPS_Adjustable_Savings_Goal_Template.xlsx, Behavioral Tab | 0 | 0 | 0 | 0 | 100% | 100% | 100% | 100% | 0 | 0 | 0 | 0 | 0 |  |  | 0 |  | 0 | 0 |  | 0 | 0 |  | 0 | 0 |  |  | 0 |  | 0 | 0 |  |  | 0 |  | 0 | 0 | 0 | 0 | 0 | 0 | 0 | n/a | Exhibit 1.5A_R North Shore EEPS_Adjustable_Savings_Goal_Template.xlsx, Behavioral Tab
Low Income - Outreach & Education | Behavior 2019 Y4 Persistence | 1 | 6.1.1 | each | 0 | 0 | 0 | 0 | CC-BEH-BEHP-V02-16061 | Exhibit 1.5A_R North Shore EEPS_Adjustable_Savings_Goal_Template.xlsx, Behavioral Tab | 0 | 0 | 0 | 0 | 100% | 100% | 100% | 100% | 0 | 0 | 0 | 0 | 0 |  |  | 0 |  | 0 | 0 |  | 0 | 0 |  | 0 | 0 |  |  | 0 |  | 0 | 0 |  |  | 0 |  | 0 | 0 | 0 | 0 | 0 | 0 | 0 | n/a | Exhibit 1.5A_R North Shore EEPS_Adjustable_Savings_Goal_Template.xlsx, Behavioral Tab
Low Income - Outreach & Education | Behavior 2020 Y1 Persistence | 1 | 6.1.1 | each | 0 | 0 | 0 | 0 | CC-BEH-BEHP-V02-16061 | Exhibit 1.5A_R North Shore EEPS_Adjustable_Savings_Goal_Template.xlsx, Behavioral Tab | 0 | 0 | 0 | 0 | 100% | 100% | 100% | 100% | 0 | 0 | 0 | 0 | 0 |  |  | 0 |  | 0 | 0 |  | 0 | 0 |  | 0 | 0 |  |  | 0 |  | 0 | 0 |  |  | 0 |  | 0 | 0 | 0 | 0 | 0 | 0 | 0 | n/a | Exhibit 1.5A_R North Shore EEPS_Adjustable_Savings_Goal_Template.xlsx, Behavioral Tab
Low Income - Outreach & Education | Behavior 2020 Y2 Persistence | 1 | 6.1.1 | each | 0 | 0 | 0 | 0 | CC-BEH-BEHP-V02-16061 | Exhibit 1.5A_R North Shore EEPS_Adjustable_Savings_Goal_Template.xlsx, Behavioral Tab | 0 | 0 | 0 | 0 | 100% | 100% | 100% | 100% | 0 | 0 | 0 | 0 | 0 |  |  | 0 |  | 0 | 0 |  | 0 | 0 |  | 0 | 0 |  |  | 0 |  | 0 | 0 |  |  | 0 |  | 0 | 0 | 0 | 0 | 0 | 0 | 0 | n/a | Exhibit 1.5A_R North Shore EEPS_Adjustable_Savings_Goal_Template.xlsx, Behavioral Tab
Low Income - Outreach & Education | Behavior 2020 Y3 Persistence | 1 | 6.1.1 | each | 0 | 0 | 0 | 0 | CC-BEH-BEHP-V02-16061 | Exhibit 1.5A_R North Shore EEPS_Adjustable_Savings_Goal_Template.xlsx, Behavioral Tab | 0 | 0 | 0 | 0 | 100% | 100% | 100% | 100% | 0 | 0 | 0 | 0 | 0 |  |  | 0 |  | 0 | 0 |  | 0 | 0 |  | 0 | 0 |  |  | 0 |  | 0 | 0 |  |  | 0 |  | 0 | 0 | 0 | 0 | 0 | 0 | 0 | n/a | Exhibit 1.5A_R North Shore EEPS_Adjustable_Savings_Goal_Template.xlsx, Behavioral Tab
Low Income - Outreach & Education | Behavior 2020 Y4 Persistence | 1 | 6.1.1 | each | 0 | 0 | 0 | 0 | CC-BEH-BEHP-V02-16061 | Exhibit 1.5A_R North Shore EEPS_Adjustable_Savings_Goal_Template.xlsx, Behavioral Tab | 0 | 0 | 0 | 0 | 100% | 100% | 100% | 100% | 0 | 0 | 0 | 0 | 0 |  |  | 0 |  | 0 | 0 |  | 0 | 0 |  | 0 | 0 |  |  | 0 |  | 0 | 0 |  |  | 0 |  | 0 | 0 | 0 | 0 | 0 | 0 | 0 | n/a | Exhibit 1.5A_R North Shore EEPS_Adjustable_Savings_Goal_Template.xlsx, Behavioral Tab
Low Income - Outreach & Education | Behavior 2021 Y1 Persistence | 1 | 6.1.1 | each | 0 | 0 | 0 | 0 | CC-BEH-BEHP-V02-16061 | Exhibit 1.5A_R North Shore EEPS_Adjustable_Savings_Goal_Template.xlsx, Behavioral Tab | 0 | 0 | 0 | 0 | 100% | 100% | 100% | 100% | 0 | 0 | 0 | 0 | 0 |  |  | 0 |  | 0 | 0 |  | 0 | 0 |  | 0 | 0 |  |  | 0 |  | 0 | 0 |  |  | 0 |  | 0 | 0 | 0 | 0 | 0 | 0 | 0 | n/a | Exhibit 1.5A_R North Shore EEPS_Adjustable_Savings_Goal_Template.xlsx, Behavioral Tab
Low Income - Outreach & Education | Behavior 2021 Y2 Persistence | 1 | 6.1.1 | each | 0 | 0 | 0 | 0 | CC-BEH-BEHP-V02-16061 | Exhibit 1.5A_R North Shore EEPS_Adjustable_Savings_Goal_Template.xlsx, Behavioral Tab | 0 | 0 | 0 | 0 | 100% | 100% | 100% | 100% | 0 | 0 | 0 | 0 | 0 |  |  | 0 |  | 0 | 0 |  | 0 | 0 |  | 0 | 0 |  |  | 0 |  | 0 | 0 |  |  | 0 |  | 0 | 0 | 0 | 0 | 0 | 0 | 0 | n/a | Exhibit 1.5A_R North Shore EEPS_Adjustable_Savings_Goal_Template.xlsx, Behavioral Tab
Low Income - Outreach & Education | Behavior 2021 Y3 Persistence | 1 | 6.1.1 | each | 0 | 0 | 0 | 0 | CC-BEH-BEHP-V02-16061 | Exhibit 1.5A_R North Shore EEPS_Adjustable_Savings_Goal_Template.xlsx, Behavioral Tab | 0 | 0 | 0 | 0 | 100% | 100% | 100% | 100% | 0 | 0 | 0 | 0 | 0 |  |  | 0 |  | 0 | 0 |  | 0 | 0 |  | 0 | 0 |  |  | 0 |  | 0 | 0 |  |  | 0 |  | 0 | 0 | 0 | 0 | 0 | 0 | 0 | n/a | Exhibit 1.5A_R North Shore EEPS_Adjustable_Savings_Goal_Template.xlsx, Behavioral Tab
Low Income - Outreach & Education | Behavior 2021 Y4 Persistence | 1 | 6.1.1 | each | 0 | 0 | 0 | 0 | CC-BEH-BEHP-V02-16061 | Exhibit 1.5A_R North Shore EEPS_Adjustable_Savings_Goal_Template.xlsx, Behavioral Tab | 0 | 0 | 0 | 0 | 100% | 100% | 100% | 100% | 0 | 0 | 0 | 0 | 0 |  |  | 0 |  | 0 | 0 |  | 0 | 0 |  | 0 | 0 |  |  | 0 |  | 0 | 0 |  |  | 0 |  | 0 | 0 | 0 | 0 | 0 | 0 | 0 | n/a | Exhibit 1.5A_R North Shore EEPS_Adjustable_Savings_Goal_Template.xlsx, Behavioral Tab
Low Income - Outreach & Education | Energy Education | 0 | Custom | each | 0 | 0 | 0 | 0 | Custom | Custom | 0 | 0 | 0 | 0 | 100% | 100% | 100% | 100% | 0 | 0 | 0 | 0 | 0 |  |  | 0 |  | 0 | 0 |  | 0 | 0 |  | 0 | 0 |  |  | 0 |  | 0 | 0 |  |  | 0 |  | 0 | 0 | 0 | 0 | 0 | 0 | 0 | n/a | Custom
Low Income - SF Retrofit | Bathroom Aerator | 1 | 5.4.4 | each | 84 | 84 | 84 | 84 | RS-HWE-LFFA-V06-180101 | Exhibit 1.5A_R North Shore EEPS_Adjustable_Savings_Goal_Template.xlsx, Unit Savings Calculations Tab | 0.69292 | 0.69292 | 0.69292 | 0.69292 | 100% | 100% | 100% | 100% | 58.2053 | 58.2053 | 58.2053 | 58.2053 | 232.8213 |  |  | 0.69292 |  | 58.2053 | 0 |  | 0 | 0.69292 |  | 58.2053 | 0 |  |  | 0.69292 |  | 58.2053 | 0 |  |  | 0.69292 |  | 58.2053 | 0 | 58.2053 | 58.2053 | 58.2053 | 58.2053 | 232.8213 | n/a | Exhibit 1.5A_R North Shore EEPS_Adjustable_Savings_Goal_Template.xlsx, Unit Savings Calculations Tab
Low Income - SF Retrofit | Kitchen Aerator | 1 | 5.4.4 | each | 42 | 42 | 42 | 42 | RS-HWE-LFFA-V06-180101 | Exhibit 1.5A_R North Shore EEPS_Adjustable_Savings_Goal_Template.xlsx, Unit Savings Calculations Tab | 5.6045 | 5.6045 | 5.6045 | 5.6045 | 100% | 100% | 100% | 100% | 235.3907 | 235.3907 | 235.3907 | 235.3907 | 941.563 |  |  | 5.6045 |  | 235.3907 | 0 |  | 0 | 5.6045 |  | 235.3907 | 0 |  |  | 5.6045 |  | 235.3907 | 0 |  |  | 5.6045 |  | 235.3907 | 0 | 235.3907 | 235.3907 | 235.3907 | 235.3907 | 941.563 | n/a | Exhibit 1.5A_R North Shore EEPS_Adjustable_Savings_Goal_Template.xlsx, Unit Savings Calculations Tab
Low Income - SF Retrofit | Showerhead | 1 | 5.4.5 | each | 50 | 50 | 50 | 50 | RS-HWE-LFSH-V05-180101 | Exhibit 1.5A_R North Shore EEPS_Adjustable_Savings_Goal_Template.xlsx, Unit Savings Calculations Tab | 14.0397 | 14.0397 | 14.0397 | 14.0397 | 100% | 100% | 100% | 100% | 701.9856 | 701.9856 | 701.9856 | 701.9856 | 2807.9423 |  |  | 14.0397 |  | 701.9856 | 0 |  | 0 | 14.0397 |  | 701.9856 | 0 |  |  | 14.0397 |  | 701.9856 | 0 |  |  | 14.0397 |  | 701.9856 | 0 | 701.9856 | 701.9856 | 701.9856 | 701.9856 | 2807.9423 | n/a | Exhibit 1.5A_R North Shore EEPS_Adjustable_Savings_Goal_Template.xlsx, Unit Savings Calculations Tab
Low Income - SF Retrofit | Pipe Insulation (DHW) | 1 | 5.4.1 | ft | 186 | 186 | 186 | 186 | RS-HVC-PINS-V02-150601 | Exhibit 1.5A_R North Shore EEPS_Adjustable_Savings_Goal_Template.xlsx, Unit Savings Calculations Tab | 0.99123 | 0.99123 | 0.99123 | 0.99123 | 100% | 100% | 100% | 100% | 184.3692 | 184.3692 | 184.3692 | 184.3692 | 737.4768 |  |  | 0.99123 |  | 184.3692 | 0 |  | 0 | 0.99123 |  | 184.3692 | 0 |  |  | 0.99123 |  | 184.3692 | 0 |  |  | 0.99123 |  | 184.3692 | 0 | 184.3692 | 184.3692 | 184.3692 | 184.3692 | 737.4768 | n/a | Exhibit 1.5A_R North Shore EEPS_Adjustable_Savings_Goal_Template.xlsx, Unit Savings Calculations Tab
Low Income - SF Retrofit | Pipe Insulation (Boiler) | 1 | 5.3.2 | ft | 90 | 90 | 90 | 90 | RS-HVC-PINS-V02-160601 | Exhibit 1.5A_R North Shore EEPS_Adjustable_Savings_Goal_Template.xlsx, Unit Savings Calculations Tab | 0.41554 | 0.41554 | 0.41554 | 0.41554 | 100% | 100% | 100% | 100% | 37.3986 | 37.3986 | 37.3986 | 37.3986 | 149.5946 |  |  | 0.41554 |  | 37.3986 | 0 |  | 0 | 0.41554 |  | 37.3986 | 0 |  |  | 0.41554 |  | 37.3986 | 0 |  |  | 0.41554 |  | 37.3986 | 0 | 37.3986 | 37.3986 | 37.3986 | 37.3986 | 149.5946 | n/a | Exhibit 1.5A_R North Shore EEPS_Adjustable_Savings_Goal_Template.xlsx, Unit Savings Calculations Tab
Low Income - SF Retrofit | Programmable Thermostat - Furnace | 1 | 5.3.11 | each | 11 | 11 | 11 | 11 | RS-HVC-PROG-V04-180101 | Exhibit 1.5A_R North Shore EEPS_Adjustable_Savings_Goal_Template.xlsx, Unit Savings Calculations Tab | 62.31 | 62.31 | 62.31 | 62.31 | 100% | 100% | 100% | 100% | 685.41 | 685.41 | 685.41 | 685.41 | 2741.64 |  |  | 62.31 |  | 685.41 | 0 |  | 0 | 62.31 |  | 685.41 | 0 |  |  | 62.31 |  | 685.41 | 0 |  |  | 62.31 |  | 685.41 | 0 | 685.41 | 685.41 | 685.41 | 685.41 | 2741.64 | n/a | Exhibit 1.5A_R North Shore EEPS_Adjustable_Savings_Goal_Template.xlsx, Unit Savings Calculations Tab
Low Income - SF Retrofit | Programmable Thermostat - Boiler | 1 | 5.3.11 | each | 1 | 1 | 1 | 1 | RS-HVC-PROG-V04-180101 | Exhibit 1.5A_R North Shore EEPS_Adjustable_Savings_Goal_Template.xlsx, Unit Savings Calculations Tab | 75.516 | 75.516 | 75.516 | 75.516 | 100% | 100% | 100% | 100% | 75.516 | 75.516 | 75.516 | 75.516 | 302.064 |  |  | 75.516 |  | 75.516 | 0 |  | 0 | 75.516 |  | 75.516 | 0 |  |  | 75.516 |  | 75.516 | 0 |  |  | 75.516 |  | 75.516 | 0 | 75.516 | 75.516 | 75.516 | 75.516 | 302.064 | n/a | Exhibit 1.5A_R North Shore EEPS_Adjustable_Savings_Goal_Template.xlsx, Unit Savings Calculations Tab
Low Income - SF Retrofit | Advanced Thermostat - Furnace (Replace Manual) | 1 | 5.3.16 | each | 2 | 2 | 2 | 2 | RS-HVC-ADTH-V02-180101 | Exhibit 1.5A_R North Shore EEPS_Adjustable_Savings_Goal_Template.xlsx, Unit Savings Calculations Tab | 88.44 | 88.44 | 88.44 | 88.44 | 100% | 100% | 100% | 100% | 176.88 | 176.88 | 176.88 | 176.88 | 707.52 |  |  | 88.44 |  | 176.88 | 0 |  | 0 | 88.44 |  | 176.88 | 0 |  |  | 88.44 |  | 176.88 | 0 |  |  | 88.44 |  | 176.88 | 0 | 176.88 | 176.88 | 176.88 | 176.88 | 707.52 | n/a | Exhibit 1.5A_R North Shore EEPS_Adjustable_Savings_Goal_Template.xlsx, Unit Savings Calculations Tab
Low Income - SF Retrofit | Advanced Thermostat - Boiler (Replace Manual) | 1 | 5.3.16 | each | 0 | 0 | 0 | 0 | RS-HVC-ADTH-V02-180101 | Exhibit 1.5A_R North Shore EEPS_Adjustable_Savings_Goal_Template.xlsx, Unit Savings Calculations Tab | 107.184 | 107.184 | 107.184 | 107.184 | 100% | 100% | 100% | 100% | 0 | 0 | 0 | 0 | 0 |  |  | 107.184 |  | 0 | 0 |  | 0 | 107.184 |  | 0 | 0 |  |  | 107.184 |  | 0 | 0 |  |  | 107.184 |  | 0 | 0 | 0 | 0 | 0 | 0 | 0 | n/a | Exhibit 1.5A_R North Shore EEPS_Adjustable_Savings_Goal_Template.xlsx, Unit Savings Calculations Tab
Low Income - SF Retrofit | Advanced Thermostat - Furnace (Replace Programmable) | 1 | 5.3.16 | each | 2 | 2 | 2 | 2 | RS-HVC-ADTH-V02-180101 | Exhibit 1.5A_R North Shore EEPS_Adjustable_Savings_Goal_Template.xlsx, Unit Savings Calculations Tab | 56.28 | 56.28 | 56.28 | 56.28 | 100% | 100% | 100% | 100% | 112.56 | 112.56 | 112.56 | 112.56 | 450.24 |  |  | 56.28 |  | 112.56 | 0 |  | 0 | 56.28 |  | 112.56 | 0 |  |  | 56.28 |  | 112.56 | 0 |  |  | 56.28 |  | 112.56 | 0 | 112.56 | 112.56 | 112.56 | 112.56 | 450.24 | n/a | Exhibit 1.5A_R North Shore EEPS_Adjustable_Savings_Goal_Template.xlsx, Unit Savings Calculations Tab
Low Income - SF Retrofit | Advanced Thermostat - Boiler (Replace Programmable) | 1 | 5.3.16 | each | 0 | 0 | 0 | 0 | RS-HVC-ADTH-V02-180101 | Exhibit 1.5A_R North Shore EEPS_Adjustable_Savings_Goal_Template.xlsx, Unit Savings Calculations Tab | 68.208 | 68.208 | 68.208 | 68.208 | 100% | 100% | 100% | 100% | 0 | 0 | 0 | 0 | 0 |  |  | 68.208 |  | 0 | 0 |  | 0 | 68.208 |  | 0 | 0 |  |  | 68.208 |  | 0 | 0 |  |  | 68.208 |  | 0 | 0 | 0 | 0 | 0 | 0 | 0 | n/a | Exhibit 1.5A_R North Shore EEPS_Adjustable_Savings_Goal_Template.xlsx, Unit Savings Calculations Tab
Low Income - SF Retrofit | Water Heater Setback | 1 | 5.4.6 | each | 11 | 11 | 11 | 11 | RS-HWE-TMPS-V05-160601 | Exhibit 1.5A_R North Shore EEPS_Adjustable_Savings_Goal_Template.xlsx, Unit Savings Calculations Tab | 3.4966 | 3.4966 | 3.4966 | 3.4966 | 100% | 100% | 100% | 100% | 38.4623 | 38.4623 | 38.4623 | 38.4623 | 153.8492 |  |  | 3.4966 |  | 38.4623 | 0 |  | 0 | 3.4966 |  | 38.4623 | 0 |  |  | 3.4966 |  | 38.4623 | 0 |  |  | 3.4966 |  | 38.4623 | 0 | 38.4623 | 38.4623 | 38.4623 | 38.4623 | 153.8492 | n/a | Exhibit 1.5A_R North Shore EEPS_Adjustable_Savings_Goal_Template.xlsx, Unit Savings Calculations Tab
Low Income - SF Retrofit | Air Sealing | 1 | 5.6.1 | CFM_50 | 112000 | 112000 | 112000 | 112000 | RS-SHL-AIRS-V06-180101 | Exhibit 1.5A_R North Shore EEPS_Adjustable_Savings_Goal_Template.xlsx, Unit Savings Calculations Tab | 0.077016 | 0.077016 | 0.077016 | 0.077016 | 100% | 100% | 100% | 100% | 8625.7808 | 8625.7808 | 8625.7808 | 8625.7808 | 34503.123 |  |  | 0.077016 |  | 8625.7808 | 0 |  | 0 | 0.077016 |  | 8625.7808 | 0 |  |  | 0.077016 |  | 8625.7808 | 0 |  |  | 0.077016 |  | 8625.7808 | 0 | 8625.7808 | 8625.7808 | 8625.7808 | 8625.7808 | 34503.123 | n/a | Exhibit 1.5A_R North Shore EEPS_Adjustable_Savings_Goal_Template.xlsx, Unit Savings Calculations Tab
Low Income - SF Retrofit | Attic Insulation | 1 | 5.6.4 | sq ft | 61600 | 61600 | 61600 | 61600 | RS-SHL-AINS-V07-180101 | Exhibit 1.5A_R North Shore EEPS_Adjustable_Savings_Goal_Template.xlsx, Unit Savings Calculations Tab | 0.077438 | 0.077438 | 0.077438 | 0.077438 | 100% | 100% | 100% | 100% | 4770.2099 | 4770.2099 | 4770.2099 | 4770.2099 | 19080.8394 |  |  | 0.077438 |  | 4770.2099 | 0 |  | 0 | 0.077438 |  | 4770.2099 | 0 |  |  | 0.077438 |  | 4770.2099 | 0 |  |  | 0.077438 |  | 4770.2099 | 0 | 4770.2099 | 4770.2099 | 4770.2099 | 4770.2099 | 19080.8394 | n/a | Exhibit 1.5A_R North Shore EEPS_Adjustable_Savings_Goal_Template.xlsx, Unit Savings Calculations Tab
Low Income - SF Retrofit | Wall Insulation | 1 | 5.6.4 | sq ft | 8400 | 8400 | 8400 | 8400 | RS-SHL-AINS-V07-180101 | Exhibit 1.5A_R North Shore EEPS_Adjustable_Savings_Goal_Template.xlsx, Unit Savings Calculations Tab | 0.078966 | 0.078966 | 0.078966 | 0.078966 | 100% | 100% | 100% | 100% | 663.3159 | 663.3159 | 663.3159 | 663.3159 | 2653.2638 |  |  | 0.078966 |  | 663.3159 | 0 |  | 0 | 0.078966 |  | 663.3159 | 0 |  |  | 0.078966 |  | 663.3159 | 0 |  |  | 0.078966 |  | 663.3159 | 0 | 663.3159 | 663.3159 | 663.3159 | 663.3159 | 2653.2638 | n/a | Exhibit 1.5A_R North Shore EEPS_Adjustable_Savings_Goal_Template.xlsx, Unit Savings Calculations Tab
Low Income - SF Retrofit | Foundation Insulation | 1 | 5.6.2 | sq ft | 550 | 550 | 550 | 550 | RS-SHL-BINS-V08-180101 | Exhibit 1.5A_R North Shore EEPS_Adjustable_Savings_Goal_Template.xlsx, Unit Savings Calculations Tab | 0.082418 | 0.082418 | 0.082418 | 0.082418 | 100% | 100% | 100% | 100% | 45.3299 | 45.3299 | 45.3299 | 45.3299 | 181.3196 |  |  | 0.082418 |  | 45.3299 | 0 |  | 0 | 0.082418 |  | 45.3299 | 0 |  |  | 0.082418 |  | 45.3299 | 0 |  |  | 0.082418 |  | 45.3299 | 0 | 45.3299 | 45.3299 | 45.3299 | 45.3299 | 181.3196 | n/a | Exhibit 1.5A_R North Shore EEPS_Adjustable_Savings_Goal_Template.xlsx, Unit Savings Calculations Tab
Low Income - SF Retrofit | Rim Joist Insulation | 1 | 5.6.4 | sq ft | 550 | 550 | 550 | 550 | RS-SHL-AINS-V07-180101 | Exhibit 1.5A_R North Shore EEPS_Adjustable_Savings_Goal_Template.xlsx, Unit Savings Calculations Tab | 0.51096 | 0.51096 | 0.51096 | 0.51096 | 100% | 100% | 100% | 100% | 281.0267 | 281.0267 | 281.0267 | 281.0267 | 1124.1068 |  |  | 0.51096 |  | 281.0267 | 0 |  | 0 | 0.51096 |  | 281.0267 | 0 |  |  | 0.51096 |  | 281.0267 | 0 |  |  | 0.51096 |  | 281.0267 | 0 | 281.0267 | 281.0267 | 281.0267 | 281.0267 | 1124.1068 | n/a | Exhibit 1.5A_R North Shore EEPS_Adjustable_Savings_Goal_Template.xlsx, Unit Savings Calculations Tab
Low Income - SF Retrofit | Water Heater - Storage 0.67 EF | 1 | 5.4.2 | each | 3 | 3 | 3 | 3 | RS-HWE-GWHT-V07-180101 | Exhibit 1.5A_R North Shore EEPS_Adjustable_Savings_Goal_Template.xlsx, Unit Savings Calculations Tab | 12.9915 | 12.9915 | 12.9915 | 12.9915 | 100% | 100% | 100% | 100% | 38.9745 | 38.9745 | 38.9745 | 38.9745 | 155.8979 |  |  | 12.9915 |  | 38.9745 | 0 |  | 0 | 12.9915 |  | 38.9745 | 0 |  |  | 12.9915 |  | 38.9745 | 0 |  |  | 12.9915 |  | 38.9745 | 0 | 38.9745 | 38.9745 | 38.9745 | 38.9745 | 155.8979 | n/a | Exhibit 1.5A_R North Shore EEPS_Adjustable_Savings_Goal_Template.xlsx, Unit Savings Calculations Tab
Low Income - SF Retrofit | Boiler ≥90% AFUE, <300MBh | 1 | 5.3.6 | each | 3 | 3 | 3 | 3 | RS-HVC-GHEB-V06-180101 | Exhibit 1.5A_R North Shore EEPS_Adjustable_Savings_Goal_Template.xlsx, Unit Savings Calculations Tab | 132.0325 | 132.0325 | 132.0325 | 132.0325 | 100% | 100% | 100% | 100% | 396.0976 | 396.0976 | 396.0976 | 396.0976 | 1584.3902 |  |  | 132.0325 |  | 396.0976 | 0 |  | 0 | 132.0325 |  | 396.0976 | 0 |  |  | 132.0325 |  | 396.0976 | 0 |  |  | 132.0325 |  | 396.0976 | 0 | 396.0976 | 396.0976 | 396.0976 | 396.0976 | 1584.3902 | n/a | Exhibit 1.5A_R North Shore EEPS_Adjustable_Savings_Goal_Template.xlsx, Unit Savings Calculations Tab
Low Income - SF Retrofit | Furnace >95% AFUE | 1 | 5.3.7 | each | 3 | 3 | 3 | 3 | RS-HVC-GHEF-V07-180101 | Exhibit 1.5A_R North Shore EEPS_Adjustable_Savings_Goal_Template.xlsx, Unit Savings Calculations Tab | 175.8603 | 175.8603 | 175.8603 | 175.8603 | 100% | 100% | 100% | 100% | 527.581 | 527.581 | 527.581 | 527.581 | 2110.3239 |  |  | 175.8603 |  | 527.581 | 0 |  | 0 | 175.8603 |  | 527.581 | 0 |  |  | 175.8603 |  | 527.581 | 0 |  |  | 175.8603 |  | 527.581 | 0 | 527.581 | 527.581 | 527.581 | 527.581 | 2110.3239 | n/a | Exhibit 1.5A_R North Shore EEPS_Adjustable_Savings_Goal_Template.xlsx, Unit Savings Calculations Tab
Low Income - SF Retrofit | Furnace Clean & Tune | 1 | 5.3.13 | each | 56 | 56 | 56 | 56 | RS-HVC-FTUN-V03-180101 | Exhibit 1.5A_R North Shore EEPS_Adjustable_Savings_Goal_Template.xlsx, Unit Savings Calculations Tab | 71.2821 | 71.2821 | 71.2821 | 71.2821 | 100% | 100% | 100% | 100% | 3991.7949 | 3991.7949 | 3991.7949 | 3991.7949 | 15967.1795 |  |  | 71.2821 |  | 3991.7949 | 0 |  | 0 | 71.2821 |  | 3991.7949 | 0 |  |  | 71.2821 |  | 3991.7949 | 0 |  |  | 71.2821 |  | 3991.7949 | 0 | 3991.7949 | 3991.7949 | 3991.7949 | 3991.7949 | 15967.1795 | n/a | Exhibit 1.5A_R North Shore EEPS_Adjustable_Savings_Goal_Template.xlsx, Unit Savings Calculations Tab
Low Income - SF Retrofit | Weatherstripping/Door Sweeps | 1 | 5.6.1 | door | 168 | 168 | 168 | 168 | RS-SHL-AIRS-V06-180101 | Exhibit 1.5A_R North Shore EEPS_Adjustable_Savings_Goal_Template.xlsx, Unit Savings Calculations Tab | 98 | 98 | 98 | 98 | 100% | 100% | 100% | 100% | 16464 | 16464 | 16464 | 16464 | 65856 |  |  | 98 |  | 16464 | 0 |  | 0 | 98 |  | 16464 | 0 |  |  | 98 |  | 16464 | 0 |  |  | 98 |  | 16464 | 0 | 16464 | 16464 | 16464 | 16464 | 65856 | n/a | Exhibit 1.5A_R North Shore EEPS_Adjustable_Savings_Goal_Template.xlsx, Unit Savings Calculations Tab
Low Income - MF Retrofit | Bathroom Aerator | 1 | 5.4.4 | each | 188 | 188 | 188 | 188 | RS-HWE-LFFA-V06-180101 | Exhibit 1.5A_R North Shore EEPS_Adjustable_Savings_Goal_Template.xlsx, Unit Savings Calculations Tab | 1.2485 | 1.2485 | 1.2485 | 1.2485 | 100% | 100% | 100% | 100% | 234.7122 | 234.7122 | 234.7122 | 234.7122 | 938.8487 |  |  | 1.2485 |  | 234.7122 | 0 |  | 0 | 1.2485 |  | 234.7122 | 0 |  |  | 1.2485 |  | 234.7122 | 0 |  |  | 1.2485 |  | 234.7122 | 0 | 234.7122 | 234.7122 | 234.7122 | 234.7122 | 938.8487 | n/a | Exhibit 1.5A_R North Shore EEPS_Adjustable_Savings_Goal_Template.xlsx, Unit Savings Calculations Tab
Low Income - MF Retrofit | Kitchen Aerator | 1 | 5.4.4 | each | 154 | 154 | 154 | 154 | RS-HWE-LFFA-V06-180101 | Exhibit 1.5A_R North Shore EEPS_Adjustable_Savings_Goal_Template.xlsx, Unit Savings Calculations Tab | 5.1269 | 5.1269 | 5.1269 | 5.1269 | 100% | 100% | 100% | 100% | 789.5465 | 789.5465 | 789.5465 | 789.5465 | 3158.1861 |  |  | 5.1269 |  | 789.5465 | 0 |  | 0 | 5.1269 |  | 789.5465 | 0 |  |  | 5.1269 |  | 789.5465 | 0 |  |  | 5.1269 |  | 789.5465 | 0 | 789.5465 | 789.5465 | 789.5465 | 789.5465 | 3158.1861 | n/a | Exhibit 1.5A_R North Shore EEPS_Adjustable_Savings_Goal_Template.xlsx, Unit Savings Calculations Tab
Low Income - MF Retrofit | Showerhead | 1 | 5.4.5 | each | 190 | 190 | 190 | 190 | RS-HWE-LFSH-V05-180101 | Exhibit 1.5A_R North Shore EEPS_Adjustable_Savings_Goal_Template.xlsx, Unit Savings Calculations Tab | 17.8964 | 17.8964 | 17.8964 | 17.8964 | 100% | 100% | 100% | 100% | 3400.307 | 3400.307 | 3400.307 | 3400.307 | 13601.228 |  |  | 17.8964 |  | 3400.307 | 0 |  | 0 | 17.8964 |  | 3400.307 | 0 |  |  | 17.8964 |  | 3400.307 | 0 |  |  | 17.8964 |  | 3400.307 | 0 | 3400.307 | 3400.307 | 3400.307 | 3400.307 | 13601.228 | n/a | Exhibit 1.5A_R North Shore EEPS_Adjustable_Savings_Goal_Template.xlsx, Unit Savings Calculations Tab
Low Income - MF Retrofit | Pipe Insulation (DHW) | 1 | 5.4.1 | ft | 390 | 390 | 390 | 390 | RS-HVC-PINS-V02-150601 | Exhibit 1.5A_R North Shore EEPS_Adjustable_Savings_Goal_Template.xlsx, Unit Savings Calculations Tab | 0.99123 | 0.99123 | 0.99123 | 0.99123 | 100% | 100% | 100% | 100% | 386.5806 | 386.5806 | 386.5806 | 386.5806 | 1546.3224 |  |  | 0.99123 |  | 386.5806 | 0 |  | 0 | 0.99123 |  | 386.5806 | 0 |  |  | 0.99123 |  | 386.5806 | 0 |  |  | 0.99123 |  | 386.5806 | 0 | 386.5806 | 386.5806 | 386.5806 | 386.5806 | 1546.3224 | n/a | Exhibit 1.5A_R North Shore EEPS_Adjustable_Savings_Goal_Template.xlsx, Unit Savings Calculations Tab
Low Income - MF Retrofit | Programmable Thermostat - Furnace | 1 | 5.3.11 | each | 130 | 130 | 130 | 130 | RS-HVC-PROG-V04-180101 | Exhibit 1.5A_R North Shore EEPS_Adjustable_Savings_Goal_Template.xlsx, Unit Savings Calculations Tab | 40.5015 | 40.5015 | 40.5015 | 40.5015 | 100% | 100% | 100% | 100% | 5265.195 | 5265.195 | 5265.195 | 5265.195 | 21060.78 |  |  | 40.5015 |  | 5265.195 | 0 |  | 0 | 40.5015 |  | 5265.195 | 0 |  |  | 40.5015 |  | 5265.195 | 0 |  |  | 40.5015 |  | 5265.195 | 0 | 5265.195 | 5265.195 | 5265.195 | 5265.195 | 21060.78 | n/a | Exhibit 1.5A_R North Shore EEPS_Adjustable_Savings_Goal_Template.xlsx, Unit Savings Calculations Tab
Low Income - MF Retrofit | Programmable Thermostat - Boiler | 1 | 5.3.11 | each | 10 | 10 | 10 | 10 | RS-HVC-PROG-V04-180101 | Exhibit 1.5A_R North Shore EEPS_Adjustable_Savings_Goal_Template.xlsx, Unit Savings Calculations Tab | 49.0854 | 49.0854 | 49.0854 | 49.0854 | 100% | 100% | 100% | 100% | 490.854 | 490.854 | 490.854 | 490.854 | 1963.416 |  |  | 49.0854 |  | 490.854 | 0 |  | 0 | 49.0854 |  | 490.854 | 0 |  |  | 49.0854 |  | 490.854 | 0 |  |  | 49.0854 |  | 490.854 | 0 | 490.854 | 490.854 | 490.854 | 490.854 | 1963.416 | n/a | Exhibit 1.5A_R North Shore EEPS_Adjustable_Savings_Goal_Template.xlsx, Unit Savings Calculations Tab
Low Income - MF Retrofit | Advanced Thermostat - Furnace (Replace Manual) | 1 | 5.3.16 | each | 0 | 0 | 0 | 0 | RS-HVC-ADTH-V02-180101 | Exhibit 1.5A_R North Shore EEPS_Adjustable_Savings_Goal_Template.xlsx, Unit Savings Calculations Tab | 57.486 | 57.486 | 57.486 | 57.486 | 100% | 100% | 100% | 100% | 0 | 0 | 0 | 0 | 0 |  |  | 57.486 |  | 0 | 0 |  | 0 | 57.486 |  | 0 | 0 |  |  | 57.486 |  | 0 | 0 |  |  | 57.486 |  | 0 | 0 | 0 | 0 | 0 | 0 | 0 | n/a | Exhibit 1.5A_R North Shore EEPS_Adjustable_Savings_Goal_Template.xlsx, Unit Savings Calculations Tab
Low Income - MF Retrofit | Advanced Thermostat - Boiler (Replace Manual) | 1 | 5.3.16 | each | 4 | 4 | 4 | 4 | RS-HVC-ADTH-V02-180101 | Exhibit 1.5A_R North Shore EEPS_Adjustable_Savings_Goal_Template.xlsx, Unit Savings Calculations Tab | 69.6696 | 69.6696 | 69.6696 | 69.6696 | 100% | 100% | 100% | 100% | 278.6784 | 278.6784 | 278.6784 | 278.6784 | 1114.7136 |  |  | 69.6696 |  | 278.6784 | 0 |  | 0 | 69.6696 |  | 278.6784 | 0 |  |  | 69.6696 |  | 278.6784 | 0 |  |  | 69.6696 |  | 278.6784 | 0 | 278.6784 | 278.6784 | 278.6784 | 278.6784 | 1114.7136 | n/a | Exhibit 1.5A_R North Shore EEPS_Adjustable_Savings_Goal_Template.xlsx, Unit Savings Calculations Tab
Low Income - MF Retrofit | Advanced Thermostat - Furnace (Replace Programmable) | 1 | 5.3.16 | each | 0 | 0 | 0 | 0 | RS-HVC-ADTH-V02-180101 | Exhibit 1.5A_R North Shore EEPS_Adjustable_Savings_Goal_Template.xlsx, Unit Savings Calculations Tab | 36.582 | 36.582 | 36.582 | 36.582 | 100% | 100% | 100% | 100% | 0 | 0 | 0 | 0 | 0 |  |  | 36.582 |  | 0 | 0 |  | 0 | 36.582 |  | 0 | 0 |  |  | 36.582 |  | 0 | 0 |  |  | 36.582 |  | 0 | 0 | 0 | 0 | 0 | 0 | 0 | n/a | Exhibit 1.5A_R North Shore EEPS_Adjustable_Savings_Goal_Template.xlsx, Unit Savings Calculations Tab
Low Income - MF Retrofit | Advanced Thermostat - Boiler (Replace Programmable) | 1 | 5.3.16 | each | 4 | 4 | 4 | 4 | RS-HVC-ADTH-V02-180101 | Exhibit 1.5A_R North Shore EEPS_Adjustable_Savings_Goal_Template.xlsx, Unit Savings Calculations Tab | 44.3352 | 44.3352 | 44.3352 | 44.3352 | 100% | 100% | 100% | 100% | 177.3408 | 177.3408 | 177.3408 | 177.3408 | 709.3632 |  |  | 44.3352 |  | 177.3408 | 0 |  | 0 | 44.3352 |  | 177.3408 | 0 |  |  | 44.3352 |  | 177.3408 | 0 |  |  | 44.3352 |  | 177.3408 | 0 | 177.3408 | 177.3408 | 177.3408 | 177.3408 | 709.3632 | n/a | Exhibit 1.5A_R North Shore EEPS_Adjustable_Savings_Goal_Template.xlsx, Unit Savings Calculations Tab
Low Income - MF Retrofit | Water Heater Setback | 1 | 5.4.6 | each | 100 | 100 | 100 | 100 | RS-HWE-TMPS-V05-160601 | Exhibit 1.5A_R North Shore EEPS_Adjustable_Savings_Goal_Template.xlsx, Unit Savings Calculations Tab | 4.0706 | 4.0706 | 4.0706 | 4.0706 | 100% | 100% | 100% | 100% | 407.0636 | 407.0636 | 407.0636 | 407.0636 | 1628.2544 |  |  | 4.0706 |  | 407.0636 | 0 |  | 0 | 4.0706 |  | 407.0636 | 0 |  |  | 4.0706 |  | 407.0636 | 0 |  |  | 4.0706 |  | 407.0636 | 0 | 407.0636 | 407.0636 | 407.0636 | 407.0636 | 1628.2544 | n/a | Exhibit 1.5A_R North Shore EEPS_Adjustable_Savings_Goal_Template.xlsx, Unit Savings Calculations Tab
Low Income - MF Retrofit | Air Sealing | 0 | Custom | each | 5 | 5 | 5 | 5 | Custom | Custom | 600 | 600 | 600 | 600 | 100% | 100% | 100% | 100% | 3000 | 3000 | 3000 | 3000 | 12000 |  |  | 600 |  | 3000 | 0 |  | 0 | 600 |  | 3000 | 0 |  |  | 600 |  | 3000 | 0 |  |  | 600 |  | 3000 | 0 | 3000 | 3000 | 3000 | 3000 | 12000 | n/a | Custom
Low Income - MF Retrofit | Attic Insulation & Air Sealing | 0 | Custom | each | 5 | 5 | 5 | 5 | Custom | Custom | 1400 | 1400 | 1400 | 1400 | 100% | 100% | 100% | 100% | 7000 | 7000 | 7000 | 7000 | 28000 |  |  | 1400 |  | 7000 | 0 |  | 0 | 1400 |  | 7000 | 0 |  |  | 1400 |  | 7000 | 0 |  |  | 1400 |  | 7000 | 0 | 7000 | 7000 | 7000 | 7000 | 28000 | n/a | Custom
Low Income - MF Retrofit | Wall Insulation | 0 | Custom | each | 1 | 1 | 1 | 1 | Custom | Custom | 1500 | 1500 | 1500 | 1500 | 100% | 100% | 100% | 100% | 1500 | 1500 | 1500 | 1500 | 6000 |  |  | 1500 |  | 1500 | 0 |  | 0 | 1500 |  | 1500 | 0 |  |  | 1500 |  | 1500 | 0 |  |  | 1500 |  | 1500 | 0 | 1500 | 1500 | 1500 | 1500 | 6000 | n/a | Custom
Low Income - MF Retrofit | Pipe Insulation - DHW | 0 | Custom | each | 3 | 3 | 3 | 3 | Custom | Custom | 700 | 700 | 700 | 700 | 100% | 100% | 100% | 100% | 2100 | 2100 | 2100 | 2100 | 8400 |  |  | 700 |  | 2100 | 0 |  | 0 | 700 |  | 2100 | 0 |  |  | 700 |  | 2100 | 0 |  |  | 700 |  | 2100 | 0 | 2100 | 2100 | 2100 | 2100 | 8400 | n/a | Custom
Low Income - MF Retrofit | Pipe Insulation - Heating | 0 | Custom | each | 4 | 4 | 4 | 4 | Custom | Custom | 1100 | 1100 | 1100 | 1100 | 100% | 100% | 100% | 100% | 4400 | 4400 | 4400 | 4400 | 17600 |  |  | 1100 |  | 4400 | 0 |  | 0 | 1100 |  | 4400 | 0 |  |  | 1100 |  | 4400 | 0 |  |  | 1100 |  | 4400 | 0 | 4400 | 4400 | 4400 | 4400 | 17600 | n/a | Custom
Low Income - MF Retrofit | Boiler Tune-ups | 0 | Custom | each | 1 | 1 | 1 | 1 | Custom | Custom | 130 | 130 | 130 | 130 | 100% | 100% | 100% | 100% | 130 | 130 | 130 | 130 | 520 |  |  | 130 |  | 130 | 0 |  | 0 | 130 |  | 130 | 0 |  |  | 130 |  | 130 | 0 |  |  | 130 |  | 130 | 0 | 130 | 130 | 130 | 130 | 520 | n/a | Custom
Low Income - MF Retrofit | Outdoor Resets/Cutouts | 0 | Custom | each | 0 | 0 | 0 | 0 | Custom | Custom | 1000 | 1000 | 1000 | 1000 | 100% | 100% | 100% | 100% | 0 | 0 | 0 | 0 | 0 |  |  | 1000 |  | 0 | 0 |  | 0 | 1000 |  | 0 | 0 |  |  | 1000 |  | 0 | 0 |  |  | 1000 |  | 0 | 0 | 0 | 0 | 0 | 0 | 0 | n/a | Custom
Low Income - MF Retrofit | Steam Trap | 0 | Custom | each | 75 | 75 | 75 | 75 | Custom | Custom | 110 | 110 | 110 | 110 | 100% | 100% | 100% | 100% | 8250 | 8250 | 8250 | 8250 | 33000 |  |  | 110 |  | 8250 | 0 |  | 0 | 110 |  | 8250 | 0 |  |  | 110 |  | 8250 | 0 |  |  | 110 |  | 8250 | 0 | 8250 | 8250 | 8250 | 8250 | 33000 | n/a | Custom
Low Income - MF Retrofit | Controls for Central DHW Pumps | 0 | Custom | each | 1 | 1 | 1 | 1 | Custom | Custom | 1300 | 1300 | 1300 | 1300 | 100% | 100% | 100% | 100% | 1300 | 1300 | 1300 | 1300 | 5200 |  |  | 1300 |  | 1300 | 0 |  | 0 | 1300 |  | 1300 | 0 |  |  | 1300 |  | 1300 | 0 |  |  | 1300 |  | 1300 | 0 | 1300 | 1300 | 1300 | 1300 | 5200 | n/a | Custom
Low Income - MF Retrofit | Steam Boiler Averaging Controls | 0 | Custom | each | 1 | 1 | 1 | 1 | Custom | Custom | 1200 | 1200 | 1200 | 1200 | 100% | 100% | 100% | 100% | 1200 | 1200 | 1200 | 1200 | 4800 |  |  | 1200 |  | 1200 | 0 |  | 0 | 1200 |  | 1200 | 0 |  |  | 1200 |  | 1200 | 0 |  |  | 1200 |  | 1200 | 0 | 1200 | 1200 | 1200 | 1200 | 4800 | n/a | Custom
Low Income - MF Retrofit | Boiler Replacement | 0 | Custom | each | 1 | 1 | 1 | 1 | Custom | Custom | 1300 | 1300 | 1300 | 1300 | 100% | 100% | 100% | 100% | 1300 | 1300 | 1300 | 1300 | 5200 |  |  | 1300 |  | 1300 | 0 |  | 0 | 1300 |  | 1300 | 0 |  |  | 1300 |  | 1300 | 0 |  |  | 1300 |  | 1300 | 0 | 1300 | 1300 | 1300 | 1300 | 5200 | n/a | Custom
Low Income - MF Retrofit | DHW Replacement | 0 | Custom | each | 1 | 1 | 1 | 1 | Custom | Custom | 800 | 800 | 800 | 800 | 100% | 100% | 100% | 100% | 800 | 800 | 800 | 800 | 3200 |  |  | 800 |  | 800 | 0 |  | 0 | 800 |  | 800 | 0 |  |  | 800 |  | 800 | 0 |  |  | 800 |  | 800 | 0 | 800 | 800 | 800 | 800 | 3200 | n/a | Custom
Low Income - MF Retrofit | HVAC Balancing/Optimizing | 0 | Custom | each | 1 | 1 | 1 | 1 | Custom | Custom | 680 | 680 | 680 | 680 | 100% | 100% | 100% | 100% | 680 | 680 | 680 | 680 | 2720 |  |  | 680 |  | 680 | 0 |  | 0 | 680 |  | 680 | 0 |  |  | 680 |  | 680 | 0 |  |  | 680 |  | 680 | 0 | 680 | 680 | 680 | 680 | 2720 | n/a | Custom
Low Income - SF New Construction | Furnace >95% AFUE | 1 | 5.3.7 | each | 0 | 0 | 0 | 0 | RS-HVC-GHEF-V07-180101 | Exhibit 1.5A_R North Shore EEPS_Adjustable_Savings_Goal_Template.xlsx, Unit Savings Calculations Tab | 175.8603 | 175.8603 | 175.8603 | 175.8603 | 100% | 100% | 100% | 100% | 0 | 0 | 0 | 0 | 0 |  |  | 175.8603 |  | 0 | 0 |  | 0 | 175.8603 |  | 0 | 0 |  |  | 175.8603 |  | 0 | 0 |  |  | 175.8603 |  | 0 | 0 | 0 | 0 | 0 | 0 | 0 | n/a | Exhibit 1.5A_R North Shore EEPS_Adjustable_Savings_Goal_Template.xlsx, Unit Savings Calculations Tab
Low Income - SF New Construction | Water Heater - Storage 0.67 EF | 1 | 5.4.2 | each | 0 | 0 | 0 | 0 | RS-HWE-GWHT-V07-180101 | Exhibit 1.5A_R North Shore EEPS_Adjustable_Savings_Goal_Template.xlsx, Unit Savings Calculations Tab | 12.9915 | 12.9915 | 12.9915 | 12.9915 | 100% | 100% | 100% | 100% | 0 | 0 | 0 | 0 | 0 |  |  | 12.9915 |  | 0 | 0 |  | 0 | 12.9915 |  | 0 | 0 |  |  | 12.9915 |  | 0 | 0 |  |  | 12.9915 |  | 0 | 0 | 0 | 0 | 0 | 0 | 0 | n/a | Exhibit 1.5A_R North Shore EEPS_Adjustable_Savings_Goal_Template.xlsx, Unit Savings Calculations Tab
Low Income - SF New Construction | Programmable Thermostat - Furnace | 1 | 5.3.11 | each | 0 | 0 | 0 | 0 | RS-HVC-PROG-V04-180101 | Exhibit 1.5A_R North Shore EEPS_Adjustable_Savings_Goal_Template.xlsx, Unit Savings Calculations Tab | 34.8936 | 34.8936 | 34.8936 | 34.8936 | 100% | 100% | 100% | 100% | 0 | 0 | 0 | 0 | 0 |  |  | 34.8936 |  | 0 | 0 |  | 0 | 34.8936 |  | 0 | 0 |  |  | 34.8936 |  | 0 | 0 |  |  | 34.8936 |  | 0 | 0 | 0 | 0 | 0 | 0 | 0 | n/a | Exhibit 1.5A_R North Shore EEPS_Adjustable_Savings_Goal_Template.xlsx, Unit Savings Calculations Tab
Low Income - SF New Construction | Duct Sealing | 1 | 5.3.4 | CFM_25 | 0 | 0 | 0 | 0 | RS-HVC-DINS-V06-160601 | Exhibit 1.5A_R North Shore EEPS_Adjustable_Savings_Goal_Template.xlsx, Unit Savings Calculations Tab | 0.7095 | 0.7095 | 0.7095 | 0.7095 | 100% | 100% | 100% | 100% | 0 | 0 | 0 | 0 | 0 |  |  | 0.7095 |  | 0 | 0 |  | 0 | 0.7095 |  | 0 | 0 |  |  | 0.7095 |  | 0 | 0 |  |  | 0.7095 |  | 0 | 0 | 0 | 0 | 0 | 0 | 0 | n/a | Exhibit 1.5A_R North Shore EEPS_Adjustable_Savings_Goal_Template.xlsx, Unit Savings Calculations Tab
Low Income - MF New Construction | New Construction | 0 | Custom | each | 0 | 0 | 0 | 0 | Custom | Custom | 6100 | 6100 | 6100 | 6100 | 100% | 100% | 100% | 100% | 0 | 0 | 0 | 0 | 0 |  |  | 6100 |  | 0 | 0 |  | 0 | 6100 |  | 0 | 0 |  |  | 6100 |  | 0 | 0 |  |  | 6100 |  | 0 | 0 | 0 | 0 | 0 | 0 | 0 | n/a | Custom
0 | 0 | 1 | [45 empty] | 0 | 0 | 0 | 0 | 0 | n/a | 0
Portfolio Total (Therms) |  | 1
[19 empty] | 2196540.0407 | 1941718.0737 | 1790399.0888 | 1931439.4755 | 7860096.6787 | [5 empty] | 0 | [5 empty] | 0 | [5 empty] | 0 | [5 empty] | 0 | 2103271.4738 | 1848449.5068 | 1697130.5218 | 1838170.9086 | 7487022.4109
Note on A1: The Measure-Level Adjustments Tab should be completed first before completing the Program-Level Adjustments Tab. As a general principle, when completing the EEPS Adjustable Savings Goal Template, Program Administrators should follow the calculation instructions specified in the header row containing column labels (row 7) in the EEPS Adjustable Savings Goal Template, unless a deviation is specified.
Note on A2: Please specify the current date in this cell and in the filename when saving the document.
Note on A3: Please specify the name of the Program Administrator.
Note on AE4: IL-TRM Adjustments: Energy savings goals will be adjusted annually based upon the updated IL-TRM values, where applicable. Program Administrators will file the updated EEPS Adjustable Savings Goal Template showing the adjusted energy savings goals within sixty (60) days after Commission approval of the annual IL-TRM update. If the updated IL-TRM identifies errata that are applicable to a previous Program Year, the EEPS Adjustable Savings Goal Template will need to be updated for all Program Years impacted by the errata. Template guidelines to support the IL-TRM adjusted energy savings goal calculation include the following: Complete the IL-TRM adjustment for the second Program Year of the Plan, namely the 2019 Savings Goal Adjustment, by completing the following columns: column (ae) – IL-TRM Measure Code from the 2019 IL-TRM or errata applicable to 2019, column (af) – Reference Document Explaining Gross Unit Savings Calculation Details, column (ag) – 2019 Gross Unit Savings (Therms), column (ah) – Gross Unit Savings Adjustment Explanation, column (ai) – 2019 Adjusted Goal, column (aj) – 2019 IL-TRM Adjustment, and column (ax) – 2019 Final Savings Goal (Therms), by following the calculation instructions specified in the headers of these columns within the Measure-Level Adjustments Tab. Note: Complete column (af) – Reference Document Explaining Gross Unit Savings Calculation Details by providing the name of the document, and date and tab name if applicable, where the supporting calculation details, Key Custom Input Assumptions, any necessary adjustments made to the Key IL-TRM Input Assumptions based upon IL-TRM updates, and any SAG consensus extenuating circumstance adjustment notes and documentation (see provisions contained in the guidelines for columns (bb) and (bc)), are specified for calculating the 2019 Gross Unit Savings values contained in column (ag) for the relevant Measure. As described in the provisions contained in these guidelines for column (c), the rows of Measures that are not IL-TRM Adjustable (column (c)=0) should be left blank and shaded gray for columns (y) – (av) and (bb) – (bc). The value contained in column (ax) – 2019 Final Savings Goal (Therms) should be set equal to the value contained in column (u) – 2019 Plan Goal for each row with a Measure that is not IL-TRM Adjustable (column (c)=0). The value contained in column (ax) – 2019 Final Savings Goal (Therms) should be set equal to the value contained in column (ai) – 2019 Adjusted Goal for each row with a Measure designated as IL-TRM Adjustable (column (c)=1).
Note on AQ4: IL-TRM Adjustments: Energy savings goals will be adjusted annually based upon the updated IL-TRM values, where applicable. Program Administrators will file the updated EEPS Adjustable Savings Goal Template showing the adjusted energy savings goals within sixty (60) days after Commission approval of the annual IL-TRM update. If the updated IL-TRM identifies errata that are applicable to a previous Program Year, the EEPS Adjustable Savings Goal Template will need to be updated for all Program Years impacted by the errata. Template guidelines to support the IL-TRM adjusted energy savings goal calculation include the following: Complete the IL-TRM adjustment for the fourth Program Year of the Plan, namely the 2021 Savings Goal Adjustment, by completing the following columns: column (aq) – IL-TRM Measure Code from the 2021 IL-TRM or errata applicable to 2021, column (ar) – Reference Document Explaining Gross Unit Savings Calculation Details, column (as) – 2021 Gross Unit Savings (Therms), column (at) – Gross Unit Savings Adjustment Explanation, column (au) – 2021 Adjusted Goal, column (av) – 2021 IL-TRM Adjustment, and column (az) – 2021 Final Savings Goal (Therms), by following the calculation instructions specified in the headers of these columns within the Measure-Level Adjustments Tab. Note: Complete column (ar) – Reference Document Explaining Gross Unit Savings Calculation Details by providing the name of the document, and date and tab name if applicable, where the supporting calculation details, Key Custom Input Assumptions, any necessary adjustments made to the Key IL-TRM Input Assumptions based upon IL-TRM updates, and any SAG consensus extenuating circumstance adjustment notes and documentation (see provisions contained in these guidelines for columns (bb) and (bc)), are specified for calculating the 2021 Gross Unit Savings values contained in column (as) for the relevant Measure. As described in the provisions contained in these guidelines for column (c), the rows of Measures that are not IL-TRM Adjustable (column (c)=0) should be left blank and shaded gray for columns (y) – (av) and (bb) – (bc). The value contained in column (az) – 2021 Final Savings Goal (Therms) should be set equal to the value contained in column (w) – 2021 Plan Goal for each row with a Measure that is not IL-TRM Adjustable (column (c)=0). The value contained in column (az) – 2021 Final Savings Goal (Therms) should be set equal to the value contained in column (au) – 2021 Adjusted Goal for each row with a Measure designated as IL-TRM Adjustable (column (c)=1).
Note on P5: Columns (p), (q), (r), and (s) – Plan NTG (Fixed): Insert the assumed NTG value for the applicable Program Year, used to derive the Plan Energy Savings Goals set forth in columns (t), (u), (v), and (w). Note: These NTG values identified in the approved Plan and in columns (p), (q), (r), and (s) that are used to derive the Plan Energy Savings Goals set forth in columns (t), (u), (v), and (w) will be fixed for the entirety of the Plan period for the purpose of calculating the Final Adjusted Net Energy Savings Goals set forth in columns (aw), (ax), (ay), and (az).
Note on A6: Column (a) – Program: List the name of the Energy Efficiency Program. The name of the Program should correspond with one of the Program names specified in column (a) of the Program-Level Adjustments Tab.
Note on B6: Column (b) – Measure: List the detailed name of the Energy Efficiency Measure, including the efficiency level, where applicable. For example, Gas High Efficiency Furnace 95% AFUE Early Replacement.
Note on C6: Column (c) – IL-TRM Adjustable? (1 if yes; 0 if no): For Measures that are not significant to the overall Portfolio-level savings, recognizing the time and effort needed to provide information related to adjustable savings goals, Program Administrators will specify, prior to the start of the Plan, any Measures that will not be adjusted by annual IL-TRM changes for purposes of adjusting savings goals. Note that this flexibility is intended for Measures where the time and effort to make them adjustable per the Adjustable Savings Goals policy is high, and the Measures are not impactful to the Portfolio of Programs. Answer “1” if a Measure will adjust the savings goal based upon IL-TRM changes. Answer “0” if a Measure is not covered by the IL-TRM Version 6.0 and/or if the Program Administrator will not adjust the savings goal for a low-impact Measure based upon IL-TRM changes. Note: Once a decision is made concerning whether the Measure is IL-TRM Adjustable, that decision is effective for the entirety of the Plan period and it cannot be changed in subsequent Program Years of the Plan, unless consensus is reached at SAG that the extenuating circumstance warrants such a change. For those Measures that are not IL-TRM Adjustable (column (c)=0), these “non-adjustable” rows should be shaded gray for columns (y) – (av) and (bb) – (bc) and no calculations should be performed for these shaded gray cells, leave them blank. For those rows with Measures that are not IL-TRM Adjustable, the values contained in columns (aw), (ax), (ay), (az), and (ba) should be set equal to the values contained in columns (t), (u), (v), (w), and (x), respectively, in calculating the Final Adjusted Net Energy Savings Goals. For those rows with Measures that are IL-TRM Adjustable (column (c)=1), the values contained in columns (aw), (ax), (ay), and (az) should be set equal to the values contained in columns (ac), (ai), (ao), and (au), respectively, in calculating the Final Adjusted Net Energy Savings Goals.
Note on D6: Column (d) – IL-TRM Section / Custom: If the Measure is using the IL-TRM to calculate savings, insert the IL-TRM section number that corresponds to this Measure. For example, 5.3.16 is the IL-TRM section number for Advanced Thermostats. If savings are calculated on a custom basis, insert the word “Custom”.
Note on E6: Column (e) – Unit of Participation: Describe the unit of participation for the Measure. For example, is participation calculated on a per home basis?
Note on F6: Column (f) – 2018 Plan Number of Units (Fixed): Complete the forecasted Measure participation levels for 2018 used to derive the 2018 Plan Goal set forth in column (t). Note: These Measure participation levels identified in the approved Plan and in columns (f), (g), (h), and (i) that are used to derive the Plan Energy Savings Goals set forth in columns (t), (u), (v), and (w) will be fixed for the entirety of the Plan period for the purpose of calculating the Final Adjusted Net Energy Savings Goals set forth in columns (aw), (ax), (ay), and (az).
Note on G6: Column (g) – 2019 Plan Number of Units (Fixed): Complete the forecasted Measure participation levels for 2019 used to derive the 2019 Plan Goal set forth in column (u). Note: These Measure participation levels identified in the approved Plan and in columns (f), (g), (h), and (i) that are used to derive the Plan Energy Savings Goals set forth in columns (t), (u), (v), and (w) will be fixed for the entirety of the Plan period for the purpose of calculating the Final Adjusted Net Energy Savings Goals set forth in columns (aw), (ax), (ay), and (az).
Note on H6: Column (h) – 2020 Plan Number of Units (Fixed): Complete the forecasted Measure participation levels for 2020 used to derive the 2020 Plan Goal set forth in column (v). Note: These Measure participation levels identified in the approved Plan and in columns (f), (g), (h), and (i) that are used to derive the Plan Energy Savings Goals set forth in columns (t), (u), (v), and (w) will be fixed for the entirety of the Plan period for the purpose of calculating the Final Adjusted Net Energy Savings Goals set forth in columns (aw), (ax), (ay), and (az).
Note on I6: Column (i) – 2021 Plan Number of Units (Fixed): Complete the forecasted Measure participation levels for 2021 used to derive the 2021 Plan Goal set forth in column (w). Note: These Measure participation levels identified in the approved Plan and in columns (f), (g), (h), and (i) that are used to derive the Plan Energy Savings Goals set forth in columns (t), (u), (v), and (w) will be fixed for the entirety of the Plan period for the purpose of calculating the Final Adjusted Net Energy Savings Goals set forth in columns (aw), (ax), (ay), and (az).
Note on J6: Column (j) – IL-TRM Measure Code from IL-TRMv6.0: List the applicable IL-TRM Measure Code from the IL-TRM Version 6.0, dated February 8, 2017. The IL-TRM Measure Code can be found at the end of each Measure characterization in the IL-TRM and is structured using five parts: Code Structure = Market + End-use Category + Measure + Version # + Effective Date. The IL-TRM Measure Codes are used to uniquely identify each Measure in the IL-TRM through the use of abbreviations for the major organizational elements of the IL-TRM. When these abbreviations are combined and delimited by a dash (‘-‘) a unique, approximately 18-character alphanumeric code is formed that can be used for tracking the Measures and their associated savings estimates. For example, RS-HVC-ADTH-V02-180101 is the IL-TRM Measure Code for Advanced Thermostats. Leave blank for Measures not covered by the IL-TRMv6.0. The official IL-TRMv6.0 is filed in ICC Docket No. 17-0106 and can be downloaded from the following webpage: https://www.icc.illinois.gov/downloads/public/edocket/442527.pdf
Note on K6: Column (k) – Reference Document Explaining Gross Unit Savings Calculation Details: Provide the name of the document, and date and tab name if applicable, where the supporting calculation details and Key Custom and IL-TRM Input Assumptions for calculating the Plan Gross Unit Savings values contained in columns (l), (m), (n), and (o) can be found for the relevant Measure.
Note on L6: Column (l) – 2018 Plan Gross Unit Savings: Complete the gross Therm savings per unit of participation, for 2018, used to derive the 2018 Plan Goal set forth in column (t). Program Administrators will specify the calculation details associated with these Plan Gross Unit Savings values within the reference document cited in column (k), and Program Administrators will outline the Key Custom and IL-TRM Input Assumptions and values used in the calculation for the IL-TRM Adjustable Measures (column (c)=1) within the reference document and in columns (bb) and (bc), or in another location as allowed for per the provisions described in columns (bb) and (bc).
Note on M6: Column (m) – 2019 Plan Gross Unit Savings: Complete the gross Therm savings per unit of participation, for 2019, used to derive the 2019 Plan Goal set forth in column (u). Program Administrators will specify the calculation details associated with these Plan Gross Unit Savings values within the reference document cited in column (k), and Program Administrators will outline the Key Custom and IL-TRM Input Assumptions and values used in the calculation for the IL-TRM Adjustable Measures (column (c)=1) within the reference document and in columns (bb) and (bc), or in another location as allowed for per the provisions described in columns (bb) and (bc).
Note on N6: Column (n) – 2020 Plan Gross Unit Savings: Complete the gross Therm savings per unit of participation, for 2020, used to derive the 2020 Plan Goal set forth in column (v). Program Administrators will specify the calculation details associated with these Plan Gross Unit Savings values within the reference document cited in column (k), and Program Administrators will outline the Key Custom and IL-TRM Input Assumptions and values used in the calculation for the IL-TRM Adjustable Measures (column (c)=1) within the reference document and in columns (bb) and (bc), or in another location as allowed for per the provisions described in columns (bb) and (bc).
Note on O6: Column (o) – 2021 Plan Gross Unit Savings: Complete the gross Therm savings per unit of participation, for 2021, used to derive the 2021 Plan Goal set forth in column (w). Program Administrators will specify the calculation details associated with these Plan Gross Unit Savings values within the reference document cited in column (k), and Program Administrators will outline the Key Custom and IL-TRM Input Assumptions and values used in the calculation for the IL-TRM Adjustable Measures (column (c)=1) within the reference document and in columns (bb) and (bc), or in another location as allowed for per the provisions described in columns (bb) and (bc).
Note on P6: Column (p) – 2018 Plan NTG: Insert the assumed NTG value for 2018, used to derive the 2018 Plan Goal set forth in column (t). Note: These NTG values identified in the approved Plan and in columns (p), (q), (r), and (s) that are used to derive the Plan Energy Savings Goals set forth in columns (t), (u), (v), and (w) will be fixed for the entirety of the Plan period for the purpose of calculating the Final Adjusted Net Energy Savings Goals set forth in columns (aw), (ax), (ay), and (az).
Note on Q6: Column (q) – 2019 Plan NTG: Insert the assumed NTG value for 2019, used to derive the 2019 Plan Goal set forth in column (u). Note: These NTG values identified in the approved Plan and in columns (p), (q), (r), and (s) that are used to derive the Plan Energy Savings Goals set forth in columns (t), (u), (v), and (w) will be fixed for the entirety of the Plan period for the purpose of calculating the Final Adjusted Net Energy Savings Goals set forth in columns (aw), (ax), (ay), and (az).
Note on R6: Column (r) – 2020 Plan NTG: Insert the assumed NTG value for 2020, used to derive the 2020 Plan Goal set forth in column (v). Note: These NTG values identified in the approved Plan and in columns (p), (q), (r), and (s) that are used to derive the Plan Energy Savings Goals set forth in columns (t), (u), (v), and (w) will be fixed for the entirety of the Plan period for the purpose of calculating the Final Adjusted Net Energy Savings Goals set forth in columns (aw), (ax), (ay), and (az).
Note on S6: Column (s) – 2021 Plan NTG: Insert the assumed NTG value for 2021, used to derive the 2021 Plan Goal set forth in column (w). Note: These NTG values identified in the approved Plan and in columns (p), (q), (r), and (s) that are used to derive the Plan Energy Savings Goals set forth in columns (t), (u), (v), and (w) will be fixed for the entirety of the Plan period for the purpose of calculating the Final Adjusted Net Energy Savings Goals set forth in columns (aw), (ax), (ay), and (az).
Note on T6: Column (t) – 2018 Plan Goal: Calculate the Plan energy savings goal for 2018; column (t)=(f x l x p). The value contained in column (t) – 2018 Plan Goal should be calculated by taking the product of the values contained in column (f) – 2018 Plan Number of Units (Fixed), column (l) – 2018 Plan Gross Unit Savings, and column (p) – 2018 Plan NTG (Fixed).
Note on U6: Column (u) – 2019 Plan Goal: Calculate the Plan energy savings goal for 2019; column (u)=(g x m x q). The value contained in column (u) – 2019 Plan Goal should be calculated by taking the product of the values contained in column (g) – 2019 Plan Number of Units (Fixed), column (m) – 2019 Plan Gross Unit Savings, and column (q) – 2019 Plan NTG (Fixed).
Note on V6: Column (v) – 2020 Plan Goal: Calculate the Plan energy savings goal for 2020; column (v)=(h x n x r). The value contained in column (v) – 2020 Plan Goal should be calculated by taking the product of the values contained in column (h) – 2020 Plan Number of Units (Fixed), column (n) – 2020 Plan Gross Unit Savings, and column (r) – 2020 Plan NTG (Fixed).
Note on W6: Column (w) – 2021 Plan Goal: Calculate the Plan energy savings goal for 2021; column (w)=(i x o x s). The value contained in column (w) – 2021 Plan Goal should be calculated by taking the product of the values contained in column (i) – 2021 Plan Number of Units (Fixed), column (o) – 2021 Plan Gross Unit Savings, and column (s) – 2021 Plan NTG (Fixed).
Note on X6: Column (x) – Total Plan Period Goal: Calculate the total Plan energy savings goal; column (x)=(t+u+v+w). The value contained in column (x) – Total Plan Period Goal should be calculated by taking the sum of the values contained in column (t) – 2018 Plan Goal, column (u) – 2019 Plan Goal, column (v) – 2020 Plan Goal, and column (w) – 2021 Plan Goal.
Note on Y6: Column (y) – IL-TRM Measure Code from IL-TRMv6.0 or errata applicable to 2018: List the applicable IL-TRM Measure Code from the IL-TRM Version 6.0 or errata applicable to 2018. The IL-TRM Measure Code can be found at the end of each Measure characterization in the IL-TRM. If the IL-TRM Measure Code is identical to the one contained in the IL-TRM Version 6.0, responses in column (y) – IL-TRM Measure Code from IL-TRMv6.0 or errata applicable to 2018 and column (aa) – 2018 Gross Unit Savings (Therms) should be the same as the approved Plan assumptions specified in column (j) – IL-TRM Measure Code from IL-TRMv6.0 and column (l) – 2018 Plan Gross Unit Savings, respectively. If the IL-TRM Measure Code is different from the one contained in the IL-TRM Version 6.0 and the IL-TRM Measure change warrants a savings goal adjustment and IL-TRM adjustment to the Gross Unit Savings calculated for the Measure due to a change to one of the Key IL-TRM Input Assumptions specified in column (bc) (see provisions contained in the guidelines for columns (bb) and (bc)), provide the IL-TRM adjusted Gross Unit Savings calculated for the Measure from applying the updated applicable IL-TRM assumptions in column (aa) – 2018 Gross Unit Savings. The details and specific changes to the Key IL-TRM Input Assumptions underlying this IL-TRM adjusted Gross Unit Savings calculation for the Measure should be clearly specified in the document listed in column (z) – Reference Document Explaining Gross Unit Savings Calculation Details. Note: Errata are generally posted to the following ICC webpage: https://www.icc.illinois.gov/Electricity/programs/TRM.aspx
Note on Z6: Column (z) – Reference Document Explaining Gross Unit Savings Calculation Details: Provide the name of the document, and date and tab name if applicable, where the supporting calculation details, Key Custom Input Assumptions, any necessary adjustments made to the Key IL-TRM Input Assumptions based upon IL-TRM updates, and any SAG consensus extenuating circumstance adjustment notes and documentation (see provisions contained in the guidelines for columns (bb) and (bc)), are specified for calculating the 2018 Gross Unit Savings values contained in column (aa) for the relevant Measure.
Note on AA6: Column (aa) – 2018 Gross Unit Savings (Therms): Complete the gross Therm savings per unit of participation for 2018 by applying the applicable IL-TRM provisions contained in the IL-TRM Version 6.0 or errata document applicable to 2018 as described below. In cases where the IL-TRM Measure Code change also results in a change to one of the Key IL-TRM Input Assumptions specified in column (bc), the Key IL-TRM Input Assumptions should be adjusted to align with the updated applicable IL-TRM assumptions when calculating the 2018 Gross Unit Savings for the Measure. The calculation details and specific changes to Key IL-TRM Input Assumptions associated with the 2018 Gross Unit Savings calculation for the Measure should be clearly specified in the document listed in column (z) – Reference Document Explaining Gross Unit Savings Calculation Details. Note: If the IL-TRM Measure Code specified in column (y) is identical to the one contained in column (j), the resulting value contained in column (aa) – 2018 Gross Unit Savings should be set equal to the approved Plan value specified in column (l) – 2018 Plan Gross Unit Savings.
Note on AB6: Column (ab) – Gross Unit Savings Adjustment Explanation: Briefly describe the cause of the adjusted Gross Unit Savings reflected in column (aa) – 2018 Gross Unit Savings. Note: Where applicable, document in both column (ab) and the reference document specified in column (z) if the adjustment is the result of SAG consensus concerning an extenuating circumstance as contemplated in the provisions contained in the guidelines for columns (bb) and (bc).
Note on AC6: Column (ac) – 2018 Adjusted Goal: Calculate the adjusted energy savings goal for 2018 by taking the product of the values contained in column (f) – 2018 Plan Number of Units (Fixed), column (aa) – 2018 Gross Unit Savings (Therms), and column (p) – 2018 Plan NTG (Fixed); column (ac)=(f x aa x p).
Note on AD6: Column (ad) – 2018 IL-TRM Adjustment: Calculate the savings differential between the 2018 Adjusted Goal and the 2018 Plan Goal by following the calculation instructions specified in the header row containing column labels; column (ad)=(ac-t).
Note on AE6: Column (ae) – IL-TRM Measure Code from the 2019 IL-TRM or errata applicable to 2019: List the applicable IL-TRM Measure Code from the 2019 IL-TRM or errata applicable to 2019. The IL-TRM Measure Code can be found at the end of each Measure characterization in the IL-TRM or errata document.
Note on AF6: Column (af) – Reference Document Explaining Gross Unit Savings Calculation Details: Provide the name of the document, and date and tab name if applicable, where the supporting calculation details, Key Custom Input Assumptions, any necessary adjustments made to the Key IL-TRM Input Assumptions based upon IL-TRM updates, and any SAG consensus extenuating circumstance adjustment notes and documentation (see provisions contained in these guidelines for columns (bb) and (bc)), are specified for calculating the 2019 Gross Unit Savings values contained in column (ag) for the relevant Measure.
Note on AG6: Column (ag) – 2019 Gross Unit Savings (Therms): Complete the gross Therm savings per unit of participation for 2019 by applying the applicable IL-TRM provisions contained in the 2019 IL-TRM or errata document applicable to 2019 as described below. In cases where the IL-TRM Measure Code change also results in a change to one of the Key IL-TRM Input Assumptions specified in column (bc), the Key IL-TRM Input Assumptions should be adjusted to align with the updated applicable IL-TRM assumptions when calculating the 2019 Gross Unit Savings for the Measure. The calculation details and specific changes to Key IL-TRM Input Assumptions associated with the 2019 Gross Unit Savings calculation for the Measure should be clearly specified in the document listed in column (af) – Reference Document Explaining Gross Unit Savings Calculation Details. Note: If the IL-TRM Measure Code specified in column (ae) is identical to the one contained in column (j), the resulting value contained in column (ag) – 2019 Gross Unit Savings (Therms) should be set equal to the approved Plan value specified in column (m) – 2019 Plan Gross Unit Savings.
Note on AH6: Column (ah) – Gross Unit Savings Adjustment Explanation: Briefly describe the cause of the adjusted Gross Unit Savings reflected in column (ag) – 2019 Gross Unit Savings. Note: Where applicable, document in both column (ah) and the reference document specified in column (af) if the adjustment is the result of SAG consensus concerning an extenuating circumstance as contemplated in the provisions contained in the guidelines for columns (bb) and (bc).
Note on AI6: Column (ai) – 2019 Adjusted Goal: Calculate the adjusted energy savings goal for 2019 by taking the product of the values contained in column (g) – 2019 Plan Number of Units (Fixed), column (ag) – 2019 Gross Unit Savings (Therms), and column (q) – 2019 Plan NTG (Fixed); column (ai)=(g x ag x q).
Note on AJ6: Column (aj) – 2019 IL-TRM Adjustment: Calculate the savings differential between the 2019 Adjusted Goal and the 2019 Plan Goal by following the calculation instructions specified in the header row containing column labels; column (aj)=(ai-u).
Note on AK6: Column (ak) – IL-TRM Measure Code from the 2020 IL-TRM or errata applicable to 2020: List the applicable IL-TRM Measure Code from the 2020 IL-TRM or errata applicable to 2020. The IL-TRM Measure Code can be found at the end of each Measure characterization in the IL-TRM or errata document. Note: Errata are generally posted to the following ICC webpage: https://www.icc.illinois.gov/Electricity/programs/TRM.aspx
Note on AL6: Column (al) – Reference Document Explaining Gross Unit Savings Calculation Details: Provide the name of the document, and date and tab name if applicable, where the supporting calculation details, Key Custom Input Assumptions, any necessary adjustments made to the Key IL-TRM Input Assumptions based upon IL-TRM updates, and any SAG consensus extenuating circumstance adjustment notes and documentation (see provisions contained in these guidelines for columns (bb) and (bc)), are specified for calculating the 2020 Gross Unit Savings values contained in column (am) for the relevant Measure.
Note on AM6: Column (am) – 2020 Gross Unit Savings (Therms): Complete the gross Therm savings per unit of participation for 2020 by applying the applicable IL-TRM provisions contained in the 2020 IL-TRM or errata document applicable to 2020 as described below. In cases where the IL-TRM Measure Code change also results in a change to one of the Key IL-TRM Input Assumptions specified in column (bc), the Key IL-TRM Input Assumptions should be adjusted to align with the updated applicable IL-TRM assumptions when calculating the 2020 Gross Unit Savings for the Measure. The calculation details and specific changes to Key IL-TRM Input Assumptions associated with the 2020 Gross Unit Savings calculation for the Measure should be clearly specified in the document listed in column (al) – Reference Document Explaining Gross Unit Savings Calculation Details. Note: If the IL-TRM Measure Code specified in column (ak) is identical to the one contained in column (j), the resulting value contained in column (am) – 2020 Gross Unit Savings should be set equal to the approved Plan value specified in column (n) – 2020 Plan Gross Unit Savings.
Note on AN6: Column (an) – Gross Unit Savings Adjustment Explanation: Briefly describe the cause of the adjusted Gross Unit Savings reflected in column (am) – 2020 Gross Unit Savings. Note: Where applicable, document in both column (an) and the reference document specified in column (al) if the adjustment is the result of SAG consensus concerning an extenuating circumstance as contemplated in the provisions contained in the guidelines for columns (bb) and (bc).
Note on AO6: Column (ao) – 2020 Adjusted Goal: Calculate the adjusted energy savings goal for 2020 by taking the product of the values contained in column (h) – 2020 Plan Number of Units (Fixed), column (am) – 2020 Gross Unit Savings (Therms), and column (r) – 2020 Plan NTG (Fixed); column (ao)=(h x am x r).
Note on AP6: Column (ap) – 2020 IL-TRM Adjustment: Calculate the savings differential between the 2020 Adjusted Goal and the 2020 Plan Goal by following the calculation instructions specified in the header row containing column labels; column (ap)=(ao-v).
Note on AQ6: Column (aq) – IL-TRM Measure Code from the 2021 IL-TRM or errata applicable to 2021: List the applicable IL-TRM Measure Code from the 2021 IL-TRM or errata applicable to 2021. The IL-TRM Measure Code can be found at the end of each Measure characterization in the IL-TRM or errata document. If the IL-TRM Measure Code is identical to the one contained in the IL-TRM Version 6.0, responses in column (aq) – IL-TRM Measure Code from the 2021 IL-TRM or errata applicable to 2021 and column (as) – 2021 Gross Unit Savings (Therms) should be the same as the approved Plan assumptions specified in column (j) – IL-TRM Measure Code from IL-TRMv6.0 and column (o) – 2021 Plan Gross Unit Savings, respectively. If the IL-TRM Measure Code is different from the one contained in the IL-TRM Version 6.0 and the IL-TRM Measure change warrants a savings goal adjustment and IL-TRM adjustment to the Gross Unit Savings calculated for the Measure due to a change to one of the Key IL-TRM Input Assumptions specified in column (bc) (see provisions contained in the guidelines for columns (bb) and (bc)), provide the IL-TRM adjusted Gross Unit Savings calculated for the Measure from applying the updated applicable IL-TRM assumptions in column (as) – 2021 Gross Unit Savings (Therms). The details and specific changes to the Key IL-TRM Input Assumptions underlying this IL-TRM adjusted Gross Unit Savings calculation for the Measure should be clearly specified in the document listed in column (ar) – Reference Document Explaining Gross Unit Savings Calculation Details. Note: Errata are generally posted to the following ICC webpage: https://www.icc.illinois.gov/Electricity/programs/TRM.aspx
Note on AR6: Column (ar) – Reference Document Explaining Gross Unit Savings Calculation Details: Provide the name of the document, and date and tab name if applicable, where the supporting calculation details, Key Custom Input Assumptions, any necessary adjustments made to the Key IL-TRM Input Assumptions based upon IL-TRM updates, and any SAG consensus extenuating circumstance adjustment notes and documentation (see provisions contained in these guidelines for columns (bb) and (bc)), are specified for calculating the 2021 Gross Unit Savings values contained in column (as) for the relevant Measure.
Note on AS6: Column (as) – 2021 Gross Unit Savings (Therms): Complete the gross Therm savings per unit of participation for 2021 by applying the applicable IL-TRM provisions contained in the 2021 IL-TRM or errata document applicable to 2021 as described below. In cases where the IL-TRM Measure Code change also results in a change to one of the Key IL-TRM Input Assumptions specified in column (bc), the Key IL-TRM Input Assumptions should be adjusted to align with the updated applicable IL-TRM assumptions when calculating the 2021 Gross Unit Savings for the Measure. The calculation details and specific changes to Key IL-TRM Input Assumptions associated with the 2021 Gross Unit Savings calculation for the Measure should be clearly specified in the document listed in column (ar) – Reference Document Explaining Gross Unit Savings Calculation Details. Note: If the IL-TRM Measure Code specified in column (aq) is identical to the one contained in column (j), the resulting value contained in column (as) – 2021 Gross Unit Savings should be set equal to the approved Plan value specified in column (o) – 2021 Plan Gross Unit Savings.
Note on AT6: Column (at) – Gross Unit Savings Adjustment Explanation: Briefly describe the cause of the adjusted Gross Unit Savings reflected in column (as) – 2021 Gross Unit Savings. Note: Where applicable, document in both column (at) and the reference document specified in column (ar) if the adjustment is the result of SAG consensus concerning an extenuating circumstance as contemplated in the provisions contained in the guidelines for columns (bb) and (bc).
Note on AU6: Column (au) – 2021 Adjusted Goal: Calculate the adjusted energy savings goal for 2021 by taking the product of the values contained in column (i) – 2021 Plan Number of Units (Fixed), column (as) – 2021 Gross Unit Savings (Therms), and column (s) – 2021 Plan NTG (Fixed); column (au)=(i x as x s).
Note on AV6: Column (av) – 2021 IL-TRM Adjustment: Calculate the savings differential between the 2021 Adjusted Goal and the 2021 Plan Goal by following the calculation instructions specified in the header row containing column labels; column (av)=(au-w).
Note on AW6: Column (aw) – 2018 Final Savings Goal: Set equal to the value contained in column (ac) – 2018 Adjusted Goal for the rows containing Measures designated as IL-TRM Adjustable (column (c)=1). Column (aw) – 2018 Final Savings Goal: Set equal to the value contained in column (t) – 2018 Plan Goal for the rows of Measures that are not IL-TRM Adjustable (column (c)=0).
Note on AX6: Column (ax) – 2019 Final Savings Goal: Set equal to the value contained in column (ai) – 2019 Adjusted Goal for each row with a Measure designated as IL-TRM Adjustable (column (c)=1). Column (ax) – 2019 Final Savings Goal: Set equal to the value contained in column (u) – 2019 Plan Goal for each row with a Measure that is not IL-TRM Adjustable (column (c)=0).
Note on AY6: Column (ay) – 2020 Final Savings Goal: Set equal to the value contained in column (ao) – 2020 Adjusted Goal for each row with a Measure designated as IL-TRM Adjustable (column (c)=1). Column (ay) – 2020 Final Savings Goal: Set equal to the value contained in column (v) – 2020 Plan Goal for each row with a Measure that is not IL-TRM Adjustable (column (c)=0).
Note on AZ6: Column (az) – 2021 Final Savings Goal: Set equal to the value contained in column (au) – 2021 Adjusted Goal for each row with a Measure designated as IL-TRM Adjustable (column (c)=1). Column (az) – 2021 Final Savings Goal: Set equal to the value contained in column (w) – 2021 Plan Goal for each row with a Measure that is not IL-TRM Adjustable (column (c)=0).
Note on BA6: Calculate an estimate of the Plan Period Final Adjusted Net Energy Savings Goal by completing column (ba) – Plan Period Final Savings Goal (Therms) for all Measures by following the calculation instructions specified in the header row of the column: column (ba)=(aw+ax+ay+az); and then below the list of Measures, include the Portfolio Total (Therms) savings by calculating the sum of the rows of Measure savings for column (ba) to determine an estimate of the Portfolio Final Adjusted Net Energy Savings Goal for the Plan Period. Note: Each Program Administrator’s actual Portfolio Final Adjusted Net Energy Savings Goal for the Plan Period may not be known until after the Commission approves the 2022 IL-TRM, which may include IL-TRM updates specified as errata Measures applicable to 2021 that might necessitate additional energy savings goal adjustments to be made for the last Program Year to obtain an accurate calculation of the Final Adjusted Net Energy Savings Goal for the Plan Period. Note: Below the list of Measures in the row, Portfolio Total (Therms), calculate a total summation of all the Measure savings to determine the Portfolio savings goal. The value contained in the row, Portfolio Total (Therms), of the Measure-Level Adjustments Tab for column (ba) – Plan Period Final Savings Goal (Therms) should be equal to the value contained in the row, Portfolio Total (Therms), in the Program-Level Adjustments Tab for column (s) – Plan Period Adjusted Energy Savings Goal (Therms).
Note on BB6: Column (bb) – Key Custom Input Assumptions (if none, specify NA): Assumptions in savings estimates that are custom and are not derived from values in the IL-TRM, and therefore will not necessitate a change in savings goals if the IL-TRM is updated, unless consensus is reached at SAG that the extenuating circumstance warrants an adjustment. List any custom assumptions selected by the Program Administrator to calculate the Plan Gross Unit Savings for the IL-TRM Adjustable Measure in the Plan and specified in columns (l), (m), (n), and (o). Answer “NA” if there are no custom assumptions selected by the Program Administrator to calculate the Plan Gross Unit Savings for the IL-TRM Adjustable Measure. The assumptions listed in column (bb) should be consistent with and clearly outlined in the reference document specified in column (k) – Reference Document Explaining Gross Unit Savings Calculation Details. Program Administrators have the flexibility to specify the custom assumptions selected by the Program Administrator within a separate tab or across multiple columns of the Measure-Level Adjustments Tab. In cases where the custom assumptions are provided within a separate tab, the name of the tab where the custom assumptions can be found should be clearly specified in column (bb). Note: In general, if a custom input assumption specified in this column (bb) is changed by the Program Administrator during Program implementation and tracking of the Measure savings during the Plan period, given such a change to the custom input assumptions during Program implementation of the Measure is not the result of a change to the IL-TRM, the changed custom input assumption should not be used to adjust the Program Administrator’s energy savings goals. In other words, the custom input assumptions selected by the Program Administrator in its Plan filing (as specified in column (bb)) should remain fixed over the Plan period when calculating the Gross Unit Savings for the applicable Program Years set forth in columns (aa), (ag), (am) and (as) and the Final Adjusted Net Energy Savings Goals set forth in columns (aw), (ax), (ay), (az), and (ba) unless consensus is reached at SAG that the extenuating circumstance warrants an adjustment.
Note on BC6: Column (bc) – Key IL-TRM Input Assumptions: Assumptions derived from the IL-TRM that, if changed in the IL-TRM in the future, would necessitate a savings goal adjustment, unless consensus is reached at SAG that the extenuating circumstance warrants no adjustment. List the specific assumptions and values from the IL-TRM relied upon to calculate the Plan Gross Unit Savings for the Measure specified in columns (l), (m), (n), and (o). The assumptions listed in column (bc) should be consistent with and clearly outlined in the reference document specified in column (k) – Reference Document Explaining Gross Unit Savings Calculation Details. Program Administrators have the flexibility to specify the assumptions and values derived from the IL-TRM to calculate the Plan Gross Unit Savings for the Measure within a separate tab or across multiple columns of the Measure-Level Adjustments Tab. In cases where the assumptions and values derived from the IL-TRM are provided within a separate tab, the name of the tab where the assumptions and values derived from the IL-TRM can be found should be clearly specified in column (bc). Examples of Key IL-TRM Input Assumptions: 1) Cooling_Reduction = 8.0% for 5.3.16 Advanced Thermostats Measure; or 2) Hours (Unknown Installation Location) = 847 for 5.5.8 LED Screw Based Omnidirectional Bulbs Measure.
Note on AW7: Note: (aw)=(ac) for IL-TRM Adjustable Measures (if column (c)=1); (aw)=(t) for Measures that are not IL-TRM Adjustable (if column (c)=0).
Note on AX7: Note: (ax)=(ai) for IL-TRM Adjustable Measures (if column (c)=1); (ax)=(u) for Measures that are not IL-TRM Adjustable (if column (c)=0).
Note on AY7: Note: (ay)=(ao) for IL-TRM Adjustable Measures (if column (c)=1); (ay)=(v) for Measures that are not IL-TRM Adjustable (if column (c)=0).
Note on AZ7: Note: (az)=(au) for IL-TRM Adjustable Measures (if column (c)=1); (az)=(w) for Measures that are not IL-TRM Adjustable (if column (c)=0).
Note on A427: Portfolio Total (Therms): Below the list of Measures, calculate a total summation of all the Measure savings (with applicable fuel type savings (Therms)) to determine the Portfolio savings goals and adjustments for columns (t) – (x), (ad), (aj), (ap), (av) – (az), and (ba). Note: The values contained in the row, Portfolio Total (Therms), of the Measure-Level Adjustments Tab for columns (t), (u), (v), (w), and (x) – Plan Energy Savings Goals, and columns (aw), (ax), (ay), (az), and (ba) – Final Adjusted Net Energy Savings Goals, should be equal to the values contained in the row, Portfolio Total (Therms), in the Program-Level Adjustments Tab for columns (b), (f), (j), (n), and (r) – Plan Energy Savings Goal, and columns (c), (g), (k), (o), and (s) – Adjusted Energy Savings Goal, respectively.
Note on T428: Portfolio Total (Therms) 2018 Plan Goal: Calculate the sum of the rows of Measure savings within the column for the respective fuel type (Therms) to determine the Portfolio savings goal. Note: The value contained in the row, Portfolio Total (Therms), in the Program-Level Adjustments Tab for column (b) – 2018 Plan Energy Savings Goal should be equal to the value contained in the row, Portfolio Total (Therms), of the Measure-Level Adjustments Tab for column (t) – 2018 Plan Goal.
Note on U428: Portfolio Total (Therms) 2019 Plan Goal: Calculate the sum of the rows of Measure savings within the column for the respective fuel type (Therms) to determine the Portfolio savings goal. Note: The value contained in the row, Portfolio Total (Therms), in the Program-Level Adjustments Tab for column (f) – 2019 Plan Energy Savings Goal should be equal to the value contained in the row, Portfolio Total (Therms), of the Measure-Level Adjustments Tab for column (u) – 2019 Plan Goal.
Note on V428: Portfolio Total (Therms) 2020 Plan Goal: Calculate the sum of the rows of Measure savings within the column for the respective fuel type (Therms) to determine the Portfolio savings goal. Note: The value contained in the row, Portfolio Total (Therms), in the Program-Level Adjustments Tab for column (j) – 2020 Plan Energy Savings Goal should be equal to the value contained in the row, Portfolio Total (Therms), of the Measure-Level Adjustments Tab for column (v) – 2020 Plan Goal.
Note on W428: Portfolio Total (Therms) 2021 Plan Goal: Calculate the sum of the rows of Measure savings within the column for the respective fuel type (Therms) to determine the Portfolio savings goal. Note: The value contained in the row, Portfolio Total (Therms), in the Program-Level Adjustments Tab for column (n) – 2021 Plan Energy Savings Goal should be equal to the value contained in the row, Portfolio Total (Therms), of the Measure-Level Adjustments Tab for column (w) – 2021 Plan Goal.
Note on X428: Portfolio Total (Therms) Plan Period Goal: Calculate the sum of the rows of Measure savings within the column for the respective fuel type (Therms) to arrive at the Portfolio Total (Therms) Plan Period Plan Energy Savings Goal. Note: The value contained in the row, Portfolio Total (Therms), in the Program-Level Adjustments Tab for column (r), should be equal to the value of the Program Administrator’s energy savings goal specified in its approved Plan from the Plan docket, and this value should also be equal to the value contained in column (x) in the row, Portfolio Total (Therms), of the Measure-Level Adjustments Tab.
Note on AD428: Portfolio Total (Therms) Plan Period Goal: Calculate the sum of the rows of Measure savings within the column for the respective fuel type (Therms) to arrive at the Portfolio Total (Therms) Plan Period Plan Energy Savings Goal. Note: The value contained in the row, Portfolio Total (Therms), in the Program-Level Adjustments Tab for column (r), should be equal to the value of the Program Administrator’s energy savings goal specified in its approved Plan from the Plan docket, and this value should also be equal to the value contained in column (x) in the row, Portfolio Total (Therms), of the Measure-Level Adjustments Tab.
Note on AJ428: Portfolio Total (Therms) Plan Period Goal: Calculate the sum of the rows of Measure savings within the column for the respective fuel type (Therms) to arrive at the Portfolio Total (Therms) Plan Period Plan Energy Savings Goal. Note: The value contained in the row, Portfolio Total (Therms), in the Program-Level Adjustments Tab for column (r), should be equal to the value of the Program Administrator’s energy savings goal specified in its approved Plan from the Plan docket, and this value should also be equal to the value contained in column (x) in the row, Portfolio Total (Therms), of the Measure-Level Adjustments Tab.
Note on AP428: Portfolio Total (Therms) Plan Period Goal: Calculate the sum of the rows of Measure savings within the column for the respective fuel type (Therms) to arrive at the Portfolio Total (Therms) Plan Period Plan Energy Savings Goal. Note: The value contained in the row, Portfolio Total (Therms), in the Program-Level Adjustments Tab for column (r), should be equal to the value of the Program Administrator’s energy savings goal specified in its approved Plan from the Plan docket, and this value should also be equal to the value contained in column (x) in the row, Portfolio Total (Therms), of the Measure-Level Adjustments Tab.
Note on AV428: Portfolio Total (Therms) Plan Period Goal: Calculate the sum of the rows of Measure savings within the column for the respective fuel type (Therms) to arrive at the Portfolio Total (Therms) Plan Period Plan Energy Savings Goal. Note: The value contained in the row, Portfolio Total (Therms), in the Program-Level Adjustments Tab for column (r), should be equal to the value of the Program Administrator’s energy savings goal specified in its approved Plan from the Plan docket, and this value should also be equal to the value contained in column (x) in the row, Portfolio Total (Therms), of the Measure-Level Adjustments Tab.
Note on AW428: Portfolio Total (Therms) 2018 Final Savings Goal: Calculate the sum of the rows of Measure savings within the column for the respective fuel type (Therms). The value contained in the row, Portfolio Total (Therms), of the Measure-Level Adjustments Tab for column (aw) – 2018 Final Savings Goal should be equal to the value contained in the row, Portfolio Total (Therms), in the Program-Level Adjustments Tab for column (c) – 2018 Adjusted Energy Savings Goal.
Note on AX428: Portfolio Total (Therms) 2019 Final Savings Goal: Calculate the sum of the rows of Measure savings within the column for the respective fuel type (Therms). The value contained in the row, Portfolio Total (Therms), of the Measure-Level Adjustments Tab for column (ax) should be equal to the value contained in the row, Portfolio Total (Therms), in the Program-Level Adjustments Tab for column (g).
Note on AY428: Portfolio Total (Therms) 2020 Final Savings Goal: Calculate the sum of the rows of Measure savings within the column for the respective fuel type (Therms). Note: The value contained in the row, Portfolio Total (Therms), of the Measure-Level Adjustments Tab for column (ay) should be equal to the value contained in the row, Portfolio Total (Therms), in the Program-Level Adjustments Tab for column (k).
Note on AZ428: Portfolio Total (Therms) 2021 Final Savings Goal: Calculate the sum of the rows of Measure savings within the column for the respective fuel type (Therms). Note: The value contained in the row, Portfolio Total (Therms), of the Measure-Level Adjustments Tab for column (az) should be equal to the value contained in the row, Portfolio Total (Therms), in the Program-Level Adjustments Tab for column (o).
Note on BA428: Portfolio Total (Therms) Plan Period Final Savings Goal: Calculate the sum of the rows of Measure savings within the column for the respective fuel type (Therms). Note: The value contained in the row, Portfolio Total (Therms), in the Program-Level Adjustments Tab for column (s) should be equal to the value contained in the row, Portfolio Total (Therms), of the Measure-Level Adjustments Tab for column (ba). Note: Each Program Administrator’s actual Portfolio Final Adjusted Net Energy Savings Goal for the Plan Period may not be known until after the Commission approves the 2022 IL-TRM, which may include IL-TRM updates specified as errata Measures applicable to 2021 that might necessitate additional energy savings goal adjustments to be made for the last Program Year to obtain an accurate calculation of the Final Adjusted Net Energy Savings Goal for the Plan Period.

## Unit Savings Calculations
Peoples Gas
[5 empty] | Participants |  |  |  | Therms Per Unit
| Measure | Units | Units | Gas NTGR | PY7 | PY8 | PY9 | PY10 | PY7 | PY8 | PY9 | PY10 | Reference Document | Algorithm Source | TRM | TRM Measure Code | Savings Algorithm | VAR1 Name | VAR1 | VAR2 Name | VAR2 | VAR3 Name | VAR3 | VAR4 Name | VAR4 | VAR5 Name | VAR5 | VAR6 Name | VAR6 | VAR7 Name | VAR7 | VAR8 Name | VAR8 | VAR9 Name | VAR9 | VAR10 Name | VAR10 | VAR11 Name | VAR11 | VAR12 Name | VAR12
Res - Outreach & Education | Behavior 2018 1st Year | each | 1 | 100% | 54000 | 0 | 0 | 0 | 10.6481 | - | - | - | Exhibit 1.5A_R North Shore EEPS_Adjustable_Savings_Goal_Template.xlsx, Behavioral Tab | IL TRM 2/8/2017 | 6.1.1 | CC-BEH-BEHP-V02-16061
Res - Outreach & Education | Behavior 2019 1st Year | each | 1 | 100% |  | 52800 |  |  | - | 6.064 | - | - | Exhibit 1.5A_R North Shore EEPS_Adjustable_Savings_Goal_Template.xlsx, Behavioral Tab | IL TRM 2/8/2017 | 6.1.1 | CC-BEH-BEHP-V02-16061
Res - Outreach & Education | Behavior 2020 1st Year | each | 1 | 100% |  |  | 51600 |  | - | - | 6.113 | - | Exhibit 1.5A_R North Shore EEPS_Adjustable_Savings_Goal_Template.xlsx, Behavioral Tab | IL TRM 2/8/2017 | 6.1.1 | CC-BEH-BEHP-V02-16061
Res - Outreach & Education | Behavior 2021 1st Year | each | 1 | 100% |  |  |  | 50400 | - | - | - | 6.1488 | Exhibit 1.5A_R North Shore EEPS_Adjustable_Savings_Goal_Template.xlsx, Behavioral Tab | IL TRM 2/8/2017 | 6.1.1 | CC-BEH-BEHP-V02-16061
Res - Outreach & Education | Behavior 2018 Y1 Persistence | each | 1 | 100% | 54000 |  |  |  | 4.6819 | - | - | - | Exhibit 1.5A_R North Shore EEPS_Adjustable_Savings_Goal_Template.xlsx, Behavioral Tab | IL TRM 2/8/2017 | 6.1.1 | CC-BEH-BEHP-V02-16061
Res - Outreach & Education | Behavior 2018 Y2 Persistence | each | 1 | 100% | 54000 |  |  |  | 2.0332 | - | - | - | Exhibit 1.5A_R North Shore EEPS_Adjustable_Savings_Goal_Template.xlsx, Behavioral Tab | IL TRM 2/8/2017 | 6.1.1 | CC-BEH-BEHP-V02-16061
Res - Outreach & Education | Behavior 2018 Y3 Persistence | each | 1 | 100% | 54000 |  |  |  | 0.89396 | - | - | - | Exhibit 1.5A_R North Shore EEPS_Adjustable_Savings_Goal_Template.xlsx, Behavioral Tab | IL TRM 2/8/2017 | 6.1.1 | CC-BEH-BEHP-V02-16061
Res - Outreach & Education | Behavior 2018 Y4 Persistence | each | 1 | 100% | 54000 |  |  |  | 0.38821 | - | - | - | Exhibit 1.5A_R North Shore EEPS_Adjustable_Savings_Goal_Template.xlsx, Behavioral Tab | IL TRM 2/8/2017 | 6.1.1 | CC-BEH-BEHP-V02-16061
Res - Outreach & Education | Behavior 2019 Y1 Persistence | each | 1 | 100% |  | 52800 |  |  | - | 2.6663 | - | - | Exhibit 1.5A_R North Shore EEPS_Adjustable_Savings_Goal_Template.xlsx, Behavioral Tab | IL TRM 2/8/2017 | 6.1.1 | CC-BEH-BEHP-V02-16061
Res - Outreach & Education | Behavior 2019 Y2 Persistence | each | 1 | 100% |  | 52800 |  |  | - | 1.1579 | - | - | Exhibit 1.5A_R North Shore EEPS_Adjustable_Savings_Goal_Template.xlsx, Behavioral Tab | IL TRM 2/8/2017 | 6.1.1 | CC-BEH-BEHP-V02-16061
Res - Outreach & Education | Behavior 2019 Y3 Persistence | each | 1 | 100% |  | 52800 |  |  | - | 0.5091 | - | - | Exhibit 1.5A_R North Shore EEPS_Adjustable_Savings_Goal_Template.xlsx, Behavioral Tab | IL TRM 2/8/2017 | 6.1.1 | CC-BEH-BEHP-V02-16061
Res - Outreach & Education | Behavior 2019 Y4 Persistence | each | 1 | 100% |  | 52800 |  |  | - | 0.22108 | - | - | Exhibit 1.5A_R North Shore EEPS_Adjustable_Savings_Goal_Template.xlsx, Behavioral Tab | IL TRM 2/8/2017 | 6.1.1 | CC-BEH-BEHP-V02-16061
Res - Outreach & Education | Behavior 2020 Y1 Persistence | each | 1 | 100% |  |  | 51600 |  | - | - | 2.6878 | - | Exhibit 1.5A_R North Shore EEPS_Adjustable_Savings_Goal_Template.xlsx, Behavioral Tab | IL TRM 2/8/2017 | 6.1.1 | CC-BEH-BEHP-V02-16061
Res - Outreach & Education | Behavior 2020 Y2 Persistence | each | 1 | 100% |  |  | 51600 |  | - | - | 1.1672 | - | Exhibit 1.5A_R North Shore EEPS_Adjustable_Savings_Goal_Template.xlsx, Behavioral Tab | IL TRM 2/8/2017 | 6.1.1 | CC-BEH-BEHP-V02-16061
Res - Outreach & Education | Behavior 2020 Y3 Persistence | each | 1 | 100% |  |  | 51600 |  | - | - | 0.51321 | - | Exhibit 1.5A_R North Shore EEPS_Adjustable_Savings_Goal_Template.xlsx, Behavioral Tab | IL TRM 2/8/2017 | 6.1.1 | CC-BEH-BEHP-V02-16061
Res - Outreach & Education | Behavior 2020 Y4 Persistence | each | 1 | 100% |  |  | 51600 |  | - | - | 0.22287 | - | Exhibit 1.5A_R North Shore EEPS_Adjustable_Savings_Goal_Template.xlsx, Behavioral Tab | IL TRM 2/8/2017 | 6.1.1 | CC-BEH-BEHP-V02-16061
Res - Outreach & Education | Behavior 2021 Y1 Persistence | each | 1 | 100% |  |  |  | 50400 | - | - | - | 2.7036 | Exhibit 1.5A_R North Shore EEPS_Adjustable_Savings_Goal_Template.xlsx, Behavioral Tab | IL TRM 2/8/2017 | 6.1.1 | CC-BEH-BEHP-V02-16061
Res - Outreach & Education | Behavior 2021 Y2 Persistence | each | 1 | 100% |  |  |  | 50400 | - | - | - | 1.1741 | Exhibit 1.5A_R North Shore EEPS_Adjustable_Savings_Goal_Template.xlsx, Behavioral Tab | IL TRM 2/8/2017 | 6.1.1 | CC-BEH-BEHP-V02-16061
Res - Outreach & Education | Behavior 2021 Y3 Persistence | each | 1 | 100% |  |  |  | 50400 | - | - | - | 0.51622 | Exhibit 1.5A_R North Shore EEPS_Adjustable_Savings_Goal_Template.xlsx, Behavioral Tab | IL TRM 2/8/2017 | 6.1.1 | CC-BEH-BEHP-V02-16061
Res - Outreach & Education | Behavior 2021 Y4 Persistence | each | 1 | 100% |  |  |  | 50400 | - | - | - | 0.22418 | Exhibit 1.5A_R North Shore EEPS_Adjustable_Savings_Goal_Template.xlsx, Behavioral Tab | IL TRM 2/8/2017 | 6.1.1 | CC-BEH-BEHP-V02-16061
Res - Outreach & Education | Energy Education | each | 1 | 100% | 1375 | 1375 | 1375 | 1375 | 10 | 10 | 10 | 10 | Custom | Custom | Custom | Custom | Custom
Res - SF Assessments | Bathroom Aerator | each | 1 | 96% | 3920 | 3920 | 3864 | 3920 | 0.69292 | 0.69292 | 0.69292 | 0.69292 | Exhibit 1.5A_R North Shore EEPS_Adjustable_Savings_Goal_Template.xlsx, Unit Savings Calculations Tab | IL TRM 2/8/2017 | 5.4.4 | RS-HWE-LFFA-V06-180101 | ΔTherms = ((GPM_base * L_base - GPM_low * L_low) * Household * 365.25 *DF / FPH) * EPG_gas * ISR | GPM_base | 1.39 | GPM_low | 0.94 | L_base/L_low | 1.6 | DF | 90% | FPH | 2.83 | EPG_gas | 0.0034068 | ISR | 0.95 | Household | 2.56 | RE_gas | 78%
Res - SF Assessments | Kitchen Aerator | each | 1 | 96% | 823 | 823 | 811 | 823 | 5.6045 | 5.6045 | 5.6045 | 5.6045 | Exhibit 1.5A_R North Shore EEPS_Adjustable_Savings_Goal_Template.xlsx, Unit Savings Calculations Tab | IL TRM 2/8/2017 | 5.4.4 | RS-HWE-LFFA-V06-180101 | ΔTherms = ((GPM_base * L_base - GPM_low * L_low) * Household * 365.25 *DF / FPH) * EPG_gas * ISR | GPM_base | 1.39 | GPM_low | 0.94 | L_base/L_low | 4.5 | DF | 75% | FPH | 1 | EPG_gas | 0.0041543 | ISR | 0.95 | Household | 2.56 | RE_gas | 78%
Res - SF Assessments | Showerhead | each | 1 | 96% | 3315 | 3315 | 3267 | 3315 | 14.0397 | 14.0397 | 14.0397 | 14.0397 | Exhibit 1.5A_R North Shore EEPS_Adjustable_Savings_Goal_Template.xlsx, Unit Savings Calculations Tab | IL TRM 2/8/2017 | 5.4.5 | RS-HWE-LFSH-V05-180101 | ΔTherms = ((GPM_base * L_base - GPM_low * L_low) * Household * SPCD * 365.25 / SPH) * EPG_gas * ISR | GPM_base | 2.67 | GPM_low | 1.5 | L_base/L_low | 7.8 | EPG_gas | 0.0050087 | SPDC | 0.6 | SPH | 1.79 | ISR | 0.98 | Household | 2.56 | RE_gas | 78%
Res - SF Assessments | Pipe Insulation (DHW) | ft | 3 | 96% | 1905 | 1905 | 1877 | 1905 | 0.99123 | 0.99123 | 0.99123 | 0.99123 | Exhibit 1.5A_R North Shore EEPS_Adjustable_Savings_Goal_Template.xlsx, Unit Savings Calculations Tab | IL TRM 2/8/2017 | 5.4.1 | RS-HVC-PINS-V02-150601 | ΔTherm = ((1/Rexist – 1/Rnew) * (L * C) * ΔT * 8,766) / ηDHW /100,000 | Rexist | 1 | Rnew | 4 | L | 1 | C | 0.196 | ΔT | 60 | ηDHW | 0.78
Res - SF Assessments | Pipe Insulation (Boiler) | ft | 3 | 96% | 24 | 24 | 24 | 24 | 0.41554 | 0.41554 | 0.41554 | 0.41554 | Exhibit 1.5A_R North Shore EEPS_Adjustable_Savings_Goal_Template.xlsx, Unit Savings Calculations Tab | IL TRM 2/8/2017 | 5.3.2 | RS-HVC-PINS-V02-160601 | ΔTherm = (((1/Rexist * Cexist) – (1/Rnew * Cnew)) * FLH_heat * L * ΔT ) / ηBoiler /100,000 | Rexist | 0.5 | Rnew | 3.5 | FLH_heat | 1840 | Cexist | 0.1635 | Cnew_DI | 0.42521 | L | 1 | ΔT | 90 | ηBoiler | 0.819
Res - SF Assessments | Programmable Thermostat - Furnace | each | 1 | 96% | 484 | 484 | 477 | 484 | 62.31 | 62.31 | 62.31 | 62.31 | Exhibit 1.5A_R North Shore EEPS_Adjustable_Savings_Goal_Template.xlsx, Unit Savings Calculations Tab | IL TRM 2/8/2017 | 5.3.11 | RS-HVC-PROG-V04-180101 | ΔTherm = %FossilHeat * Gas_Heating_Consumption * Heating_Reduction * HF * Eff_ISR | Gas_Heating_Consumption | 1005 | Heating_Reduction | 6.2% | HF_SF | 100% | Eff_ISR | 100% | F[e] | 3.14%
Res - SF Assessments | Programmable Thermostat - Boiler | each | 1 | 96% | 0 | 0 | 0 | 0 | 75.516 | 75.516 | 75.516 | 75.516 | Exhibit 1.5A_R North Shore EEPS_Adjustable_Savings_Goal_Template.xlsx, Unit Savings Calculations Tab | IL TRM 2/8/2017 | 5.3.11 | RS-HVC-PROG-V04-180101 | ΔTherm = %FossilHeat * Gas_Heating_Consumption * Heating_Reduction * HF * Eff_ISR | Gas_Heating_Consumption | 1218 | Heating_Reduction | 6.2% | HF_SF | 100% | Eff_ISR | 100% | F[e] | 3.14%
Res - SF Assessments | Advanced Thermostat - Furnace (Replace Manual) | each | 1 | 100% | 12 | 12 | 12 | 12 | 88.44 | 88.44 | 88.44 | 88.44 | Exhibit 1.5A_R North Shore EEPS_Adjustable_Savings_Goal_Template.xlsx, Unit Savings Calculations Tab | IL TRM 2/8/2017 | 5.3.16 | RS-HVC-ADTH-V02-180101 | ΔTherm = %FossilHeat * Gas_Heating_Consumption * Heating_Reduction * HF * Eff_ISR | Gas_Heating_Consumption | 1005 | Heating_Reduction | 8.8% | HF_SF | 100% | Eff_ISR | 100% | F[e] | 3.14%
Res - SF Assessments | Advanced Thermostat - Boiler (Replace Manual) | each | 1 | 100% | 0 | 0 | 0 | 0 | 107.184 | 107.184 | 107.184 | 107.184 | Exhibit 1.5A_R North Shore EEPS_Adjustable_Savings_Goal_Template.xlsx, Unit Savings Calculations Tab | IL TRM 2/8/2017 | 5.3.16 | RS-HVC-ADTH-V02-180101 | ΔTherm = %FossilHeat * Gas_Heating_Consumption * Heating_Reduction * HF * Eff_ISR | Gas_Heating_Consumption | 1218 | Heating_Reduction | 8.8% | HF_SF | 100% | Eff_ISR | 100% | F[e] | 3.14%
Res - SF Assessments | Advanced Thermostat - Furnace (Replace Programmable) | each | 1 | 100% | 218 | 218 | 215 | 218 | 56.28 | 56.28 | 56.28 | 56.28 | Exhibit 1.5A_R North Shore EEPS_Adjustable_Savings_Goal_Template.xlsx, Unit Savings Calculations Tab | IL TRM 2/8/2017 | 5.3.16 | RS-HVC-ADTH-V02-180101 | ΔTherm = %FossilHeat * Gas_Heating_Consumption * Heating_Reduction * HF * Eff_ISR | Gas_Heating_Consumption | 1005 | Heating_Reduction | 5.6% | HF_SF | 100% | Eff_ISR | 100% | F[e] | 3.14%
Res - SF Assessments | Advanced Thermostat - Boiler (Replace Programmable) | each | 1 | 100% | 0 | 0 | 0 | 0 | 68.208 | 68.208 | 68.208 | 68.208 | Exhibit 1.5A_R North Shore EEPS_Adjustable_Savings_Goal_Template.xlsx, Unit Savings Calculations Tab | IL TRM 2/8/2017 | 5.3.16 | RS-HVC-ADTH-V02-180101 | ΔTherm = %FossilHeat * Gas_Heating_Consumption * Heating_Reduction * HF * Eff_ISR | Gas_Heating_Consumption | 1218 | Heating_Reduction | 5.6% | HF_SF | 100% | Eff_ISR | 100% | F[e] | 3.14%
Res - SF Assessments | Thermostat - Reprogram | each | 1 | 96% | 411 | 411 | 405 | 411 | 62.31 | 62.31 | 62.31 | 62.31 | Exhibit 1.5A_R North Shore EEPS_Adjustable_Savings_Goal_Template.xlsx, Unit Savings Calculations Tab | IL TRM 2/8/2017 | 5.3.11 | RS-HVC-PROG-V04-180101 | ΔTherm = %FossilHeat * Gas_Heating_Consumption * Heating_Reduction * HF * Eff_ISR | Gas_Heating_Consumption | 1005 | Heating_Reduction | 6.2% | HF_SF | 100% | Eff_ISR | 100% | F[e] | 3.14%
Res - MF Assessments | Bathroom Aerator | each | 1 | 85% | 564 | 564 | 522 | 564 | 1.2485 | 1.2485 | 1.2485 | 1.2485 | Exhibit 1.5A_R North Shore EEPS_Adjustable_Savings_Goal_Template.xlsx, Unit Savings Calculations Tab | IL TRM 2/8/2017 | 5.4.4 | RS-HWE-LFFA-V06-180101 | ΔTherm = ((GPM_base * L_base - GPM_low * L_low) * Household * 365.25 *DF / FPH) * EPG_gas * ISR | GPM_base | 1.39 | GPM_low | 0.94 | L_base/L_low | 1.6 | DF | 90% | FPH | 1.5 | EPG_gas | 0.0039661 | ISR | 0.95 | Household | 2.1 | RE_gas | 67%
Res - MF Assessments | Kitchen Aerator | each | 1 | 85% | 462 | 462 | 427 | 462 | 5.1269 | 5.1269 | 5.1269 | 5.1269 | Exhibit 1.5A_R North Shore EEPS_Adjustable_Savings_Goal_Template.xlsx, Unit Savings Calculations Tab | IL TRM 2/8/2017 | 5.4.4 | RS-HWE-LFFA-V06-180101 | ΔTherm = ((GPM_base * L_base - GPM_low * L_low) * Household * 365.25 *DF / FPH) * EPG_gas * ISR | GPM_base | 1.39 | GPM_low | 0.94 | L_base/L_low | 4.5 | DF | 75% | FPH | 1 | EPG_gas | 0.0048364 | ISR | 0.91 | Household | 2.1 | RE_gas | 67%
Res - MF Assessments | Showerhead | each | 1 | 85% | 570 | 570 | 527 | 570 | 17.8964 | 17.8964 | 17.8964 | 17.8964 | Exhibit 1.5A_R North Shore EEPS_Adjustable_Savings_Goal_Template.xlsx, Unit Savings Calculations Tab | IL TRM 2/8/2017 | 5.4.5 | RS-HWE-LFSH-V05-180101 | ΔTherm = ((GPM_base * L_base - GPM_low * L_low) * Household * SPCD * 365.25 / SPH) * EPG_gas * ISR | GPM_base | 2.67 | GPM_low | 1.5 | L_base/L_low | 7.8 | EPG_gas | 0.005831 | SPDC | 0.6 | SPH | 1.3 | ISR | 0.95 | Household | 2.1 | RE_gas | 67%
Res - MF Assessments | Pipe Insulation (DHW) | ft | 3 | 85% | 390 | 390 | 361 | 390 | 0.99123 | 0.99123 | 0.99123 | 0.99123 | Exhibit 1.5A_R North Shore EEPS_Adjustable_Savings_Goal_Template.xlsx, Unit Savings Calculations Tab | IL TRM 2/8/2017 | 5.4.1 | RS-HVC-PINS-V02-150601 | ΔTherm = ((1/Rexist – 1/Rnew) * (L * C) * ΔT * 8,766) / ηDHW /100,000 | Rexist | 1 | Rnew | 4 | L | 1 | C | 0.196 | ΔT | 60 | ηDHW | 0.78
Res - MF Assessments | Pipe Insulation (Boiler) | ft | 3 | 85% | 390 | 390 | 361 | 390 | 0.41554 | 0.41554 | 0.41554 | 0.41554 | Exhibit 1.5A_R North Shore EEPS_Adjustable_Savings_Goal_Template.xlsx, Unit Savings Calculations Tab | IL TRM 2/8/2017 | 5.3.2 | RS-HVC-PINS-V02-160601 | ΔTherm = (((1/Rexist * Cexist) – (1/Rnew * Cnew)) * FLH_heat * L * ΔT ) / ηBoiler /100,000 | Rexist | 0.5 | Rnew | 3.5 | FLH_heat | 1840 | Cexist | 0.1635 | Cnew_DI | 0.42521 | L | 1 | ΔT | 90 | ηBoiler | 0.819
Res - MF Assessments | Programmable Thermostat - Furnace | each | 1 | 85% | 30 | 30 | 28 | 30 | 40.5015 | 40.5015 | 40.5015 | 40.5015 | Exhibit 1.5A_R North Shore EEPS_Adjustable_Savings_Goal_Template.xlsx, Unit Savings Calculations Tab | IL TRM 2/8/2017 | 5.3.11 | RS-HVC-PROG-V04-180101 | ΔTherm = %FossilHeat * Gas_Heating_Consumption * Heating_Reduction * HF * Eff_ISR | Gas_Heating_Consumption | 1005 | Heating_Reduction | 6.2% | HF_MF | 65% | Eff_ISR | 100% | F[e] | 3.14%
Res - MF Assessments | Programmable Thermostat - Boiler | each | 1 | 85% | 0 | 0 | 0 | 0 | 49.0854 | 49.0854 | 49.0854 | 49.0854 | Exhibit 1.5A_R North Shore EEPS_Adjustable_Savings_Goal_Template.xlsx, Unit Savings Calculations Tab | IL TRM 2/8/2017 | 5.3.11 | RS-HVC-PROG-V04-180101 | ΔTherm = %FossilHeat * Gas_Heating_Consumption * Heating_Reduction * HF * Eff_ISR | Gas_Heating_Consumption | 1218 | Heating_Reduction | 6.2% | HF_MF | 65% | Eff_ISR | 100% | F[e] | 3.14%
Res - MF Assessments | Advanced Thermostat - Furnace (Replace Manual) | each | 1 | 100% | 12 | 12 | 11 | 12 | 57.486 | 57.486 | 57.486 | 57.486 | Exhibit 1.5A_R North Shore EEPS_Adjustable_Savings_Goal_Template.xlsx, Unit Savings Calculations Tab | IL TRM 2/8/2017 | 5.3.16 | RS-HVC-ADTH-V02-180101 | ΔTherm = %FossilHeat * Gas_Heating_Consumption * Heating_Reduction * HF * Eff_ISR | Gas_Heating_Consumption | 1005 | Heating_Reduction | 8.8% | HF_MF | 65% | Eff_ISR | 100% | F[e] | 3.14%
Res - MF Assessments | Advanced Thermostat - Boiler (Replace Manual) | each | 1 | 100% | 0 | 0 | 0 | 0 | 69.6696 | 69.6696 | 69.6696 | 69.6696 | Exhibit 1.5A_R North Shore EEPS_Adjustable_Savings_Goal_Template.xlsx, Unit Savings Calculations Tab | IL TRM 2/8/2017 | 5.3.16 | RS-HVC-ADTH-V02-180101 | ΔTherm = %FossilHeat * Gas_Heating_Consumption * Heating_Reduction * HF * Eff_ISR | Gas_Heating_Consumption | 1218 | Heating_Reduction | 8.8% | HF_MF | 65% | Eff_ISR | 100% | F[e] | 3.14%
Res - MF Assessments | Advanced Thermostat - Furnace (Replace Programmable) | each | 1 | 100% | 12 | 12 | 11 | 12 | 36.582 | 36.582 | 36.582 | 36.582 | Exhibit 1.5A_R North Shore EEPS_Adjustable_Savings_Goal_Template.xlsx, Unit Savings Calculations Tab | IL TRM 2/8/2017 | 5.3.16 | RS-HVC-ADTH-V02-180101 | ΔTherm = %FossilHeat * Gas_Heating_Consumption * Heating_Reduction * HF * Eff_ISR | Gas_Heating_Consumption | 1005 | Heating_Reduction | 5.6% | HF_MF | 65% | Eff_ISR | 100% | F[e] | 3.14%
Res - MF Assessments | Advanced Thermostat - Boiler (Replace Programmable) | each | 1 | 100% | 0 | 0 | 0 | 0 | 44.3352 | 44.3352 | 44.3352 | 44.3352 | Exhibit 1.5A_R North Shore EEPS_Adjustable_Savings_Goal_Template.xlsx, Unit Savings Calculations Tab | IL TRM 2/8/2017 | 5.3.16 | RS-HVC-ADTH-V02-180101 | ΔTherm = %FossilHeat * Gas_Heating_Consumption * Heating_Reduction * HF * Eff_ISR | Gas_Heating_Consumption | 1218 | Heating_Reduction | 5.6% | HF_MF | 65% | Eff_ISR | 100% | F[e] | 3.14%
Res - MF Assessments | Thermostat - Reprogram | each | 1 | 85% | 12 | 12 | 11 | 12 | 40.5015 | 40.5015 | 40.5015 | 40.5015 | Exhibit 1.5A_R North Shore EEPS_Adjustable_Savings_Goal_Template.xlsx, Unit Savings Calculations Tab | IL TRM 2/8/2017 | 5.3.11 | RS-HVC-PROG-V04-180101 | ΔTherm = %FossilHeat * Gas_Heating_Consumption * Heating_Reduction * HF * Eff_ISR | Gas_Heating_Consumption | 1005 | Heating_Reduction | 6.2% | HF_MF | 65% | Eff_ISR | 100% | F[e] | 3.14%
Res - MF Assessments | Gas Optimization | each | 1500 | 102% | 0 | 0 | 0 | 0 | 1 | 1 | 1 | 1 | Custom | Custom | Custom | Custom | Custom
Res - SF Rebates | Boiler - DHW Two-in-One | each | 1 | 64% | 0 | 0 | 0 | 0 | 129.7617 | 129.7617 | 129.7617 | 129.7617 | Exhibit 1.5A_R North Shore EEPS_Adjustable_Savings_Goal_Template.xlsx, Unit Savings Calculations Tab | IL TRM 2/8/2017 | 5.4.2 | RS-HWE-GWHT-V07-180101 | ΔTherm = Facility Factor*Gas_Boiler_Load *( (.93*((1/AFUE(base_EUL) - 1/AFUE(eff)))+(.07*((1/AFUE(base_ER) - 1/AFUE(eff))))+(1/ EFBASE - 1/EFEFFICEINT) * (GPD * Household * 365.25 * γWater * (Tout – Tin) * 1.0 )/100,000 EFBASE = 0.93*(0.675 - 0.0015 x Tank Volume) + 0.07*(0.67 - 0.0019 x Tank Volume) using Boiler ER % | FF_SF | 100% | Gas_Boiler_Load | 1218 | AFUE_eff | 88% | AFUE_base | 82% | EFBASE | 0.615 | EFEFFICIENT | 0.75 | GPD | 17.6 | Household_SF | 2.56 | γWater | 8.33 | Tout | 125 | Tin | 54 | Tank Volume | 40
Res - SF Rebates | Boiler ≥90% AFUE, <300MBh | each | 1 | 64% | 0 | 0 | 0 | 0 | 132.0325 | 132.0325 | 132.0325 | 132.0325 | Exhibit 1.5A_R North Shore EEPS_Adjustable_Savings_Goal_Template.xlsx, Unit Savings Calculations Tab | IL TRM 2/8/2017 | 5.3.6 | RS-HVC-GHEB-V06-180101 | ΔTherms = Facility Factor*Gas_Boiler_Load *( (.93*((1/AFUE(base_EUL) - 1/AFUE(eff)))+(.07*((1/AFUE(base_ER) - 1/AFUE(eff)))) | FF_SF | 100% | Gas_Boiler_Load | 1218 | AFUE_eff | 90% | AFUE_base | 82%
Res - SF Rebates | Boiler ≥95% AFUE, <300MBh | each | 1 | 64% | 0 | 0 | 0 | 0 | 203.2606 | 203.2606 | 203.2606 | 203.2606 | Exhibit 1.5A_R North Shore EEPS_Adjustable_Savings_Goal_Template.xlsx, Unit Savings Calculations Tab | IL TRM 2/8/2017 | 5.3.6 | RS-HVC-GHEB-V06-180101 | ΔTherms = Facility Factor*Gas_Boiler_Load *( (.93*((1/AFUE(base_EUL) - 1/AFUE(eff)))+(.07*((1/AFUE(base_ER) - 1/AFUE(eff)))) | FF_SF | 100% | Gas_Boiler_Load | 1218 | AFUE_eff | 95% | AFUE_base | 82%
Res - SF Rebates | Furnace >95% AFUE | each | 1 | 64% | 312 | 312 | 312 | 312 | 175.8603 | 175.8603 | 175.8603 | 175.8603 | Exhibit 1.5A_R North Shore EEPS_Adjustable_Savings_Goal_Template.xlsx, Unit Savings Calculations Tab | IL TRM 2/8/2017 | 5.3.7 | RS-HVC-GHEF-V07-180101 | ΔTherms = Gas_Furnace_Heating_Load *Housing Factor* (1/AFUEbase - 1/AFUEeff) | HF_SF | 100% | Furnace Heating Load | 834 | AFUE_base | 80% | AFUE_eff | 95% | Derating_Base | 6.4% | Derating_EE | 6.4%
Res - SF Rebates | Furnace >97% AFUE | each | 1 | 64% | 40 | 40 | 40 | 40 | 195.1989 | 195.1989 | 195.1989 | 195.1989 | Exhibit 1.5A_R North Shore EEPS_Adjustable_Savings_Goal_Template.xlsx, Unit Savings Calculations Tab | IL TRM 2/8/2017 | 5.3.7 | RS-HVC-GHEF-V07-180101 | ΔTherms = Gas_Furnace_Heating_Load *Housing Factor* (1/AFUEbase - 1/AFUEeff) | HF_SF | 100% | Furnace Heating Load | 834 | AFUE_base | 80% | AFUE_eff | 97% | Derating_Base | 6.4% | Derating_EE | 6.4%
Res - SF Rebates | Programmable Thermostat - Furnace | each | 1 | 64% | 0 | 0 | 0 | 0 | 34.8936 | 34.8936 | 34.8936 | 34.8936 | Exhibit 1.5A_R North Shore EEPS_Adjustable_Savings_Goal_Template.xlsx, Unit Savings Calculations Tab | IL TRM 2/8/2017 | 5.3.11 | RS-HVC-PROG-V04-180101 | ΔTherms = %FossilHeat * Gas_Heating_Consumption * Heating_Reduction * HF * Eff_ISR | Gas_Heating_Consumption | 1005 | Heating_Reduction | 6.2% | HF_SF | 100% | Eff_ISR | 56% | F[e] | 3.14%
Res - SF Rebates | Programmable Thermostat - Boiler | each | 1 | 64% | 0 | 0 | 0 | 0 | 42.289 | 42.289 | 42.289 | 42.289 | Exhibit 1.5A_R North Shore EEPS_Adjustable_Savings_Goal_Template.xlsx, Unit Savings Calculations Tab | IL TRM 2/8/2017 | 5.3.11 | RS-HVC-PROG-V04-180101 | ΔTherms = %FossilHeat * Gas_Heating_Consumption * Heating_Reduction * HF * Eff_ISR | Gas_Heating_Consumption | 1218 | Heating_Reduction | 6.2% | HF_SF | 100% | Eff_ISR | 56% | F[e] | 3.14%
Res - SF Rebates | Advanced Thermostat - Furnace (Replace Manual) | each | 1 | 100% | 675 | 675 | 675 | 675 | 88.44 | 88.44 | 88.44 | 88.44 | Exhibit 1.5A_R North Shore EEPS_Adjustable_Savings_Goal_Template.xlsx, Unit Savings Calculations Tab | IL TRM 2/8/2017 | 5.3.16 | RS-HVC-ADTH-V02-180101 | ΔTherms = %FossilHeat * Gas_Heating_Consumption * Heating_Reduction * HF * Eff_ISR | Gas_Heating_Consumption | 1005 | Heating_Reduction | 8.8% | HF_SF | 100% | Eff_ISR | 100% | F[e] | 3.14%
Res - SF Rebates | Advanced Thermostat - Boiler (Replace Manual) | each | 1 | 100% | 124 | 124 | 124 | 124 | 107.184 | 107.184 | 107.184 | 107.184 | Exhibit 1.5A_R North Shore EEPS_Adjustable_Savings_Goal_Template.xlsx, Unit Savings Calculations Tab | IL TRM 2/8/2017 | 5.3.16 | RS-HVC-ADTH-V02-180101 | ΔTherms = %FossilHeat * Gas_Heating_Consumption * Heating_Reduction * HF * Eff_ISR | Gas_Heating_Consumption | 1218 | Heating_Reduction | 8.8% | HF_SF | 100% | Eff_ISR | 100% | F[e] | 3.14%
Res - SF Rebates | Advanced Thermostat - Furnace (Replace Programmable) | each | 1 | 100% | 1200 | 1200 | 1200 | 1200 | 56.28 | 56.28 | 56.28 | 56.28 | Exhibit 1.5A_R North Shore EEPS_Adjustable_Savings_Goal_Template.xlsx, Unit Savings Calculations Tab | IL TRM 2/8/2017 | 5.3.16 | RS-HVC-ADTH-V02-180101 | ΔTherms = %FossilHeat * Gas_Heating_Consumption * Heating_Reduction * HF * Eff_ISR | Gas_Heating_Consumption | 1005 | Heating_Reduction | 5.6% | HF_SF | 100% | Eff_ISR | 100% | F[e] | 3.14%
Res - SF Rebates | Advanced Thermostat - Boiler (Replace Programmable) | each | 1 | 100% | 230 | 230 | 230 | 230 | 68.208 | 68.208 | 68.208 | 68.208 | Exhibit 1.5A_R North Shore EEPS_Adjustable_Savings_Goal_Template.xlsx, Unit Savings Calculations Tab | IL TRM 2/8/2017 | 5.3.16 | RS-HVC-ADTH-V02-180101 | ΔTherms = %FossilHeat * Gas_Heating_Consumption * Heating_Reduction * HF * Eff_ISR | Gas_Heating_Consumption | 1218 | Heating_Reduction | 5.6% | HF_SF | 100% | Eff_ISR | 100% | F[e] | 3.14%
Res - SF Rebates | Air Sealing | CFM_50 | 891.888 | 90% | 79 | 79 | 79 | 79 | 0.077016 | 0.077016 | 0.077016 | 0.077016 | Exhibit 1.5A_R North Shore EEPS_Adjustable_Savings_Goal_Template.xlsx, Unit Savings Calculations Tab | IL TRM 2/8/2017 | 5.6.1 | RS-SHL-AIRS-V06-180101 | ΔTherms = (((CFM50_existing - CFM50_new)/N_heat) * 60 * 24 * HDD * 0.018) / (ηHeat * 100,000) | N_heat | 23.9 | HDD | 5113 | ηHeat - Residential | 72%
Res - SF Rebates | Attic Insulation | sq ft | 1200 | 90% | 79 | 79 | 79 | 79 | 0.077438 | 0.077438 | 0.077438 | 0.077438 | Exhibit 1.5A_R North Shore EEPS_Adjustable_Savings_Goal_Template.xlsx, Unit Savings Calculations Tab | IL TRM 2/8/2017 | 5.6.4 | RS-SHL-AINS-V07-180101 | ΔTherms = (1/R_old - 1/R_attic) *A_attic * (1-Framing_factor_attic) * ADJ_Attic_Wall * 24 * HDD / (ηHeat * 100,000 Btu/therm) | R_old | 10 | R_new | 54 | Framing_factor_attic | 7% | ADJ_Attic_Wall | 60% | HDD | 5113 | ηHeat | 72%
Res - SF Rebates | Duct Sealing | CFM_25 | 120 | 90% | 46 | 46 | 46 | 46 | 0.7095 | 0.7095 | 0.7095 | 0.7095 | Exhibit 1.5A_R North Shore EEPS_Adjustable_Savings_Goal_Template.xlsx, Unit Savings Calculations Tab | IL TRM 2/8/2017 | 5.3.4 | RS-HVC-DINS-V06-160601 | ΔTherm = (((ΔCFM25DL / (InputCapacityHeat * 0.0123)) * FLHheat *InputCapacityHeat) / 100,000 / ηHeat*TRF | ΔCFM25DL | 1 | CapacityHeat | 76000 | FLHheat_Res | 1840 | nEquipment | 83% | nSystem | 70% | TRF | 40%
Res - SF Rebates | Wall Insulation | CFM_25 | 500 | 90% | 18 | 18 | 18 | 18 | 0.078966 | 0.078966 | 0.078966 | 0.078966 | Exhibit 1.5A_R North Shore EEPS_Adjustable_Savings_Goal_Template.xlsx, Unit Savings Calculations Tab | IL TRM 2/8/2017 | 5.6.4 | RS-SHL-AINS-V07-180101 | ΔTherms = (1/R_old - 1/R_attic) *A_attic * (1-Framing_factor_attic) * ADJ_Attic_Wall * 24 * HDD / (ηHeat * 100,000 Btu/therm) | R_old | 3.3 | R_new | 5 | Framing_factor_wall | 25% | ADJ_Attic_Wall | 60% | HDD | 5113 | ηHeat | 72%
Res - SF Rebates | Foundation Insulation | CFM_25 | 140 | 90% | 18 | 18 | 18 | 18 | 0.082418 | 0.082418 | 0.082418 | 0.082418 | Exhibit 1.5A_R North Shore EEPS_Adjustable_Savings_Goal_Template.xlsx, Unit Savings Calculations Tab | IL TRM 2/8/2017 | 5.6.2 | RS-SHL-BINS-V08-180101 | ΔTherms = (1/R_old - 1/R_attic) *A_attic * (1-Framing_factor_attic) * ADJ_Attic_Wall * 24 * HDD / (ηHeat * 100,000 Btu/therm) | R_old | 4 | R_new | 14 | Framing_factor | 25% | ADJ | 60% | HDD | 3079 | ηHeat | 72%
Res - SF Rebates | New Construction 20-25% over IL 2015 Code | each | 1 | 65% | 0 | 0 | 0 | 0 | 256.5 | 256.5 | 256.5 | 256.5 | Custom | Custom | Custom | Custom | Custom
Res - SF Rebates | New Construction 25-30% over IL 2015 Code | each | 1 | 65% | 0 | 0 | 0 | 0 | 361 | 361 | 361 | 361 | Custom | Custom | Custom | Custom | Custom
Res - SF Rebates | New Construction 30-40% over IL 2015 Code | each | 1 | 65% | 0 | 0 | 0 | 0 | 475 | 475 | 475 | 475 | Custom | Custom | Custom | Custom | Custom
Res - SF Rebates | New Construction ≥40% over IL 2015 Code | each | 1 | 65% | 0 | 0 | 0 | 0 | 798 | 798 | 798 | 798 | Custom | Custom | Custom | Custom | Custom
Res - MF Standard Rebates | Boiler ≥88% AFUE, <300MBh | MBH | 150 | 76% | 0 | 0 | 0 | 0 | 1.2329 | 1.2329 | 1.2329 | 1.2329 | Exhibit 1.5A_R North Shore EEPS_Adjustable_Savings_Goal_Template.xlsx, Unit Savings Calculations Tab | IL TRM 2/8/2017 | 4.4.10 | CI-HVC-BOIL-V05-150601 | ΔTherms = EFLH * Capacity * ((Eff_actual - Eff_base)/Eff_base)) / 100,000 | EFLH_MF | 1685 | Capacity | 150000 | Eff_actual | 88% | Eff_base | 82%
Res - MF Standard Rebates | Boiler ≥88% AFUE, ≥300MBh TE | MBH | 350 | 76% | 0 | 0 | 0 | 0 | 1.685 | 1.685 | 1.685 | 1.685 | Exhibit 1.5A_R North Shore EEPS_Adjustable_Savings_Goal_Template.xlsx, Unit Savings Calculations Tab | IL TRM 2/8/2017 | 4.4.10 | CI-HVC-BOIL-V05-150601 | ΔTherms = EFLH * Capacity * ((Eff_actual - Eff_base)/Eff_base)) / 100,000 | EFLH_MF | 1685 | Capacity | 350000 | Eff_actual | 88% | Eff_base | 80%
Res - MF Standard Rebates | Boiler Reset Controls | MBH | 200 | 76% | 0 | 0 | 0 | 0 | 1.348 | 1.348 | 1.348 | 1.348 | Exhibit 1.5A_R North Shore EEPS_Adjustable_Savings_Goal_Template.xlsx, Unit Savings Calculations Tab | IL TRM 2/8/2017 | 4.4.4 | CI-HVC-BLRC-V03-150601 | ∆Therms = Boiler_Input_Capacity * Savings_Factor * EFLH / 100 | EFLH_MF | 1685 | Savings Factor | 8%
Res - MF Standard Rebates | Boiler Tune Up - Process | MBH | 200 | 76% | 0 | 0 | 0 | 0 | 0.83824 | 0.83824 | 0.83824 | 0.83824 | Exhibit 1.5A_R North Shore EEPS_Adjustable_Savings_Goal_Template.xlsx, Unit Savings Calculations Tab | IL TRM 2/8/2017 | 4.4.3 | CI-HVC-PBTU-V05-160601 | Δtherms=((Ngi * 8766*UF)/100) * (1- (Effpre/Effmeasured)) | Ngi | 1 | UF | 41.9% | Effpre | 82.21% | Effmeasured | 84.13%
Res - MF Standard Rebates | Boiler Tune Up - Space Heating | MBH | 200 | 76% | 0 | 0 | 0 | 0 | 0.39353 | 0.39353 | 0.39353 | 0.39353 | Exhibit 1.5A_R North Shore EEPS_Adjustable_Savings_Goal_Template.xlsx, Unit Savings Calculations Tab | IL TRM 2/8/2017 | 4.4.2 | CI-HVC-BLRT-V06-160601 | Δtherms=(Capacity * EFLH * (((Effbefore + Ei) / Effbefore) - 1)) / 100,000 | EFLH_MF | 1685 | Effbefore | 82.21% | SF Ei + Effbefore | 84.13% | Capacity | 1000
Res - MF Standard Rebates | Condensing Unit Heater | MBH | 150 | 76% | 0 | 0 | 0 | 0 | 1.7733 | 1.7733 | 1.7733 | 1.7733 | Exhibit 1.5A_R North Shore EEPS_Adjustable_Savings_Goal_Template.xlsx, Unit Savings Calculations Tab | IL TRM 2/8/2017 | 4.4.5 | CI-HVC-CUHT-V01-120601 | Deemed Savings assumed average size of 150 MBH
Res - MF Standard Rebates | Direct Fired Heaters | MBH | 150 | 76% | 0 | 0 | 0 | 0 | 2.3932 | 2.3932 | 2.3932 | 2.3932 | Custom | Custom | Custom | Custom | ΔTherms = EFLH * Capacity * ((Eff(eff) – Eff(base)/Eff(base))/ 100,000 Btu/Therm | Capacity | 1000 | Eff(eff) | 92% | Eff(base) | 80% | EFLH_MF | 1595.5 | EFLH_CI_SBES | 1539
Res - MF Standard Rebates | Furnace >95% AFUE | each | 1 | 76% | 0 | 0 | 0 | 0 | 240.1125 | 240.1125 | 240.1125 | 240.1125 | Exhibit 1.5A_R North Shore EEPS_Adjustable_Savings_Goal_Template.xlsx, Unit Savings Calculations Tab | IL TRM 2/8/2017 | 4.4.11 | CI-HVC-FRNC-V07-180101 | ΔTherms = EFLH * Capacity *((AFUEeff – AFUEexist)/ AFUEexist) / 100,000 | EFLH_MF | 1685 | Capacity | 76000 | AFUE_eff | 95% | AFUE_base_EUL | 80% | Hours | 2899 | CF | 24.3%
Res - MF Standard Rebates | High Speed Washer | lb-capacity | 250 | 76% | 0 | 0 | 0 | 0 | 3.6757 | 3.6757 | 3.6757 | 3.6757 | Exhibit 1.5A_R North Shore EEPS_Adjustable_Savings_Goal_Template.xlsx, Unit Savings Calculations Tab | IL TRM 2/8/2017 | 4.8.5 | CI-MSC-HSCW-V01-180101 |  | Ncycles | 3.4 | Days | 360 | Capacity (Est) | 250 | RMC | 25% | he | 1200 | Ndryer | 60% | DryerUse | 91% | LF | 66%
Res - MF Standard Rebates | Infrared Heater | MBH | 150 | 76% | 0 | 0 | 0 | 0 | 3.0067 | 3.0067 | 3.0067 | 3.0067 | Exhibit 1.5A_R North Shore EEPS_Adjustable_Savings_Goal_Template.xlsx, Unit Savings Calculations Tab | IL TRM 2/8/2017 | 4.4.12 | CI-HVC-IRHT-V01-120601 | ΔTherms = 451 / (Estimate Size) | Est Size | 150
Res - MF Standard Rebates | Ozone Laundry | lb-capacity | 250 | 76% | 0 | 0 | 0 | 0 | 30.7227 | 30.7227 | 30.7227 | 30.7227 | Exhibit 1.5A_R North Shore EEPS_Adjustable_Savings_Goal_Template.xlsx, Unit Savings Calculations Tab | IL TRM 2/8/2017 | 4.3.6 | CI-HW-OZLD-VO1-140601 | ΔTherm = ThermBase * %hot_water_savings, ThermBase = WHE * WUtiliz * WUsage_hot/lb-capacity | WHE | 0.00885 | Wutiliz | 916150 | Wusage_hot | 1.19 | %_hotwater_savings | 81% | lb-capacity | 254.38 | % water sav | 25% | Wusage | 2.03
Res - MF Standard Rebates | Pipe Insulation - Hyd. Boiler Sm <=1.25" | ft | 75 | 76% | 0 | 0 | 0 | 0 | 2.3011 | 2.3011 | 2.3011 | 2.3011 | Exhibit 1.5A_R North Shore EEPS_Adjustable_Savings_Goal_Template.xlsx, Pipe Insulation Detail Tab | IL TRM 2/8/2017 | 4.4.14 | CI-HVC-PINS-V04-160601 | See 'Pipe Insulation Details' Tab
Res - MF Standard Rebates | Pipe Insulation - Hyd. Boiler Med 1.25-2" | ft | 75 | 76% | 0 | 0 | 0 | 0 | 3.6035 | 3.6035 | 3.6035 | 3.6035 | Exhibit 1.5A_R North Shore EEPS_Adjustable_Savings_Goal_Template.xlsx, Pipe Insulation Detail Tab | IL TRM 2/8/2017 | 4.4.14 | CI-HVC-PINS-V04-160601 | See 'Pipe Insulation Details' Tab
Res - MF Standard Rebates | Pipe Insulation - Hyd. Boiler Large ≥2" | ft | 75 | 76% | 0 | 0 | 0 | 0 | 6.1868 | 6.1868 | 6.1868 | 6.1868 | Exhibit 1.5A_R North Shore EEPS_Adjustable_Savings_Goal_Template.xlsx, Pipe Insulation Detail Tab | IL TRM 2/8/2017 | 4.4.14 | CI-HVC-PINS-V04-160601 | See 'Pipe Insulation Details' Tab
Res - MF Standard Rebates | Pipe Insulation - HW Small 1" to 2" | ft | 75 | 76% | 0 | 0 | 0 | 0 | 3.1358 | 3.1358 | 3.1358 | 3.1358 | Exhibit 1.5A_R North Shore EEPS_Adjustable_Savings_Goal_Template.xlsx, Pipe Insulation Detail Tab | IL TRM 2/8/2017 | 4.4.14 | CI-HVC-PINS-V04-160601 | See 'Pipe Insulation Details' Tab
Res - MF Standard Rebates | Pipe Insulation - HW Medium 2.1" to 4" | ft | 75 | 76% | 0 | 0 | 0 | 0 | 6.1942 | 6.1942 | 6.1942 | 6.1942 | Exhibit 1.5A_R North Shore EEPS_Adjustable_Savings_Goal_Template.xlsx, Pipe Insulation Detail Tab | IL TRM 2/8/2017 | 4.4.14 | CI-HVC-PINS-V04-160601 | See 'Pipe Insulation Details' Tab
Res - MF Standard Rebates | Pipe Insulation - HW Large >4" | ft | 75 | 76% | 0 | 0 | 0 | 0 | 10.6729 | 10.6729 | 10.6729 | 10.6729 | Exhibit 1.5A_R North Shore EEPS_Adjustable_Savings_Goal_Template.xlsx, Pipe Insulation Detail Tab | IL TRM 2/8/2017 | 4.4.14 | CI-HVC-PINS-V04-160601 | See 'Pipe Insulation Details' Tab
Res - MF Standard Rebates | Pipe Insulation - Steam - Small 1" to 2" | ft | 75 | 76% | 0 | 0 | 0 | 0 | 3.9671 | 3.9671 | 3.9671 | 3.9671 | Exhibit 1.5A_R North Shore EEPS_Adjustable_Savings_Goal_Template.xlsx, Pipe Insulation Detail Tab | IL TRM 2/8/2017 | 4.4.14 | CI-HVC-PINS-V04-160601 | See 'Pipe Insulation Details' Tab
Res - MF Standard Rebates | Pipe Insulation - Steam - Med 2.1" to 5" | ft | 75 | 76% | 0 | 0 | 0 | 0 | 13.5774 | 13.5774 | 13.5774 | 13.5774 | Exhibit 1.5A_R North Shore EEPS_Adjustable_Savings_Goal_Template.xlsx, Pipe Insulation Detail Tab | IL TRM 2/8/2017 | 4.4.14 | CI-HVC-PINS-V04-160601 | See 'Pipe Insulation Details' Tab
Res - MF Standard Rebates | Pipe Insulation - Steam - Large 5.1" to 8" | ft | 75 | 76% | 0 | 0 | 0 | 0 | 30.2072 | 30.2072 | 30.2072 | 30.2072 | Exhibit 1.5A_R North Shore EEPS_Adjustable_Savings_Goal_Template.xlsx, Pipe Insulation Detail Tab | IL TRM 2/8/2017 | 4.4.14 | CI-HVC-PINS-V04-160601 | See 'Pipe Insulation Details' Tab
Res - MF Standard Rebates | Pipe Insulation - Steam - X-Large >8" | ft | 75 | 76% | 0 | 0 | 0 | 0 | 44.8144 | 44.8144 | 44.8144 | 44.8144 | Exhibit 1.5A_R North Shore EEPS_Adjustable_Savings_Goal_Template.xlsx, Pipe Insulation Detail Tab | IL TRM 2/8/2017 | 4.4.14 | CI-HVC-PINS-V04-160601 | See 'Pipe Insulation Details' Tab
Res - MF Standard Rebates | Pipe Insulation - Steam Med Fitting | each | 1 | 76% | 0 | 0 | 0 | 0 | 15.586 | 15.586 | 15.586 | 15.586 | Exhibit 1.5A_R North Shore EEPS_Adjustable_Savings_Goal_Template.xlsx, Pipe Insulation Detail Tab | IL TRM 2/8/2017 | 4.4.14 | CI-HVC-PINS-V04-160601 | See 'Pipe Insulation Details' Tab
Res - MF Standard Rebates | Pipe Insulation - Steam Large Fitting | each | 1 | 76% | 0 | 0 | 0 | 0 | 63.8246 | 63.8246 | 63.8246 | 63.8246 | Exhibit 1.5A_R North Shore EEPS_Adjustable_Savings_Goal_Template.xlsx, Pipe Insulation Detail Tab | IL TRM 2/8/2017 | 4.4.14 | CI-HVC-PINS-V04-160601 | See 'Pipe Insulation Details' Tab
Res - MF Standard Rebates | Pipe Insulation - Steam X-Large Fitting | each | 1 | 76% | 0 | 0 | 0 | 0 | 123.4637 | 123.4637 | 123.4637 | 123.4637 | Exhibit 1.5A_R North Shore EEPS_Adjustable_Savings_Goal_Template.xlsx, Pipe Insulation Detail Tab | IL TRM 2/8/2017 | 4.4.14 | CI-HVC-PINS-V04-160601 | See 'Pipe Insulation Details' Tab
Res - MF Standard Rebates | Pipe Insulation - Steam Med Valve | each | 1 | 76% | 0 | 0 | 0 | 0 | 46.606 | 46.606 | 46.606 | 46.606 | Exhibit 1.5A_R North Shore EEPS_Adjustable_Savings_Goal_Template.xlsx, Pipe Insulation Detail Tab | IL TRM 2/8/2017 | 4.4.14 | CI-HVC-PINS-V04-160601 | See 'Pipe Insulation Details' Tab
Res - MF Standard Rebates | Pipe Insulation - Steam Large Valve | each | 1 | 76% | 0 | 0 | 0 | 0 | 133.9098 | 133.9098 | 133.9098 | 133.9098 | Exhibit 1.5A_R North Shore EEPS_Adjustable_Savings_Goal_Template.xlsx, Pipe Insulation Detail Tab | IL TRM 2/8/2017 | 4.4.14 | CI-HVC-PINS-V04-160601 | See 'Pipe Insulation Details' Tab
Res - MF Standard Rebates | Pipe Insulation - Steam X-Large Valve | each | 1 | 76% | 0 | 0 | 0 | 0 | 218.0177 | 218.0177 | 218.0177 | 218.0177 | Exhibit 1.5A_R North Shore EEPS_Adjustable_Savings_Goal_Template.xlsx, Pipe Insulation Detail Tab | IL TRM 2/8/2017 | 4.4.14 | CI-HVC-PINS-V04-160601 | See 'Pipe Insulation Details' Tab
Res - MF Standard Rebates | Steam Boiler ≥82% AFUE, >300MBh TE | MBH | 450 | 76% | 0 | 0 | 0 | 0 | 0.63987 | 0.63987 | 0.63987 | 0.63987 | Exhibit 1.5A_R North Shore EEPS_Adjustable_Savings_Goal_Template.xlsx, Unit Savings Calculations Tab | IL TRM 2/8/2017 | 4.4.10 | CI-HVC-BOIL-V05-150601 | ΔTherms = EFLH * Capacity * ((Eff_actual - Eff_base)/Eff_base)) / 100,000 | EFLH_MF | 1685 | Capacity | 450000 | Eff_actual | 82% | Eff_base | 79%
Res - MF Standard Rebates | Steam Boiler Averaging Controls | each | 1 | 76% | 0 | 0 | 0 | 0 | 76.95 | 76.95 | 76.95 | 76.95 | Exhibit 1.5A_R North Shore EEPS_Adjustable_Savings_Goal_Template.xlsx, Unit Savings Calculations Tab | FES/IL TRM | 4.4.36 | CI-HVC-SBAC-V01-160601 | ∆Therms = Gas_Heating_Consumption * Heating_Reduction * HF *Steam_Factor / Boiler_Eff | Capacity | 100000 | Savings_Factor | 5% | EFLH_CI | 1539
Res - MF Standard Rebates | Steam Traps - Dry Cleaner/Industrial | each | 1 | 76% | 0 | 0 | 0 | 0 | 137.9194 | 137.9194 | 137.9194 | 137.9194 | Exhibit 1.5A_R North Shore EEPS_Adjustable_Savings_Goal_Template.xlsx, Unit Savings Calculations Tab | IL TRM 2/8/2017 | 4.4.16 | CI-HVC-STRE-V05-180101 | ΔTherm = Sa * (Hv/B) * Hours * A * L / 100,000 | Sa | 19.1 | Hv | 890 | B | 80.7% | Hours | 2425 | L | 27%
Res - MF Standard Rebates | Steam Traps - HVAC Repair/Rep - Audit | each | 1 | 76% | 0 | 0 | 0 | 0 | 110.1579 | 110.1579 | 110.1579 | 110.1579 | Exhibit 1.5A_R North Shore EEPS_Adjustable_Savings_Goal_Template.xlsx, Unit Savings Calculations Tab | IL TRM 2/8/2017 | 4.4.16 | CI-HVC-STRE-V05-180101 | ΔTherm = Sa * (Hv/B) * Hours * A * L / 100,000 | Sa | 6.9 | Hv | 951 | B | 64.8% | Hours_MF_Com | 4029 | L | 27%
Res - MF Standard Rebates | Steam Traps - HVAC Repair/Rep - No Audit | each | 1 | 76% | 0 | 0 | 0 | 0 | 110.1579 | 110.1579 | 110.1579 | 110.1579 | Exhibit 1.5A_R North Shore EEPS_Adjustable_Savings_Goal_Template.xlsx, Unit Savings Calculations Tab | IL TRM 2/8/2017 | 4.4.16 | CI-HVC-STRE-V05-180101 | ΔTherm = Sa * (Hv/B) * Hours * A * L / 100,000 | Sa | 6.9 | Hv | 951 | B | 64.8% | Hours_MF_Com | 4029 | L | 27%
Res - MF Standard Rebates | Steam Traps - Test | each | 1 | 76% | 0 | 0 | 0 | 0 | 0 | 0 | 0 | 0 | Custom | Custom | Custom | Custom | Custom
Res - MF Standard Rebates | Thermostat - Programmable | each | 1 | 76% | 0 | 0 | 0 | 0 | 124.6858 | 124.6858 | 124.6858 | 124.6858 | Exhibit 1.5A_R North Shore EEPS_Adjustable_Savings_Goal_Template.xlsx, Thermostat Detail Tab | IL TRM 2/8/2017 | 4.4.18 | CI-HVC-PROG-V02-150601 | see 'Thermostat Detail' Tab
Res - MF PTA Rebates | Air Sealing | CFM_50 | 434.86 | 88% | 0 | 0 | 0 | 0 | 0.08101 | 0.08101 | 0.08101 | 0.08101 | Exhibit 1.5A_R North Shore EEPS_Adjustable_Savings_Goal_Template.xlsx, Unit Savings Calculations Tab | IL TRM 2/8/2017 | 5.6.1 | RS-SHL-AIRS-V06-180101 | ΔTherms = (((CFM50_existing - CFM50_new)/N_heat) * 60 * 24 * HDD * 0.018) / (ηHeat * 100,000) | N_heat | 23.9 | HDD | 5113 | ηHeat - MF | 68.45%
Res - MF PTA Rebates | Duct Sealing | CFM_25 | 120 | 88% | 0 | 0 | 0 | 0 | 0.7095 | 0.7095 | 0.7095 | 0.7095 | Exhibit 1.5A_R North Shore EEPS_Adjustable_Savings_Goal_Template.xlsx, Unit Savings Calculations Tab | IL TRM 2/8/2017 | 5.3.4 | RS-HVC-DINS-V06-160601 | ΔTherm = (((ΔCFM25DL / (InputCapacityHeat * 0.0123)) * FLHheat *InputCapacityHeat) / 100,000 / ηHeat*TRF | ΔCFM25DL | 1 | CapacityHeat | 76000 | FLHheat_Res | 1840 | nEquipment | 83% | nSystem | 70% | TRF | 40%
Res - MF PTA Rebates | Boiler ≥88% AFUE, <300MBh | MBH | 150 | 88% | 0 | 0 | 0 | 0 | 1.2329 | 1.2329 | 1.2329 | 1.2329 | Exhibit 1.5A_R North Shore EEPS_Adjustable_Savings_Goal_Template.xlsx, Unit Savings Calculations Tab | IL TRM 2/8/2017 | 4.4.10 | CI-HVC-BOIL-V05-150601 | ΔTherms = EFLH * Capacity * ((Eff_actual - Eff_base)/Eff_base)) / 100,000 | EFLH_MF | 1685 | Capacity | 150000 | Eff_actual | 88% | Eff_base | 82%
Res - MF PTA Rebates | Boiler ≥88% AFUE, ≥300MBh TE | MBH | 350 | 88% | 0 | 0 | 0 | 0 | 1.685 | 1.685 | 1.685 | 1.685 | Exhibit 1.5A_R North Shore EEPS_Adjustable_Savings_Goal_Template.xlsx, Unit Savings Calculations Tab | IL TRM 2/8/2017 | 4.4.10 | CI-HVC-BOIL-V05-150601 | ΔTherms = EFLH * Capacity * ((Eff_actual - Eff_base)/Eff_base)) / 100,000 | EFLH_MF | 1685 | Capacity | 350000 | Eff_actual | 88% | Eff_base | 80%
Res - MF PTA Rebates | Boiler Reset Controls | each | 200 | 88% | 14 | 14 | 14 | 14 | 1.348 | 1.348 | 1.348 | 1.348 | Exhibit 1.5A_R North Shore EEPS_Adjustable_Savings_Goal_Template.xlsx, Unit Savings Calculations Tab | IL TRM 2/8/2017 | 4.4.4 | CI-HVC-BLRC-V03-150601 | ∆Therms = Boiler_Input_Capacity * Savings_Factor * EFLH / 100 | EFLH_MF | 1685 | Savings Factor | 8%
Res - MF PTA Rebates | Boiler Tune Up - Process | MBH | 200 | 88% | 13 | 13 | 13 | 13 | 0.83824 | 0.83824 | 0.83824 | 0.83824 | Exhibit 1.5A_R North Shore EEPS_Adjustable_Savings_Goal_Template.xlsx, Unit Savings Calculations Tab | IL TRM 2/8/2017 | 4.4.3 | CI-HVC-PBTU-V05-160601 | Δtherms=((Ngi * 8766*UF)/100) * (1- (Effpre/Effmeasured)) | Ngi | 1 | UF | 41.9% | Effpre | 82.21% | Effmeasured | 84.13%
Res - MF PTA Rebates | Boiler Tune Up - Space Heating | MBH | 200 | 88% | 13 | 13 | 13 | 13 | 0.39353 | 0.39353 | 0.39353 | 0.39353 | Exhibit 1.5A_R North Shore EEPS_Adjustable_Savings_Goal_Template.xlsx, Unit Savings Calculations Tab | IL TRM 2/8/2017 | 4.4.2 | CI-HVC-BLRT-V06-160601 | Δtherms=(Capacity * EFLH * (((Effbefore + Ei) / Effbefore) - 1)) / 100,000 | EFLH_MF | 1685 | Effbefore | 82.21% | SF Ei + Effbefore | 84.13% | Capacity | 1000
Res - MF PTA Rebates | Condensing Unit Heater | MBH | 150 | 88% | 0 | 0 | 0 | 0 | 1.7733 | 1.7733 | 1.7733 | 1.7733 | Exhibit 1.5A_R North Shore EEPS_Adjustable_Savings_Goal_Template.xlsx, Unit Savings Calculations Tab | IL TRM 2/8/2017 | 4.4.5 | CI-HVC-CUHT-V01-120601 | Deemed Savings assumed average size of 150 MBH
Res - MF PTA Rebates | Direct Fired Heaters | MBH | 150 | 88% | 0 | 0 | 0 | 0 | 2.3932 | 2.3932 | 2.3932 | 2.3932 | Custom | Custom | Custom | Custom | ΔTherms = EFLH * Capacity * ((Eff(eff) – Eff(base)/Eff(base))/ 100,000 Btu/Therm | Capacity | 1000 | Eff(eff) | 92% | Eff(base) | 80% | EFLH_MF | 1595.5 | EFLH_CI_SBES | 1539
Res - MF PTA Rebates | Furnace >95% AFUE | each | 1 | 88% | 4 | 4 | 4 | 4 | 240.1125 | 240.1125 | 240.1125 | 240.1125 | Exhibit 1.5A_R North Shore EEPS_Adjustable_Savings_Goal_Template.xlsx, Unit Savings Calculations Tab | IL TRM 2/8/2017 | 4.4.11 | CI-HVC-FRNC-V07-180101 | ΔTherms = EFLH * Capacity *((AFUEeff – AFUEexist)/ AFUEexist) / 100,000 | EFLH_MF | 1685 | Capacity | 76000 | AFUE_eff | 95% | AFUE_base_EUL | 80% | Hours | 2899 | CF | 24.3%
Res - MF PTA Rebates | Furnace >95% AFUE (MF Unit) | each | 1 | 88% | 0 | 0 | 0 | 0 | 114.3092 | 114.3092 | 114.3092 | 114.3092 | Exhibit 1.5A_R North Shore EEPS_Adjustable_Savings_Goal_Template.xlsx, Unit Savings Calculations Tab | IL TRM 2/8/2017 | 5.3.7 | RS-HVC-GHEF-V07-180101 | ΔTherms = Gas_Furnace_Heating_Load *Housing Factor* (1/AFUEbase - 1/AFUEeff) | HF_MF | 65% | Furnace Heating Load | 834 | AFUE_base | 80% | AFUE_eff | 95% | Derating_Base | 6.4% | Derating_EE | 6.4%
Res - MF PTA Rebates | High Speed Washer | lb-capacity | 250 | 88% | 0 | 0 | 0 | 0 | 3.6757 | 3.6757 | 3.6757 | 3.6757 | Exhibit 1.5A_R North Shore EEPS_Adjustable_Savings_Goal_Template.xlsx, Unit Savings Calculations Tab | IL TRM 2/8/2017 | 4.8.5 | CI-MSC-HSCW-V01-180101 | ΔTherms = Gas_Furnace_Heating_Load *Housing Factor* (1/AFUEbase - 1/AFUEeff) | Ncycles | 3.4 | Days | 360 | Capacity (Est) | 250 | RMC | 25% | he | 1200 | Ndryer | 60% | DryerUse | 91% | LF | 66%
Res - MF PTA Rebates | Infrared Heater | MBH | 150 | 88% | 0 | 0 | 0 | 0 | 3.0067 | 3.0067 | 3.0067 | 3.0067 | Exhibit 1.5A_R North Shore EEPS_Adjustable_Savings_Goal_Template.xlsx, Unit Savings Calculations Tab | IL TRM 2/8/2017 | 4.4.12 | CI-HVC-IRHT-V01-120601 | ΔTherms = 451 / (Estimate Size) | Est Size | 150
Res - MF PTA Rebates | Ozone Laundry | lb-capacity | 250 | 88% | 0 | 0 | 0 | 0 | 30.7227 | 30.7227 | 30.7227 | 30.7227 | Exhibit 1.5A_R North Shore EEPS_Adjustable_Savings_Goal_Template.xlsx, Unit Savings Calculations Tab | IL TRM 2/8/2017 | 4.3.6 | CI-HW-OZLD-VO1-140601 | ΔTherm = ThermBase * %hot_water_savings, ThermBase = WHE * WUtiliz * WUsage_hot/lb-capacity | WHE | 0.00885 | Wutiliz | 916150 | Wusage_hot | 1.19 | %_hotwater_savings | 81% | lb-capacity | 254.38 | % water sav | 25% | Wusage | 2.03
Res - MF PTA Rebates | Pipe Insulation - Hyd. Boiler Sm <=1.25" | ft | 75 | 88% | 0 | 0 | 0 | 0 | 2.3011 | 2.3011 | 2.3011 | 2.3011 | Exhibit 1.5A_R North Shore EEPS_Adjustable_Savings_Goal_Template.xlsx, Pipe Insulation Detail Tab | IL TRM 2/8/2017 | 4.4.14 | CI-HVC-PINS-V04-160601 | See 'Pipe Insulation Details' Tab
Res - MF PTA Rebates | Pipe Insulation - Hyd. Boiler Med 1.25-2" | ft | 75 | 88% | 0 | 0 | 0 | 0 | 3.6035 | 3.6035 | 3.6035 | 3.6035 | Exhibit 1.5A_R North Shore EEPS_Adjustable_Savings_Goal_Template.xlsx, Pipe Insulation Detail Tab | IL TRM 2/8/2017 | 4.4.14 | CI-HVC-PINS-V04-160601 | See 'Pipe Insulation Details' Tab
Res - MF PTA Rebates | Pipe Insulation - Hyd. Boiler Large ≥2" | ft | 75 | 88% | 7 | 7 | 7 | 7 | 6.1868 | 6.1868 | 6.1868 | 6.1868 | Exhibit 1.5A_R North Shore EEPS_Adjustable_Savings_Goal_Template.xlsx, Pipe Insulation Detail Tab | IL TRM 2/8/2017 | 4.4.14 | CI-HVC-PINS-V04-160601 | See 'Pipe Insulation Details' Tab
Res - MF PTA Rebates | Pipe Insulation - HW Small 1" to 2" | ft | 75 | 88% | 4 | 4 | 4 | 4 | 3.1358 | 3.1358 | 3.1358 | 3.1358 | Exhibit 1.5A_R North Shore EEPS_Adjustable_Savings_Goal_Template.xlsx, Pipe Insulation Detail Tab | IL TRM 2/8/2017 | 4.4.14 | CI-HVC-PINS-V04-160601 | See 'Pipe Insulation Details' Tab
Res - MF PTA Rebates | Pipe Insulation - HW Medium 2.1" to 4" | ft | 75 | 88% | 0 | 0 | 0 | 0 | 6.1942 | 6.1942 | 6.1942 | 6.1942 | Exhibit 1.5A_R North Shore EEPS_Adjustable_Savings_Goal_Template.xlsx, Pipe Insulation Detail Tab | IL TRM 2/8/2017 | 4.4.14 | CI-HVC-PINS-V04-160601 | See 'Pipe Insulation Details' Tab
Res - MF PTA Rebates | Pipe Insulation - HW Large >4" | ft | 75 | 88% | 0 | 0 | 0 | 0 | 10.6729 | 10.6729 | 10.6729 | 10.6729 | Exhibit 1.5A_R North Shore EEPS_Adjustable_Savings_Goal_Template.xlsx, Pipe Insulation Detail Tab | IL TRM 2/8/2017 | 4.4.14 | CI-HVC-PINS-V04-160601 | See 'Pipe Insulation Details' Tab
Res - MF PTA Rebates | Pipe Insulation - Steam - Small 1" to 2" | ft | 75 | 88% | 5 | 5 | 5 | 5 | 3.9671 | 3.9671 | 3.9671 | 3.9671 | Exhibit 1.5A_R North Shore EEPS_Adjustable_Savings_Goal_Template.xlsx, Pipe Insulation Detail Tab | IL TRM 2/8/2017 | 4.4.14 | CI-HVC-PINS-V04-160601 | See 'Pipe Insulation Details' Tab
Res - MF PTA Rebates | Pipe Insulation - Steam - Med 2.1" to 5" | ft | 75 | 88% | 2 | 2 | 2 | 2 | 13.5774 | 13.5774 | 13.5774 | 13.5774 | Exhibit 1.5A_R North Shore EEPS_Adjustable_Savings_Goal_Template.xlsx, Pipe Insulation Detail Tab | IL TRM 2/8/2017 | 4.4.14 | CI-HVC-PINS-V04-160601 | See 'Pipe Insulation Details' Tab
Res - MF PTA Rebates | Pipe Insulation - Steam - Large 5.1" to 8" | ft | 75 | 88% | 0 | 0 | 0 | 0 | 30.2072 | 30.2072 | 30.2072 | 30.2072 | Exhibit 1.5A_R North Shore EEPS_Adjustable_Savings_Goal_Template.xlsx, Pipe Insulation Detail Tab | IL TRM 2/8/2017 | 4.4.14 | CI-HVC-PINS-V04-160601 | See 'Pipe Insulation Details' Tab
Res - MF PTA Rebates | Pipe Insulation - Steam - X-Large >8" | ft | 75 | 88% | 0 | 0 | 0 | 0 | 44.8144 | 44.8144 | 44.8144 | 44.8144 | Exhibit 1.5A_R North Shore EEPS_Adjustable_Savings_Goal_Template.xlsx, Pipe Insulation Detail Tab | IL TRM 2/8/2017 | 4.4.14 | CI-HVC-PINS-V04-160601 | See 'Pipe Insulation Details' Tab
Res - MF PTA Rebates | Pipe Insulation - Steam Med Fitting | each | 1 | 88% | 0 | 0 | 0 | 0 | 15.586 | 15.586 | 15.586 | 15.586 | Exhibit 1.5A_R North Shore EEPS_Adjustable_Savings_Goal_Template.xlsx, Pipe Insulation Detail Tab | IL TRM 2/8/2017 | 4.4.14 | CI-HVC-PINS-V04-160601 | See 'Pipe Insulation Details' Tab
Res - MF PTA Rebates | Pipe Insulation - Steam Large Fitting | each | 1 | 88% | 0 | 0 | 0 | 0 | 63.8246 | 63.8246 | 63.8246 | 63.8246 | Exhibit 1.5A_R North Shore EEPS_Adjustable_Savings_Goal_Template.xlsx, Pipe Insulation Detail Tab | IL TRM 2/8/2017 | 4.4.14 | CI-HVC-PINS-V04-160601 | See 'Pipe Insulation Details' Tab
Res - MF PTA Rebates | Pipe Insulation - Steam X-Large Fitting | each | 1 | 88% | 0 | 0 | 0 | 0 | 123.4637 | 123.4637 | 123.4637 | 123.4637 | Exhibit 1.5A_R North Shore EEPS_Adjustable_Savings_Goal_Template.xlsx, Pipe Insulation Detail Tab | IL TRM 2/8/2017 | 4.4.14 | CI-HVC-PINS-V04-160601 | See 'Pipe Insulation Details' Tab
Res - MF PTA Rebates | Pipe Insulation - Steam Med Valve | each | 1 | 88% | 0 | 0 | 0 | 0 | 46.606 | 46.606 | 46.606 | 46.606 | Exhibit 1.5A_R North Shore EEPS_Adjustable_Savings_Goal_Template.xlsx, Pipe Insulation Detail Tab | IL TRM 2/8/2017 | 4.4.14 | CI-HVC-PINS-V04-160601 | See 'Pipe Insulation Details' Tab
Res - MF PTA Rebates | Pipe Insulation - Steam Large Valve | each | 1 | 88% | 0 | 0 | 0 | 0 | 133.9098 | 133.9098 | 133.9098 | 133.9098 | Exhibit 1.5A_R North Shore EEPS_Adjustable_Savings_Goal_Template.xlsx, Pipe Insulation Detail Tab | IL TRM 2/8/2017 | 4.4.14 | CI-HVC-PINS-V04-160601 | See 'Pipe Insulation Details' Tab
Res - MF PTA Rebates | Pipe Insulation - Steam X-Large Valve | each | 1 | 88% | 0 | 0 | 0 | 0 | 218.0177 | 218.0177 | 218.0177 | 218.0177 | Exhibit 1.5A_R North Shore EEPS_Adjustable_Savings_Goal_Template.xlsx, Pipe Insulation Detail Tab | IL TRM 2/8/2017 | 4.4.14 | CI-HVC-PINS-V04-160601 | See 'Pipe Insulation Details' Tab
Res - MF PTA Rebates | Steam Boiler ≥82% AFUE, >300MBh TE | MBH | 450 | 88% | 0 | 0 | 0 | 0 | 0.63987 | 0.63987 | 0.63987 | 0.63987 | Exhibit 1.5A_R North Shore EEPS_Adjustable_Savings_Goal_Template.xlsx, Unit Savings Calculations Tab | IL TRM 2/8/2017 | 4.4.10 | CI-HVC-BOIL-V05-150601 | ΔTherms = EFLH * Capacity * ((Eff_actual - Eff_base)/Eff_base)) / 100,000 | EFLH_MF | 1685 | Capacity | 450000 | Eff_actual | 82% | Eff_base | 79%
Res - MF PTA Rebates | Steam Boiler Averaging Controls | each | 1 | 88% | 0 | 0 | 0 | 0 | 76.95 | 76.95 | 76.95 | 76.95 | Exhibit 1.5A_R North Shore EEPS_Adjustable_Savings_Goal_Template.xlsx, Unit Savings Calculations Tab | FES/IL TRM | 4.4.36 | CI-HVC-SBAC-V01-160601 | ∆Therms = Gas_Heating_Consumption * Heating_Reduction * HF *Steam_Factor / Boiler_Eff | Capacity | 100000 | Savings_Factor | 5% | EFLH_CI | 1539
Res - MF PTA Rebates | Steam Traps - Dry Cleaner/Industrial | each | 1 | 88% | 0 | 0 | 0 | 0 | 137.9194 | 137.9194 | 137.9194 | 137.9194 | Exhibit 1.5A_R North Shore EEPS_Adjustable_Savings_Goal_Template.xlsx, Unit Savings Calculations Tab | IL TRM 2/8/2017 | 4.4.16 | CI-HVC-STRE-V05-180101 | ΔTherm = Sa * (Hv/B) * Hours * A * L / 100,000 | Sa | 19.1 | Hv | 890 | B | 80.7% | Hours | 2425 | L | 27%
Res - MF PTA Rebates | Steam Traps - HVAC Repair/Rep - Audit | each | 1 | 88% | 0 | 0 | 0 | 0 | 110.1579 | 110.1579 | 110.1579 | 110.1579 | Exhibit 1.5A_R North Shore EEPS_Adjustable_Savings_Goal_Template.xlsx, Unit Savings Calculations Tab | IL TRM 2/8/2017 | 4.4.16 | CI-HVC-STRE-V05-180101 | ΔTherm = Sa * (Hv/B) * Hours * A * L / 100,000 | Sa | 6.9 | Hv | 951 | B | 64.8% | Hours_MF_Com | 4029 | L | 27%
Res - MF PTA Rebates | Steam Traps - HVAC Repair/Rep - No Audit | each | 1 | 88% | 0 | 0 | 0 | 0 | 110.1579 | 110.1579 | 110.1579 | 110.1579 | Exhibit 1.5A_R North Shore EEPS_Adjustable_Savings_Goal_Template.xlsx, Unit Savings Calculations Tab | IL TRM 2/8/2017 | 4.4.16 | CI-HVC-STRE-V05-180101 | ΔTherm = Sa * (Hv/B) * Hours * A * L / 100,000 | Sa | 6.9 | Hv | 951 | B | 64.8% | Hours_MF_Com | 4029 | L | 27%
Res - MF PTA Rebates | Steam Traps - Test | each | 1 | 88% | 0 | 0 | 0 | 0 | 0 | 0 | 0 | 0 | Custom | Custom | Custom | Custom | Custom
Res - MF PTA Rebates | Thermostat - Programmable | each | 1 | 88% | 0 | 0 | 0 | 0 | 124.6858 | 124.6858 | 124.6858 | 124.6858 | Exhibit 1.5A_R North Shore EEPS_Adjustable_Savings_Goal_Template.xlsx, Thermostat Detail Tab | IL TRM 2/8/2017 | 4.4.18 | CI-HVC-PROG-V02-150601 | see 'Thermostat Detail' Tab
Res - MF Rebates | Multifamily Custom | each | 1300 | 72% | 3 | 3 | 1 | 3 | 1 | 1 | 1 | 1 | Custom | Custom | Custom | Custom | Custom
Bus - CI Assessments | Aerator - Bathroom | each | 1 | 79% | 35 | 35 | 35 | 35 | 6.1049 | 6.1049 | 6.1049 | 6.1049 | Exhibit 1.5A_R North Shore EEPS_Adjustable_Savings_Goal_Template.xlsx, Unit Savings Calculations Tab | IL TRM 2/8/2017 | 4.3.2 | CI-HWE-LFFA-V07-180101 | ΔTherms = %FossilDHW * ((GPM_base - GPM_low)/GPM_base) * Usage * EPG_gas * ISR | GPM_base | 1.39 | GPM_low | 0.94 | L_base/L_low | 1 | DF_BA | 100% | FPH | 20 | Days/Year | 250 | EPG_gas | 0.00397 | ISR | 95%
Bus - CI Assessments | Aerator - Kitchen | each | 1 | 79% | 8 | 8 | 8 | 8 | 7.4428 | 7.4428 | 7.4428 | 7.4428 | Exhibit 1.5A_R North Shore EEPS_Adjustable_Savings_Goal_Template.xlsx, Unit Savings Calculations Tab | IL TRM 2/8/2017 | 4.3.2 | CI-HWE-LFFA-V07-180101 | ΔTherms = %FossilDHW * ((GPM_base - GPM_low)/GPM_base) * Usage * EPG_gas * ISR | GPM_base | 1.39 | GPM_low | 0.94 | L_base/L_low | 1 | DF_KA | 100% | FPH | 20 | Days/Year | 250 | EPG_gas | 0.00484 | ISR | 95%
Bus - CI Assessments | Showerhead | each | 1 | 79% | 1 | 1 | 1 | 1 | 21.635 | 21.635 | 21.635 | 21.635 | Exhibit 1.5A_R North Shore EEPS_Adjustable_Savings_Goal_Template.xlsx, Unit Savings Calculations Tab | IL TRM 2/8/2017 | 4.3.3 | RS-HWE-LFSH-V04-180101 | ΔTherms = ((GPM_base * L_base - GPM_low * L_low) * NSPD* 365.25)*EPG_gas*ISR | GPM_base | 2.67 | GPM_low | 1.5 | L_base/L_low | 8.2 | SPD | 1 | EPG_gas | 0.0063 | ISR | 98%
Bus - CI Assessments | Pre Rinse Sprayer | each | 1 | 79% | 0 | 0 | 0 | 0 | 343.8424 | 343.8424 | 343.8424 | 343.8424 | Exhibit 1.5A_R North Shore EEPS_Adjustable_Savings_Goal_Template.xlsx, Unit Savings Calculations Tab | IL TRM 2/8/2017 | 4.2.11 | CI-FSE-SPRY-V04-180101 | ΔTherms = (FLObase - FLOeff)gal/min x 60 min/hr x HOURSday x DAYSyear x 8.33 x 1 x (Tout - Tin) x (1/EFF) /100,000 | FLO_base | 1.9 | FLO_eff | 1.06 | HOURSday | 3 | DAYSyear | 312 | Tout | 121.4 | Tin | 51.4 | EFF | 80%
Bus - CI Assessments | Laminar | each | 1 | 79% | 400 | 400 | 400 | 400 | 17.8929 | 17.8929 | 17.8929 | 17.8929 | Custom | Custom | Custom | Custom
Bus - SB Assessments | Aerator - Bathroom | each | 1 | 92% | 72 | 72 | 72 | 72 | 6.1049 | 6.1049 | 6.1049 | 6.1049 | Exhibit 1.5A_R North Shore EEPS_Adjustable_Savings_Goal_Template.xlsx, Unit Savings Calculations Tab | IL TRM 2/8/2017 | 4.3.2 | CI-HWE-LFFA-V07-180101 | ΔTherms = %FossilDHW * ((GPM_base - GPM_low)/GPM_base) * Usage * EPG_gas * ISR | GPM_base | 1.39 | GPM_low | 0.94 | L_base/L_low | 1 | DF_BA | 100% | FPH | 20 | Days/Year | 250 | EPG_gas | 0.00397 | ISR | 95%
Bus - SB Assessments | Aerator - Kitchen | each | 1 | 92% | 71 | 71 | 71 | 71 | 7.4428 | 7.4428 | 7.4428 | 7.4428 | Exhibit 1.5A_R North Shore EEPS_Adjustable_Savings_Goal_Template.xlsx, Unit Savings Calculations Tab | IL TRM 2/8/2017 | 4.3.2 | CI-HWE-LFFA-V07-180101 | ΔTherms = %FossilDHW * ((GPM_base - GPM_low)/GPM_base) * Usage * EPG_gas * ISR | GPM_base | 1.39 | GPM_low | 0.94 | L_base/L_low | 1 | DF_KA | 100% | FPH | 20 | Days/Year | 250 | EPG_gas | 0.00484 | ISR | 95%
Bus - SB Assessments | Showerhead | each | 1 | 92% | 32 | 32 | 32 | 32 | 21.635 | 21.635 | 21.635 | 21.635 | Exhibit 1.5A_R North Shore EEPS_Adjustable_Savings_Goal_Template.xlsx, Unit Savings Calculations Tab | IL TRM 2/8/2017 | 4.3.3 | RS-HWE-LFSH-V04-180101 | ΔTherms = ((GPM_base * L_base - GPM_low * L_low) * NSPD* 365.25)*EPG_gas*ISR | GPM_base | 2.67 | GPM_low | 1.5 | L_base/L_low | 8.2 | SPD | 1 | EPG_gas | 0.0063 | ISR | 98%
Bus - SB Assessments | Pipe Insulation - DHW | each | 1 | 92% | 675 | 675 | 675 | 675 | 5.2492 | 5.2492 | 5.2492 | 5.2492 | Exhibit 1.5A_R North Shore EEPS_Adjustable_Savings_Goal_Template.xlsx, Unit Savings Calculations Tab | IL TRM 2/8/2017 | 4.4.14 | CI-HVC-PINS-V04-160601 | See 'Pipe Insulation Details' Tab
Bus - SB Assessments | Pre Rinse Sprayer | each | 1 | 92% | 15 | 15 | 15 | 15 | 171.9212 | 171.9212 | 171.9212 | 171.9212 | Exhibit 1.5A_R North Shore EEPS_Adjustable_Savings_Goal_Template.xlsx, Unit Savings Calculations Tab | IL TRM 2/8/2017 | 4.2.11 | CI-FSE-SPRY-V04-180101 | ΔTherms = (FLObase - FLOeff)gal/min x 60 min/hr x HOURSday x DAYSyear x 8.33 x 1 x (Tout - Tin) x (1/EFF) /100,000 | FLO_base | 1.9 | FLO_eff | 1.06 | HOURSday | 1.5 | DAYSyear | 312 | Tout | 121.4 | Tin | 51.4 | EFF | 80%
Bus - SB Assessments | Thermostat - Programmable | each | 1 | 92% | 1 | 1 | 1 | 1 | 124.6858 | 124.6858 | 124.6858 | 124.6858 | Exhibit 1.5A_R North Shore EEPS_Adjustable_Savings_Goal_Template.xlsx, Thermostat Detail Tab | IL TRM 2/8/2017 | 4.4.18 | CI-HVC-PROG-V02-150601 | see 'Thermostat Detail' Tab
Bus - CI Assessments | Gas Optimization | each | 1 | 102% | 7 | 7 | 5 | 7 | 35300 | 35300 | 35300 | 35300 | Custom | Custom | Custom | Custom | Custom
Bus - CI Assessments | Retrocommissioning | each | 1 | 102% | 2 | 2 | 2 | 2 | 19700 | 19700 | 19700 | 19700 | Custom | Custom | Custom | Custom | Custom
Bus - CI Assessments | Engineering Study | each | 1 | 102% | 0 | 0 | 0 | 0 | 1 | 1 | 1 | 1 | Custom | Custom | Custom | Custom | Custom
Bus - CI Rebates | Staffing | each | 1 | 102% |  | 0 | 0 | 0 | 1 | 1 | 1 | 1 | Custom | Custom | Custom | Custom | Custom
Bus - SB Rebates | Boiler ≥88% AFUE, <300MBh | MBH | 150 | 92% | 0 | 0 | 0 | 0 | 1.1612 | 1.1612 | 1.1612 | 1.1612 | Exhibit 1.5A_R North Shore EEPS_Adjustable_Savings_Goal_Template.xlsx, Unit Savings Calculations Tab | IL TRM 2/8/2017 | 4.4.10 | CI-HVC-BOIL-V05-150601 | ΔTherms = EFLH * Capacity * ((Eff_actual - Eff_base)/Eff_base)) / 100,000 | GFHL_SBES | 1587 | Capacity | 150000 | Eff_actual | 88% | Eff_base | 82%
Bus - SB Rebates | Boiler ≥88% AFUE, ≥300MBh TE | MBH | 350 | 92% | 0 | 0 | 0 | 0 | 1.587 | 1.587 | 1.587 | 1.587 | Exhibit 1.5A_R North Shore EEPS_Adjustable_Savings_Goal_Template.xlsx, Unit Savings Calculations Tab | IL TRM 2/8/2017 | 4.4.10 | CI-HVC-BOIL-V05-150601 | ΔTherms = EFLH * Capacity * ((Eff_actual - Eff_base)/Eff_base)) / 100,000 | GFHL_SBES | 1587 | Capacity | 350000 | Eff_actual | 88% | Eff_base | 80%
Bus - SB Rebates | Boiler Reset Controls | each | 200 | 92% | 0 | 0 | 0 | 0 | 1.2696 | 1.2696 | 1.2696 | 1.2696 | Exhibit 1.5A_R North Shore EEPS_Adjustable_Savings_Goal_Template.xlsx, Unit Savings Calculations Tab | IL TRM 2/8/2017 | 4.4.4 | CI-HVC-BLRC-V03-150601 | ∆Therms = Boiler_Input_Capacity * Savings_Factor * EFLH / 100 | GFHL_SBES | 1587 | Savings Factor | 8%
Bus - SB Rebates | Boiler Tune Up - Process | MBH | 200 | 92% | 0 | 0 | 0 | 0 | 0.83824 | 0.83824 | 0.83824 | 0.83824 | Exhibit 1.5A_R North Shore EEPS_Adjustable_Savings_Goal_Template.xlsx, Unit Savings Calculations Tab | IL TRM 2/8/2017 | 4.4.3 | CI-HVC-PBTU-V05-160601 | Δtherms=((Ngi * 8766*UF)/100) * (1- (Effpre/Effmeasured)) | Ngi | 1 | UF | 41.9% | Effpre | 82.21% | Effmeasured | 84.13%
Bus - SB Rebates | Boiler Tune Up - Space Heating | MBH | 200 | 92% | 0 | 0 | 0 | 0 | 0.37064 | 0.37064 | 0.37064 | 0.37064 | Exhibit 1.5A_R North Shore EEPS_Adjustable_Savings_Goal_Template.xlsx, Unit Savings Calculations Tab | IL TRM 2/8/2017 | 4.4.2 | CI-HVC-BLRT-V06-160601 | Δtherms=(Capacity * EFLH * (((Effbefore + Ei) / Effbefore) - 1)) / 100,000 | GFHL_SBES | 1587 | Effbefore | 82.21% | SF Ei + Effbefore | 84.13% | Capacity | 1000
Bus - SB Rebates | Condensing Unit Heater | MBH | 150 | 92% | 0 | 0 | 0 | 0 | 1.7733 | 1.7733 | 1.7733 | 1.7733 | Exhibit 1.5A_R North Shore EEPS_Adjustable_Savings_Goal_Template.xlsx, Unit Savings Calculations Tab | IL TRM 2/8/2017 | 4.4.5 | CI-HVC-CUHT-V01-120601 | Deemed Savings assumed average size of 150 MBH
Bus - SB Rebates | DCV - Kitchen | each | 1 | 92% | 0 | 0 | 0 | 0 | 5998.5 | 5998.5 | 5998.5 | 5998.5 | Exhibit 1.5A_R North Shore EEPS_Adjustable_Savings_Goal_Template.xlsx, Unit Savings Calculations Tab | IL TRM 2/8/2017 | 4.2.16 | CI-FSE-VENT-V03-160601 | ΔTherms = CFM * HP* Annual Heating Load /(Eff(heat) * 100,000) | CFM | 430 | HP | 7.75 | Annual Heating Load | 144000 | Eff(heat) | 80%
Bus - SB Rebates | Direct Fired Heaters | MBH | 150 | 92% | 0 | 0 | 0 | 0 | 2.3085 | 2.3085 | 2.3085 | 2.3085 | Custom | Custom | Custom | Custom | ΔTherms = EFLH * Capacity * ((Eff(eff) – Eff(base)/Eff(base))/ 100,000 Btu/Therm | Capacity | 1000 | Eff(eff) | 92% | Eff(base) | 80% | EFLH_MF | 1595.5 | EFLH_CI_SBES | 1539
Bus - SB Rebates | Double Rack Oven | each | 1 | 92% | 0 | 0 | 0 | 0 | 1930 | 1930 | 1930 | 1930 | Exhibit 1.5A_R North Shore EEPS_Adjustable_Savings_Goal_Template.xlsx, Unit Savings Calculations Tab | IL TRM 2/8/2017 | 4.2.18 | CI-FSE-RKOV-VO2-180101
Bus - SB Rebates | Energy Star Convection Oven | each | 1 | 92% | 0 | 0 | 0 | 0 | 352.1445 | 352.1445 | 352.1445 | 352.1445 | Exhibit 1.5A_R North Shore EEPS_Adjustable_Savings_Goal_Template.xlsx, Unit Savings Calculations Tab | IL TRM 2/8/2017 | 4.2.5 | CI-FSE-ESCV-V02-180101 | Deemed Savings | Daily Idle | 59400 | Daily Preheat | 8000 | Daily Cooking | 28985.5072
Bus - SB Rebates | Energy Star Conveyer Oven | each | 1 | 92% | 0 | 0 | 0 | 0 | 884 | 884 | 884 | 884 | Exhibit 1.5A_R North Shore EEPS_Adjustable_Savings_Goal_Template.xlsx, Unit Savings Calculations Tab | IL TRM 2/8/2017 | 4.2.4 | CI-FSE-CVOV-V02-180101 | Deemed Savings
Bus - SB Rebates | Energy Star Fryer | each | 1 | 92% | 0 | 0 | 0 | 0 | 505.373 | 505.373 | 505.373 | 505.373 | Exhibit 1.5A_R North Shore EEPS_Adjustable_Savings_Goal_Template.xlsx, Unit Savings Calculations Tab | IL TRM 2/8/2017 | 4.2.7 | CI-FSE-ESFR-V01-120601 | Deemed Savings | Daily Idle | 64540 | Daily Preheat | 500 | Daily Cooking | 73285.7143
Bus - SB Rebates | Energy Star Steamer - 3 Pans | each | 1 | 92% | 0 | 0 | 0 | 0 | 752.0123 | 752.0123 | 752.0123 | 752.0123 | Exhibit 1.5A_R North Shore EEPS_Adjustable_Savings_Goal_Template.xlsx, Food Equipment Tab | IL TRM 2/8/2017 | 4.2.3 | CI-FSE-STMC-V04-160601 | See 'Food Equipment Details' Tab | Wbase | 40 | Wes | 15 | Hours | 6 | Day | 365.25
Bus - SB Rebates | Energy Star Steamer - 4 Pans | each | 1 | 92% | 0 | 0 | 0 | 0 | 1007.2642 | 1007.2642 | 1007.2642 | 1007.2642 | Exhibit 1.5A_R North Shore EEPS_Adjustable_Savings_Goal_Template.xlsx, Food Equipment Tab | IL TRM 2/8/2017 | 4.2.3 | CI-FSE-STMC-V04-160601 | See 'Food Equipment Details' Tab | Wbase | 40 | Wes | 15 | Hours | 6 | Day | 365.25
Bus - SB Rebates | Energy Star Steamer - 5 Pans | each | 1 | 92% | 0 | 0 | 0 | 0 | 1248.6709 | 1248.6709 | 1248.6709 | 1248.6709 | Exhibit 1.5A_R North Shore EEPS_Adjustable_Savings_Goal_Template.xlsx, Food Equipment Tab | IL TRM 2/8/2017 | 4.2.3 | CI-FSE-STMC-V04-160601 | See 'Food Equipment Details' Tab | Wbase | 40 | Wes | 15 | Hours | 6 | Day | 365.25
Bus - SB Rebates | Energy Star Steamer - 6 Pans | each | 1 | 92% | 0 | 0 | 0 | 0 | 1503.8794 | 1503.8794 | 1503.8794 | 1503.8794 | Exhibit 1.5A_R North Shore EEPS_Adjustable_Savings_Goal_Template.xlsx, Food Equipment Tab | IL TRM 2/8/2017 | 4.2.3 | CI-FSE-STMC-V04-160601 | See 'Food Equipment Details' Tab | Wbase | 40 | Wes | 15 | Hours | 6 | Day | 365.25
Bus - SB Rebates | Heat Recovery Grease Trap Filter | each | 1 | 92% | 0 | 0 | 0 | 0 | 1757.3026 | 1757.3026 | 1757.3026 | 1757.3026 | Exhibit 1.5A_R North Shore EEPS_Adjustable_Savings_Goal_Template.xlsx, Unit Savings Calculations Tab | IL TRM 2/8/2017 | 4.3.9 | CI-HW-GRTF-V01-160601 | ΔTherms = [(Meals_per_Day * HW_per_Meal* Days _per_Year) * 8.3 * (ΔT_per_filter * Qty_Filter)]/(η_HeaterGas * 100000) | Meals_per_Day | 780 | HW_per_Meal | 3 | Days_per_Year | 312 | ΔT_per_filter | 5.8 | Qty_filter | 4 | η_HeaterGas | 80%
Bus - SB Rebates | Infrared Charbroiler | each | 1 | 92% | 0 | 0 | 0 | 0 | 706.68 | 706.68 | 706.68 | 706.68 | Exhibit 1.5A_R North Shore EEPS_Adjustable_Savings_Goal_Template.xlsx, Unit Savings Calculations Tab | IL TRM 2/8/2017 | 4.2.12 | CI-FSE-IRCB-V02-180101 | ∆Therms = ((PreHeatRatebase - PreHeatRateEE) * PreHeat * PreHeatTime/60 + ((InputRatebase - InputRateEE) * Duty * Hours) * Days / 100000 | PreHeatbase | 64000 | PreHeatEE | 54000 | PreHeats | 1 | PreHeatTime | 15 | InputRateBase | 140000 | InputRateEE | 105000 | Duty | 80% | Hours | 8
Bus - SB Rebates | Infrared Rotisserie Oven | each | 1 | 92% | 0 | 0 | 0 | 0 | 599.04 | 599.04 | 599.04 | 599.04 | Exhibit 1.5A_R North Shore EEPS_Adjustable_Savings_Goal_Template.xlsx, Unit Savings Calculations Tab | IL TRM 2/8/2017 | 4.2.13 | CI-FSE-IROV-V02-180101 | ∆Therms = ((InputRatebase - InputRateEE) * Duty * Hours) / 100000 | InputRatebase | 90000 | InputRateEE | 50000 | Duty | 60% | Hours | 2496
Bus - SB Rebates | Infrared Salamander Broiler | each | 1 | 92% | 0 | 0 | 0 | 0 | 240.24 | 240.24 | 240.24 | 240.24 | Exhibit 1.5A_R North Shore EEPS_Adjustable_Savings_Goal_Template.xlsx, Unit Savings Calculations Tab | IL TRM 2/8/2017 | 4.2.14 | CI-FSE-IRBL-V02-180101 | ∆Therms = ((InputRatebase - InputRateEE) * Duty * Hours) / 100000 | InputRatebase | 38500 | InputRateEE | 24750 | Duty | 70% | Hours | 2496
Bus - SB Rebates | Infrared Upright Broiler | each | 1 | 92% | 0 | 0 | 0 | 0 | 943.488 | 943.488 | 943.488 | 943.488 | Exhibit 1.5A_R North Shore EEPS_Adjustable_Savings_Goal_Template.xlsx, Unit Savings Calculations Tab | IL TRM 2/8/2017 | 4.2.15 | CI-FSE-IRUB-V02-180101 | ∆Therms = ((InputRatebase - InputRateEE) * Duty * Hours) / 100000 | InputRatebase | 144000 | InputRateEE | 90000 | Duty | 70% | Hours | 2496
Bus - SB Rebates | High Speed Washer - Hotel/Motel/Hospital | lb-capacity | 250 | 92% | 2 | 2 | 2 | 2 | 11.2432 | 11.2432 | 11.2432 | 11.2432 | Exhibit 1.5A_R North Shore EEPS_Adjustable_Savings_Goal_Template.xlsx, Unit Savings Calculations Tab | IL TRM 2/8/2017 | 4.8.5 | CI-MSC-HSCW-V01-180101 |  | Ncycles | 10.4 | Days | 360 | Capacity (Est) | 250 | RMC | 25% | he | 1200 | Ndryer | 60% | DryerUse | 91% | LF | 66%
Bus - SB Rebates | High Speed Washer - Laundromat | lb-capacity | 250 | 92% | 2 | 2 | 2 | 2 | 4.6486 | 4.6486 | 4.6486 | 4.6486 | Exhibit 1.5A_R North Shore EEPS_Adjustable_Savings_Goal_Template.xlsx, Unit Savings Calculations Tab | IL TRM 2/8/2017 | 4.8.5 | CI-MSC-HSCW-V01-180101 |  | Ncycles | 4.3 | Days | 360 | Capacity (Est) | 250 | RMC | 25% | he | 1200 | Ndryer | 60% | DryerUse | 91% | LF | 66%
Bus - SB Rebates | Infrared Heater | MBH | 150 | 92% | 0 | 0 | 0 | 0 | 3.0067 | 3.0067 | 3.0067 | 3.0067 | Exhibit 1.5A_R North Shore EEPS_Adjustable_Savings_Goal_Template.xlsx, Unit Savings Calculations Tab | IL TRM 2/8/2017 | 4.4.12 | CI-HVC-IRHT-V01-120601 | ΔTherms = 451 / (Estimate Size) | Est Size | 150
Bus - SB Rebates | Modulating Commercial Gas Clothes Dryer | each | 1 | 92% | 0 | 0 | 0 | 0 | 266.94 | 266.94 | 266.94 | 266.94 | Exhibit 1.5A_R North Shore EEPS_Adjustable_Savings_Goal_Template.xlsx, Unit Savings Calculations Tab | IL TRM 2/8/2017 | 4.8.4 | CI-MSC-MODD-V01-160601 | Deemed Savings
Bus - SB Rebates | Ozone Laundry | lb-capacity | 250 | 92% | 0 | 0 | 0 | 0 | 30.7227 | 30.7227 | 30.7227 | 30.7227 | Exhibit 1.5A_R North Shore EEPS_Adjustable_Savings_Goal_Template.xlsx, Unit Savings Calculations Tab | IL TRM 2/8/2017 | 4.3.6 | CI-HW-OZLD-VO1-140601 | ΔTherm = ThermBase * %hot_water_savings, ThermBase = WHE * WUtiliz * WUsage_hot/lb-capacity | WHE | 0.00885 | Wutiliz | 916150 | Wusage_hot | 1.19 | %_hotwater_savings | 81% | lb-capacity | 254.38 | % water sav | 25% | Wusage | 2.03
Bus - SB Rebates | Pipe Insulation - Dry Cleaners | ft | 75 | 92% | 0 | 0 | 0 | 0 | 4.151 | 4.151 | 4.151 | 4.151 | Exhibit 1.5A_R North Shore EEPS_Adjustable_Savings_Goal_Template.xlsx, Pipe Insulation Detail Tab | IL TRM 2/8/2017 | 4.4.14 | CI-HVC-PINS-V04-160601 | See 'Pipe Insulation Details' Tab
Bus - SB Rebates | Pipe Insulation - Dry Cleaners -Elbows | ft | 75 | 92% | 0 | 0 | 0 | 0 | 1.9925 | 1.9925 | 1.9925 | 1.9925 | Exhibit 1.5A_R North Shore EEPS_Adjustable_Savings_Goal_Template.xlsx, Pipe Insulation Detail Tab | IL TRM 2/8/2017 | 4.4.14 | CI-HVC-PINS-V04-160601 | See 'Pipe Insulation Details' Tab
Bus - SB Rebates | Pipe Insulation - HW Small 1" to 2" | ft | 75 | 92% | 0 | 0 | 0 | 0 | 2.6588 | 2.6588 | 2.6588 | 2.6588 | Exhibit 1.5A_R North Shore EEPS_Adjustable_Savings_Goal_Template.xlsx, Pipe Insulation Detail Tab | IL TRM 2/8/2017 | 4.4.14 | CI-HVC-PINS-V04-160601 | See 'Pipe Insulation Details' Tab
Bus - SB Rebates | Pipe Insulation - HW Medium 2.1" to 4" | ft | 75 | 92% | 0 | 0 | 0 | 0 | 5.2492 | 5.2492 | 5.2492 | 5.2492 | Exhibit 1.5A_R North Shore EEPS_Adjustable_Savings_Goal_Template.xlsx, Pipe Insulation Detail Tab | IL TRM 2/8/2017 | 4.4.14 | CI-HVC-PINS-V04-160601 | See 'Pipe Insulation Details' Tab
Bus - SB Rebates | Pipe Insulation - HW Large >4" | ft | 75 | 92% | 0 | 0 | 0 | 0 | 9.0408 | 9.0408 | 9.0408 | 9.0408 | Exhibit 1.5A_R North Shore EEPS_Adjustable_Savings_Goal_Template.xlsx, Pipe Insulation Detail Tab | IL TRM 2/8/2017 | 4.4.14 | CI-HVC-PINS-V04-160601 | See 'Pipe Insulation Details' Tab
Bus - SB Rebates | Pipe Insulation - Steam - Small 1" to 2" | ft | 75 | 92% | 6 | 6 | 6 | 6 | 3.1855 | 3.1855 | 3.1855 | 3.1855 | Exhibit 1.5A_R North Shore EEPS_Adjustable_Savings_Goal_Template.xlsx, Pipe Insulation Detail Tab | IL TRM 2/8/2017 | 4.4.14 | CI-HVC-PINS-V04-160601 | See 'Pipe Insulation Details' Tab
Bus - SB Rebates | Pipe Insulation - Steam - Med 2.1" to 5" | ft | 75 | 92% | 5 | 5 | 5 | 5 | 13.1481 | 13.1481 | 13.1481 | 13.1481 | Exhibit 1.5A_R North Shore EEPS_Adjustable_Savings_Goal_Template.xlsx, Pipe Insulation Detail Tab | IL TRM 2/8/2017 | 4.4.14 | CI-HVC-PINS-V04-160601 | See 'Pipe Insulation Details' Tab
Bus - SB Rebates | Pipe Insulation - Steam - Large 5.1" to 8" | ft | 75 | 92% | 0 | 0 | 0 | 0 | 24.2556 | 24.2556 | 24.2556 | 24.2556 | Exhibit 1.5A_R North Shore EEPS_Adjustable_Savings_Goal_Template.xlsx, Pipe Insulation Detail Tab | IL TRM 2/8/2017 | 4.4.14 | CI-HVC-PINS-V04-160601 | See 'Pipe Insulation Details' Tab
Bus - SB Rebates | Pipe Insulation - Steam - X-Large >8" | ft | 75 | 92% | 0 | 0 | 0 | 0 | 35.9848 | 35.9848 | 35.9848 | 35.9848 | Exhibit 1.5A_R North Shore EEPS_Adjustable_Savings_Goal_Template.xlsx, Pipe Insulation Detail Tab | IL TRM 2/8/2017 | 4.4.14 | CI-HVC-PINS-V04-160601 | See 'Pipe Insulation Details' Tab
Bus - SB Rebates | Pipe Insulation - Steam Med Fitting | each | 1 | 92% | 5 | 5 | 5 | 5 | 12.5152 | 12.5152 | 12.5152 | 12.5152 | Exhibit 1.5A_R North Shore EEPS_Adjustable_Savings_Goal_Template.xlsx, Pipe Insulation Detail Tab | IL TRM 2/8/2017 | 4.4.14 | CI-HVC-PINS-V04-160601 | See 'Pipe Insulation Details' Tab
Bus - SB Rebates | Pipe Insulation - Steam Large Fitting | each | 1 | 92% | 0 | 0 | 0 | 0 | 51.2495 | 51.2495 | 51.2495 | 51.2495 | Exhibit 1.5A_R North Shore EEPS_Adjustable_Savings_Goal_Template.xlsx, Pipe Insulation Detail Tab | IL TRM 2/8/2017 | 4.4.14 | CI-HVC-PINS-V04-160601 | See 'Pipe Insulation Details' Tab
Bus - SB Rebates | Pipe Insulation - Steam X-Large Fitting | each | 1 | 92% | 0 | 0 | 0 | 0 | 99.1381 | 99.1381 | 99.1381 | 99.1381 | Exhibit 1.5A_R North Shore EEPS_Adjustable_Savings_Goal_Template.xlsx, Pipe Insulation Detail Tab | IL TRM 2/8/2017 | 4.4.14 | CI-HVC-PINS-V04-160601 | See 'Pipe Insulation Details' Tab
Bus - SB Rebates | Pipe Insulation - Steam Med Valve | each | 1 | 92% | 0 | 0 | 0 | 0 | 37.4234 | 37.4234 | 37.4234 | 37.4234 | Exhibit 1.5A_R North Shore EEPS_Adjustable_Savings_Goal_Template.xlsx, Pipe Insulation Detail Tab | IL TRM 2/8/2017 | 4.4.14 | CI-HVC-PINS-V04-160601 | See 'Pipe Insulation Details' Tab
Bus - SB Rebates | Pipe Insulation - Steam Large Valve | each | 1 | 92% | 0 | 0 | 0 | 0 | 107.5261 | 107.5261 | 107.5261 | 107.5261 | Exhibit 1.5A_R North Shore EEPS_Adjustable_Savings_Goal_Template.xlsx, Pipe Insulation Detail Tab | IL TRM 2/8/2017 | 4.4.14 | CI-HVC-PINS-V04-160601 | See 'Pipe Insulation Details' Tab
Bus - SB Rebates | Pipe Insulation - Steam X-Large Valve | each | 1 | 92% | 0 | 0 | 0 | 0 | 175.0625 | 175.0625 | 175.0625 | 175.0625 | Exhibit 1.5A_R North Shore EEPS_Adjustable_Savings_Goal_Template.xlsx, Pipe Insulation Detail Tab | IL TRM 2/8/2017 | 4.4.14 | CI-HVC-PINS-V04-160601 | See 'Pipe Insulation Details' Tab
Bus - SB Rebates | Pre Rinse Sprayer | each | 1 | 92% | 5 | 5 | 5 | 5 | 110.5208 | 110.5208 | 110.5208 | 110.5208 | Exhibit 1.5A_R North Shore EEPS_Adjustable_Savings_Goal_Template.xlsx, Pipe Insulation Detail Tab | IL TRM 2/8/2017 | 4.2.11 | CI-FSE-SPRY-V04-180101 | See 'Pipe Insulation Details' Tab | FLO_base | 1.6 | FLO_eff | 1.06 | HOURSday | 1.5 | DAYSyear | 312 | Tout | 121.4 | Tin | 51.4 | EFF | 80%
Bus - SB Rebates | Steam Boiler ≥82% AFUE, >300MBh TE | MBH | 450 | 92% | 0 | 0 | 0 | 0 | 0.60266 | 0.60266 | 0.60266 | 0.60266 | Exhibit 1.5A_R North Shore EEPS_Adjustable_Savings_Goal_Template.xlsx, Unit Savings Calculations Tab | IL TRM 2/8/2017 | 4.4.10 | CI-HVC-BOIL-V05-150601 | ΔTherms = EFLH * Capacity * ((Eff_actual - Eff_base)/Eff_base)) / 100,000 | GFHL_SBES | 1587 | Capacity | 450000 | Eff_actual | 82% | Eff_base | 79%
Bus - SB Rebates | Steam Traps - Dry Cleaner/Industrial | each | 1 | 92% | 0 | 0 | 0 | 0 | 137.9194 | 137.9194 | 137.9194 | 137.9194 | Exhibit 1.5A_R North Shore EEPS_Adjustable_Savings_Goal_Template.xlsx, Unit Savings Calculations Tab | IL TRM 2/8/2017 | 4.4.16 | CI-HVC-STRE-V05-180101 | ΔTherm = Sa * (Hv/B) * Hours * A * L / 100,000 | Sa | 19.1 | Hv | 890 | B | 80.7% | Hours | 2425 | L | 27%
Bus - SB Rebates | Steam Traps - HVAC Repair/Rep - Audit | each | 1 | 92% | 7 | 7 | 7 | 7 | 88.4539 | 88.4539 | 88.4539 | 88.4539 | Exhibit 1.5A_R North Shore EEPS_Adjustable_Savings_Goal_Template.xlsx, Unit Savings Calculations Tab | IL TRM 2/8/2017 | 4.4.16 | CI-HVC-STRE-V05-180101 | ΔTherm = Sa * (Hv/B) * Hours * A * L / 100,000 | Sa | 6.9 | Hv | 951 | B | 80.7% | Hours_MF_Com | 4029 | L | 27%
Bus - SB Rebates | Steam Traps - HVAC Repair/Rep - No Audit | each | 1 | 92% | 2 | 2 | 2 | 2 | 88.4539 | 88.4539 | 88.4539 | 88.4539 | Exhibit 1.5A_R North Shore EEPS_Adjustable_Savings_Goal_Template.xlsx, Unit Savings Calculations Tab | IL TRM 2/8/2017 | 4.4.16 | CI-HVC-STRE-V05-180101 | ΔTherm = Sa * (Hv/B) * Hours * A * L / 100,000 | Sa | 6.9 | Hv | 951 | B | 80.7% | Hours_MF_Com | 4029 | L | 27%
Bus - SB Rebates | Steam Traps - Test | each | 1 | 92% | 3 | 3 | 3 | 3 | 0 | 0 | 0 | 0 | Custom | Custom | Custom | Custom
Bus - SB Rebates | Thermostat - Programmable | each | 1 | 92% | 5 | 5 | 5 | 5 | 124.6858 | 124.6858 | 124.6858 | 124.6858 | Exhibit 1.5A_R North Shore EEPS_Adjustable_Savings_Goal_Template.xlsx, Thermostat Detail Tab | IL TRM 2/8/2017 | 4.4.18 | CI-HVC-PROG-V02-150601 | see 'Thermostat Detail' Tab
Bus - SB Rebates | Water Heater - Storage 88% TE ≥75MBh | each | 1 | 92% | 0 | 0 | 0 | 0 | 135.6683 | 135.6683 | 135.6683 | 135.6683 | Exhibit 1.5A_R North Shore EEPS_Adjustable_Savings_Goal_Template.xlsx, Unit Savings Calculations Tab | IL TRM 2/8/2017 | 4.3.1 | CI-HW-STWH-V03-180101 | ΔTherms = ((T_out - T_in) * HotWaterUse_Gal * γWater * 1 * (1/EF_gasbase - 1/EF_Eff))/100000 + ((SL_gasbase - SL_eff) * 8766)/100000 | Tout | 125 | Tin | 54 | HotWaterUse_Gal | 127750 | Eff_base | 80% | Eff_ee | 0.88 | Gallons | 250 | SL_gasbase | 1597.2194 | SL_eff | 1029
Bus - SB Rebates | Water Heater 88% TE - Laundromat | MBH | 75 | 92% | 0 | 0 | 0 | 0 | 1.0567 | 1.0567 | 1.0567 | 1.0567 | Exhibit 1.5A_R North Shore EEPS_Adjustable_Savings_Goal_Template.xlsx, Laundromat Broiler Tab | Custom | Custom | Custom
Bus - SB Rebates | Water Heater 95% TE - Laundromat | MBH | 75 | 92% | 0 | 0 | 0 | 0 | 1.8353 | 1.8353 | 1.8353 | 1.8353 | Exhibit 1.5A_R North Shore EEPS_Adjustable_Savings_Goal_Template.xlsx, Laundromat Broiler Tab | Custom | Custom | Custom
Bus - SB Rebates -PTA | Boiler ≥88% AFUE, <300MBh (SB) | MBH | 150 | 92% |  | 0 | 0 | 0 | 1.1612 | 1.1612 | 1.1612 | 1.1612 | Exhibit 1.5A_R North Shore EEPS_Adjustable_Savings_Goal_Template.xlsx, Unit Savings Calculations Tab | IL TRM 2/8/2017 | 4.4.10 | CI-HVC-BOIL-V05-150601 | ΔTherms = EFLH * Capacity * ((Eff_actual - Eff_base)/Eff_base)) / 100,000 | GFHL_SBES | 1587 | Capacity | 150000 | Eff_actual | 0.88 | Eff_base | 0.82 | 0 | 0 | 0 | 0 | 0 | 0 | 0 | 0 | 0 | 0 | 0 | 0 | 0 | 0 | 0 | 0
Bus - SB Rebates -PTA | Boiler ≥88% AFUE, ≥300MBh TE (SB) | MBH | 350 | 92% | 2 | 2 | 2 | 2 | 1.587 | 1.587 | 1.587 | 1.587 | Exhibit 1.5A_R North Shore EEPS_Adjustable_Savings_Goal_Template.xlsx, Unit Savings Calculations Tab | IL TRM 2/8/2017 | 4.4.10 | CI-HVC-BOIL-V05-150601 | ΔTherms = EFLH * Capacity * ((Eff_actual - Eff_base)/Eff_base)) / 100,000 | GFHL_SBES | 1587 | Capacity | 350000 | Eff_actual | 0.88 | Eff_base | 0.8 | 0 | 0 | 0 | 0 | 0 | 0 | 0 | 0 | 0 | 0 | 0 | 0 | 0 | 0 | 0 | 0
Bus - SB Rebates -PTA | Boiler Reset Controls (SB) | MBH | 200 | 92% | 5 | 5 | 5 | 5 | 1.2696 | 1.2696 | 1.2696 | 1.2696 | Exhibit 1.5A_R North Shore EEPS_Adjustable_Savings_Goal_Template.xlsx, Unit Savings Calculations Tab | IL TRM 2/8/2017 | 4.4.4 | CI-HVC-BLRC-V03-150601 | ∆Therms = Boiler_Input_Capacity * Savings_Factor * EFLH / 100 | GFHL_SBES | 1587 | Savings Factor | 0.08 | 0 | 0 | 0 | 0 | 0 | 0 | 0 | 0 | 0 | 0 | 0 | 0 | 0 | 0 | 0 | 0 | 0 | 0 | 0 | 0
Bus - SB Rebates -PTA | Boiler Tune Up - Process | MBH | 200 | 92% |  | 0 | 0 | 0 | 0.83824 | 0.83824 | 0.83824 | 0.83824 | Exhibit 1.5A_R North Shore EEPS_Adjustable_Savings_Goal_Template.xlsx, Unit Savings Calculations Tab | IL TRM 2/8/2017 | 4.4.3 | CI-HVC-PBTU-V05-160601 | Δtherms=((Ngi * 8766*UF)/100) * (1- (Effpre/Effmeasured)) | Ngi | 1 | UF | 0.419 | Effpre | 0.8221 | Effmeasured | 0.8413 | 0 | 0 | 0 | 0 | 0 | 0 | 0 | 0 | 0 | 0 | 0 | 0 | 0 | 0 | 0 | 0
Bus - SB Rebates -PTA | Boiler Tune Up - Space Heating (SB) | MBH | 200 | 92% | 2 | 2 | 2 | 2 | 0.37064 | 0.37064 | 0.37064 | 0.37064 | Exhibit 1.5A_R North Shore EEPS_Adjustable_Savings_Goal_Template.xlsx, Unit Savings Calculations Tab | IL TRM 2/8/2017 | 4.4.2 | CI-HVC-BLRT-V06-160601 | Δtherms=(Capacity * EFLH * (((Effbefore + Ei) / Effbefore) - 1)) / 100,000 | GFHL_SBES | 1587 | Effbefore | 0.8221 | SF Ei + Effbefore | 0.8413 | Capacity | 1000 | 0 | 0 | 0 | 0 | 0 | 0 | 0 | 0 | 0 | 0 | 0 | 0 | 0 | 0 | 0 | 0
Bus - SB Rebates -PTA | Condensing Unit Heater | MBH | 150 | 92% |  | 0 | 0 | 0 | 1.7733 | 1.7733 | 1.7733 | 1.7733 | Exhibit 1.5A_R North Shore EEPS_Adjustable_Savings_Goal_Template.xlsx, Unit Savings Calculations Tab | IL TRM 2/8/2017 | 4.4.5 | CI-HVC-CUHT-V01-120601 | Deemed Savings assumed average size of 150 MBH | 0 | 0 | 0 | 0 | 0 | 0 | 0 | 0 | 0 | 0 | 0 | 0 | 0 | 0 | 0 | 0 | 0 | 0 | 0 | 0 | 0 | 0 | 0 | 0
Bus - SB Rebates -PTA | DCV - Kitchen | each | 1 | 92% |  | 0 | 0 | 0 | 5998.5 | 5998.5 | 5998.5 | 5998.5 | Exhibit 1.5A_R North Shore EEPS_Adjustable_Savings_Goal_Template.xlsx, Unit Savings Calculations Tab | IL TRM 2/8/2017 | 4.2.16 | CI-FSE-VENT-V03-160601 | ΔTherms = CFM * HP* Annual Heating Load /(Eff(heat) * 100,000) | CFM | 430 | HP | 7.75 | Annual Heating Load | 144000 | Eff(heat) | 0.8 | 0 | 0 | 0 | 0 | 0 | 0 | 0 | 0 | 0 | 0 | 0 | 0 | 0 | 0 | 0 | 0
Bus - SB Rebates -PTA | Direct Fired Heaters | MBH | 150 | 92% |  | 0 | 0 | 0 | 2.3085 | 2.3085 | 2.3085 | 2.3085 | Custom | Custom | Custom | Custom | ΔTherms = EFLH * Capacity * ((Eff(eff) – Eff(base)/Eff(base))/ 100,000 Btu/Therm | Capacity | 1000 | Eff(eff) | 0.92 | Eff(base) | 0.8 | EFLH_MF | 1595.5 | EFLH_CI_SBES | 1539 | 0 | 0 | 0 | 0 | 0 | 0 | 0 | 0 | 0 | 0 | 0 | 0 | 0 | 0
Bus - SB Rebates -PTA | High Speed Washer - Hotel/Motel/Hospital | lb-capacity | 250 | 92% | 4 | 4 | 4 | 4 | 11.2432 | 11.2432 | 11.2432 | 11.2432 | Exhibit 1.5A_R North Shore EEPS_Adjustable_Savings_Goal_Template.xlsx, Unit Savings Calculations Tab | IL TRM 2/8/2017 | 4.8.5 | CI-MSC-HSCW-V01-180101 | 0 | Ncycles | 10.4 | Days | 360 | Capacity (Est) | 250 | RMC | 0.25 | he | 1200 | Ndryer | 0.6 | DryerUse | 0.91 | LF | 0.66 | 0 | 0 | 0 | 0 | 0 | 0 | 0 | 0
Bus - SB Rebates -PTA | High Speed Washer - Laundromat | lb-capacity | 250 | 92% |  | 0 | 0 | 0 | 4.6486 | 4.6486 | 4.6486 | 4.6486 | Exhibit 1.5A_R North Shore EEPS_Adjustable_Savings_Goal_Template.xlsx, Unit Savings Calculations Tab | IL TRM 2/8/2017 | 4.8.5 | CI-MSC-HSCW-V01-180101 | 0 | Ncycles | 4.3 | Days | 360 | Capacity (Est) | 250 | RMC | 0.25 | he | 1200 | Ndryer | 0.6 | DryerUse | 0.91 | LF | 0.66 | 0 | 0 | 0 | 0 | 0 | 0 | 0 | 0
Bus - SB Rebates -PTA | Infrared Heater | MBH | 150 | 92% |  | 0 | 0 | 0 | 3.0067 | 3.0067 | 3.0067 | 3.0067 | Exhibit 1.5A_R North Shore EEPS_Adjustable_Savings_Goal_Template.xlsx, Unit Savings Calculations Tab | IL TRM 2/8/2017 | 4.4.12 | CI-HVC-IRHT-V01-120601 | ΔTherms = 451 / (Estimate Size) | Est Size | 150 | 0 | 0 | 0 | 0 | 0 | 0 | 0 | 0 | 0 | 0 | 0 | 0 | 0 | 0 | 0 | 0 | 0 | 0 | 0 | 0 | 0 | 0
Bus - SB Rebates -PTA | Modulating Commercial Gas Clothes Dryer | each | 1 | 92% |  | 0 | 0 | 0 | 266.94 | 266.94 | 266.94 | 266.94 | Exhibit 1.5A_R North Shore EEPS_Adjustable_Savings_Goal_Template.xlsx, Unit Savings Calculations Tab | IL TRM 2/8/2017 | 4.8.4 | CI-MSC-MODD-V01-160601 | Deemed Savings | 0 | 0 | 0 | 0 | 0 | 0 | 0 | 0 | 0 | 0 | 0 | 0 | 0 | 0 | 0 | 0 | 0 | 0 | 0 | 0 | 0 | 0 | 0 | 0
Bus - SB Rebates -PTA | Ozone Laundry | lb-capacity | 250 | 92% |  | 0 | 0 | 0 | 30.7227 | 30.7227 | 30.7227 | 30.7227 | Exhibit 1.5A_R North Shore EEPS_Adjustable_Savings_Goal_Template.xlsx, Unit Savings Calculations Tab | IL TRM 2/8/2017 | 4.3.6 | CI-HW-OZLD-VO1-140601 | ΔTherm = ThermBase * %hot_water_savings, ThermBase = WHE * WUtiliz * WUsage_hot/lb-capacity | WHE | 0.00885 | Wutiliz | 916150 | Wusage_hot | 1.19 | %_hotwater_savings | 0.81 | lb-capacity | 254.38 | % water sav | 0.25 | Wusage | 2.03 | 0 | 0 | 0 | 0 | 0 | 0 | 0 | 0 | 0 | 0
Bus - SB Rebates -PTA | Pipe Insulation - Dry Cleaners | ft | 75 | 92% |  | 0 | 0 | 0 | 4.151 | 4.151 | 4.151 | 4.151 | Exhibit 1.5A_R North Shore EEPS_Adjustable_Savings_Goal_Template.xlsx, Pipe Insulation Detail Tab | IL TRM 2/8/2017 | 4.4.14 | CI-HVC-PINS-V04-160601 | See 'Pipe Insulation Details' Tab | 0 | 0 | 0 | 0 | 0 | 0 | 0 | 0 | 0 | 0 | 0 | 0 | 0 | 0 | 0 | 0 | 0 | 0 | 0 | 0 | 0 | 0 | 0 | 0
Bus - SB Rebates -PTA | Pipe Insulation - Dry Cleaners -Elbows | ft | 75 | 92% |  | 0 | 0 | 0 | 1.9925 | 1.9925 | 1.9925 | 1.9925 | Exhibit 1.5A_R North Shore EEPS_Adjustable_Savings_Goal_Template.xlsx, Pipe Insulation Detail Tab | IL TRM 2/8/2017 | 4.4.14 | CI-HVC-PINS-V04-160601 | See 'Pipe Insulation Details' Tab | 0 | 0 | 0 | 0 | 0 | 0 | 0 | 0 | 0 | 0 | 0 | 0 | 0 | 0 | 0 | 0 | 0 | 0 | 0 | 0 | 0 | 0 | 0 | 0
Bus - SB Rebates -PTA | Pipe Insulation - HW Small 1" to 2" | ft | 75 | 92% | 2 | 2 | 2 | 2 | 2.6588 | 2.6588 | 2.6588 | 2.6588 | Exhibit 1.5A_R North Shore EEPS_Adjustable_Savings_Goal_Template.xlsx, Pipe Insulation Detail Tab | IL TRM 2/8/2017 | 4.4.14 | CI-HVC-PINS-V04-160601 | See 'Pipe Insulation Details' Tab | 0 | 0 | 0 | 0 | 0 | 0 | 0 | 0 | 0 | 0 | 0 | 0 | 0 | 0 | 0 | 0 | 0 | 0 | 0 | 0 | 0 | 0 | 0 | 0
Bus - SB Rebates -PTA | Pipe Insulation - HW Medium 2.1" to 4" | ft | 75 | 92% | 10 | 10 | 10 | 10 | 5.2492 | 5.2492 | 5.2492 | 5.2492 | Exhibit 1.5A_R North Shore EEPS_Adjustable_Savings_Goal_Template.xlsx, Pipe Insulation Detail Tab | IL TRM 2/8/2017 | 4.4.14 | CI-HVC-PINS-V04-160601 | See 'Pipe Insulation Details' Tab | 0 | 0 | 0 | 0 | 0 | 0 | 0 | 0 | 0 | 0 | 0 | 0 | 0 | 0 | 0 | 0 | 0 | 0 | 0 | 0 | 0 | 0 | 0 | 0
Bus - SB Rebates -PTA | Pipe Insulation - HW Large >4" | ft | 75 | 92% | 2 | 2 | 2 | 2 | 9.0408 | 9.0408 | 9.0408 | 9.0408 | Exhibit 1.5A_R North Shore EEPS_Adjustable_Savings_Goal_Template.xlsx, Pipe Insulation Detail Tab | IL TRM 2/8/2017 | 4.4.14 | CI-HVC-PINS-V04-160601 | See 'Pipe Insulation Details' Tab | 0 | 0 | 0 | 0 | 0 | 0 | 0 | 0 | 0 | 0 | 0 | 0 | 0 | 0 | 0 | 0 | 0 | 0 | 0 | 0 | 0 | 0 | 0 | 0
Bus - SB Rebates -PTA | Pipe Insulation - Steam - Small 1" to 2" | ft | 75 | 92% | 4 | 4 | 4 | 4 | 3.1855 | 3.1855 | 3.1855 | 3.1855 | Exhibit 1.5A_R North Shore EEPS_Adjustable_Savings_Goal_Template.xlsx, Pipe Insulation Detail Tab | IL TRM 2/8/2017 | 4.4.14 | CI-HVC-PINS-V04-160601 | See 'Pipe Insulation Details' Tab | 0 | 0 | 0 | 0 | 0 | 0 | 0 | 0 | 0 | 0 | 0 | 0 | 0 | 0 | 0 | 0 | 0 | 0 | 0 | 0 | 0 | 0 | 0 | 0
Bus - SB Rebates -PTA | Pipe Insulation - Steam - Med 2.1" to 5" | ft | 75 | 92% | 6 | 6 | 6 | 6 | 13.1481 | 13.1481 | 13.1481 | 13.1481 | Exhibit 1.5A_R North Shore EEPS_Adjustable_Savings_Goal_Template.xlsx, Pipe Insulation Detail Tab | IL TRM 2/8/2017 | 4.4.14 | CI-HVC-PINS-V04-160601 | See 'Pipe Insulation Details' Tab | 0 | 0 | 0 | 0 | 0 | 0 | 0 | 0 | 0 | 0 | 0 | 0 | 0 | 0 | 0 | 0 | 0 | 0 | 0 | 0 | 0 | 0 | 0 | 0
Bus - SB Rebates -PTA | Pipe Insulation - Steam - Large 5.1" to 8" | ft | 75 | 92% | 4 | 4 | 4 | 4 | 24.2556 | 24.2556 | 24.2556 | 24.2556 | Exhibit 1.5A_R North Shore EEPS_Adjustable_Savings_Goal_Template.xlsx, Pipe Insulation Detail Tab | IL TRM 2/8/2017 | 4.4.14 | CI-HVC-PINS-V04-160601 | See 'Pipe Insulation Details' Tab | 0 | 0 | 0 | 0 | 0 | 0 | 0 | 0 | 0 | 0 | 0 | 0 | 0 | 0 | 0 | 0 | 0 | 0 | 0 | 0 | 0 | 0 | 0 | 0
Bus - SB Rebates -PTA | Pipe Insulation - Steam - X-Large >8" | ft | 75 | 92% |  | 0 | 0 | 0 | 35.9848 | 35.9848 | 35.9848 | 35.9848 | Exhibit 1.5A_R North Shore EEPS_Adjustable_Savings_Goal_Template.xlsx, Pipe Insulation Detail Tab | IL TRM 2/8/2017 | 4.4.14 | CI-HVC-PINS-V04-160601 | See 'Pipe Insulation Details' Tab | 0 | 0 | 0 | 0 | 0 | 0 | 0 | 0 | 0 | 0 | 0 | 0 | 0 | 0 | 0 | 0 | 0 | 0 | 0 | 0 | 0 | 0 | 0 | 0
Bus - SB Rebates -PTA | Pipe Insulation - Steam Med Fitting | each | 1 | 92% |  | 0 | 0 | 0 | 12.5152 | 12.5152 | 12.5152 | 12.5152 | Exhibit 1.5A_R North Shore EEPS_Adjustable_Savings_Goal_Template.xlsx, Pipe Insulation Detail Tab | IL TRM 2/8/2017 | 4.4.14 | CI-HVC-PINS-V04-160601 | See 'Pipe Insulation Details' Tab | 0 | 0 | 0 | 0 | 0 | 0 | 0 | 0 | 0 | 0 | 0 | 0 | 0 | 0 | 0 | 0 | 0 | 0 | 0 | 0 | 0 | 0 | 0 | 0
Bus - SB Rebates -PTA | Pipe Insulation - Steam Large Fitting | each | 1 | 92% |  | 0 | 0 | 0 | 51.2495 | 51.2495 | 51.2495 | 51.2495 | Exhibit 1.5A_R North Shore EEPS_Adjustable_Savings_Goal_Template.xlsx, Pipe Insulation Detail Tab | IL TRM 2/8/2017 | 4.4.14 | CI-HVC-PINS-V04-160601 | See 'Pipe Insulation Details' Tab | 0 | 0 | 0 | 0 | 0 | 0 | 0 | 0 | 0 | 0 | 0 | 0 | 0 | 0 | 0 | 0 | 0 | 0 | 0 | 0 | 0 | 0 | 0 | 0
Bus - SB Rebates -PTA | Pipe Insulation - Steam X-Large Fitting | each | 1 | 92% |  | 0 | 0 | 0 | 99.1381 | 99.1381 | 99.1381 | 99.1381 | Exhibit 1.5A_R North Shore EEPS_Adjustable_Savings_Goal_Template.xlsx, Pipe Insulation Detail Tab | IL TRM 2/8/2017 | 4.4.14 | CI-HVC-PINS-V04-160601 | See 'Pipe Insulation Details' Tab | 0 | 0 | 0 | 0 | 0 | 0 | 0 | 0 | 0 | 0 | 0 | 0 | 0 | 0 | 0 | 0 | 0 | 0 | 0 | 0 | 0 | 0 | 0 | 0
Bus - SB Rebates -PTA | Pipe Insulation - Steam Med Valve | each | 1 | 92% |  | 0 | 0 | 0 | 37.4234 | 37.4234 | 37.4234 | 37.4234 | Exhibit 1.5A_R North Shore EEPS_Adjustable_Savings_Goal_Template.xlsx, Pipe Insulation Detail Tab | IL TRM 2/8/2017 | 4.4.14 | CI-HVC-PINS-V04-160601 | See 'Pipe Insulation Details' Tab | 0 | 0 | 0 | 0 | 0 | 0 | 0 | 0 | 0 | 0 | 0 | 0 | 0 | 0 | 0 | 0 | 0 | 0 | 0 | 0 | 0 | 0 | 0 | 0
Bus - SB Rebates -PTA | Pipe Insulation - Steam Large Valve | each | 1 | 92% |  | 0 | 0 | 0 | 107.5261 | 107.5261 | 107.5261 | 107.5261 | Exhibit 1.5A_R North Shore EEPS_Adjustable_Savings_Goal_Template.xlsx, Pipe Insulation Detail Tab | IL TRM 2/8/2017 | 4.4.14 | CI-HVC-PINS-V04-160601 | See 'Pipe Insulation Details' Tab | 0 | 0 | 0 | 0 | 0 | 0 | 0 | 0 | 0 | 0 | 0 | 0 | 0 | 0 | 0 | 0 | 0 | 0 | 0 | 0 | 0 | 0 | 0 | 0
Bus - SB Rebates -PTA | Pipe Insulation - Steam X-Large Valve | each | 1 | 92% |  | 0 | 0 | 0 | 175.0625 | 175.0625 | 175.0625 | 175.0625 | Exhibit 1.5A_R North Shore EEPS_Adjustable_Savings_Goal_Template.xlsx, Pipe Insulation Detail Tab | IL TRM 2/8/2017 | 4.4.14 | CI-HVC-PINS-V04-160601 | See 'Pipe Insulation Details' Tab | 0 | 0 | 0 | 0 | 0 | 0 | 0 | 0 | 0 | 0 | 0 | 0 | 0 | 0 | 0 | 0 | 0 | 0 | 0 | 0 | 0 | 0 | 0 | 0
Bus - SB Rebates -PTA | Pre Rinse Sprayer (P) | each | 1 | 92% |  | 0 | 0 | 0 | 110.5208 | 110.5208 | 110.5208 | 110.5208 | Exhibit 1.5A_R North Shore EEPS_Adjustable_Savings_Goal_Template.xlsx, Pipe Insulation Detail Tab | IL TRM 2/8/2017 | 4.2.11 | CI-FSE-SPRY-V04-180101 | See 'Pipe Insulation Details' Tab | FLO_base | 1.6 | FLO_eff | 1.06 | HOURSday | 1.5 | DAYSyear | 312 | Tout | 121.4 | Tin | 51.4 | EFF | 0.8 | 0 | 0 | 0 | 0 | 0 | 0 | 0 | 0 | 0 | 0
Bus - SB Rebates -PTA | Steam Boiler ≥82% AFUE, >300MBh TE (SB) | MBH | 450 | 92% |  | 0 | 0 | 0 | 0.60266 | 0.60266 | 0.60266 | 0.60266 | Exhibit 1.5A_R North Shore EEPS_Adjustable_Savings_Goal_Template.xlsx, Unit Savings Calculations Tab | IL TRM 2/8/2017 | 4.4.10 | CI-HVC-BOIL-V05-150601 | ΔTherms = EFLH * Capacity * ((Eff_actual - Eff_base)/Eff_base)) / 100,000 | GFHL_SBES | 1587 | Capacity | 450000 | Eff_actual | 0.82 | Eff_base | 0.79 | 0 | 0 | 0 | 0 | 0 | 0 | 0 | 0 | 0 | 0 | 0 | 0 | 0 | 0 | 0 | 0
Bus - SB Rebates -PTA | Steam Traps - Dry Cleaner/Industrial | each | 1 | 92% | 5 | 5 | 5 | 5 | 137.9194 | 137.9194 | 137.9194 | 137.9194 | Exhibit 1.5A_R North Shore EEPS_Adjustable_Savings_Goal_Template.xlsx, Unit Savings Calculations Tab | IL TRM 2/8/2017 | 4.4.16 | CI-HVC-STRE-V05-180101 | ΔTherm = Sa * (Hv/B) * Hours * A * L / 100,000 | Sa | 19.1 | Hv | 890 | B | 0.807 | Hours | 2425 | L | 0.27 | 0 | 0 | 0 | 0 | 0 | 0 | 0 | 0 | 0 | 0 | 0 | 0 | 0 | 0
Bus - SB Rebates -PTA | Steam Traps - HVAC Repair/Rep - Audit | each | 1 | 92% | 2 | 2 | 2 | 2 | 88.4539 | 88.4539 | 88.4539 | 88.4539 | Exhibit 1.5A_R North Shore EEPS_Adjustable_Savings_Goal_Template.xlsx, Unit Savings Calculations Tab | IL TRM 2/8/2017 | 4.4.16 | CI-HVC-STRE-V05-180101 | ΔTherm = Sa * (Hv/B) * Hours * A * L / 100,000 | Sa | 6.9 | Hv | 951 | B | 0.807 | Hours_MF_Com | 4029 | L | 0.27 | 0 | 0 | 0 | 0 | 0 | 0 | 0 | 0 | 0 | 0 | 0 | 0 | 0 | 0
Bus - SB Rebates -PTA | Steam Traps - HVAC Repair/Rep - No Audit | each | 1 | 92% | 2 | 2 | 2 | 2 | 88.4539 | 88.4539 | 88.4539 | 88.4539 | Exhibit 1.5A_R North Shore EEPS_Adjustable_Savings_Goal_Template.xlsx, Unit Savings Calculations Tab | IL TRM 2/8/2017 | 4.4.16 | CI-HVC-STRE-V05-180101 | ΔTherm = Sa * (Hv/B) * Hours * A * L / 100,000 | Sa | 6.9 | Hv | 951 | B | 0.807 | Hours_MF_Com | 4029 | L | 0.27 | 0 | 0 | 0 | 0 | 0 | 0 | 0 | 0 | 0 | 0 | 0 | 0 | 0 | 0
Bus - SB Rebates -PTA | Steam Traps - Test | each | 1 | 92% |  | 0 | 0 | 0 | 0 | 0 | 0 | 0 | Custom | Custom | Custom | Custom | 0 | 0 | 0 | 0 | 0 | 0 | 0 | 0 | 0 | 0 | 0 | 0 | 0 | 0 | 0 | 0 | 0 | 0 | 0 | 0 | 0 | 0 | 0 | 0 | 0
Bus - SB Rebates -PTA | Thermostat - Programmable | each | 1 | 92% |  | 0 | 0 | 0 | 124.6858 | 124.6858 | 124.6858 | 124.6858 | Exhibit 1.5A_R North Shore EEPS_Adjustable_Savings_Goal_Template.xlsx, Thermostat Detail Tab | IL TRM 2/8/2017 | 4.4.18 | CI-HVC-PROG-V02-150601 | see 'Thermostat Detail' Tab | 0 | 0 | 0 | 0 | 0 | 0 | 0 | 0 | 0 | 0 | 0 | 0 | 0 | 0 | 0 | 0 | 0 | 0 | 0 | 0 | 0 | 0 | 0 | 0
Bus - SB Rebates -PTA | Water Heater - Storage 88% TE ≥75MBh | each | 1 | 92% |  | 0 | 0 | 0 | 135.6683 | 135.6683 | 135.6683 | 135.6683 | Exhibit 1.5A_R North Shore EEPS_Adjustable_Savings_Goal_Template.xlsx, Unit Savings Calculations Tab | IL TRM 2/8/2017 | 4.3.1 | CI-HW-STWH-V03-180101 | ΔTherms = ((T_out - T_in) * HotWaterUse_Gal * γWater * 1 * (1/EF_gasbase - 1/EF_Eff))/100000 + ((SL_gasbase - SL_eff) * 8766)/100000 | Tout | 125 | Tin | 54 | HotWaterUse_Gal | 127750 | Eff_base | 0.8 | Eff_ee | 0.88 | Gallons | 250 | SL_gasbase | 1597.2194 | SL_eff | 1029 | 0 | 0 | 0 | 0 | 0 | 0 | 0 | 0
Bus - SB Rebates -PTA | Water Heater 88% TE - Laundromat | MBH | 75 | 92% |  | 0 | 0 | 0 | 1.0567 | 1.0567 | 1.0567 | 1.0567 | Exhibit 1.5A_R North Shore EEPS_Adjustable_Savings_Goal_Template.xlsx, Laundromat Broiler Tab | Custom | Custom | Custom | 0 | 0 | 0 | 0 | 0 | 0 | 0 | 0 | 0 | 0 | 0 | 0 | 0 | 0 | 0 | 0 | 0 | 0 | 0 | 0 | 0 | 0 | 0 | 0 | 0
Bus - SB Rebates -PTA | Water Heater 95% TE - Laundromat | MBH | 75 | 92% |  | 0 | 0 | 0 | 1.8353 | 1.8353 | 1.8353 | 1.8353 | Exhibit 1.5A_R North Shore EEPS_Adjustable_Savings_Goal_Template.xlsx, Laundromat Broiler Tab | Custom | Custom | Custom | 0 | 0 | 0 | 0 | 0 | 0 | 0 | 0 | 0 | 0 | 0 | 0 | 0 | 0 | 0 | 0 | 0 | 0 | 0 | 0 | 0 | 0 | 0 | 0 | 0
Bus - CI Rebates | Boiler ≥88% AFUE, <300MBh | MBH | 200 | 79% | 3 | 3 | 3 | 3 | 1.1261 | 1.1261 | 1.1261 | 1.1261 | Exhibit 1.5A_R North Shore EEPS_Adjustable_Savings_Goal_Template.xlsx, Unit Savings Calculations Tab | IL TRM 2/8/2017 | 4.4.10 | CI-HVC-BOIL-V05-150601 | ΔTherms = EFLH * Capacity * ((Eff_actual - Eff_base)/Eff_base)) / 100,000 | EFLH_CI | 1539 | Capacity | 200000 | Eff_actual | 88% | Eff_base | 82%
Bus - CI Rebates | Boiler ≥88% AFUE, ≥300MBh TE | MBH | 400 | 79% | 5 | 5 | 5 | 5 | 1.539 | 1.539 | 1.539 | 1.539 | Exhibit 1.5A_R North Shore EEPS_Adjustable_Savings_Goal_Template.xlsx, Unit Savings Calculations Tab | IL TRM 2/8/2017 | 4.4.10 | CI-HVC-BOIL-V05-150601 | ΔTherms = EFLH * Capacity * ((Eff_actual - Eff_base)/Eff_base)) / 100,000 | EFLH_CI | 1539 | Capacity | 400000 | Eff_actual | 88% | Eff_base | 80%
Bus - CI Rebates | Boiler Reset Controls | each | 200 | 79% | 12 | 12 | 12 | 12 | 1.2312 | 1.2312 | 1.2312 | 1.2312 | Exhibit 1.5A_R North Shore EEPS_Adjustable_Savings_Goal_Template.xlsx, Unit Savings Calculations Tab | IL TRM 2/8/2017 | 4.4.4 | CI-HVC-BLRC-V03-150601 | ∆Therms = Boiler_Input_Capacity * Savings_Factor * EFLH / 100 | EFLH_CI | 1539 | Savings Factor | 8%
Bus - CI Rebates | Boiler Tune Up - Process | MBH | 2500 | 79% | 18 | 18 | 18 | 18 | 0.83824 | 0.83824 | 0.83824 | 0.83824 | Exhibit 1.5A_R North Shore EEPS_Adjustable_Savings_Goal_Template.xlsx, Unit Savings Calculations Tab | IL TRM 2/8/2017 | 4.4.3 | CI-HVC-PBTU-V05-160601 | Δtherms=((Ngi * 8766*UF)/100) * (1- (Effpre/Effmeasured)) | Ngi | 1 | UF | 41.9% | Effpre | 82.21% | Effmeasured | 84.13%
Bus - CI Rebates | Boiler Tune Up - Space Heating | MBH | 2500 | 79% | 2 | 2 | 2 | 2 | 0.35943 | 0.35943 | 0.35943 | 0.35943 | Exhibit 1.5A_R North Shore EEPS_Adjustable_Savings_Goal_Template.xlsx, Unit Savings Calculations Tab | IL TRM 2/8/2017 | 4.4.2 | CI-HVC-BLRT-V06-160601 | Δtherms=(Capacity * EFLH * (((Effbefore + Ei) / Effbefore) - 1)) / 100,000 | EFLH_CI | 1539 | Effbefore | 82.21% | SF Ei + Effbefore | 84.13% | Capacity | 1000
Bus - CI Rebates | Condensing Unit Heater | MBH | 150 | 79% | 0 | 0 | 0 | 0 | 1.7733 | 1.7733 | 1.7733 | 1.7733 | Exhibit 1.5A_R North Shore EEPS_Adjustable_Savings_Goal_Template.xlsx, Unit Savings Calculations Tab | IL TRM 2/8/2017 | 4.4.5 | CI-HVC-CUHT-V01-120601 | Deemed Savings assumed average size of 150 MBH
Bus - CI Rebates | DCV - Kitchen | each | 1 | 79% | 5 | 5 | 5 | 5 | 5998.5 | 5998.5 | 5998.5 | 5998.5 | Exhibit 1.5A_R North Shore EEPS_Adjustable_Savings_Goal_Template.xlsx, Unit Savings Calculations Tab | IL TRM 2/8/2017 | 4.2.16 | CI-FSE-VENT-V03-160601 | ΔTherms = CFM * HP* Annual Heating Load /(Eff(heat) * 100,000) | CFM | 430 | HP | 7.75 | Annual Heating Load | 144000 | Eff(heat) | 80%
Bus - CI Rebates | Direct Fired Heaters | MBH | 150 | 79% | 0 | 0 | 0 | 0 | 2.3085 | 2.3085 | 2.3085 | 2.3085 | Custom | Custom | Custom | Custom | ΔTherms = EFLH * Capacity * ((Eff(eff) – Eff(base)/Eff(base))/ 100,000 Btu/Therm | Capacity | 1000 | Eff(eff) | 92% | Eff(base) | 80% | EFLH_MF | 1595.5 | EFLH_CI_SBES | 1539
Bus - CI Rebates | High Speed Washer - Hotel/Motel/Hospital | lb-capacity | 250 | 79% | 2 | 2 | 2 | 2 | 11.2432 | 11.2432 | 11.2432 | 11.2432 | Exhibit 1.5A_R North Shore EEPS_Adjustable_Savings_Goal_Template.xlsx, Unit Savings Calculations Tab | IL TRM 2/8/2017 | 4.8.5 | CI-MSC-HSCW-V01-180101 |  | Ncycles | 10.4 | Days | 360 | Capacity (Est) | 250 | RMC | 25% | he | 1200 | Ndryer | 60% | DryerUse | 91% | LF | 66%
Bus - CI Rebates | Infrared Heater | MBH | 150 | 79% | 0 | 0 | 0 | 0 | 3.0067 | 3.0067 | 3.0067 | 3.0067 | Exhibit 1.5A_R North Shore EEPS_Adjustable_Savings_Goal_Template.xlsx, Unit Savings Calculations Tab | IL TRM 2/8/2017 | 4.4.12 | CI-HVC-IRHT-V01-120601 | ΔTherms = 451 / (Estimate Size) | Est Size | 150
Bus - CI Rebates | Modulating Commercial Gas Clothes Dryer | each | 1 | 79% | 0 | 0 | 0 | 0 | 266.94 | 266.94 | 266.94 | 266.94 | Exhibit 1.5A_R North Shore EEPS_Adjustable_Savings_Goal_Template.xlsx, Unit Savings Calculations Tab | IL TRM 2/8/2017 | 4.8.4 | CI-MSC-MODD-V01-160601 | Deemed Savings
Bus - CI Rebates | Ozone Laundry | lb-capacity | 250 | 79% | 0 | 0 | 0 | 0 | 30.7227 | 30.7227 | 30.7227 | 30.7227 | Exhibit 1.5A_R North Shore EEPS_Adjustable_Savings_Goal_Template.xlsx, Unit Savings Calculations Tab | IL TRM 2/8/2017 | 4.3.6 | CI-HW-OZLD-VO1-140601 | ΔTherm = ThermBase * %hot_water_savings, ThermBase = WHE * WUtiliz * WUsage_hot/lb-capacity | WHE | 0.00885 | Wutiliz | 916150 | Wusage_hot | 1.19 | %_hotwater_savings | 81% | lb-capacity | 254.38 | % water sav | 25% | Wusage | 2.03
Bus - CI Rebates | Pipe Insulation - HW Small 1" to 2" | ft | 75 | 79% | 35 | 35 | 35 | 35 | 2.6588 | 2.6588 | 2.6588 | 2.6588 | Exhibit 1.5A_R North Shore EEPS_Adjustable_Savings_Goal_Template.xlsx, Pipe Insulation Detail Tab | IL TRM 2/8/2017 | 4.4.14 | CI-HVC-PINS-V04-160601 | See 'Pipe Insulation Detail' Tab
Bus - CI Rebates | Pipe Insulation - HW Medium 2.1" to 4" | ft | 75 | 79% | 35 | 35 | 35 | 35 | 5.2492 | 5.2492 | 5.2492 | 5.2492 | Exhibit 1.5A_R North Shore EEPS_Adjustable_Savings_Goal_Template.xlsx, Pipe Insulation Detail Tab | IL TRM 2/8/2017 | 4.4.14 | CI-HVC-PINS-V04-160601 | See 'Pipe Insulation Detail' Tab
Bus - CI Rebates | Pipe Insulation - HW Large >4" | ft | 75 | 79% | 12 | 12 | 12 | 12 | 9.0408 | 9.0408 | 9.0408 | 9.0408 | Exhibit 1.5A_R North Shore EEPS_Adjustable_Savings_Goal_Template.xlsx, Pipe Insulation Detail Tab | IL TRM 2/8/2017 | 4.4.14 | CI-HVC-PINS-V04-160601 | See 'Pipe Insulation Detail' Tab
Bus - CI Rebates | Pipe Insulation - Steam - Small 1" to 2" | ft | 75 | 79% | 0 | 0 | 0 | 0 | 3.1855 | 3.1855 | 3.1855 | 3.1855 | Exhibit 1.5A_R North Shore EEPS_Adjustable_Savings_Goal_Template.xlsx, Pipe Insulation Detail Tab | IL TRM 2/8/2017 | 4.4.14 | CI-HVC-PINS-V04-160601 | See 'Pipe Insulation Detail' Tab
Bus - CI Rebates | Pipe Insulation - Steam - Med 2.1" to 5" | ft | 75 | 79% | 35 | 35 | 35 | 35 | 13.1481 | 13.1481 | 13.1481 | 13.1481 | Exhibit 1.5A_R North Shore EEPS_Adjustable_Savings_Goal_Template.xlsx, Pipe Insulation Detail Tab | IL TRM 2/8/2017 | 4.4.14 | CI-HVC-PINS-V04-160601 | See 'Pipe Insulation Detail' Tab
Bus - CI Rebates | Pipe Insulation - Steam - Large 5.1" to 8" | ft | 75 | 79% | 4 | 4 | 4 | 4 | 24.2556 | 24.2556 | 24.2556 | 24.2556 | Exhibit 1.5A_R North Shore EEPS_Adjustable_Savings_Goal_Template.xlsx, Pipe Insulation Detail Tab | IL TRM 2/8/2017 | 4.4.14 | CI-HVC-PINS-V04-160601 | See 'Pipe Insulation Detail' Tab
Bus - CI Rebates | Pipe Insulation - Steam - X-Large >8" | ft | 75 | 79% | 0 | 0 | 0 | 0 | 35.9848 | 35.9848 | 35.9848 | 35.9848 | Exhibit 1.5A_R North Shore EEPS_Adjustable_Savings_Goal_Template.xlsx, Pipe Insulation Detail Tab | IL TRM 2/8/2017 | 4.4.14 | CI-HVC-PINS-V04-160601 | See 'Pipe Insulation Detail' Tab
Bus - CI Rebates | Pipe Insulation - Steam Med Fitting | each | 1 | 79% | 0 | 0 | 0 | 0 | 12.5152 | 12.5152 | 12.5152 | 12.5152 | Exhibit 1.5A_R North Shore EEPS_Adjustable_Savings_Goal_Template.xlsx, Pipe Insulation Detail Tab | IL TRM 2/8/2017 | 4.4.14 | CI-HVC-PINS-V04-160601 | See 'Pipe Insulation Detail' Tab
Bus - CI Rebates | Pipe Insulation - Steam Large Fitting | each | 1 | 79% | 35 | 35 | 35 | 35 | 51.2495 | 51.2495 | 51.2495 | 51.2495 | Exhibit 1.5A_R North Shore EEPS_Adjustable_Savings_Goal_Template.xlsx, Pipe Insulation Detail Tab | IL TRM 2/8/2017 | 4.4.14 | CI-HVC-PINS-V04-160601 | See 'Pipe Insulation Detail' Tab
Bus - CI Rebates | Pipe Insulation - Steam X-Large Fitting | each | 1 | 79% | 0 | 0 | 0 | 0 | 99.1381 | 99.1381 | 99.1381 | 99.1381 | Exhibit 1.5A_R North Shore EEPS_Adjustable_Savings_Goal_Template.xlsx, Pipe Insulation Detail Tab | IL TRM 2/8/2017 | 4.4.14 | CI-HVC-PINS-V04-160601 | See 'Pipe Insulation Detail' Tab
Bus - CI Rebates | Pipe Insulation - Steam Med Valve | each | 1 | 79% | 0 | 0 | 0 | 0 | 37.4234 | 37.4234 | 37.4234 | 37.4234 | Exhibit 1.5A_R North Shore EEPS_Adjustable_Savings_Goal_Template.xlsx, Pipe Insulation Detail Tab | IL TRM 2/8/2017 | 4.4.14 | CI-HVC-PINS-V04-160601 | See 'Pipe Insulation Detail' Tab
Bus - CI Rebates | Pipe Insulation - Steam Large Valve | each | 1 | 79% | 12 | 12 | 12 | 12 | 107.5261 | 107.5261 | 107.5261 | 107.5261 | Exhibit 1.5A_R North Shore EEPS_Adjustable_Savings_Goal_Template.xlsx, Pipe Insulation Detail Tab | IL TRM 2/8/2017 | 4.4.14 | CI-HVC-PINS-V04-160601 | See 'Pipe Insulation Detail' Tab
Bus - CI Rebates | Pipe Insulation - Steam X-Large Valve | each | 1 | 79% | 0 | 0 | 0 | 0 | 175.0625 | 175.0625 | 175.0625 | 175.0625 | Exhibit 1.5A_R North Shore EEPS_Adjustable_Savings_Goal_Template.xlsx, Pipe Insulation Detail Tab | IL TRM 2/8/2017 | 4.4.14 | CI-HVC-PINS-V04-160601 | See 'Pipe Insulation Detail' Tab
Bus - CI Rebates | Pre Rinse Sprayer | each | 1 | 79% | 0 | 0 | 0 | 0 | 221.0415 | 221.0415 | 221.0415 | 221.0415 | Exhibit 1.5A_R North Shore EEPS_Adjustable_Savings_Goal_Template.xlsx, Unit Savings Calculations Tab | IL TRM 2/8/2017 | 4.2.11 | CI-FSE-SPRY-V04-180101 | ΔTherms = (FLObase - FLOeff)gal/min x 60 min/hr x HOURSday x DAYSyear x 8.33 x 1 x (Tout - Tin) x (1/EFF) /100,000 | FLO_base | 1.6 | FLO_eff | 1.06 | HOURSday | 3 | DAYSyear | 312 | Tout | 121.4 | Tin | 51.4 | EFF | 80%
Bus - CI Rebates | Steam Boiler ≥82% AFUE, >300MBh TE | MBH | 500 | 79% | 5 | 5 | 5 | 5 | 0.58443 | 0.58443 | 0.58443 | 0.58443 | Exhibit 1.5A_R North Shore EEPS_Adjustable_Savings_Goal_Template.xlsx, Unit Savings Calculations Tab | IL TRM 2/8/2017 | 4.4.10 | CI-HVC-BOIL-V05-150601 | ΔTherms = EFLH * Capacity * ((Eff_actual - Eff_base)/Eff_base)) / 100,000 | EFLH_CI | 1539 | Capacity | 500000 | Eff_actual | 82% | Eff_base | 79%
Bus - CI Rebates | Steam Traps - Dry Cleaner/Industrial | each | 1 | 79% | 75 | 75 | 75 | 75 | 137.9194 | 137.9194 | 137.9194 | 137.9194 | Exhibit 1.5A_R North Shore EEPS_Adjustable_Savings_Goal_Template.xlsx, Unit Savings Calculations Tab | IL TRM 2/8/2017 | 4.4.16 | CI-HVC-STRE-V05-180101 | ΔTherm = Sa * (Hv/B) * Hours * A * L / 100,000 | Sa | 19.1 | Hv | 890 | B | 80.7% | Hours | 2425 | L | 27%
Bus - CI Rebates | Steam Traps - HVAC Repair/Rep - Audit | each | 1 | 79% | 75 | 75 | 75 | 75 | 88.4539 | 88.4539 | 88.4539 | 88.4539 | Exhibit 1.5A_R North Shore EEPS_Adjustable_Savings_Goal_Template.xlsx, Unit Savings Calculations Tab | IL TRM 2/8/2017 | 4.4.16 | CI-HVC-STRE-V05-180101 | ΔTherm = Sa * (Hv/B) * Hours * A * L / 100,000 | Sa | 6.9 | Hv | 951 | B | 80.7% | Hours_MF_Com | 4029 | L | 27%
Bus - CI Rebates | Steam Traps - HVAC Repair/Rep - No Audit | each | 1 | 79% | 35 | 35 | 35 | 35 | 88.4539 | 88.4539 | 88.4539 | 88.4539 | Exhibit 1.5A_R North Shore EEPS_Adjustable_Savings_Goal_Template.xlsx, Unit Savings Calculations Tab | IL TRM 2/8/2017 | 4.4.16 | CI-HVC-STRE-V05-180101 | ΔTherm = Sa * (Hv/B) * Hours * A * L / 100,000 | Sa | 6.9 | Hv | 951 | B | 80.7% | Hours_MF_Com | 4029 | L | 27%
Bus - CI Rebates | Steam Traps - Test | each | 1 | 79% | 35 | 35 | 35 | 35 | 0 | 0 | 0 | 0 | Custom | Custom | Custom | Custom
Bus - CI Rebates | Thermostat - Programmable | each | 1 | 79% | 150 | 150 | 150 | 150 | 124.6858 | 124.6858 | 124.6858 | 124.6858 | Exhibit 1.5A_R North Shore EEPS_Adjustable_Savings_Goal_Template.xlsx, Thermostat Detail Tab | IL TRM 2/8/2017 | 4.4.18 | CI-HVC-PROG-V02-150601 | see 'Thermostat Detail' Tab
Bus - CI Rebates | Water Heater - Storage 88% TE ≥75MBh | each | 1 | 79% | 0 | 0 | 0 | 0 | 135.6683 | 135.6683 | 135.6683 | 135.6683 | Exhibit 1.5A_R North Shore EEPS_Adjustable_Savings_Goal_Template.xlsx, Unit Savings Calculations Tab | IL TRM 2/8/2017 | 4.3.1 | CI-HW-STWH-V03-180101 | ΔTherms = ((T_out - T_in) * HotWaterUse_Gal * γWater * 1 * (1/EF_gasbase - 1/EF_Eff))/100000 + ((SL_gasbase - SL_eff) * 8766)/100000 | Tout | 125 | Tin | 54 | HotWaterUse_Gal | 127750 | Eff_base | 80% | Eff_ee | 0.88 | Gallons | 250 | SL_gasbase | 1597.2194 | SL_eff | 1029
Bus - CI Rebates | Double Rack Oven | each | 1 | 79% | 0 | 0 | 0 | 0 | 1930 | 1930 | 1930 | 1930 | Exhibit 1.5A_R North Shore EEPS_Adjustable_Savings_Goal_Template.xlsx, Unit Savings Calculations Tab | IL TRM 2/8/2017 | 4.2.18 | CI-FSE-RKOV-VO2-180101
Bus - CI Rebates | Energy Star Convection Oven | each | 1 | 79% | 5 | 5 | 5 | 5 | 352.1445 | 352.1445 | 352.1445 | 352.1445 | Exhibit 1.5A_R North Shore EEPS_Adjustable_Savings_Goal_Template.xlsx, Unit Savings Calculations Tab | IL TRM 2/8/2017 | 4.2.5 | CI-FSE-ESCV-V02-180101 | Deemed Savings | Daily Idle | 59400 | Daily Preheat | 8000 | Daily Cooking | 28985.5072
Bus - CI Rebates | Energy Star Conveyer Oven | each | 1 | 79% | 0 | 0 | 0 | 0 | 884 | 884 | 884 | 884 | Exhibit 1.5A_R North Shore EEPS_Adjustable_Savings_Goal_Template.xlsx, Unit Savings Calculations Tab | IL TRM 2/8/2017 | 4.2.4 | CI-FSE-CVOV-V02-180101 | Deemed Savings
Bus - CI Rebates | Energy Star Fryer | each | 1 | 79% | 0 | 0 | 0 | 0 | 505.373 | 505.373 | 505.373 | 505.373 | Exhibit 1.5A_R North Shore EEPS_Adjustable_Savings_Goal_Template.xlsx, Unit Savings Calculations Tab | IL TRM 2/8/2017 | 4.2.7 | CI-FSE-ESFR-V01-120601 | Deemed Savings | Daily Idle | 64540 | Daily Preheat | 500 | Daily Cooking | 73285.7143
Bus - CI Rebates | Energy Star Steamer - 3 Pans | each | 1 | 79% | 0 | 0 | 0 | 0 | 752.0123 | 752.0123 | 752.0123 | 752.0123 | Exhibit 1.5A_R North Shore EEPS_Adjustable_Savings_Goal_Template.xlsx, Food Equipment Tab | IL TRM 2/8/2017 | 4.2.3 | CI-FSE-STMC-V04-160601 | See 'Food Equipment Details' Tab | Wbase | 40 | Wes | 15 | Hours | 6 | Day | 365.25
Bus - CI Rebates | Energy Star Steamer - 4 Pans | each | 1 | 79% | 10 | 10 | 10 | 10 | 1007.2642 | 1007.2642 | 1007.2642 | 1007.2642 | Exhibit 1.5A_R North Shore EEPS_Adjustable_Savings_Goal_Template.xlsx, Food Equipment Tab | IL TRM 2/8/2017 | 4.2.3 | CI-FSE-STMC-V04-160601 | See 'Food Equipment Details' Tab | Wbase | 40 | Wes | 15 | Hours | 6 | Day | 365.25
Bus - CI Rebates | Energy Star Steamer - 5 Pans | each | 1 | 79% | 0 | 0 | 0 | 0 | 1248.6709 | 1248.6709 | 1248.6709 | 1248.6709 | Exhibit 1.5A_R North Shore EEPS_Adjustable_Savings_Goal_Template.xlsx, Food Equipment Tab | IL TRM 2/8/2017 | 4.2.3 | CI-FSE-STMC-V04-160601 | See 'Food Equipment Details' Tab | Wbase | 40 | Wes | 15 | Hours | 6 | Day | 365.25
Bus - CI Rebates | Energy Star Steamer - 6 Pans | each | 1 | 79% | 0 | 0 | 0 | 0 | 1503.8794 | 1503.8794 | 1503.8794 | 1503.8794 | Exhibit 1.5A_R North Shore EEPS_Adjustable_Savings_Goal_Template.xlsx, Food Equipment Tab | IL TRM 2/8/2017 | 4.2.3 | CI-FSE-STMC-V04-160601 | See 'Food Equipment Details' Tab | Wbase | 40 | Wes | 15 | Hours | 6 | Day | 365.25
Bus - CI Rebates | Heat Recovery Grease Trap Filter | each | 1 | 79% | 2 | 2 | 2 | 2 | 1757.3026 | 1757.3026 | 1757.3026 | 1757.3026 | Exhibit 1.5A_R North Shore EEPS_Adjustable_Savings_Goal_Template.xlsx, Unit Savings Calculations Tab | IL TRM 2/8/2017 | 4.3.9 | CI-HW-GRTF-V01-160601 | ΔTherms = [(Meals_per_Day * HW_per_Meal* Days _per_Year) * 8.3 * (ΔT_per_filter * Qty_Filter)]/(η_HeaterGas * 100000) | Meals_per_Day | 780 | HW_per_Meal | 3 | Days_per_Year | 312 | ΔT_per_filter | 5.8 | Qty_filter | 4 | η_HeaterGas | 80%
Bus - CI Rebates | Infrared Charbroiler | each | 1 | 79% | 2 | 2 | 2 | 2 | 706.68 | 706.68 | 706.68 | 706.68 | Exhibit 1.5A_R North Shore EEPS_Adjustable_Savings_Goal_Template.xlsx, Unit Savings Calculations Tab | IL TRM 2/8/2017 | 4.2.12 | CI-FSE-IRCB-V02-180101 | ∆Therms = ((PreHeatRatebase - PreHeatRateEE) * PreHeat * PreHeatTime/60 + ((InputRatebase - InputRateEE) * Duty * Hours) * Days / 100000 | PreHeatbase | 64000 | PreHeatEE | 54000 | PreHeats | 1 | PreHeatTime | 15 | InputRateBase | 140000 | InputRateEE | 105000 | Duty | 80% | Hours | 8
Bus - CI Rebates | Infrared Rotisserie Oven | each | 1 | 79% | 2 | 2 | 2 | 2 | 599.04 | 599.04 | 599.04 | 599.04 | Exhibit 1.5A_R North Shore EEPS_Adjustable_Savings_Goal_Template.xlsx, Unit Savings Calculations Tab | IL TRM 2/8/2017 | 4.2.13 | CI-FSE-IROV-V02-180101 | ∆Therms = ((InputRatebase - InputRateEE) * Duty * Hours) / 100000 | InputRatebase | 90000 | InputRateEE | 50000 | Duty | 60% | Hours | 2496
Bus - CI Rebates | Infrared Salamander Broiler | each | 1 | 79% | 0 | 0 | 0 | 0 | 240.24 | 240.24 | 240.24 | 240.24 | Exhibit 1.5A_R North Shore EEPS_Adjustable_Savings_Goal_Template.xlsx, Unit Savings Calculations Tab | IL TRM 2/8/2017 | 4.2.14 | CI-FSE-IRBL-V02-180101 | ∆Therms = ((InputRatebase - InputRateEE) * Duty * Hours) / 100000 | InputRatebase | 38500 | InputRateEE | 24750 | Duty | 70% | Hours | 2496
Bus - CI Rebates | Infrared Upright Broiler | each | 1 | 79% | 0 | 0 | 0 | 0 | 943.488 | 943.488 | 943.488 | 943.488 | Exhibit 1.5A_R North Shore EEPS_Adjustable_Savings_Goal_Template.xlsx, Unit Savings Calculations Tab | IL TRM 2/8/2017 | 4.2.15 | CI-FSE-IRUB-V02-180101 | ∆Therms = ((InputRatebase - InputRateEE) * Duty * Hours) / 100000 | InputRatebase | 144000 | InputRateEE | 90000 | Duty | 70% | Hours | 2496
Bus - SB Rebates | SB Custom | each | 1 | 92% | 12 | 12 | 10 | 12 | 2100 | 2100 | 2100 | 2100 | Custom | Custom | Custom | Custom
Bus - CI Rebates | CI Custom | each | 1 | 69% | 25 | 25 | 20 | 25 | 19100 | 19100 | 19100 | 19100 | Custom | Custom | Custom | Custom
Bus - CI Rebates | New Construction | each | 1 | 77% | 12 | 12 | 12 | 12 | 2500 | 2500 | 2500 | 2500 | Custom | Custom | Custom | Custom
Bus - Public Assessments | Aerator - Bathroom | each | 1 | 79% | 81 | 81 | 81 | 81 | 6.1049 | 6.1049 | 6.1049 | 6.1049 | Exhibit 1.5A_R North Shore EEPS_Adjustable_Savings_Goal_Template.xlsx, Unit Savings Calculations Tab | IL TRM 2/8/2017 | 4.3.2 | CI-HWE-LFFA-V07-180101 | ΔTherms = %FossilDHW * ((GPM_base - GPM_low)/GPM_base) * Usage * EPG_gas * ISR | GPM_base | 1.39 | GPM_low | 0.94 | L_base/L_low | 1 | DF_BA | 100% | FPH | 20 | Days/Year | 250 | EPG_gas | 0.00397 | ISR | 95%
Bus - Public Assessments | Aerator - Kitchen | each | 1 | 79% | 81 | 81 | 81 | 81 | 7.4428 | 7.4428 | 7.4428 | 7.4428 | Exhibit 1.5A_R North Shore EEPS_Adjustable_Savings_Goal_Template.xlsx, Unit Savings Calculations Tab | IL TRM 2/8/2017 | 4.3.2 | CI-HWE-LFFA-V07-180101 | ΔTherms = %FossilDHW * ((GPM_base - GPM_low)/GPM_base) * Usage * EPG_gas * ISR | GPM_base | 1.39 | GPM_low | 0.94 | L_base/L_low | 1 | DF_KA | 100% | FPH | 20 | Days/Year | 250 | EPG_gas | 0.00484 | ISR | 95%
Bus - Public Assessments | Showerhead | each | 1 | 79% | 36 | 36 | 36 | 36 | 21.635 | 21.635 | 21.635 | 21.635 | Exhibit 1.5A_R North Shore EEPS_Adjustable_Savings_Goal_Template.xlsx, Unit Savings Calculations Tab | IL TRM 2/8/2017 | 4.3.3 | RS-HWE-LFSH-V04-180101 | ΔTherms = ((GPM_base * L_base - GPM_low * L_low) * NSPD* 365.25)*EPG_gas*ISR | GPM_base | 2.67 | GPM_low | 1.5 | L_base/L_low | 8.2 | SPD | 1 | EPG_gas | 0.0063 | ISR | 98%
Bus - Public Assessments | Pipe Insulation - DHW | each | 1 | 79% | 765 | 765 | 765 | 765 | 5.2492 | 5.2492 | 5.2492 | 5.2492 | Exhibit 1.5A_R North Shore EEPS_Adjustable_Savings_Goal_Template.xlsx, Pipe Insulation Detail Tab | IL TRM 2/8/2017 | 4.4.14 | CI-HVC-PINS-V04-160601 | See 'Pipe Insulation Detail' Tab
Bus - Public Assessments | Pre Rinse Sprayer | each | 1 | 79% | 17 | 17 | 17 | 17 | 171.9212 | 171.9212 | 171.9212 | 171.9212 | Exhibit 1.5A_R North Shore EEPS_Adjustable_Savings_Goal_Template.xlsx, Unit Savings Calculations Tab | IL TRM 2/8/2017 | 4.2.11 | CI-FSE-SPRY-V04-180101 | ΔTherms = (FLObase - FLOeff)gal/min x 60 min/hr x HOURSday x DAYSyear x 8.33 x 1 x (Tout - Tin) x (1/EFF) /100,000 | FLO_base | 1.9 | FLO_eff | 1.06 | HOURSday | 1.5 | DAYSyear | 312 | Tout | 121.4 | Tin | 51.4 | EFF | 80%
Bus - Public Assessments | Gas Optimization | each | 1 | 102% | 1 | 1 | 1 | 1 | 17650 | 17650 | 17650 | 17650 | Custom | Custom | Custom | Custom
Bus - Public Assessments | Retrocommissioning | each | 1 | 102% | 3 | 3 | 3 | 3 | 9850 | 9850 | 9850 | 9850 | Custom | Custom | Custom | Custom
Bus - Public Rebates | Boiler ≥88% AFUE, <300MBh | MBH | 200 | 79% | 2 | 2 | 2 | 2 | 1.1261 | 1.1261 | 1.1261 | 1.1261 | Exhibit 1.5A_R North Shore EEPS_Adjustable_Savings_Goal_Template.xlsx, Unit Savings Calculations Tab | IL TRM 2/8/2017 | 4.4.10 | CI-HVC-BOIL-V05-150601 | ΔTherms = EFLH * Capacity * ((Eff_actual - Eff_base)/Eff_base)) / 100,000 | EFLH_CI | 1539 | Capacity | 200000 | Eff_actual | 88% | Eff_base | 82%
Bus - Public Rebates | Boiler ≥88% AFUE, ≥300MBh TE | MBH | 400 | 79% | 3 | 3 | 3 | 3 | 1.539 | 1.539 | 1.539 | 1.539 | Exhibit 1.5A_R North Shore EEPS_Adjustable_Savings_Goal_Template.xlsx, Unit Savings Calculations Tab | IL TRM 2/8/2017 | 4.4.10 | CI-HVC-BOIL-V05-150601 | ΔTherms = EFLH * Capacity * ((Eff_actual - Eff_base)/Eff_base)) / 100,000 | EFLH_CI | 1539 | Capacity | 400000 | Eff_actual | 88% | Eff_base | 80%
Bus - Public Rebates | Boiler Reset Controls | each | 200 | 79% | 30 | 30 | 30 | 30 | 1.2312 | 1.2312 | 1.2312 | 1.2312 | Exhibit 1.5A_R North Shore EEPS_Adjustable_Savings_Goal_Template.xlsx, Unit Savings Calculations Tab | IL TRM 2/8/2017 | 4.4.4 | CI-HVC-BLRC-V03-150601 | ∆Therms = Boiler_Input_Capacity * Savings_Factor * EFLH / 100 | EFLH_CI | 1539 | Savings Factor | 8%
Bus - Public Rebates | Boiler Tune Up - Process | MBH | 2500 | 79% | 14 | 14 | 14 | 14 | 0.83824 | 0.83824 | 0.83824 | 0.83824 | Exhibit 1.5A_R North Shore EEPS_Adjustable_Savings_Goal_Template.xlsx, Unit Savings Calculations Tab | IL TRM 2/8/2017 | 4.4.3 | CI-HVC-PBTU-V05-160601 | Δtherms=((Ngi * 8766*UF)/100) * (1- (Effpre/Effmeasured)) | Ngi | 1 | UF | 41.9% | Effpre | 82.21% | Effmeasured | 84.13%
Bus - Public Rebates | Boiler Tune Up - Space Heating | MBH | 2500 | 79% | 0 | 0 | 0 | 0 | 0.35943 | 0.35943 | 0.35943 | 0.35943 | Exhibit 1.5A_R North Shore EEPS_Adjustable_Savings_Goal_Template.xlsx, Unit Savings Calculations Tab | IL TRM 2/8/2017 | 4.4.2 | CI-HVC-BLRT-V06-160601 | Δtherms=(Capacity * EFLH * (((Effbefore + Ei) / Effbefore) - 1)) / 100,000 | EFLH_CI | 1539 | Effbefore | 82.21% | SF Ei + Effbefore | 84.13% | Capacity | 1000
Bus - Public Rebates | Condensing Unit Heater | MBH | 150 | 79% | 0 | 0 | 0 | 0 | 1.7733 | 1.7733 | 1.7733 | 1.7733 | Exhibit 1.5A_R North Shore EEPS_Adjustable_Savings_Goal_Template.xlsx, Unit Savings Calculations Tab | IL TRM 2/8/2017 | 4.4.5 | CI-HVC-CUHT-V01-120601 | Deemed Savings assumed average size of 150 MBH
Bus - Public Rebates | DCV - Kitchen | each | 1 | 79% | 14 | 14 | 14 | 14 | 5998.5 | 5998.5 | 5998.5 | 5998.5 | Exhibit 1.5A_R North Shore EEPS_Adjustable_Savings_Goal_Template.xlsx, Unit Savings Calculations Tab | IL TRM 2/8/2017 | 4.2.16 | CI-FSE-VENT-V03-160601 | ΔTherms = CFM * HP* Annual Heating Load /(Eff(heat) * 100,000) | CFM | 430 | HP | 7.75 | Annual Heating Load | 144000 | Eff(heat) | 80%
Bus - Public Rebates | Direct Fired Heaters | MBH | 150 | 79% | 0 | 0 | 0 | 0 | 2.3085 | 2.3085 | 2.3085 | 2.3085 | Custom | Custom | Custom | Custom | ΔTherms = EFLH * Capacity * ((Eff(eff) – Eff(base)/Eff(base))/ 100,000 Btu/Therm | Capacity | 1000 | Eff(eff) | 92% | Eff(base) | 80% | EFLH_MF | 1595.5 | EFLH_CI_SBES | 1539
Bus - Public Rebates | High Speed Washer - Hotel/Motel/Hospital | lb-capacity | 250 | 79% | 0 | 0 | 0 | 0 | 11.2432 | 11.2432 | 11.2432 | 11.2432 | Exhibit 1.5A_R North Shore EEPS_Adjustable_Savings_Goal_Template.xlsx, Unit Savings Calculations Tab | IL TRM 2/8/2017 | 4.8.5 | CI-MSC-HSCW-V01-180101 |  | Ncycles | 10.4 | Days | 360 | Capacity (Est) | 250 | RMC | 25% | he | 1200 | Ndryer | 60% | DryerUse | 91% | LF | 66%
Bus - Public Rebates | Infrared Heater | MBH | 150 | 79% | 0 | 0 | 0 | 0 | 3.0067 | 3.0067 | 3.0067 | 3.0067 | Exhibit 1.5A_R North Shore EEPS_Adjustable_Savings_Goal_Template.xlsx, Unit Savings Calculations Tab | IL TRM 2/8/2017 | 4.4.12 | CI-HVC-IRHT-V01-120601 | ΔTherms = 451 / (Estimate Size) | Est Size | 150
Bus - Public Rebates | Modulating Commercial Gas Clothes Dryer | each | 1 | 79% | 0 | 0 | 0 | 0 | 266.94 | 266.94 | 266.94 | 266.94 | Exhibit 1.5A_R North Shore EEPS_Adjustable_Savings_Goal_Template.xlsx, Unit Savings Calculations Tab | IL TRM 2/8/2017 | 4.8.4 | CI-MSC-MODD-V01-160601 | Deemed Savings
Bus - Public Rebates | Ozone Laundry | lb-capacity | 250 | 79% | 0 | 0 | 0 | 0 | 30.7227 | 30.7227 | 30.7227 | 30.7227 | Exhibit 1.5A_R North Shore EEPS_Adjustable_Savings_Goal_Template.xlsx, Unit Savings Calculations Tab | IL TRM 2/8/2017 | 4.3.6 | CI-HW-OZLD-VO1-140601 | ΔTherm = ThermBase * %hot_water_savings, ThermBase = WHE * WUtiliz * WUsage_hot/lb-capacity | WHE | 0.00885 | Wutiliz | 916150 | Wusage_hot | 1.19 | %_hotwater_savings | 81% | lb-capacity | 254.38 | % water sav | 25% | Wusage | 2.03
Bus - Public Rebates | Pipe Insulation - HW Small 1" to 2" | ft | 75 | 79% | 31 | 31 | 31 | 31 | 2.6588 | 2.6588 | 2.6588 | 2.6588 | Exhibit 1.5A_R North Shore EEPS_Adjustable_Savings_Goal_Template.xlsx, Pipe Insulation Detail Tab | IL TRM 2/8/2017 | 4.4.14 | CI-HVC-PINS-V04-160601 | See 'Pipe Insulation Detail' Tab
Bus - Public Rebates | Pipe Insulation - HW Medium 2.1" to 4" | ft | 75 | 79% | 30 | 30 | 30 | 30 | 5.2492 | 5.2492 | 5.2492 | 5.2492 | Exhibit 1.5A_R North Shore EEPS_Adjustable_Savings_Goal_Template.xlsx, Pipe Insulation Detail Tab | IL TRM 2/8/2017 | 4.4.14 | CI-HVC-PINS-V04-160601 | See 'Pipe Insulation Detail' Tab
Bus - Public Rebates | Pipe Insulation - HW Large >4" | ft | 75 | 79% | 25 | 25 | 25 | 25 | 9.0408 | 9.0408 | 9.0408 | 9.0408 | Exhibit 1.5A_R North Shore EEPS_Adjustable_Savings_Goal_Template.xlsx, Pipe Insulation Detail Tab | IL TRM 2/8/2017 | 4.4.14 | CI-HVC-PINS-V04-160601 | See 'Pipe Insulation Detail' Tab
Bus - Public Rebates | Pipe Insulation - Steam - Small 1" to 2" | ft | 75 | 79% | 0 | 0 | 0 | 0 | 3.1855 | 3.1855 | 3.1855 | 3.1855 | Exhibit 1.5A_R North Shore EEPS_Adjustable_Savings_Goal_Template.xlsx, Pipe Insulation Detail Tab | IL TRM 2/8/2017 | 4.4.14 | CI-HVC-PINS-V04-160601 | See 'Pipe Insulation Detail' Tab
Bus - Public Rebates | Pipe Insulation - Steam - Med 2.1" to 5" | ft | 75 | 79% | 30 | 30 | 30 | 30 | 13.1481 | 13.1481 | 13.1481 | 13.1481 | Exhibit 1.5A_R North Shore EEPS_Adjustable_Savings_Goal_Template.xlsx, Pipe Insulation Detail Tab | IL TRM 2/8/2017 | 4.4.14 | CI-HVC-PINS-V04-160601 | See 'Pipe Insulation Detail' Tab
Bus - Public Rebates | Pipe Insulation - Steam - Large 5.1" to 8" | ft | 75 | 79% | 0 | 0 | 0 | 0 | 24.2556 | 24.2556 | 24.2556 | 24.2556 | Exhibit 1.5A_R North Shore EEPS_Adjustable_Savings_Goal_Template.xlsx, Pipe Insulation Detail Tab | IL TRM 2/8/2017 | 4.4.14 | CI-HVC-PINS-V04-160601 | See 'Pipe Insulation Detail' Tab
Bus - Public Rebates | Pipe Insulation - Steam - X-Large >8" | ft | 75 | 79% | 0 | 0 | 0 | 0 | 35.9848 | 35.9848 | 35.9848 | 35.9848 | Exhibit 1.5A_R North Shore EEPS_Adjustable_Savings_Goal_Template.xlsx, Pipe Insulation Detail Tab | IL TRM 2/8/2017 | 4.4.14 | CI-HVC-PINS-V04-160601 | See 'Pipe Insulation Detail' Tab
Bus - Public Rebates | Pipe Insulation - Steam Med Fitting | each | 1 | 79% | 0 | 0 | 0 | 0 | 12.5152 | 12.5152 | 12.5152 | 12.5152 | Exhibit 1.5A_R North Shore EEPS_Adjustable_Savings_Goal_Template.xlsx, Pipe Insulation Detail Tab | IL TRM 2/8/2017 | 4.4.14 | CI-HVC-PINS-V04-160601 | See 'Pipe Insulation Detail' Tab
Bus - Public Rebates | Pipe Insulation - Steam Large Fitting | each | 1 | 79% | 30 | 30 | 30 | 30 | 51.2495 | 51.2495 | 51.2495 | 51.2495 | Exhibit 1.5A_R North Shore EEPS_Adjustable_Savings_Goal_Template.xlsx, Pipe Insulation Detail Tab | IL TRM 2/8/2017 | 4.4.14 | CI-HVC-PINS-V04-160601 | See 'Pipe Insulation Detail' Tab
Bus - Public Rebates | Pipe Insulation - Steam X-Large Fitting | each | 1 | 79% | 0 | 0 | 0 | 0 | 99.1381 | 99.1381 | 99.1381 | 99.1381 | Exhibit 1.5A_R North Shore EEPS_Adjustable_Savings_Goal_Template.xlsx, Pipe Insulation Detail Tab | IL TRM 2/8/2017 | 4.4.14 | CI-HVC-PINS-V04-160601 | See 'Pipe Insulation Detail' Tab
Bus - Public Rebates | Pipe Insulation - Steam Med Valve | each | 1 | 79% | 0 | 0 | 0 | 0 | 37.4234 | 37.4234 | 37.4234 | 37.4234 | Exhibit 1.5A_R North Shore EEPS_Adjustable_Savings_Goal_Template.xlsx, Pipe Insulation Detail Tab | IL TRM 2/8/2017 | 4.4.14 | CI-HVC-PINS-V04-160601 | See 'Pipe Insulation Detail' Tab
Bus - Public Rebates | Pipe Insulation - Steam Large Valve | each | 1 | 79% | 0 | 0 | 0 | 0 | 107.5261 | 107.5261 | 107.5261 | 107.5261 | Exhibit 1.5A_R North Shore EEPS_Adjustable_Savings_Goal_Template.xlsx, Pipe Insulation Detail Tab | IL TRM 2/8/2017 | 4.4.14 | CI-HVC-PINS-V04-160601 | See 'Pipe Insulation Detail' Tab
Bus - Public Rebates | Pipe Insulation - Steam X-Large Valve | each | 1 | 79% | 0 | 0 | 0 | 0 | 175.0625 | 175.0625 | 175.0625 | 175.0625 | Exhibit 1.5A_R North Shore EEPS_Adjustable_Savings_Goal_Template.xlsx, Pipe Insulation Detail Tab | IL TRM 2/8/2017 | 4.4.14 | CI-HVC-PINS-V04-160601 | See 'Pipe Insulation Detail' Tab
Bus - Public Rebates | Pre Rinse Sprayer | each | 1 | 79% | 0 | 0 | 0 | 0 | 221.0415 | 221.0415 | 221.0415 | 221.0415 | Exhibit 1.5A_R North Shore EEPS_Adjustable_Savings_Goal_Template.xlsx, Unit Savings Calculations Tab | IL TRM 2/8/2017 | 4.2.11 | CI-FSE-SPRY-V04-180101 | ΔTherms = (FLObase - FLOeff)gal/min x 60 min/hr x HOURSday x DAYSyear x 8.33 x 1 x (Tout - Tin) x (1/EFF) /100,000 | FLO_base | 1.6 | FLO_eff | 1.06 | HOURSday | 3 | DAYSyear | 312 | Tout | 121.4 | Tin | 51.4 | EFF | 80%
Bus - Public Rebates | Steam Boiler ≥82% AFUE, >300MBh TE | MBH | 500 | 79% | 14 | 14 | 14 | 14 | 0.58443 | 0.58443 | 0.58443 | 0.58443 | Exhibit 1.5A_R North Shore EEPS_Adjustable_Savings_Goal_Template.xlsx, Unit Savings Calculations Tab | IL TRM 2/8/2017 | 4.4.10 | CI-HVC-BOIL-V05-150601 | ΔTherms = EFLH * Capacity * ((Eff_actual - Eff_base)/Eff_base)) / 100,000 | EFLH_CI | 1539 | Capacity | 500000 | Eff_actual | 82% | Eff_base | 79%
Bus - Public Rebates | Steam Traps - Dry Cleaner/Industrial | each | 1 | 79% | 61 | 61 | 61 | 61 | 137.9194 | 137.9194 | 137.9194 | 137.9194 | Exhibit 1.5A_R North Shore EEPS_Adjustable_Savings_Goal_Template.xlsx, Unit Savings Calculations Tab | IL TRM 2/8/2017 | 4.4.16 | CI-HVC-STRE-V05-180101 | ΔTherm = Sa * (Hv/B) * Hours * A * L / 100,000 | Sa | 19.1 | Hv | 890 | B | 80.7% | Hours | 2425 | L | 27%
Bus - Public Rebates | Steam Traps - HVAC Repair/Rep - Audit | each | 1 | 79% | 61 | 61 | 61 | 61 | 88.4539 | 88.4539 | 88.4539 | 88.4539 | Exhibit 1.5A_R North Shore EEPS_Adjustable_Savings_Goal_Template.xlsx, Unit Savings Calculations Tab | IL TRM 2/8/2017 | 4.4.16 | CI-HVC-STRE-V05-180101 | ΔTherm = Sa * (Hv/B) * Hours * A * L / 100,000 | Sa | 6.9 | Hv | 951 | B | 80.7% | Hours_MF_Com | 4029 | L | 27%
Bus - Public Rebates | Steam Traps - HVAC Repair/Rep - No Audit | each | 1 | 79% | 19 | 19 | 19 | 19 | 88.4539 | 88.4539 | 88.4539 | 88.4539 | Exhibit 1.5A_R North Shore EEPS_Adjustable_Savings_Goal_Template.xlsx, Unit Savings Calculations Tab | IL TRM 2/8/2017 | 4.4.16 | CI-HVC-STRE-V05-180101 | ΔTherm = Sa * (Hv/B) * Hours * A * L / 100,000 | Sa | 6.9 | Hv | 951 | B | 80.7% | Hours_MF_Com | 4029 | L | 27%
Bus - Public Rebates | Steam Traps - Test | each | 1 | 79% | 19 | 19 | 19 | 19 | 0 | 0 | 0 | 0 | Custom | Custom | Custom | Custom
Bus - Public Rebates | Thermostat - Programmable | each | 1 | 79% | 300 | 300 | 300 | 300 | 124.6858 | 124.6858 | 124.6858 | 124.6858 | Exhibit 1.5A_R North Shore EEPS_Adjustable_Savings_Goal_Template.xlsx, Thermostat Detail Tab | IL TRM 2/8/2017 | 4.4.18 | CI-HVC-PROG-V02-150601 | see 'Thermostat Detail' Tab
Bus - Public Rebates | Water Heater - Storage 88% TE ≥75MBh | each | 1 | 79% | 0 | 0 | 0 | 0 | 135.6683 | 135.6683 | 135.6683 | 135.6683 | Exhibit 1.5A_R North Shore EEPS_Adjustable_Savings_Goal_Template.xlsx, Unit Savings Calculations Tab | IL TRM 2/8/2017 | 4.3.1 | CI-HW-STWH-V03-180101 | ΔTherms = ((T_out - T_in) * HotWaterUse_Gal * γWater * 1 * (1/EF_gasbase - 1/EF_Eff))/100000 + ((SL_gasbase - SL_eff) * 8766)/100000 | Tout | 125 | Tin | 54 | HotWaterUse_Gal | 127750 | Eff_base | 80% | Eff_ee | 0.88 | Gallons | 250 | SL_gasbase | 1597.2194 | SL_eff | 1029
Bus - Public Rebates | Double Rack Oven | each | 1 | 79% | 0 | 0 | 0 | 0 | 1930 | 1930 | 1930 | 1930 | Exhibit 1.5A_R North Shore EEPS_Adjustable_Savings_Goal_Template.xlsx, Unit Savings Calculations Tab | IL TRM 2/8/2017 | 4.2.18 | CI-FSE-RKOV-VO2-180101
Bus - Public Rebates | Energy Star Convection Oven | each | 1 | 79% | 0 | 0 | 0 | 0 | 352.1445 | 352.1445 | 352.1445 | 352.1445 | Exhibit 1.5A_R North Shore EEPS_Adjustable_Savings_Goal_Template.xlsx, Unit Savings Calculations Tab | IL TRM 2/8/2017 | 4.2.5 | CI-FSE-ESCV-V02-180101 | Deemed Savings | Daily Idle | 59400 | Daily Preheat | 8000 | Daily Cooking | 28985.5072
Bus - Public Rebates | Energy Star Conveyer Oven | each | 1 | 79% | 0 | 0 | 0 | 0 | 884 | 884 | 884 | 884 | Exhibit 1.5A_R North Shore EEPS_Adjustable_Savings_Goal_Template.xlsx, Unit Savings Calculations Tab | IL TRM 2/8/2017 | 4.2.4 | CI-FSE-CVOV-V02-180101 | Deemed Savings
Bus - Public Rebates | Energy Star Fryer | each | 1 | 79% | 0 | 0 | 0 | 0 | 505.373 | 505.373 | 505.373 | 505.373 | Exhibit 1.5A_R North Shore EEPS_Adjustable_Savings_Goal_Template.xlsx, Unit Savings Calculations Tab | IL TRM 2/8/2017 | 4.2.7 | CI-FSE-ESFR-V01-120601 | Deemed Savings | Daily Idle | 64540 | Daily Preheat | 500 | Daily Cooking | 73285.7143
Bus - Public Rebates | Energy Star Steamer - 3 Pans | each | 1 | 79% | 0 | 0 | 0 | 0 | 752.0123 | 752.0123 | 752.0123 | 752.0123 | Exhibit 1.5A_R North Shore EEPS_Adjustable_Savings_Goal_Template.xlsx, Food Equipment Tab | IL TRM 2/8/2017 | 4.2.3 | CI-FSE-STMC-V04-160601 | See 'Food Equipment Details' Tab | Wbase | 40 | Wes | 15 | Hours | 6 | Day | 365.25
Bus - Public Rebates | Energy Star Steamer - 4 Pans | each | 1 | 79% | 0 | 0 | 0 | 0 | 1007.2642 | 1007.2642 | 1007.2642 | 1007.2642 | Exhibit 1.5A_R North Shore EEPS_Adjustable_Savings_Goal_Template.xlsx, Food Equipment Tab | IL TRM 2/8/2017 | 4.2.3 | CI-FSE-STMC-V04-160601 | See 'Food Equipment Details' Tab | Wbase | 40 | Wes | 15 | Hours | 6 | Day | 365.25
Bus - Public Rebates | Energy Star Steamer - 5 Pans | each | 1 | 79% | 0 | 0 | 0 | 0 | 1248.6709 | 1248.6709 | 1248.6709 | 1248.6709 | Exhibit 1.5A_R North Shore EEPS_Adjustable_Savings_Goal_Template.xlsx, Food Equipment Tab | IL TRM 2/8/2017 | 4.2.3 | CI-FSE-STMC-V04-160601 | See 'Food Equipment Details' Tab | Wbase | 40 | Wes | 15 | Hours | 6 | Day | 365.25
Bus - Public Rebates | Energy Star Steamer - 6 Pans | each | 1 | 79% | 0 | 0 | 0 | 0 | 1503.8794 | 1503.8794 | 1503.8794 | 1503.8794 | Exhibit 1.5A_R North Shore EEPS_Adjustable_Savings_Goal_Template.xlsx, Food Equipment Tab | IL TRM 2/8/2017 | 4.2.3 | CI-FSE-STMC-V04-160601 | See 'Food Equipment Details' Tab | Wbase | 40 | Wes | 15 | Hours | 6 | Day | 365.25
Bus - Public Rebates | Heat Recovery Grease Trap Filter | each | 1 | 79% | 0 | 0 | 0 | 0 | 1757.3026 | 1757.3026 | 1757.3026 | 1757.3026 | Exhibit 1.5A_R North Shore EEPS_Adjustable_Savings_Goal_Template.xlsx, Unit Savings Calculations Tab | IL TRM 2/8/2017 | 4.3.9 | CI-HW-GRTF-V01-160601 | ΔTherms = [(Meals_per_Day * HW_per_Meal* Days _per_Year) * 8.3 * (ΔT_per_filter * Qty_Filter)]/(η_HeaterGas * 100000) | Meals_per_Day | 780 | HW_per_Meal | 3 | Days_per_Year | 312 | ΔT_per_filter | 5.8 | Qty_filter | 4 | η_HeaterGas | 80%
Bus - Public Rebates | Infrared Charbroiler | each | 1 | 79% | 0 | 0 | 0 | 0 | 706.68 | 706.68 | 706.68 | 706.68 | Exhibit 1.5A_R North Shore EEPS_Adjustable_Savings_Goal_Template.xlsx, Unit Savings Calculations Tab | IL TRM 2/8/2017 | 4.2.12 | CI-FSE-IRCB-V02-180101 | ∆Therms = ((PreHeatRatebase - PreHeatRateEE) * PreHeat * PreHeatTime/60 + ((InputRatebase - InputRateEE) * Duty * Hours) * Days / 100000 | PreHeatbase | 64000 | PreHeatEE | 54000 | PreHeats | 1 | PreHeatTime | 15 | InputRateBase | 140000 | InputRateEE | 105000 | Duty | 80% | Hours | 8
Bus - Public Rebates | Infrared Rotisserie Oven | each | 1 | 79% | 0 | 0 | 0 | 0 | 599.04 | 599.04 | 599.04 | 599.04 | Exhibit 1.5A_R North Shore EEPS_Adjustable_Savings_Goal_Template.xlsx, Unit Savings Calculations Tab | IL TRM 2/8/2017 | 4.2.13 | CI-FSE-IROV-V02-180101 | ∆Therms = ((InputRatebase - InputRateEE) * Duty * Hours) / 100000 | InputRatebase | 90000 | InputRateEE | 50000 | Duty | 60% | Hours | 2496
Bus - Public Rebates | Infrared Salamander Broiler | each | 1 | 79% | 0 | 0 | 0 | 0 | 240.24 | 240.24 | 240.24 | 240.24 | Exhibit 1.5A_R North Shore EEPS_Adjustable_Savings_Goal_Template.xlsx, Unit Savings Calculations Tab | IL TRM 2/8/2017 | 4.2.14 | CI-FSE-IRBL-V02-180101 | ∆Therms = ((InputRatebase - InputRateEE) * Duty * Hours) / 100000 | InputRatebase | 38500 | InputRateEE | 24750 | Duty | 70% | Hours | 2496
Bus - Public Rebates | Infrared Upright Broiler | each | 1 | 79% | 0 | 0 | 0 | 0 | 943.488 | 943.488 | 943.488 | 943.488 | Exhibit 1.5A_R North Shore EEPS_Adjustable_Savings_Goal_Template.xlsx, Unit Savings Calculations Tab | IL TRM 2/8/2017 | 4.2.15 | CI-FSE-IRUB-V02-180101 | ∆Therms = ((InputRatebase - InputRateEE) * Duty * Hours) / 100000 | InputRatebase | 144000 | InputRateEE | 90000 | Duty | 70% | Hours | 2496
Bus - Public Rebates | CI Custom | each | 1 | 69% | 7 | 7 | 7 | 7 | 2100 | 2100 | 2100 | 2100 | Custom | Custom | Custom | Custom
Bus - Public Rebates | New Construction | each | 1 | 77% | 1 | 1 | 1 | 1 | 2500 | 2500 | 2500 | 2500 | Custom | Custom | Custom | Custom
Low Income - Outreach & Education | Behavior 2018 1st Year | each | 1 | 100% | [8 empty] | Exhibit 1.5A_R North Shore EEPS_Adjustable_Savings_Goal_Template.xlsx, Behavioral Tab | IL TRM 2/8/2017 | 6.1.1 | CC-BEH-BEHP-V02-16061
Low Income - Outreach & Education | Behavior 2019 1st Year | each | 1 | 100% | [8 empty] | Exhibit 1.5A_R North Shore EEPS_Adjustable_Savings_Goal_Template.xlsx, Behavioral Tab | IL TRM 2/8/2017 | 6.1.1 | CC-BEH-BEHP-V02-16061
Low Income - Outreach & Education | Behavior 2020 1st Year | each | 1 | 100% | [8 empty] | Exhibit 1.5A_R North Shore EEPS_Adjustable_Savings_Goal_Template.xlsx, Behavioral Tab | IL TRM 2/8/2017 | 6.1.1 | CC-BEH-BEHP-V02-16061
Low Income - Outreach & Education | Behavior 2021 1st Year | each | 1 | 100% | [8 empty] | Exhibit 1.5A_R North Shore EEPS_Adjustable_Savings_Goal_Template.xlsx, Behavioral Tab | IL TRM 2/8/2017 | 6.1.1 | CC-BEH-BEHP-V02-16061
Low Income - Outreach & Education | Behavior 2018 Y1 Persistence | each | 1 | 100% | [8 empty] | Exhibit 1.5A_R North Shore EEPS_Adjustable_Savings_Goal_Template.xlsx, Behavioral Tab | IL TRM 2/8/2017 | 6.1.1 | CC-BEH-BEHP-V02-16061
Low Income - Outreach & Education | Behavior 2018 Y2 Persistence | each | 1 | 100% | [8 empty] | Exhibit 1.5A_R North Shore EEPS_Adjustable_Savings_Goal_Template.xlsx, Behavioral Tab | IL TRM 2/8/2017 | 6.1.1 | CC-BEH-BEHP-V02-16061
Low Income - Outreach & Education | Behavior 2018 Y3 Persistence | each | 1 | 100% | [8 empty] | Exhibit 1.5A_R North Shore EEPS_Adjustable_Savings_Goal_Template.xlsx, Behavioral Tab | IL TRM 2/8/2017 | 6.1.1 | CC-BEH-BEHP-V02-16061
Low Income - Outreach & Education | Behavior 2018 Y4 Persistence | each | 1 | 100% | [8 empty] | Exhibit 1.5A_R North Shore EEPS_Adjustable_Savings_Goal_Template.xlsx, Behavioral Tab | IL TRM 2/8/2017 | 6.1.1 | CC-BEH-BEHP-V02-16061
Low Income - Outreach & Education | Behavior 2019 Y1 Persistence | each | 1 | 100% | [8 empty] | Exhibit 1.5A_R North Shore EEPS_Adjustable_Savings_Goal_Template.xlsx, Behavioral Tab | IL TRM 2/8/2017 | 6.1.1 | CC-BEH-BEHP-V02-16061
Low Income - Outreach & Education | Behavior 2019 Y2 Persistence | each | 1 | 100% | [8 empty] | Exhibit 1.5A_R North Shore EEPS_Adjustable_Savings_Goal_Template.xlsx, Behavioral Tab | IL TRM 2/8/2017 | 6.1.1 | CC-BEH-BEHP-V02-16061
Low Income - Outreach & Education | Behavior 2019 Y3 Persistence | each | 1 | 100% | [8 empty] | Exhibit 1.5A_R North Shore EEPS_Adjustable_Savings_Goal_Template.xlsx, Behavioral Tab | IL TRM 2/8/2017 | 6.1.1 | CC-BEH-BEHP-V02-16061
Low Income - Outreach & Education | Behavior 2019 Y4 Persistence | each | 1 | 100% | [8 empty] | Exhibit 1.5A_R North Shore EEPS_Adjustable_Savings_Goal_Template.xlsx, Behavioral Tab | IL TRM 2/8/2017 | 6.1.1 | CC-BEH-BEHP-V02-16061
Low Income - Outreach & Education | Behavior 2020 Y1 Persistence | each | 1 | 100% | [8 empty] | Exhibit 1.5A_R North Shore EEPS_Adjustable_Savings_Goal_Template.xlsx, Behavioral Tab | IL TRM 2/8/2017 | 6.1.1 | CC-BEH-BEHP-V02-16061
Low Income - Outreach & Education | Behavior 2020 Y2 Persistence | each | 1 | 100% | [8 empty] | Exhibit 1.5A_R North Shore EEPS_Adjustable_Savings_Goal_Template.xlsx, Behavioral Tab | IL TRM 2/8/2017 | 6.1.1 | CC-BEH-BEHP-V02-16061
Low Income - Outreach & Education | Behavior 2020 Y3 Persistence | each | 1 | 100% | [8 empty] | Exhibit 1.5A_R North Shore EEPS_Adjustable_Savings_Goal_Template.xlsx, Behavioral Tab | IL TRM 2/8/2017 | 6.1.1 | CC-BEH-BEHP-V02-16061
Low Income - Outreach & Education | Behavior 2020 Y4 Persistence | each | 1 | 100% | [8 empty] | Exhibit 1.5A_R North Shore EEPS_Adjustable_Savings_Goal_Template.xlsx, Behavioral Tab | IL TRM 2/8/2017 | 6.1.1 | CC-BEH-BEHP-V02-16061
Low Income - Outreach & Education | Behavior 2021 Y1 Persistence | each | 1 | 100% | [8 empty] | Exhibit 1.5A_R North Shore EEPS_Adjustable_Savings_Goal_Template.xlsx, Behavioral Tab | IL TRM 2/8/2017 | 6.1.1 | CC-BEH-BEHP-V02-16061
Low Income - Outreach & Education | Behavior 2021 Y2 Persistence | each | 1 | 100% | [8 empty] | Exhibit 1.5A_R North Shore EEPS_Adjustable_Savings_Goal_Template.xlsx, Behavioral Tab | IL TRM 2/8/2017 | 6.1.1 | CC-BEH-BEHP-V02-16061
Low Income - Outreach & Education | Behavior 2021 Y3 Persistence | each | 1 | 100% | [8 empty] | Exhibit 1.5A_R North Shore EEPS_Adjustable_Savings_Goal_Template.xlsx, Behavioral Tab | IL TRM 2/8/2017 | 6.1.1 | CC-BEH-BEHP-V02-16061
Low Income - Outreach & Education | Behavior 2021 Y4 Persistence | each | 1 | 100% | [8 empty] | Exhibit 1.5A_R North Shore EEPS_Adjustable_Savings_Goal_Template.xlsx, Behavioral Tab | IL TRM 2/8/2017 | 6.1.1 | CC-BEH-BEHP-V02-16061
Low Income - Outreach & Education | Energy Education | each | 1 | 100% | [8 empty] | Custom | Custom | Custom | Custom
Low Income - SF Retrofit | Bathroom Aerator | each | 1 | 100% | 84 | 84 | 84 | 84 | 0.69292 | 0.69292 | 0.69292 | 0.69292 | Exhibit 1.5A_R North Shore EEPS_Adjustable_Savings_Goal_Template.xlsx, Unit Savings Calculations Tab | IL TRM 2/8/2017 | 5.4.4 | RS-HWE-LFFA-V06-180101 | ΔTherms = ((GPM_base * L_base - GPM_low * L_low) * Household * 365.25 *DF / FPH) * EPG_gas * ISR | GPM_base | 1.39 | GPM_low | 0.94 | L_base/L_low | 1.6 | DF | 90% | FPH | 2.83 | EPG_gas | 0.0034068 | ISR | 0.95 | Household | 2.56 | RE_gas | 78%
Low Income - SF Retrofit | Kitchen Aerator | each | 1 | 100% | 42 | 42 | 42 | 42 | 5.6045 | 5.6045 | 5.6045 | 5.6045 | Exhibit 1.5A_R North Shore EEPS_Adjustable_Savings_Goal_Template.xlsx, Unit Savings Calculations Tab | IL TRM 2/8/2017 | 5.4.4 | RS-HWE-LFFA-V06-180101 | ΔTherms = ((GPM_base * L_base - GPM_low * L_low) * Household * 365.25 *DF / FPH) * EPG_gas * ISR | GPM_base | 1.39 | GPM_low | 0.94 | L_base/L_low | 4.5 | DF | 75% | FPH | 1 | EPG_gas | 0.0041543 | ISR | 0.95 | Household | 2.56 | RE_gas | 78%
Low Income - SF Retrofit | Showerhead | each | 1 | 100% | 50 | 50 | 50 | 50 | 14.0397 | 14.0397 | 14.0397 | 14.0397 | Exhibit 1.5A_R North Shore EEPS_Adjustable_Savings_Goal_Template.xlsx, Unit Savings Calculations Tab | IL TRM 2/8/2017 | 5.4.5 | RS-HWE-LFSH-V05-180101 | ΔTherms = ((GPM_base * L_base - GPM_low * L_low) * Household * SPCD * 365.25 / SPH) * EPG_gas * ISR | GPM_base | 2.67 | GPM_low | 1.5 | L_base/L_low | 7.8 | EPG_gas | 0.0050087 | SPDC | 0.6 | SPH | 1.79 | ISR | 0.98 | Household | 2.56 | RE_gas | 78%
Low Income - SF Retrofit | Pipe Insulation (DHW) | ft | 3 | 100% | 62 | 62 | 62 | 62 | 0.99123 | 0.99123 | 0.99123 | 0.99123 | Exhibit 1.5A_R North Shore EEPS_Adjustable_Savings_Goal_Template.xlsx, Unit Savings Calculations Tab | IL TRM 2/8/2017 | 5.4.1 | RS-HVC-PINS-V02-150601 | ΔTherm = ((1/Rexist – 1/Rnew) * (L * C) * ΔT * 8,766) / ηDHW /100,000 | Rexist | 1 | Rnew | 4 | L | 1 | C | 0.196 | ΔT | 60 | ηDHW | 0.78
Low Income - SF Retrofit | Pipe Insulation (Boiler) | ft | 3 | 100% | 30 | 30 | 30 | 30 | 0.41554 | 0.41554 | 0.41554 | 0.41554 | Exhibit 1.5A_R North Shore EEPS_Adjustable_Savings_Goal_Template.xlsx, Unit Savings Calculations Tab | IL TRM 2/8/2017 | 5.3.2 | RS-HVC-PINS-V02-160601 | ΔTherm = (((1/Rexist * Cexist) – (1/Rnew * Cnew)) * FLH_heat * L * ΔT ) / ηBoiler /100,000 | Rexist | 0.5 | Rnew | 3.5 | FLH_heat | 1840 | Cexist | 0.1635 | Cnew_DI | 0.42521 | L | 1 | ΔT | 90 | ηBoiler | 0.819
Low Income - SF Retrofit | Programmable Thermostat - Furnace | each | 1 | 100% | 11 | 11 | 11 | 11 | 62.31 | 62.31 | 62.31 | 62.31 | Exhibit 1.5A_R North Shore EEPS_Adjustable_Savings_Goal_Template.xlsx, Unit Savings Calculations Tab | IL TRM 2/8/2017 | 5.3.11 | RS-HVC-PROG-V04-180101 | ΔTherms = %FossilHeat * Gas_Heating_Consumption * Heating_Reduction * HF * Eff_ISR | Gas_Heating_Consumption | 1005 | Heating_Reduction | 6.2% | HF_SF | 100% | Eff_ISR | 100% | F[e] | 3.14%
Low Income - SF Retrofit | Programmable Thermostat - Boiler | each | 1 | 100% | 1 | 1 | 1 | 1 | 75.516 | 75.516 | 75.516 | 75.516 | Exhibit 1.5A_R North Shore EEPS_Adjustable_Savings_Goal_Template.xlsx, Unit Savings Calculations Tab | IL TRM 2/8/2017 | 5.3.11 | RS-HVC-PROG-V04-180101 | ΔTherms = %FossilHeat * Gas_Heating_Consumption * Heating_Reduction * HF * Eff_ISR | Gas_Heating_Consumption | 1218 | Heating_Reduction | 6.2% | HF_SF | 100% | Eff_ISR | 100% | F[e] | 3.14%
Low Income - SF Retrofit | Advanced Thermostat - Furnace (Replace Manual) | each | 1 | 100% | 2 | 2 | 2 | 2 | 88.44 | 88.44 | 88.44 | 88.44 | Exhibit 1.5A_R North Shore EEPS_Adjustable_Savings_Goal_Template.xlsx, Unit Savings Calculations Tab | IL TRM 2/8/2017 | 5.3.16 | RS-HVC-ADTH-V02-180101 | ΔTherms = %FossilHeat * Gas_Heating_Consumption * Heating_Reduction * HF * Eff_ISR | Gas_Heating_Consumption | 1005 | Heating_Reduction | 8.8% | HF_SF | 100% | Eff_ISR | 100% | F[e] | 3.14%
Low Income - SF Retrofit | Advanced Thermostat - Boiler (Replace Manual) | each | 1 | 100% | 0 | 0 | 0 | 0 | 107.184 | 107.184 | 107.184 | 107.184 | Exhibit 1.5A_R North Shore EEPS_Adjustable_Savings_Goal_Template.xlsx, Unit Savings Calculations Tab | IL TRM 2/8/2017 | 5.3.16 | RS-HVC-ADTH-V02-180101 | ΔTherms = %FossilHeat * Gas_Heating_Consumption * Heating_Reduction * HF * Eff_ISR | Gas_Heating_Consumption | 1218 | Heating_Reduction | 8.8% | HF_SF | 100% | Eff_ISR | 100% | F[e] | 3.14%
Low Income - SF Retrofit | Advanced Thermostat - Furnace (Replace Programmable) | each | 1 | 100% | 2 | 2 | 2 | 2 | 56.28 | 56.28 | 56.28 | 56.28 | Exhibit 1.5A_R North Shore EEPS_Adjustable_Savings_Goal_Template.xlsx, Unit Savings Calculations Tab | IL TRM 2/8/2017 | 5.3.16 | RS-HVC-ADTH-V02-180101 | ΔTherms = %FossilHeat * Gas_Heating_Consumption * Heating_Reduction * HF * Eff_ISR | Gas_Heating_Consumption | 1005 | Heating_Reduction | 5.6% | HF_SF | 100% | Eff_ISR | 100% | F[e] | 3.14%
Low Income - SF Retrofit | Advanced Thermostat - Boiler (Replace Programmable) | each | 1 | 100% | 0 | 0 | 0 | 0 | 68.208 | 68.208 | 68.208 | 68.208 | Exhibit 1.5A_R North Shore EEPS_Adjustable_Savings_Goal_Template.xlsx, Unit Savings Calculations Tab | IL TRM 2/8/2017 | 5.3.16 | RS-HVC-ADTH-V02-180101 | ΔTherms = %FossilHeat * Gas_Heating_Consumption * Heating_Reduction * HF * Eff_ISR | Gas_Heating_Consumption | 1218 | Heating_Reduction | 5.6% | HF_SF | 100% | Eff_ISR | 100% | F[e] | 3.14%
Low Income - SF Retrofit | Water Heater Setback | each | 1 | 100% | 11 | 11 | 11 | 11 | 3.4966 | 3.4966 | 3.4966 | 3.4966 | Exhibit 1.5A_R North Shore EEPS_Adjustable_Savings_Goal_Template.xlsx, Unit Savings Calculations Tab | IL TRM 2/8/2017 | 5.4.6 | RS-HWE-TMPS-V05-160601 | ΔTherms = 6.4 therms* (Tpre – Tpost) / 15 | Tpre | 135 | Tpost | 120 | U | 0.083 | Area (sqft) | 24.99 | Hours | 8766 | REgas | 78%
Low Income - SF Retrofit | Air Sealing | CFM_50 | 2000 | 100% | 56 | 56 | 56 | 56 | 0.077016 | 0.077016 | 0.077016 | 0.077016 | Exhibit 1.5A_R North Shore EEPS_Adjustable_Savings_Goal_Template.xlsx, Unit Savings Calculations Tab | IL TRM 2/8/2017 | 5.6.1 | RS-SHL-AIRS-V06-180101 | ΔTherms = (((CFM50_existing - CFM50_new)/N_heat) * 60 * 24 * HDD * 0.018) / (ηHeat * 100,000) | N_heat | 23.9 | HDD | 5113 | ηHeat - Residential | 72%
Low Income - SF Retrofit | Attic Insulation | sq ft | 1100 | 100% | 56 | 56 | 56 | 56 | 0.077438 | 0.077438 | 0.077438 | 0.077438 | Exhibit 1.5A_R North Shore EEPS_Adjustable_Savings_Goal_Template.xlsx, Unit Savings Calculations Tab | IL TRM 2/8/2017 | 5.6.4 | RS-SHL-AINS-V07-180101 | ΔTherms = (1/R_old - 1/R_attic) *A_attic * (1-Framing_factor_attic) * ADJ_Attic_Wall * 24 * HDD / (ηHeat * 100,000 Btu/therm) | R_old | 10 | R_new | 54 | Framing_factor_attic | 7% | ADJ_Attic_Wall | 60% | HDD | 5113 | ηHeat | 72%
Low Income - SF Retrofit | Wall Insulation | sq ft | 300 | 100% | 28 | 28 | 28 | 28 | 0.078966 | 0.078966 | 0.078966 | 0.078966 | Exhibit 1.5A_R North Shore EEPS_Adjustable_Savings_Goal_Template.xlsx, Unit Savings Calculations Tab | IL TRM 2/8/2017 | 5.6.4 | RS-SHL-AINS-V07-180101 | ΔTherms = (1/R_old - 1/R_attic) *A_attic * (1-Framing_factor_attic) * ADJ_Attic_Wall * 24 * HDD / (ηHeat * 100,000 Btu/therm) | R_old | 3.3 | R_new | 5 | Framing_factor_wall | 25% | ADJ_Attic_Wall | 60% | HDD | 5113 | ηHeat | 72%
Low Income - SF Retrofit | Foundation Insulation | sq ft | 50 | 100% | 11 | 11 | 11 | 11 | 0.082418 | 0.082418 | 0.082418 | 0.082418 | Exhibit 1.5A_R North Shore EEPS_Adjustable_Savings_Goal_Template.xlsx, Unit Savings Calculations Tab | IL TRM 2/8/2017 | 5.6.2 | RS-SHL-BINS-V08-180101 | ΔTherms = (1/R_old - 1/R_attic) *A_attic * (1-Framing_factor_attic) * ADJ_Attic_Wall * 24 * HDD / (ηHeat * 100,000 Btu/therm) | R_old | 4 | R_new | 14 | Framing_factor | 25% | ADJ | 60% | HDD | 3079 | ηHeat | 72%
Low Income - SF Retrofit | Rim Joist Insulation | sq ft | 50 | 100% | 11 | 11 | 11 | 11 | 0.51096 | 0.51096 | 0.51096 | 0.51096 | Exhibit 1.5A_R North Shore EEPS_Adjustable_Savings_Goal_Template.xlsx, Unit Savings Calculations Tab | IL TRM 2/8/2017 | 5.6.4 | RS-SHL-AINS-V07-180101 | ΔTherms = (1/R_old - 1/R_attic) *A_attic * (1-Framing_factor_attic) * ADJ_Attic_Wall * 24 * HDD / (ηHeat * 100,000 Btu/therm) | R_old | 1 | R_new | 3 | Framing_factor | 25% | ADJ | 60% | HDD | 5113 | ηHeat | 72%
Low Income - SF Retrofit | Water Heater - Storage 0.67 EF | each | 1 | 100% | 3 | 3 | 3 | 3 | 12.9915 | 12.9915 | 12.9915 | 12.9915 | Exhibit 1.5A_R North Shore EEPS_Adjustable_Savings_Goal_Template.xlsx, Unit Savings Calculations Tab | IL TRM 2/8/2017 | 5.4.2 | RS-HWE-GWHT-V07-180101 | ΔTherms = (1/ EFbase - 1/EFef) * (GPD * Household * 365.25 * γWater * (Tout – Tin) * 1.0 )/100,000 | EFbase | 0.615 | EFef | 0.67 | GPD | 17.6 | Household_SF | 2.56 | γWater | 8.33 | Tout | 125 | Tin | 54 | Tank Volume | 40
Low Income - SF Retrofit | Boiler ≥90% AFUE, <300MBh | each | 1 | 100% | 3 | 3 | 3 | 3 | 132.0325 | 132.0325 | 132.0325 | 132.0325 | Exhibit 1.5A_R North Shore EEPS_Adjustable_Savings_Goal_Template.xlsx, Unit Savings Calculations Tab | IL TRM 2/8/2017 | 5.3.6 | RS-HVC-GHEB-V06-180101 | ΔTherms = Facility Factor*Gas_Boiler_Load *( (.93*((1/AFUE(base_EUL) - 1/AFUE(eff)))+(.07*((1/AFUE(base_ER) - 1/AFUE(eff)))) | FF_SF | 100% | Gas_Boiler_Load | 1218 | AFUE_eff | 90% | AFUE_base | 82%
Low Income - SF Retrofit | Furnace >95% AFUE | each | 1 | 100% | 3 | 3 | 3 | 3 | 175.8603 | 175.8603 | 175.8603 | 175.8603 | Exhibit 1.5A_R North Shore EEPS_Adjustable_Savings_Goal_Template.xlsx, Unit Savings Calculations Tab | IL TRM 2/8/2017 | 5.3.7 | RS-HVC-GHEF-V07-180101 | ΔTherms = Gas_Furnace_Heating_Load *Housing Factor* (1/AFUEbase - 1/AFUEeff) | HF_SF | 100% | Furnace Heating Load | 834 | AFUE_base | 80% | AFUE_eff | 95% | Derating_Base | 6.4% | Derating_EE | 6.4%
Low Income - SF Retrofit | Furnace Clean & Tune | each | 1 | 100% | 56 | 56 | 56 | 56 | 71.2821 | 71.2821 | 71.2821 | 71.2821 | Exhibit 1.5A_R North Shore EEPS_Adjustable_Savings_Goal_Template.xlsx, Unit Savings Calculations Tab | IL TRM 2/8/2017 | 5.3.13 | RS-HVC-FTUN-V03-180101 |  | HF_SF | 100% | Furnace Heating Load | 834 | AFUE_base | 80% | Derating_Pre | 6.4% | Derating_Post | 0%
Low Income - SF Retrofit | Weatherstripping/Door Sweeps | door | 3 | 100% | 56 | 56 | 56 | 56 | 98 | 98 | 98 | 98 | Exhibit 1.5A_R North Shore EEPS_Adjustable_Savings_Goal_Template.xlsx, Unit Savings Calculations Tab | IL TRM 2/8/2017 | 5.6.1 | RS-SHL-AIRS-V06-180101
Low Income - MF Retrofit | Bathroom Aerator | each | 1 | 100% | 188 | 188 | 188 | 188 | 1.2485 | 1.2485 | 1.2485 | 1.2485 | Exhibit 1.5A_R North Shore EEPS_Adjustable_Savings_Goal_Template.xlsx, Unit Savings Calculations Tab | IL TRM 2/8/2017 | 5.4.4 | RS-HWE-LFFA-V06-180101 | ΔTherms = ((GPM_base * L_base - GPM_low * L_low) * Household * 365.25 *DF / FPH) * EPG_gas * ISR | GPM_base | 1.39 | GPM_low | 0.94 | L_base/L_low | 1.6 | DF | 90% | FPH | 1.5 | EPG_gas | 0.0039661 | ISR | 0.95 | Household | 2.1 | RE_gas | 67%
Low Income - MF Retrofit | Kitchen Aerator | each | 1 | 100% | 154 | 154 | 154 | 154 | 5.1269 | 5.1269 | 5.1269 | 5.1269 | Exhibit 1.5A_R North Shore EEPS_Adjustable_Savings_Goal_Template.xlsx, Unit Savings Calculations Tab | IL TRM 2/8/2017 | 5.4.4 | RS-HWE-LFFA-V06-180101 | ΔTherms = ((GPM_base * L_base - GPM_low * L_low) * Household * 365.25 *DF / FPH) * EPG_gas * ISR | GPM_base | 1.39 | GPM_low | 0.94 | L_base/L_low | 4.5 | DF | 75% | FPH | 1 | EPG_gas | 0.0048364 | ISR | 0.91 | Household | 2.1 | RE_gas | 67%
Low Income - MF Retrofit | Showerhead | each | 1 | 100% | 190 | 190 | 190 | 190 | 17.8964 | 17.8964 | 17.8964 | 17.8964 | Exhibit 1.5A_R North Shore EEPS_Adjustable_Savings_Goal_Template.xlsx, Unit Savings Calculations Tab | IL TRM 2/8/2017 | 5.4.5 | RS-HWE-LFSH-V05-180101 | ΔTherms = ((GPM_base * L_base - GPM_low * L_low) * Household * SPCD * 365.25 / SPH) * EPG_gas * ISR | GPM_base | 2.67 | GPM_low | 1.5 | L_base/L_low | 7.8 | EPG_gas | 0.005831 | SPDC | 0.6 | SPH | 1.3 | ISR | 0.95 | Household | 2.1 | RE_gas | 67%
Low Income - MF Retrofit | Pipe Insulation (DHW) | ft | 3 | 100% | 130 | 130 | 130 | 130 | 0.99123 | 0.99123 | 0.99123 | 0.99123 | Exhibit 1.5A_R North Shore EEPS_Adjustable_Savings_Goal_Template.xlsx, Unit Savings Calculations Tab | IL TRM 2/8/2017 | 5.4.1 | RS-HVC-PINS-V02-150601 | ΔTherm = ((1/Rexist – 1/Rnew) * (L * C) * ΔT * 8,766) / ηDHW /100,000 | Rexist | 1 | Rnew | 4 | L | 1 | C | 0.196 | ΔT | 60 | ηDHW | 0.78
Low Income - MF Retrofit | Programmable Thermostat - Furnace | each | 1 | 100% | 130 | 130 | 130 | 130 | 40.5015 | 40.5015 | 40.5015 | 40.5015 | Exhibit 1.5A_R North Shore EEPS_Adjustable_Savings_Goal_Template.xlsx, Unit Savings Calculations Tab | IL TRM 2/8/2017 | 5.3.11 | RS-HVC-PROG-V04-180101 | ΔTherms = %FossilHeat * Gas_Heating_Consumption * Heating_Reduction * HF * Eff_ISR | Gas_Heating_Consumption | 1005 | Heating_Reduction | 6.2% | HF_MF | 65% | Eff_ISR | 100% | F[e] | 3.14%
Low Income - MF Retrofit | Programmable Thermostat - Boiler | each | 1 | 100% | 10 | 10 | 10 | 10 | 49.0854 | 49.0854 | 49.0854 | 49.0854 | Exhibit 1.5A_R North Shore EEPS_Adjustable_Savings_Goal_Template.xlsx, Unit Savings Calculations Tab | IL TRM 2/8/2017 | 5.3.11 | RS-HVC-PROG-V04-180101 | ΔTherms = %FossilHeat * Gas_Heating_Consumption * Heating_Reduction * HF * Eff_ISR | Gas_Heating_Consumption | 1218 | Heating_Reduction | 6.2% | HF_MF | 65% | Eff_ISR | 100% | F[e] | 3.14%
Low Income - MF Retrofit | Advanced Thermostat - Furnace (Replace Manual) | each | 1 | 100% | 0 | 0 | 0 | 0 | 57.486 | 57.486 | 57.486 | 57.486 | Exhibit 1.5A_R North Shore EEPS_Adjustable_Savings_Goal_Template.xlsx, Unit Savings Calculations Tab | IL TRM 2/8/2017 | 5.3.16 | RS-HVC-ADTH-V02-180101 | ΔTherms = %FossilHeat * Gas_Heating_Consumption * Heating_Reduction * HF * Eff_ISR | Gas_Heating_Consumption | 1005 | Heating_Reduction | 8.8% | HF_MF | 65% | Eff_ISR | 100% | F[e] | 3.14%
Low Income - MF Retrofit | Advanced Thermostat - Boiler (Replace Manual) | each | 1 | 100% | 4 | 4 | 4 | 4 | 69.6696 | 69.6696 | 69.6696 | 69.6696 | Exhibit 1.5A_R North Shore EEPS_Adjustable_Savings_Goal_Template.xlsx, Unit Savings Calculations Tab | IL TRM 2/8/2017 | 5.3.16 | RS-HVC-ADTH-V02-180101 | ΔTherms = %FossilHeat * Gas_Heating_Consumption * Heating_Reduction * HF * Eff_ISR | Gas_Heating_Consumption | 1218 | Heating_Reduction | 8.8% | HF_MF | 65% | Eff_ISR | 100% | F[e] | 3.14%
Low Income - MF Retrofit | Advanced Thermostat - Furnace (Replace Programmable) | each | 1 | 100% | 0 | 0 | 0 | 0 | 36.582 | 36.582 | 36.582 | 36.582 | Exhibit 1.5A_R North Shore EEPS_Adjustable_Savings_Goal_Template.xlsx, Unit Savings Calculations Tab | IL TRM 2/8/2017 | 5.3.16 | RS-HVC-ADTH-V02-180101 | ΔTherms = %FossilHeat * Gas_Heating_Consumption * Heating_Reduction * HF * Eff_ISR | Gas_Heating_Consumption | 1005 | Heating_Reduction | 5.6% | HF_MF | 65% | Eff_ISR | 100% | F[e] | 3.14%
Low Income - MF Retrofit | Advanced Thermostat - Boiler (Replace Programmable) | each | 1 | 100% | 4 | 4 | 4 | 4 | 44.3352 | 44.3352 | 44.3352 | 44.3352 | Exhibit 1.5A_R North Shore EEPS_Adjustable_Savings_Goal_Template.xlsx, Unit Savings Calculations Tab | IL TRM 2/8/2017 | 5.3.16 | RS-HVC-ADTH-V02-180101 | ΔTherms = %FossilHeat * Gas_Heating_Consumption * Heating_Reduction * HF * Eff_ISR | Gas_Heating_Consumption | 1218 | Heating_Reduction | 5.6% | HF_MF | 65% | Eff_ISR | 100% | F[e] | 3.14%
Low Income - MF Retrofit | Water Heater Setback | each | 1 | 100% | 100 | 100 | 100 | 100 | 4.0706 | 4.0706 | 4.0706 | 4.0706 | Exhibit 1.5A_R North Shore EEPS_Adjustable_Savings_Goal_Template.xlsx, Unit Savings Calculations Tab | IL TRM 2/8/2017 | 5.4.6 | RS-HWE-TMPS-V05-160601 | ΔTherms = 6.4 therms* (Tpre – Tpost) / 15 | Tpre | 135 | Tpost | 120 | U | 0.083 | Area (sqft) | 24.99 | Hours | 8766 | REgas | 67%
Low Income - MF Retrofit | Air Sealing | each | 1 | 100% | 5 | 5 | 5 | 5 | 600 | 600 | 600 | 600 | Custom | Custom | Custom | Custom
Low Income - MF Retrofit | Attic Insulation & Air Sealing | each | 1 | 100% | 5 | 5 | 5 | 5 | 1400 | 1400 | 1400 | 1400 | Custom | Custom | Custom | Custom
Low Income - MF Retrofit | Wall Insulation | each | 1 | 100% | 1 | 1 | 1 | 1 | 1500 | 1500 | 1500 | 1500 | Custom | Custom | Custom | Custom
Low Income - MF Retrofit | Pipe Insulation - DHW | each | 1 | 100% | 3 | 3 | 3 | 3 | 700 | 700 | 700 | 700 | Custom | Custom | Custom | Custom
Low Income - MF Retrofit | Pipe Insulation - Heating | each | 1 | 100% | 4 | 4 | 4 | 4 | 1100 | 1100 | 1100 | 1100 | Custom | Custom | Custom | Custom
Low Income - MF Retrofit | Boiler Tune-ups | each | 1 | 100% | 1 | 1 | 1 | 1 | 130 | 130 | 130 | 130 | Custom | Custom | Custom | Custom
Low Income - MF Retrofit | Outdoor Resets/Cutouts | each | 1 | 100% | 0 | 0 | 0 | 0 | 1000 | 1000 | 1000 | 1000 | Custom | Custom | Custom | Custom
Low Income - MF Retrofit | Steam Trap | each | 75 | 100% | 1 | 1 | 1 | 1 | 110 | 110 | 110 | 110 | Custom | Custom | Custom | Custom
Low Income - MF Retrofit | Controls for Central DHW Pumps | each | 1 | 100% | 1 | 1 | 1 | 1 | 1300 | 1300 | 1300 | 1300 | Custom | Custom | Custom | Custom
Low Income - MF Retrofit | Steam Boiler Averaging Controls | each | 1 | 100% | 1 | 1 | 1 | 1 | 1200 | 1200 | 1200 | 1200 | Custom | Custom | Custom | Custom
Low Income - MF Retrofit | Boiler Replacement | each | 1 | 100% | 1 | 1 | 1 | 1 | 1300 | 1300 | 1300 | 1300 | Custom | Custom | Custom | Custom
Low Income - MF Retrofit | DHW Replacement | each | 1 | 100% | 1 | 1 | 1 | 1 | 800 | 800 | 800 | 800 | Custom | Custom | Custom | Custom
Low Income - MF Retrofit | HVAC Balancing/Optimizing | each | 1 | 100% | 1 | 1 | 1 | 1 | 680 | 680 | 680 | 680 | Custom | Custom | Custom | Custom
Low Income - SF New Construction | Furnace >95% AFUE | each | 1 | 100% | 0 | 0 | 0 | 0 | 175.8603 | 175.8603 | 175.8603 | 175.8603 | Exhibit 1.5A_R North Shore EEPS_Adjustable_Savings_Goal_Template.xlsx, Unit Savings Calculations Tab | IL TRM 2/8/2017 | 5.3.7 | RS-HVC-GHEF-V07-180101 | ΔTherms = Gas_Furnace_Heating_Load *Housing Factor* (1/AFUEbase - 1/AFUEeff) | HF_SF | 100% | Furnace Heating Load | 834 | AFUE_base | 80% | AFUE_eff | 95% | Derating_Base | 6.4% | Derating_EE | 6.4%
Low Income - SF New Construction | Water Heater - Storage 0.67 EF | each | 1 | 100% | 0 | 0 | 0 | 0 | 12.9915 | 12.9915 | 12.9915 | 12.9915 | Exhibit 1.5A_R North Shore EEPS_Adjustable_Savings_Goal_Template.xlsx, Unit Savings Calculations Tab | IL TRM 2/8/2017 | 5.4.2 | RS-HWE-GWHT-V07-180101 | ΔTherms = (1/ EFbase - 1/EFef) * (GPD * Household * 365.25 * γWater * (Tout – Tin) * 1.0 )/100,000 | EFbase | 0.615 | EFef | 0.67 | GPD | 17.6 | Household_SF | 2.56 | γWater | 8.33 | Tout | 125 | Tin | 54 | Tank Volume | 40
Low Income - SF New Construction | Programmable Thermostat - Furnace | each | 1 | 100% | 0 | 0 | 0 | 0 | 34.8936 | 34.8936 | 34.8936 | 34.8936 | Exhibit 1.5A_R North Shore EEPS_Adjustable_Savings_Goal_Template.xlsx, Unit Savings Calculations Tab | IL TRM 2/8/2017 | 5.3.11 | RS-HVC-PROG-V04-180101 | ΔTherms = %FossilHeat * Gas_Heating_Consumption * Heating_Reduction * HF * Eff_ISR | Gas_Heating_Consumption | 1005 | Heating_Reduction | 6.2% | HF_SF | 100% | Eff_ISR | 56% | F[e] | 3.14%
Low Income - SF New Construction | Duct Sealing | CFM_25 | 120 | 100% | 0 | 0 | 0 | 0 | 0.7095 | 0.7095 | 0.7095 | 0.7095 | Exhibit 1.5A_R North Shore EEPS_Adjustable_Savings_Goal_Template.xlsx, Unit Savings Calculations Tab | IL TRM 2/8/2017 | 5.3.4 | RS-HVC-DINS-V06-160601 | ΔTherm = (((ΔCFM25DL / (InputCapacityHeat * 0.0123)) * FLHheat *InputCapacityHeat) / 100,000 / ηHeat*TRF | ΔCFM25DL | 1 | CapacityHeat | 76000 | FLHheat_Res | 1840 | nEquipment | 83% | nSystem | 70% | TRF | 40%
Low Income - MF New Construction | New Construction | each | 1 | 100% | 0 | 0 | 0 | 0 | 6100 | 6100 | 6100 | 6100 | Custom | Custom | Custom | Custom
Note on W25: Leah Maggio: L_base = L_low
Note on W26: Leah Maggio: L_base = L_low
Note on W27: Leah Maggio: L_base = L_low
Note on W37: Leah Maggio: L_base = L_low
Note on W38: Leah Maggio: L_base = L_low
Note on W39: Leah Maggio: L_base = L_low
Note on T61: Maxwell Weiland: Changed from 22.2 to 23.9 based on 1 story in Chicago.
Note on V61: Maxwell Weiland: Changed HDD_65 to HDD_60, resulting in HDD being 5113 instead of 6339
Note on X61: Maxwell Weiland: Changed from 70% to 72%
Note on Z62: Maxwell Weiland: Changed from 74% to 60%
Note on AD62: Maxwell Weiland: Changed from 70% to 72%
Note on Z64: Maxwell Weiland: Changed from 74% to 60%
Note on Z65: Maxwell Weiland: Changed from 74% to 60%
Note on T104: Maxwell Weiland: Changed from 22.2 to 23.9 based on 1 story in Chicago.
Note on V104: Maxwell Weiland: Changed HDD_65 to HDD_60, resulting in HDD being 5113 instead of 6339
Note on X104: Maxwell Weiland: Changed from 70% to 72% Chnaged to 64.9% -Steam Boiler.
Note on W142: Leah Maggio: L_base = L_low
Note on W143: Leah Maggio: L_base = L_low
Note on W144: Leah Maggio: L_base = L_low
Note on W145: Leah Maggio: L_base = L_low
Note on W147: Leah Maggio: L_base = L_low
Note on W148: Leah Maggio: L_base = L_low
Note on W149: Leah Maggio: L_base = L_low
Note on W151: Leah Maggio: L_base = L_low
Note on W198: Leah Maggio: L_base = L_low
Note on W271: Leah Maggio: L_base = L_low
Note on W295: Leah Maggio: L_base = L_low
Note on W296: Leah Maggio: L_base = L_low
Note on W297: Leah Maggio: L_base = L_low
Note on W299: Leah Maggio: L_base = L_low
Note on W327: Leah Maggio: L_base = L_low
Note on W371: Leah Maggio: L_base = L_low
Note on W372: Leah Maggio: L_base = L_low
Note on W373: Leah Maggio: L_base = L_low
Note on T383: Maxwell Weiland: Changed from 22.2 to 23.9 based on 1 story in Chicago.
Note on V383: Maxwell Weiland: Changed HDD_65 to HDD_60, resulting in HDD being 5113 instead of 6339
Note on X383: Maxwell Weiland: Changed from 70% to 72%
Note on Z384: Maxwell Weiland: Changed from 74% to 60%
Note on AD384: Maxwell Weiland: Changed from 70% to 72%
Note on Z385: Maxwell Weiland: Changed from 74% to 60%
Note on Z386: Maxwell Weiland: Changed from 74% to 60%
Note on Z387: Maxwell Weiland: Changed from 74% to 60%
Note on W393: Leah Maggio: L_base = L_low
Note on W394: Leah Maggio: L_base = L_low
Note on W395: Leah Maggio: L_base = L_low

## Food Equipment Detail
Combination Oven
∆Therms = (ΔCookingEnergyConvGas + ΔCookingEnergySteamGas + ΔIdleEnergyConvGas +ΔIdleEnergySteamGas) * Days / 100,000
ΔCookingEnergyConvGas= LBGas * (EFOODConvGas / GasEFFConvBase - EFOODConvGas / GasEFFConvEE) * %Conv
ΔIdleEnergySteamGas= [(GasIDLESteamBase * ((HOURS – LBGas/GasPCSteamBase) * %Steam)) - (GasIDLESteamEE * ((HOURS - LBGas/GasPCSteamEE) * %Steam))
ΔCookingEnergySteamGas= LBGas * (EFOODSteamGas / GasEFFSteamBase – EFOODSteamGas / GasEFFSteamEE) * %Steam
ΔIdleEnergyConvGas=[(GasIDLEConvBase * ((HOURS – LBGas/GasPCConvBase) * %Conv)) - (GasIDLEConvEE * ((HOURS - LBGas/GasPCConvEE) * %Conv))]
| Assumptions | Combination Oven <15 | Combination Oven 15-30 | Combination Oven >30
| LBGas | 200 | 250 | 400 | lb
| EFOODConvGas | 250 | 250 | 250 | Btu/lb
| GasEFFConvBase | 52% | 52% | 52%
| GasEFFConvEE | 56% | 56% | 56%
| %Conv | 50% | 50% | 50%
| GasIDLESteamBase | 18658 | 24562 | 43300 | Btu/hr
| GasPCSteamBase | 195 | 211 | 579 | lbs/hr
| EFOODSteamGas | 105 | 105 | 105
| GasEFFSteamBase | 39% | 39% | 39%
| GasEFFSteamEE | 41% | 41% | 41%
| Hours | 12 | 12 | 12
| %Steam | 50% | 50% | 50%
| GasIDLEConvBase | 8747 | 10788 | 13000
| GasPCConvBase | 125 | 176 | 392
| GasPCConvEE | 124 | 210 | 394
| GasIDLEConvEE | 7675 | 8725 | 9925
| GasIDLESteamEE | 9511 | 10911 | 12511
| GasPCSteamEE | 172 | 277 | 640
| ΔCookingEnergyConvGas | 3434.0659 | 4292.5824 | 6868.1319
| ΔIdleEnergySteamGas | 50843.446 | 72278.7886 | 173686.8654
| ΔCookingEnergySteamGas | 1313.3208 | 1641.651 | 2626.6417
| ΔIdleEnergyConvGas | 5623.9161 | 9909.5206 | 16855.418
| ∆Therms | 223.4338 | 321.6473 | 730.1353
Commercial ENERGY STAR Steam Cooker
ΔSavings = (ΔIdle Energy + ΔPreheat Energy + ΔCooking Energy) * Z
ΔSavings = ΔBtu * 1/100,000 *Z
ΔIdle Energy = ((((1- CSM%Baseline)* IDLEBASE + CSM%Baseline * PCBASE * EFOOD / EFFBASE)*(HOURSday - (F / PCBase) - ( PREnumber *0.25))) - (((1- CSM%ENERGYSTAR) * IDLEENERGYSTAR + CSM%ENERGYSTAR * PCENERGY * EFOOD / EFFENERGYSTAR) * (HOURSDay - (F l/ PCENERGY ) - (PREnumber * 0.25 ))))
ΔPreheat Energy = ( PREnumber * Δ Preheat)
ΔCooking Energy = ((1/ EFFBASE) - (1/ EFFENERGY STAR®)) * F * EFOOD
# of Pans:
| Assumptions | 3 Pans | 4 Pans | 5 Pans | 6 Pans
| CSM_%base | 90% | 90% | 90% | 90%
| IDLE_base | 11000 | 14667 | 18333 | 22000 | Btu/hr
| PC_base | 65 | 87 | 108 | 130 | lbs/hr
| E_food | 105 | 105 | 105 | 105 | Btu/lb
| EFF_base | 15% | 15% | 15% | 15%
| HOURS_day | 6 | 6 | 6 | 6 | Hours/day, unknown food service
| F | 100 | 100 | 100 | 100 | lbs/day
| CSM_%estar | 0% | 0% | 0% | 0%
| IDLE_estar | 6250 | 8333 | 10417 | 12500 | Btu/hr
| PC_estar | 55 | 73 | 92 | 110 | lbs/hr
| EFF_estar | 38% | 38% | 38% | 38%
| PRE_number | 1 | 1 | 1 | 1 | Preheats per day
| PRE_heat | 11000 | 11000 | 11000 | 11000 | Btu/preheat
| Z | 365.25 | 365.25 | 365.25 | 365.25
| ΔIdle Energy | 152521.3287 | 222405.4814 | 288499.0511 | 358371.3287
| ΔPreheat Energy | 11000 | 11000 | 11000 | 11000
| ΔCooking Energy | 42368.4211 | 42368.4211 | 42368.4211 | 42368.4211
| Total Savings | 752.0123 | 1007.2642 | 1248.6709 | 1503.8794

## Pipe Insulation Detail
Pipe Insulation
Δtherms per foot = ((Qbase – Qeff) * TRF * HOURS) / (100,000 * ηBoiler)
Δtherms = (Lsp + Loc,i) * Δtherms per foot
Measure Size | Btu loss/hr, uninsulated |  |  |  |  | Btu loss/hr, insulated |  |  | Nominal Therms/ft | [7 empty] | PIPE
| 225 deg. (STEAM) | 225 deg. (STEAM) | 170 deg. (Condensate/HW) | 145 deg. | 125 deg. | 170 deg. (Condensate/HW) | 145 deg. | 125 deg. | Com. Steam | MF Steam | Com. Condensate Return | MF Condensate Return | HW | DHW | DIA |  | Com. Steam | MF Steam
Small <2" | 114.8 | 27.34 | 69.76 | 46 |  | 16.17 | 11.69 |  | 3.7651 |  |  | 2.8731 | 1.8643
| 140.2 | 28.46 | 80.05 | 56.07 | 38.5 | 16.85 | 12.19 | 8.7 | 4.8104 |  | 2.7207 | 3.3883 | 2.2711 | 2.6792 | 1 | 28.716 | 3.1855 | 3.9671
| 172.9 | 36.48 | 98.61 | 69.04 | 47.38 | 21.56 | 15.58 | 11.1 | 5.8728 |  | 3.317 | 4.1309 | 2.768 | 3.2619 | 1.25 | 56.0859
| 195.5 | 36.99 | 111.4 | 77.98 | 53.5 | 21.88 | 15.82 | 11.28 | 6.8238 |  | 3.8538 | 4.7994 | 3.217 | 3.7959 | 1.5 | 96.9165
Med 2-5" | 239.9 | 43.22 | 136.6 | 95.55 | 65.53 | 25.55 | 18.48 | 13.17 | 8.467 |  | 4.7807 | 5.9537 | 3.9899 | 4.7076 | 2 | 229.728
| 286.2 | 49.65 | 162.8 | 113.9 | 78.07 | 29.35 | 21.21 | 15.12 | 10.1834 |  | 5.745 | 7.1546 | 4.7963 | 5.6597 | 2.5 | 448.6875 | 9.7775 | 12.1766
| 343.7 | 58.69 | 195.4 | 136.6 | 93.64 | 34.67 | 25.05 | 17.85 | 12.2696 |  | 6.9194 | 8.6172 | 5.7749 | 6.8141 | 3 | 775.332
| 389.5 | 55.22 | 221.4 | 154.7 | 106 | 32.67 | 23.63 | 16.86 | 14.3906 | 17.9216 |  |  | 6.7828 |  | 3.5 | 1231.1985
| 435.2 | 70.19 | 247.2 | 172.8 | 118.4 | 41.46 | 29.96 | 21.35 | 15.7135 | 19.5692 |  |  | 7.3932 | 8.7255 | 4 | 1837.824
| 480.7 | 65.72 | 273 | 190.8 | 130.7 | 38.87 | 28.12 | 20.05 | 17.8647 | 22.2482 |  |  | 8.4161 | 9.9483 | 4.5 | 2616.7455
Large 5-8" | 531.8 | 87.36 | 301.9 | 210.9 | 144.5 | 51.57 | 37.24 | 26.53 | 19.1329 | 23.8276 |  |  | 8.9926 | 10.6064 | 5 | 3589.5
| 627.9 | 103.5 | 356.3 | 248.9 | 170.5 | 61.09 | 44.11 | 31.41 | 22.5752 | 28.1145 |  |  | 10.6047 | 12.5053 | 6 | 6202.656 | 24.9998 | 31.134
| 718 | 116.9 | [6 empty] | 25.8771 | 32.2266 |  |  |  |  | 7 | 9849.588
| 807.8 | 124 | [6 empty] | 29.4373 | 36.6603 |  |  |  |  | 8 | 14702.592
X-Large 8-12" | 897.4 | 136.6 | [6 empty] | 32.7521 | 40.7885 |  |  |  |  | 9 | 20933.964 | 35.9848 | 44.8144
| 997.9 | 158.6 | [6 empty] | 36.1315 | 44.9971 |  |  |  |  | 10 | 28716
| 1177 | 169 | [6 empty] | 43.394 | 54.0416 |  |  |  |  | 12 | 49621.248
From IL TRM from tables on pages 246 & 247:
|  |  |  | Size (inches) | Area of Elbow | Equivalent Length Elbow | Equivalent Length Tee | Area oF Pipe | Area of Valve | Equivalent Length of Valve
|  |  |  | 1 | 0.1 | 0.3 | 0.38 | 0.33333 | 0.69 | 2.07
Combustion Eff. (Com. Steam) | 80.7% |  |  | 3 | 0.93 | 1.01 | 0.84 | 0.92079 | 3.37 | 3.6599
Combustion Eff. (MF Steam) | 64.8% |  |  | 4 | 1.64 | 1.4 | 1.03 | 1.1714 | 4.68 | 3.9951
Combustion Eff. (HW) | 81.9% |  |  | 5 |  | 1.76 | 1.22
Space Heating Hours/ year | 4963 |  |  | 6 | 3.7 | 2.13 | 1.41 | 1.7371 | 7.03 | 4.047
DHW Hours/ year | 8766 |  |  | 8 | 6.58 | 2.91 | 1.75 | 2.2612 | 10.3 | 4.5552
Year Round TRF | 0.84 |  |  | 5 |  | 1.76 | 1.22
Space Heating TRF | 0.7 |  |  | 6 | 3.7 | 2.13 | 1.41 | 1.7371 | 7.03 | 4.047
|  |  |  | 8 | 6.58 | 2.91 | 1.75 | 2.2612 | 10.3 | 4.5552
|  |  |  | 10 | 10.28 | 3.65 | 2.13 | 2.8164 | 13.8 | 4.8998
|  |  |  | 12 | 14.8 | 4.44 | 2.5 | 3.3333 | 16.1 | 4.83
Measure | C&I/SB | MF
Pipe Insulation - Hyd. Boiler Sm <=1.25" |  | 2.3011
Pipe Insulation - Hyd. Boiler Med 1.25-2" |  | 3.6035
Pipe Insulation - Hyd. Boiler Large >=2" |  | 6.1868
Pipe Insulation - HW Small 1" to 2" | 2.6588 | 3.1358
Pipe Insulation - HW Medium 2.1" to 4" | 5.2492 | 6.1942
Pipe Insulation - HW Large >4" | 9.0408 | 10.6729
Pipe Insulation - Steam - Small 1" to 2" | 3.1855 | 3.9671
Pipe Insulation - Steam - Med 2.1"-5" | 13.1481 | 13.5774
Pipe Insulation - Steam - Large 5.1"-8" | 24.2556 | 30.2072
Pipe Insulation - Steam - X-Large >8" | 35.9848 | 44.8144
Pipe Insulation - Steam - Small Fitting | 1.8081 | 1.2913
Pipe Insulation - Steam Med Fitting | 12.5152 | 15.586
Pipe Insulation - Steam Large Fitting | 51.2495 | 63.8246
Pipe Insulation - Steam X-Large Fitting | 99.1381 | 123.4637
Pipe Insulation - Steam - Small Valve | 11.0083 | 7.8617
Pipe Insulation - Steam Med Valve | 37.4234 | 46.606
Pipe Insulation - Steam Large Valve | 107.5261 | 133.9098
Pipe Insulation - Steam X-Large Valve | 175.0625 | 218.0177
Dry Cleaner Pipe Insulation
Business specific process steam pipe insulation (e.g. dry cleaner steam pipe)
Projects | Cost | Gross savings | Lengths (small) | Elbows (small)
JO, CHANG dba VILLAGE CLEANERS - 1120366 - Steam Pipe Insulation | 888 | 464 | 148
Evergreen Plaza Cleaners -1101378 - Pipe Insulation | 1710 | 1832 | 285
JEFFERSON PARK VALET SHOP - 6022 N Keystone Ave (#997264) - Custom Pipe Insul | 11928 | 5699 | 695 | 272
| TRF | Hours**(IL TRM) | T | Tamb | Thickness | Eff
| 0.5495 | 2425 | 325 | 70 | 0.5 | 0.807
| SM | Uninsulated loss | Insulated loss | Savings
| in | btu/hr-ft | btu/hr-ft | Therms
100 | 0.5 | 185 | 53.44 | 2.1723
| 0.75 | 225.5 | 60.66 | 2.7219
276 | 1 | 275.9 | 71.02 | 3.383
59 | 1.25 | 341.1 | 88.22 | 4.1756
695 | 1.5 | 386.1 | 99.13 | 4.7385
| Elbows | 1.9925 |  | 4.151
Thermostats
Assembly | 0.0989 | intermittent | 1 | 98 | 5 |  | 0.8 | 76 |  | 0.25037 | 15.2227 |  | ΔTherms = CZ+Fu*(0.00405*Th+0.000519*Ws-0.11)+Th*(0.0000689*Ws-0.0118)+0.0022*Ws
Convience Store | 0.854 | intermittent | 1 | 108 | 5 |  | 0.8 | 76 |  | 1.0378 | 63.0976 |  | ΔTherms = CZ+Fu*(0.00231*Th-0.0349)+Th*(0.000309*Ws-0.0494)+0.00266*Ws
Office Low Rise | 3.022 | intermittent | 1 | 55 | 5 |  | 0.8 | 76 |  | 2.6834 | 163.1538 |  | ΔTherms = CZ+Fu*(0.00745*Th-0.142)+Th*(0.00077*Ws-0.111)+0.00199*Ws
Religious | 5.368 | intermittent | 1 | 133 | 5 |  | 0.8 | 76 |  | 5.4975 | 334.2492 |  | ΔTherms = CZ+Fu*(0.00143*Th-0.0309)+Th*(0.0008*Ws-0.134)+0.00219*Ws
Restaurant - Fast Food | 0.636 | intermittent | 1 | 108 | 5 |  | 0.8 | 76 |  | 1.0445 | 63.5056 |  | ΔTherms = CZ+Fu*(0.0125*Th+0.0036*Ws-0.71)+Th*(0.000329*Ws-0.0615)+0.00738*Ws
Restaurant - Sit Down | 0.704 | intermittent | 1 | 117 | 5 |  | 0.8 | 76 |  | 0.83657 | 50.8637 |  | ΔTherms = CZ+Fu*(0.00144*Th+0.000262*Ws-0.0553)+Th*(0.00018*Ws-0.0299)+0.00166*Ws
Retail - Large | 2.672 | intermittent | 1 | 93 | 5 |  | 0.8 | 76 |  | 2.7673 | 168.2537 |  | ΔTherms = CZ+Th*(0.000406*Ws-0.0611)+0.00228*Ws
Retail - Strip Mall | 2.292 | intermittent | 1 | 93 | 5 |  | 0.8 | 76 |  | 2.2885 | 139.1405 |  | ΔTherms = CZ+Fu*(0.00383*Th-0.0656)+Th*(0.000575*Ws-0.0912)+0.00249*Ws
[10 empty] | 2.0508 | 124.6858
Laundromat Boilers
Tout | 140
Tin | 54.1
γWater | 8.33
HotWaterUse_Gal | 4927.5
Power Factor | 80%
Water Factor | 0.65
http://www.bandctech.com/Manuals/commercial-laundry-planning-guide.pdf
Cycles per day | 3 |  | http://www1.eere.energy.gov/buildings/appliance_standards/commercial/pdfs/ccw_snopr_chap6.pdf
Hot Water Gallons/Cycle | 4.5 | Assume WF = 1.26 | http://www.allianceforwaterefficiency.org/laundromats.aspx
Boiler Size per Washer (Btu/h) | 5232.4374 | btuh
Boiler Usage (Btu) | 4407322.3031 | Btu
EFLH | 929.9077 | Dry Cleaner Hours
MBH | 1 | 1
EF_gasbase | 0.8 | 0.8
EF_eff | 0.88 | 0.95
Savings per MBH | 1.0567 | 1.8353
Note on A45: Leah Maggio: MF DI ONLY
Note on A46: Leah Maggio: MF DI ONLY

## Thermostat Detail
Thermostats
Assembly | 0.0989 | intermittent | 1 | 98 | 5 | 0.8 | 76 | 0.25037 | 15.2227 | ΔTherms = CZ+Fu*(0.00405*Th+0.000519*Ws-0.11)+Th*(0.0000689*Ws-0.0118)+0.0022*Ws
Convience Store | 0.854 | intermittent | 1 | 108 | 5 | 0.8 | 76 | 1.0378 | 63.0976 | ΔTherms = CZ+Fu*(0.00231*Th-0.0349)+Th*(0.000309*Ws-0.0494)+0.00266*Ws
Office Low Rise | 3.022 | intermittent | 1 | 55 | 5 | 0.8 | 76 | 2.6834 | 163.1538 | ΔTherms = CZ+Fu*(0.00745*Th-0.142)+Th*(0.00077*Ws-0.111)+0.00199*Ws
Religious | 5.368 | intermittent | 1 | 133 | 5 | 0.8 | 76 | 5.4975 | 334.2492 | ΔTherms = CZ+Fu*(0.00143*Th-0.0309)+Th*(0.0008*Ws-0.134)+0.00219*Ws
Restaurant - Fast Food | 0.636 | intermittent | 1 | 108 | 5 | 0.8 | 76 | 1.0445 | 63.5056 | ΔTherms = CZ+Fu*(0.0125*Th+0.0036*Ws-0.71)+Th*(0.000329*Ws-0.0615)+0.00738*Ws
Restaurant - Sit Down | 0.704 | intermittent | 1 | 117 | 5 | 0.8 | 76 | 0.83657 | 50.8637 | ΔTherms = CZ+Fu*(0.00144*Th+0.000262*Ws-0.0553)+Th*(0.00018*Ws-0.0299)+0.00166*Ws
Retail - Large | 2.672 | intermittent | 1 | 93 | 5 | 0.8 | 76 | 2.7673 | 168.2537 | ΔTherms = CZ+Th*(0.000406*Ws-0.0611)+0.00228*Ws
Retail - Strip Mall | 2.292 | intermittent | 1 | 93 | 5 | 0.8 | 76 | 2.2885 | 139.1405 | ΔTherms = CZ+Fu*(0.00383*Th-0.0656)+Th*(0.000575*Ws-0.0912)+0.00249*Ws
[8 empty] | 2.0508 | 124.6858

## Laundromat Boiler Detail
Laundromat Boilers
Tout | 140
Tin | 54.1
γWater | 8.33
HotWaterUse_Gal | 4927.5
Power Factor | 80%
Water Factor | 0.65
http://www.bandctech.com/Manuals/commercial-laundry-planning-guide.pdf
Cycles per day | 3 |  | http://www1.eere.energy.gov/buildings/appliance_standards/commercial/pdfs/ccw_snopr_chap6.pdf
Hot Water Gallons/Cycle | 4.5 | Assume WF = 1.26 | http://www.allianceforwaterefficiency.org/laundromats.aspx
Boiler Size per Washer (Btu/h) | 5232.4374 | btuh
Boiler Usage (Btu) | 4407322.3031 | Btu
EFLH | 929.9077 | Dry Cleaner Hours
MBH | 1 | 1
EF_gasbase | 0.8 | 0.8
EF_eff | 0.88 | 0.95
Savings per MBH | 1.0567 | 1.8353

## Behavior
CONFIDENTIAL AND PROPRIETARY
| 2018 Savings (Including Persistence) | [7 empty] | 2019 Savings (Including Persistence) | [8 empty] | 2020 Savings (Including Persistence) | [7 empty] | 2021 Savings (Including Persistence)
| 2018 | 2019 | 2020 | 2021 | 2022 | 2023 | 2024 | 2025 | 2018 | 2019 | 2020 | 2021 | 2022 | 2023 | 2024 | 2025 |  | 2018 | 2019 | 2020 | 2021 | 2022 | 2023 | 2024 | 2025 | 2018 | 2019 | 2020 | 2021 | 2022 | 2023 | 2024 | 2025
Peoples Non Income Eligible | 824000 | 824000 | 362304.871 | 157335.2745 | 69178.8062 | 30041.7337 | 0 | 0 | 823000 | 460695.129 | 202563.2151 | 87965.5274 | 38677.5959 | 16796.2141 | 0 | 0 |  | 814000 | 454101.5103 | 199664.0645 | 86706.5361 | 38124.0296 | 16555.8212 | 0 | 0 | 805000 | 448191.6019 | 197065.5346 | 85578.0931 | 37627.8641 | 16340.3553 | 0 | 0
Peoples Income Eligible | 0 | 0 | 0 | 0 | 0 | 0 | 0 | 0 | 0 | 0 | 0 | 0 | 0 | 0 | 0 | 0 |  | 0 | 0 | 0 | 0 | 0 | 0 | 0 | 0 | 0 | 0 | 0 | 0 | 0 | 0 | 0 | 0
North Shore Non Income Eligible | 575000 | 575000 | 252821.967 | 109790.9986 | 48274.0456 | 20963.5885 | 0 | 0 | 573000 | 320178.033 | 140779.2002 | 61135.0713 | 26880.5026 | 11673.1835 | 0 | 0 |  | 566000 | 315429.8012 | 138691.4483 | 60228.4398 | 26481.8654 | 11500.0705 | 0 | 0 | 558000 | 309899.4348 | 136259.7994 | 59172.4668 | 26017.5643 | 11298.4421 | 0 | 0
North Shore Income Eligible | 0 | 0 | 0 | 0 | 0 | 0 | 0 | 0 | 0 | 0 | 0 | 0 | 0 | 0 | 0 | 0 |  | 0 | 0 | 0 | 0 | 0 | 0 | 0 | 0 | 0 | 0 | 0 | 0 | 0 | 0 | 0 | 0
Home Energy Reports Program PY4 (March 1, 2016)
| Total Therms | Participants | Therm/Participant
PGL | 3280440 | 151200 | 21.696
NSG | 1108565 | 91350 | 12.1354
Peoples Gas | [11 empty] | North Shore Gas
OPOWER DATA | 2018 | 2019 | 2020 | 2021 | Check | [6 empty] | 2018 | 2019 | 2020 | 2020
Households (participants) | 46800 | 45900 | 44900 | 44000 | [7 empty] | 54000 | 52800 | 51600 | 50400
HERs per Household | 4 | 4 | 4 | 4 | [7 empty] | 4 | 4 | 4 | 4
Measured therm savings | 824000 | 823000 | 814000 | 805000 | 824000 | 823000 | 814000 | 805000 |  |  |  | 575000 | 573000 | 566000 | 558000 | 575000 | 573000 | 566000 | 558000
Claimable therms (first-year therm savings) | 824000 | 460695.129 | 454101.5103 | 448191.6019 | [7 empty] | 575000 | 320178.033 | 315429.8012 | 309899.4348
Lifetime therms | 1442860.6855 | 806697.6816 | 795151.9617 | 784803.4489 | [7 empty] | 1006850.5997 | 560645.9905 | 552331.6253 | 542647.7074
Cost | 400000 | 400000 | 400000 | 400001 | [7 empty] | 350000 | 350000 | 350000 | 350001
$ per particpant | 8.547 | 8.7146 | 8.9087 | 9.0909 | [7 empty] | 6.4815 | 6.6288 | 6.7829 | 6.9445
Annual household attrition rate | 4.2% | [10 empty] | 4.2%
PGL Income Eligible | 26.4%
Persistence
|  | Year 1 | Year 2 | Year 3 | Year 4 | Year 5
|  | 100% | 45% | 20% | 9% | 4%
| HH retention factors |  | 0.97709 | 0.9547 | 0.93283 | 0.91146
MODIFIED DATA
| 2018 | 2019 | 2020 | 2021 | [7 empty] | 2018 | 2019 | 2020 | 2021
Households (participants) | 46800 | 45900 | 44900 | 44000 | [7 empty] | 54000 | 52800 | 51600 | 50400
Savings per Household | 17.6068 | 17.9303 | 18.1292 | 18.2955 | [7 empty] | 10.6481 | 10.8523 | 10.969 | 11.0714
Cost | 375000 | 375000 | 375000 | 375000 | [7 empty] | 350000 | 350000 | 350000 | 350001
CALCULATIONS - Non Income Eligible
| 2018 | 2019 | 2020 | 2021 | [7 empty] | 2018 | 2019 | 2020 | 2021
Participants | 46800 | 45900 | 44900 | 44000 | [7 empty] | 54000 | 52800 | 51600 | 50400
Budget | 375000 | 375000 | 375000 | 375000 | [7 empty] | 350000 | 350000 | 350000 | 350001
therm per Participant | 17.6068 | 17.9303 | 18.1292 | 18.2955 | [7 empty] | 10.6481 | 10.8523 | 10.969 | 11.0714
Measured Savings | 824000 | 823000 | 814000 | 805000 | [7 empty] | 575000 | 573000 | 566000 | 558000
Adjusted Annual Savings | 824000 | 459330.7692 | 453694.995 | 447143.109 | [7 empty] | 575000 | 320000 | 315383.8384 | 309986.8922
Cost-Effectiveness Savings | Measured Therms | Y1 | Y2 | Y3 | Y4 | Y5 |  |  |  |  | Cost-Effectiveness Savings | Measured Therms | Y1 | Y2 | Y3 | Y4 | Y5
2018 | 824000 | 824000 | 362304.871 | 157335.2745 | 69178.8062 | 30041.7337 |  |  |  |  | 2018 | 575000 | 575000 | 252821.967 | 109790.9986 | 48274.0456 | 20963.5885
2019 | 823000 | 460695.129 | 202563.2151 | 87965.5274 | 38677.5959 | 16796.2141 |  |  |  |  | 2019 | 573000 | 320178.033 | 140779.2002 | 61135.0713 | 26880.5026 | 11673.1835
2020 | 814000 | 454101.5103 | 199664.0645 | 86706.5361 | 38124.0296 | 16555.8212 |  |  |  |  | 2020 | 566000 | 315429.8012 | 138691.4483 | 60228.4398 | 26481.8654 | 11500.0705
2021 | 805000 | 448191.6019 | 197065.5346 | 85578.0931 | 37627.8641 | 16340.3553 |  |  |  |  | 2021 | 558000 | 309899.4348 | 136259.7994 | 59172.4668 | 26017.5643 | 11298.4421
Total Cost-Effectiveness Savings | 3266000 | 2186988.2413 | 961597.6852 | 417585.4312 | 183608.2958 | 79734.1243 |  |  |  |  | Total Cost-Effectiveness Savings | 2272000 | 1520507.269 | 668552.4149 | 290326.9764 | 127653.9778 | 55435.2846
CALCULATIONS - Income Eligible
| 2018 | 2019 | 2020 | 2021 | [7 empty] | 2018 | 2019 | 2020 | 2021
Participants
Budget
therm per Participant
Measured Savings
Adjusted Annual Savings
New Participants
New Measured Savings
Adjusted Annual Savings
Total Annual Claimable Savings
Cost-Effectiveness Savings | Measured Therms | Y1 | Y2 | Y3 | Y4 | Y5 |  |  |  |  | Cost-Effectiveness Savings | Measured Therms | Y1 | Y2 | Y3 | Y4 | Y5
2018 | 0 | 0 | 0 | 0 | 0 | 0 |  |  |  |  | 2018 | 0 | 0 | 0 | 0 | 0 | 0
2019 | 0 | 0 | 0 | 0 | 0 | 0 |  |  |  |  | 2019 | 0 | 0 | 0 | 0 | 0 | 0
2020 | 0 | 0 | 0 | 0 | 0 | 0 |  |  |  |  | 2020 | 0 | 0 | 0 | 0 | 0 | 0
2021 | 0 | 0 | 0 | 0 | 0 | 0 |  |  |  |  | 2021 | 0 | 0 | 0 | 0 | 0 | 0
Total Cost-Effectiveness Savings | 0 | 0 | 0 | 0 | 0 | 0 |  |  |  |  | Total Cost-Effectiveness Savings | 0 | 0 | 0 | 0 | 0 | 0
| 824000 | 824000 | 362304.871 | 157335.2745 | 69178.8062 | 30041.7337 | [5 empty] | 575000 | 575000 | 252821.967 | 109790.9986 | 48274.0456 | 20963.5885
| 823000 | 460695.129 | 202563.2151 | 87965.5274 | 38677.5959 | 16796.2141 | [5 empty] | 573000 | 320178.033 | 140779.2002 | 61135.0713 | 26880.5026 | 11673.1835
| 814000 | 454101.5103 | 199664.0645 | 86706.5361 | 38124.0296 | 16555.8212 | [5 empty] | 566000 | 315429.8012 | 138691.4483 | 60228.4398 | 26481.8654 | 11500.0705
| 805000 | 448191.6019 | 197065.5346 | 85578.0931 | 37627.8641 | 16340.3553 | [5 empty] | 558000 | 309899.4348 | 136259.7994 | 59172.4668 | 26017.5643 | 11298.4421