## Lighting Program
TRC | NPV Avoided Cost Benefits | NPV TRC Costs | Measure | Weath. Senstv. | Fuel | Sector |  | Baseline Description | Efficient Description | kWh savings/ year/ cust | kW savings/ year/ cust | Nat Gas CCF savings/ year/ cust | Typical size | Unit | Measure life | Incremental Cost/ Unit (year 1) | Percent Incremental Cost Change per Year | Cost Escalation Rate | Realization Rate | Net-to-Gross | OVERALL 1 - (NTG*Realization) | Incremental Participants PY4 | PY5 | PY6
3%
4.3416 | 4942528.27 | 1138406.81 | 13W CFL (60W incand equiv) Pre-EISA | NWS | Electric | Res | Lighting RES | 60W incand | 13W CFL | 46.3185 | 0.00376 | 0 | 1 | lamp | 9 | 3 | -2% |  | 1 | 0.8 | 0.2 | 133767.453 | 122709.1477 | 119624.5099
0 | 0 | 0 | 13W CFL (60W incand equiv) POST-EISA | NWS | Electric | Res | Lighting RES | 45W EISA compliant bulb (25% improvement) | 13W CFL | 31.536 | 0.00256 | 0 | 1 | lamp | 9 | 1 | -2% |  | 1 | 0.8 | 0.2 | 0 | 0 | 0
4.9608 | 196040.96 | 39517.71 | 18W CFL (75W incand equiv) Pre-EISA | NWS | Electric | Res | Lighting RES | 75W incand | 18W CFL | 56.1735 | 0.00456 | 0 | 1 | lamp | 9 | 3 | -2% |  | 1 | 0.8 | 0.2 | 6369.8787 | 5843.2969 | 0
10.0533 | 113516.26 | 11291.46 | 18W CFL (75W incand equiv) POST-EISA | NWS | Electric | Res | Lighting RES | 56W EISA compliant bulb (25% improvement) | 18W CFL | 37.449 | 0.00304 | 0 | 1 | lamp | 9 | 1 | -2% |  | 1 | 0.8 | 0.2 | 0 | 0 | 10850.3181
6.1335 | 417269.9 | 68031.05 | 23W CFL (100W incand equiv) Pre-EISA | NWS | Electric | Res | Lighting RES | 100W incand | 23W CFL | 75.8835 | 0.00616 | 0 | 1 | lamp | 9 | 3 | -2% |  | 1 | 0.8 | 0.2 | 19109.6361 | 0 | 0
12.1052 | 951234.12 | 78580.91 | 23W CFL (100W incand equiv) POST-EISA | NWS | Electric | Res | Lighting RES | 75W EISA compliant bulb (25% improvement) | 23W CFL | 51.246 | 0.00416 | 0 | 1 | lamp | 9 | 1 | -2% |  | 1 | 0.8 | 0.2 | 0 | 33390.2683 | 32550.9544
1.4296 | 841525.79 | 588660.38 | CFL bulbs specialty | NWS | Electric | Res | Lighting RES | Incandescent lamps | Compact fluorescent lamps | 44.1 | 0.0042 | 0 | 1 | lamp | 9 | 10 | -2% |  | 1 | 0.8 | 0.2 | 30332.7558 | 22260.1788 | 14467.0908
2.4133 | 2156290.56 | 893512.92 | CFL bulbs hgh wattage | NWS | Electric | Res | Lighting RES | Incandescent lamps | Compact fluorescent lamps | 113 | 0.0108 | 0 | 1 | lamp | 9 | 15 | -2% |  | 1 | 0.8 | 0.2 | 30332.7558 | 22260.1788 | 14467.0908
1.0594 | 841525.79 | 794354.1 | CFL Reflector | NWS | Electric | Res | Lighting RES | Incandescent lamps with reflectors | Compact fluorescent lamps with reflectors | 44.1 | 0.0042 | 0 | 1 | lamp | 9 | 13 | -2% |  | 1 | 0.8 | 0.2 | 30332.7558 | 22260.1788 | 14467.0908
0 | 0 | 0 | LED Downlight | NWS | Electric | Res | Lighting RES | EISA compliant light | LED downlight | 9.79 | 0.000924 | 0 | 1 | fixture | 20 | 90 | -10% |  | 1 | 0.8 | 0.2 | 0 | 0 | 0
0 | 0 | 0 | LED Lamps | NWS | Electric | Res | Lighting RES | EISA compliant light | LED lamp ≤ 12W | 8.8 | 0.000836 | 0 | 1 | lamp | 20 | 51 | -10% |  | 1 | 0.8 | 0.2 | 0 | 0 | 0
0 | 0 | 0 | LED Night Light | NWS | Electric | Res | Lighting RES | EISA compliant light | LED night light | 4.84 | 0 | 0 | 1 | fixture | 12 | 5 | -10% |  | 1 | 0.8 | 0.2 | 0 | 0 | 0
0 | 0 | 0 | LED Task Light | NWS | Electric | Res | Lighting RES | EISA compliant light | LED task light | 8.58 | 0.0008096 | 0 | 1 | fixture | 20 | 25 | -10% |  | 1 | 0.8 | 0.2 | 0 | 0 | 0
1.3361 | 4247998.35 | 3179361.72 | Torchiere Floor Lamps - CFL | NWS | Electric | Res | Lighting RES | Incandescent Torchiere | CFL Torchiere | 164 | 0.0156 | 0 | 1 | fixture | 12 | 50 | -2% |  | 1 | 0.8 | 0.2 | 31596.6206 | 23187.6863 | 15069.8863
0 | 0 | 0 | LED Holiday Lights | NWS | Electric | Res | Lighting RES | Incandescent holiday lights | LED holiday lights | 10.6 | 0 | 0 | 1 | string | 10 | 12 | -10% |  | 1 | 0.8 | 0.2 | 0 | 0 | 0
1.5273 | 1557020.04 | 1019472.34 | High Intensity Discharge Lamps (HID) - Exterior | NWS | Electric | Res | Lighting RES | ? | High Intensity Discharge Lamps (HID) - Exterior | 603 | 0 | 0 | 1 | unit | 6 | 84.85 | 0% |  | 1 | 0.8 | 0.2 | 3338.7455 | 5576.6728 | 4497.5382
1.1985 | 84491.38 | 70496.71 | Occupancy Sensor | NWS | Electric | Res | Lighting RES | No Occupancy Sensors | Wall-Switch Occupancy Sensors | 217 | 0.04 | 0 | 1 | unit | 10 | 61 | 0% |  | 1 | 0.8 | 0.2 | 380.5878 | 429.7125 | 435.3659
4.3416 | 6574243.23 | 1514237.83 | 13W CFL (60W incand equiv) Pre-EISA | NWS | Electric | Res | Lighting RES | 60W incand | 13W CFL | 46.3185 | 0.00376 | 0 | 1 | lamp | 9 | 3 | -2% |  | 1 | 0.8 | 0.2 | 177929.1335 | 163220.0647 | 159117.0716
0 | 0 | 0 | 13W CFL (60W incand equiv) POST-EISA | NWS | Electric | Res | Lighting RES | 45W EISA compliant bulb (25% improvement) | 13W CFL | 31.536 | 0.00256 | 0 | 1 | lamp | 9 | 1 | -2% |  | 1 | 0.8 | 0.2 | 0 | 0 | 0
4.9608 | 260761.47 | 52564 | 18W CFL (75W incand equiv) Pre-EISA | NWS | Electric | Res | Lighting RES | 75W incand | 18W CFL | 56.1735 | 0.00456 | 0 | 1 | lamp | 9 | 3 | -2% |  | 1 | 0.8 | 0.2 | 8472.8159 | 7772.3896 | 0
10.0533 | 150992.26 | 15019.19 | 18W CFL (75W incand equiv) POST-EISA | NWS | Electric | Res | Lighting RES | 56W EISA compliant bulb (25% improvement) | 18W CFL | 37.449 | 0.00304 | 0 | 1 | lamp | 9 | 1 | -2% |  | 1 | 0.8 | 0.2 | 0 | 0 | 14432.4173
6.1335 | 555026.42 | 90490.65 | 23W CFL (100W incand equiv) Pre-EISA | NWS | Electric | Res | Lighting RES | 100W incand | 23W CFL | 75.8835 | 0.00616 | 0 | 1 | lamp | 9 | 3 | -2% |  | 1 | 0.8 | 0.2 | 25418.4476 | 0 | 0
12.1052 | 1265272.37 | 104523.43 | 23W CFL (100W incand equiv) POST-EISA | NWS | Electric | Res | Lighting RES | 75W EISA compliant bulb (25% improvement) | 23W CFL | 51.246 | 0.00416 | 0 | 1 | lamp | 9 | 1 | -2% |  | 1 | 0.8 | 0.2 | 0 | 44413.6549 | 43297.2519
1.4296 | 1119345.18 | 782999.38 | CFL bulbs specialty | NWS | Electric | Res | Lighting RES | Incandescent lamps | Compact fluorescent lamps | 44.1 | 0.0042 | 0 | 1 | lamp | 9 | 10 | -2% |  | 1 | 0.8 | 0.2 | 40346.7423 | 29609.1033 | 19243.2231
2.4133 | 2868163.39 | 1188495.22 | CFL bulbs hgh wattage | NWS | Electric | Res | Lighting RES | Incandescent lamps | Compact fluorescent lamps | 113 | 0.0108 | 0 | 1 | lamp | 9 | 15 | -2% |  | 1 | 0.8 | 0.2 | 40346.7423 | 29609.1033 | 19243.2231
1.0594 | 1119345.18 | 1056600.34 | CFL Reflector | NWS | Electric | Res | Lighting RES | Incandescent lamps with reflectors | Compact fluorescent lamps with reflectors | 44.1 | 0.0042 | 0 | 1 | lamp | 9 | 13 | -2% |  | 1 | 0.8 | 0.2 | 40346.7423 | 29609.1033 | 19243.2231
0 | 0 | 0 | LED Downlight | NWS | Electric | Res | Lighting RES | EISA compliant light | LED downlight | 9.79 | 0.000924 | 0 | 1 | fixture | 20 | 90 | -10% |  | 1 | 0.8 | 0.2 | 0 | 0 | 0
0 | 0 | 0 | LED Lamps | NWS | Electric | Res | Lighting RES | EISA compliant light | LED lamp ≤ 12W | 8.8 | 0.000836 | 0 | 1 | lamp | 20 | 51 | -10% |  | 1 | 0.8 | 0.2 | 0 | 0 | 0
0 | 0 | 0 | LED Night Light | NWS | Electric | Res | Lighting RES | EISA compliant light | LED night light | 4.84 | 0 | 0 | 1 | fixture | 12 | 5 | -10% |  | 1 | 0.8 | 0.2 | 0 | 0 | 0
0 | 0 | 0 | LED Task Light | NWS | Electric | Res | Lighting RES | EISA compliant light | LED task light | 8.58 | 0.0008096 | 0 | 1 | fixture | 20 | 25 | -10% |  | 1 | 0.8 | 0.2 | 0 | 0 | 0
1.3361 | 5650422.8 | 4228988.93 | Torchiere Floor Lamps - CFL | NWS | Electric | Res | Lighting RES |  | CFL Torchiere | 164 | 0.0156 | 0 | 1 | fixture | 12 | 50 | -2% |  | 1 | 0.8 | 0.2 | 42027.8566 | 30842.8159 | 20045.024
0 | 0 | 0 | LED Holiday Lights | NWS | Electric | Res | Lighting RES | Incandescent holiday lights | LED holiday lights | 10.6 | 0 | 0 | 1 | string | 10 | 12 | -10% |  | 1 | 0.8 | 0.2 | 0 | 0 | 0
1.5273 | 2071051.07 | 1356038.61 | High Intensity Discharge Lamps (HID) - Exterior | NWS | Electric | Res | Lighting RES | ? | High Intensity Discharge Lamps (HID) - Exterior | 603 | 0 | 0 | 1 | unit | 6 | 84.85 | 0% |  | 1 | 0.8 | 0.2 | 4440.9913 | 7417.7428 | 5982.3452
1.1985 | 112385.18 | 93770.34 | Occupancy Sensor | NWS | Electric | Res | Lighting RES | No Occupancy Sensors | Wall-Switch Occupancy Sensors | 217 | 0.04 | 0 | 1 | unit | 10 | 61 | 0% |  | 1 | 0.8 | 0.2 | 506.2342 | 571.5768 | 579.0965
Note on F1: Gas measures must be run in Mode 3 or 1
Note on G1: Used in roll-up
Note on H1: used in roll-up
Note on M1: Costenaro, Dave M: 1 CCF = 1.024 therms

## Efficient Products Program
TRC | NPV Avoided Cost Benefits | NPV TRC Costs | Measure | Weath. Senstv. | Fuel | Sector | End Use | Baseline Description | Efficient Description | kWh savings/ year/ cust | kW savings/ year/ cust | Nat Gas CCF savings/ year/ cust | Typical size | Unit | Measure life | Incremental Cost/ Unit (year 1) | Percent Incremental Cost Change per Year | Cost Escalation Rate | Realization Rate | Net-to-Gross | OVERALL 1 - (NTG*Realization) | Incremental Participants PY4 | PY5 | PY6
3%
1.5654 | 812318.53 | 518922.72 | Ceiling Fan | WS | Elec&Gas | Res | HVAC RES | Standard fans, 140 W/cfm | Efficient fan; 70 W/cfm | 60.35 | 0.034022 | 0 | 1 | fan | 15 | 25 | 0% |  | 1 | 0.8 | 0.2 | 5593.0577 | 6402.1796 | 7070.4819
3.4955 | 457702.21 | 130939.87 | Setback thermostat - full setback | WS | Elec&Gas | Res | HVAC RES | No setback | Assumes full setback achieved - use with caution | 692.7817 | -0.020791 | 0 | 2.2 | 1000 sq ft cond floor area | 9 | 73.4307 | 0% |  | 1 | 0.8 | 0.2 | 419.1881 | 505.6888 | 544.8159
2.3019 | 845238 | 367186.88 | Setback thermostat - moderate setback | WS | Elec&Gas | Res | HVAC RES | No setback | Assumes full setback achieved - use with caution | 426.453 | -0.020112 | 0 | 2.2 | 1000 sq ft cond floor area | 9 | 73.4307 | 0% |  | 1 | 0.8 | 0.2 | 1257.5642 | 1517.0664 | 1634.4478
1.3527 | 231254.58 | 170958.14 | Electric Water Heater EF 0.93+ | NWS | Electric | Res | Water Heating RES | Standard Electric water heater EF=0.9 | Efficient Electric water heater EF>=0.93 | 157 | 0.017712 | 0 | 1 | unit | 15 | 49 | 0% |  | 1 | 0.8 | 0.2 | 1800.7242 | 875.1585 | 390.3431
0.81837 | 3702532.93 | 4524271.82 | Heat Pump Water Heaters | NWS | Electric | Res | Water Heating RES | Standard Electric water heater EF=0.9 | Heat pump water heater EF>=2.0 | 1802 | 0.32546 | 0 | 1 | unit | 15 | 1020 | -2% |  | 1 | 0.8 | 0.2 | 1200.8993 | 1412.917 | 1712.4204
7.1688 | 402412.6 | 56134.18 | Low Flow Showerheads - Electric water heater | NWS | Electric | Res | Water Heating RES | Standard Flow 2.5 gal.min | Low Flow 1.75 gal/minute | 424 | 0.048 | 0 | 1 | unit | 12 | 14.9 | 0% |  | 1 | 0.8 | 0.2 | 692.5397 | 829.6738 | 900.9215
9.5409 | 403071.24 | 42246.85 | Low Flow Faucet Aerators - Electric water heater | NWS | Electric | Res | Water Heating RES | 2.2 gal/minute | 1.5 gal/minute | 136 | 0.016 | 0 | 1 | unit | 12 | 2.8 | 0% |  | 1 | 0.8 | 0.2 | 2169.1247 | 2591.3318 | 2806.1529
0.90721 | 19430.27 | 21417.52 | Energy Star Room AC | WS | Electric | Res | Cooling RES | Standard A/C unit, 9.8 EER | Energy Star A/C unit, 10.8 EER | 101 | 0.094 | 0 | 6000 | Btu | 12 | 86 | 0% |  | 1 | 0.8 | 0.2 | 87.676 | 100.0253 | 43.6606
2.6758 | 92130.15 | 34431.32 | Pool Pump and Motor Single Speed | NWS | Electric | Res | Motors BUS | Standard pump and motor efficiency | High efficiency pump and motor, speed control | 694 | 0.357 | 0 | 1.5 | hp | 10 | 85 | 0% |  | 1 | 0.8 | 0.2 | 103.4644 | 117.5123 | 143.7888
0 | 0 | 0 | VFDs on Residential Swimming Pool Pumps | NWS | Electric | Res | Pool Spa RES | Pool pump without speed control | Variable speed pump control | 1543 | 0.41184 | 0 | 1.5 | hp | 10 | 425 | 0% |  | 1 | 0.8 | 0.2 | 0 | 0 | 0
0.75451 | 117080.07 | 155172.71 | Smart Strip plug outlet | NWS | Electric | Res | Miscellaneous RES | Standard plug outlet | Smart Strip plug outlet | 184 | 0.012925 | 0 | 1 | unit | 5 | 40 | 0% |  | 1 | 0.8 | 0.2 | 1143.4296 | 1263.0889 | 1338.5985
0 | 0 | 0 | Solar Domestic Hot Water - Electric Water Heater | NWS | Electric | Res | Water Heating RES | Standard Electric water heater EF=0.9 | Solar water heater | 2546 | 0.42 | 0 | 40 | SF | 20 | 4500 | -2% |  | 1 | 0.8 | 0.2 | 0 | 0 | 0
2.8803 | 369426.39 | 128258.55 | Water Heater, Tank Blanket-Insulation - Electric | NWS | Electric | Res | Water Heating RES | No Tank Insulation | Install Insulation (R-5) | 180 | 0.02 | 0 | 1 | unit | 10 | 18 | 0% |  | 1 | 0.8 | 0.2 | 1801.4095 | 2119.9211 | 2260.8497
0 | 0 | 0 | Water Heater, Thermostat Setback - Electric | NWS | Electric | Res | Water Heating RES | 135 degrees | 120 degrees | 163 | 0.02 | 0 | 1 | unit | 4 | 8 | 0% |  | 1 | 0.8 | 0.2 | 0 | 0 | 0
0.97369 | 1515949.11 | 1556917.74 | GCHP replacing Elec Resist and SEER13 | WS | Electric | Res | HVAC RES | Elec Resist / SEER 13 | GCHP (COP 4.0, EER 20) | 11936 | 0.71 | 0 | 1 | unit | 15 | 8400 | -2% |  | 1 | 0.8 | 0.2 | 83.309 | 65.7509 | 66.9462
1.5715 | 1084942.93 | 690382.61 | Ceiling Fan | WS | Elec&Gas | Res | HVAC RES | Standard fans, 140 W/cfm | Efficient fan; 70 W/cfm | 60.35 | 0.034022 | 0.025983 | 1 | fan | 15 | 25 | 0% |  | 1 | 0.8 | 0.2 | 7439.537 | 8515.7806 | 9404.7146
6.2834 | 1502588.56 | 239137.96 | Setback thermostat - full setback | WS | Elec&Gas | Res | HVAC RES | No setback | Assumes full setback achieved - use with caution | 692.7817 | -0.020791 | 105.5676 | 2.2 | 1000 sq ft cond floor area | 9 | 73.4307 | 0% |  | 1 | 0.8 | 0.2 | 557.5779 | 672.6358 | 724.6802
4.1355 | 2567888.35 | 620933.72 | Setback thermostat - moderate setback | WS | Elec&Gas | Res | HVAC RES | No setback | Assumes full setback achieved - use with caution | 426.453 | -0.020112 | 56.8364 | 2.2 | 1000 sq ft cond floor area | 9 | 73.4307 | 0% |  | 1 | 0.8 | 0.2 | 1672.7336 | 2017.9073 | 2174.0407
1.3527 | 307600.43 | 227397.87 | Electric Water Heater EF 0.93+ | NWS | Electric | Res | Water Heating RES | Standard Electric water heater EF=0.9 | Efficient Electric water heater EF>=0.93 | 157 | 0.017712 | 0 | 1 | unit | 15 | 49 | 0% |  | 1 | 0.8 | 0.2 | 2395.2112 | 1164.0814 | 519.21
0.81837 | 4924878.67 | 6017904.55 | Heat Pump Water Heaters | NWS | Electric | Res | Water Heating RES | Standard Electric water heater EF=0.9 | Heat pump water heater EF>=2.0 | 1802 | 0.32546 | 0 | 1 | unit | 15 | 1020 | -2% |  | 1 | 0.8 | 0.2 | 1597.3615 | 1879.3742 | 2277.7549
0.91712 | 299718.08 | 326804.74 | High Efficiency Gas Water Heater | NWS | Gas | Res | Water Heating RES | Standard Gas Water Heater EF=0.60 | High Efficiency Gas Water Heater EF>= 0.62 | 0 | 0 | 9.7656 | 1 | unit | 15 | 67 | 0% |  | 1 | 0.8 | 0.2 | 1330.3478 | 1538.3872 | 1700.0348
0.6009 | 689322.82 | 1147157.06 | Super Efficiency Gas Water Heater | NWS | Gas | Res | Water Heating RES | Standard Gas Water Heater EF=0.60 | Super High Efficiency Gas Water Heater EF>= 0.67 | 0 | 0 | 22.46 | 1 | unit | 15 | 235 | 0% |  | 1 | 0.8 | 0.2 | 1330.3478 | 1538.3872 | 1700.0348
6.4294 | 750254.52 | 116691.88 | Low Flow Showerheads - Gas water heater | NWS | Gas | Res | Water Heating RES | Standard Flow 2.5 gal.min | Low Flow 1.75 gal/minute | 0 | 0 | 21.4844 | 1 | unit | 12 | 14.9 | 0% |  | 1 | 0.8 | 0.2 | 1793.017 | 2147.9874 | 2332.6625
7.1688 | 535264.18 | 74666.19 | Low Flow Showerheads - Electric water heater | NWS | Electric | Res | Water Heating RES | Standard Flow 2.5 gal.min | Low Flow 1.75 gal/minute | 424 | 0.048 | 0 | 1 | unit | 12 | 14.9 | 0% |  | 1 | 0.8 | 0.2 | 921.1732 | 1103.5805 | 1198.3497
9.266 | 745496.77 | 80455.17 | Low Flow Faucet Aerators - Gas water heater | NWS | Gas | Res | Water Heating RES | 2.2 gal/minute | 1.5 gal/minute | 0 | 0 | 6.8359 | 1 | unit | 12 | 2.8 | 0% |  | 1 | 0.8 | 0.2 | 5616.404 | 6709.4367 | 7265.5953
9.5409 | 536140.26 | 56194.12 | Low Flow Faucet Aerators - Electric water heater | NWS | Electric | Res | Water Heating RES | 2.2 gal/minute | 1.5 gal/minute | 136 | 0.016 | 0 | 1 | unit | 12 | 2.8 | 0% |  | 1 | 0.8 | 0.2 | 2885.2345 | 3446.8281 | 3732.5698
0.90721 | 25844.93 | 28488.26 | Energy Star Room AC | WS | Electric | Res | Cooling RES | Standard A/C unit, 9.8 EER | Energy Star A/C unit, 10.8 EER | 101 | 0.094 | 0 | 6000 | Btu | 12 | 86 | 0% |  | 1 | 0.8 | 0.2 | 116.6212 | 133.0474 | 58.0746
2.6758 | 122545.78 | 45798.41 | Pool Pump and Motor Single Speed | NWS | Electric | Res | Motors BUS | Standard pump and motor efficiency | High efficiency pump and motor, speed control | 694 | 0.357 | 0 | 1.5 | hp | 10 | 85 | 0% |  | 1 | 0.8 | 0.2 | 137.6219 | 156.3075 | 191.259
0 | 0 | 0 | VFDs on Residential Swimming Pool Pumps | NWS | Electric | Res | Pool Spa RES | Pool pump without speed control | Variable speed pump control | 1543 | 0.41184 | 0 | 1.5 | hp | 10 | 425 | 0% |  | 1 | 0.8 | 0.2 | 0 | 0 | 0
0.75451 | 155732.62 | 206401.06 | Smart Strip plug outlet | NWS | Electric | Res | Miscellaneous RES | Standard plug outlet | Smart Strip plug outlet | 184 | 0.012925 | 0 | 1 | unit | 5 | 40 | 0% |  | 1 | 0.8 | 0.2 | 1520.9188 | 1680.0822 | 1780.5203
0 | 0 | 0 | Solar Domestic Hot Water - Electric Water Heater | NWS | Electric | Res | Water Heating RES | Standard Electric water heater EF=0.9 | Solar water heater | 2546 | 0.42 | 0 | 40 | SF | 20 | 4500 | -2% |  | 1 | 0.8 | 0.2 | 0 | 0 | 0
0 | 0 | 0 | Solar Domestic Hot Water - Gas Water Heater | NWS | Gas | Res | Water Heating RES | Standard Gas Water Heater EF=0.60 | Solar Water Heater | 0 | 0 | 108.3984 | 40 | SF | 20 | 4500 | -2% |  | 1 | 0.8 | 0.2 | 0 | 0 | 0
2.8803 | 491387.97 | 170601.54 | Water Heater, Tank Blanket-Insulation - Electric | NWS | Electric | Res | Water Heating RES | No Tank Insulation | Install Insulation (R-5) | 180 | 0.02 | 0 | 1 | unit | 10 | 18 | 0% |  | 1 | 0.8 | 0.2 | 2396.1227 | 2819.787 | 3007.2414
0 | 0 | 0 | Water Heater, Tank Blanket-Insulation - Gas | NWS | Gas | Res | Water Heating RES | No Tank Insulation | Install Insulation (R-5) | 0 | 0 | 11.7188 | 1 | unit | 10 | 18 | 0% |  | 1 | 0.8 | 0.2 | 0 | 0 | 0
0 | 0 | 0 | Water Heater, Thermostat Setback - Electric | NWS | Electric | Res | Water Heating RES | 135 degrees | 120 degrees | 163 | 0.02 | 0 | 1 | unit | 4 | 8 | 0% |  | 1 | 0.8 | 0.2 | 0 | 0 | 0
0 | 0 | 0 | Water Heater, Thermostat Setback - Gas | NWS | Gas | Res | Water Heating RES | 135 degrees | 120 degrees | 0 | 0 | 10.7422 | 1 | unit | 4 | 8 | 0% |  | 1 | 0.8 | 0.2 | 0 | 0 | 0
0.97369 | 2016421.07 | 2070915 | GCHP replacing Elec Resist and SEER13 | WS | Electric | Res | HVAC RES | Elec Resist / SEER 13 | GCHP (COP 4.0, EER 20) | 11936 | 0.71 | 0 | 1 | unit | 15 | 8400 | -2% |  | 1 | 0.8 | 0.2 | 110.8125 | 87.4578 | 89.0477
4.4775 | 209535.49 | 46796.99 | Setback thermostat - full setback | WS | Elec&Gas | Res | HVAC RES | No setback | Assumes full setback achieved - use with caution | 0 | 0 | 105.5676 | 2.2 | 1000 sq ft cond floor area | 9 | 73.4307 | 0% |  | 1 | 0.8 | 0.2 | 130.7169 | 157.6907 | 169.8919
2.691 | 338434.55 | 125765.62 | Setback thermostat - moderate setback | WS | Elec&Gas | Res | HVAC RES | No setback | Assumes full setback achieved - use with caution | 0 | 0 | 56.8364 | 2.2 | 1000 sq ft cond floor area | 9 | 73.4307 | 0% |  | 1 | 0.8 | 0.2 | 392.1507 | 473.0722 | 509.6756
0.91712 | 70265.01 | 76615.13 | High Efficiency Gas Water Heater | NWS | Gas | Res | Water Heating RES | Standard Gas Water Heater EF=0.60 | High Efficiency Gas Water Heater EF>= 0.62 | 0 | 0 | 9.7656 | 1 | unit | 15 | 67 | 0% |  | 1 | 0.8 | 0.2 | 311.8828 | 360.6549 | 398.5511
0.6009 | 161602.79 | 268936.08 | Super Efficiency Gas Water Heater | NWS | Gas | Res | Water Heating RES | Standard Gas Water Heater EF=0.60 | Super High Efficiency Gas Water Heater EF>= 0.67 | 0 | 0 | 22.46 | 1 | unit | 15 | 235 | 0% |  | 1 | 0.8 | 0.2 | 311.8828 | 360.6549 | 398.5511
6.4294 | 175887.43 | 27356.9 | Low Flow Showerheads - Gas water heater | NWS | Gas | Res | Water Heating RES | Standard Flow 2.5 gal.min | Low Flow 1.75 gal/minute | 0 | 0 | 21.4844 | 1 | unit | 12 | 14.9 | 0% |  | 1 | 0.8 | 0.2 | 420.3496 | 503.5678 | 546.8624
9.266 | 174772.04 | 18861.67 | Low Flow Faucet Aerators - Gas water heater | NWS | Gas | Res | Water Heating RES | 2.2 gal/minute | 1.5 gal/minute | 0 | 0 | 6.8359 | 1 | unit | 12 | 2.8 | 0% |  | 1 | 0.8 | 0.2 | 1316.693 | 1572.9403 | 1703.3245
0 | 0 | 0 | Solar Domestic Hot Water - Gas Water Heater | NWS | Gas | Res | Water Heating RES | Standard Gas Water Heater EF=0.60 | Solar Water Heater | 0 | 0 | 108.3984 | 40 | SF | 20 | 4500 | -2% |  | 1 | 0.8 | 0.2 | 0 | 0 | 0
0 | 0 | 0 | Water Heater, Tank Blanket-Insulation - Gas | NWS | Gas | Res | Water Heating RES | No Tank Insulation | Install Insulation (R-5) | 0 | 0 | 11.7188 | 1 | unit | 10 | 18 | 0% |  | 1 | 0.8 | 0.2 | 0 | 0 | 0
0 | 0 | 0 | Water Heater, Thermostat Setback - Gas | NWS | Gas | Res | Water Heating RES | 135 degrees | 120 degrees | 0 | 0 | 10.7422 | 1 | unit | 4 | 8 | 0% |  | 1 | 0.8 | 0.2 | 0 | 0 | 0

## HVAC Program
TRC | NPV Avoided Cost Benefits | NPV TRC Costs | Measure | Weath. Senstv. | Fuel | Sector | End Use | Baseline Description | Efficient Description | kWh savings/ year/ cust | kW savings/ year/ cust | Nat Gas CCF savings/ year/ cust | Typical size | Unit | Measure life | Incremental Cost/ Unit (year 1) | Percent Incremental Cost Change per Year | Cost Escalation Rate | Realization Rate | Net-to-Gross | OVERALL 1 - (NTG*Realization) | Incremental Participants PY4 | PY5 | PY6
3%
1.2394 | 50447.14 | 40702.36 | ASHP - SEER 14 | WS | Electric | Res | HVAC RES | SEER 13 | SEER 14 | 495.8923 | 0.54202 | 0 | 2.7424 | ton | 12 | 268.5823 | -2% |  | 1 | 0.8 | 0.2 | 67.1847 | 53.1603 | 53.557
1.1586 | 30100.93 | 25980.78 | ASHP - SEER 15 | WS | Electric | Res | HVAC RES | SEER 13 | SEER 15 | 924.0946 | 0.75956 | 0 | 2.7424 | ton | 12 | 537.1646 | -2% |  | 1 | 0.8 | 0.2 | 21.7007 | 16.8341 | 17.1441
0.98185 | 27201.71 | 27704.64 | ASHP - SEER 16 | WS | Electric | Res | HVAC RES | SEER 13 | SEER 16 | 1165.7176 | 0.72162 | 0 | 2.7424 | ton | 12 | 805.7469 | -2% |  | 1 | 0.8 | 0.2 | 15.3181 | 12.4041 | 12.1667
1.5476 | 3389.99 | 2190.49 | DFHP - SEER 14 | WS | Electric | Res | HVAC RES | SEER 13; 78 AFUE | SEER 14 | 594.5682 | 0.54202 | 0 | 2.7424 | ton | 12 | 253.9998 | -2% |  | 1 | 0.8 | 0.2 | 4.0311 | 2.7979 | 2.9107
1.5987 | 4690.34 | 2933.78 | DFHP - SEER 15 | WS | Electric | Res | HVAC RES | SEER 13; 78 AFUE | SEER 15 | 1227.1379 | 0.75956 | 0 | 2.7424 | ton | 12 | 507.9996 | -2% |  | 1 | 0.8 | 0.2 | 2.553 | 1.772 | 2.2121
1.1914 | 2575.97 | 2162.19 | DFHP - SEER 16 | WS | Electric | Res | HVAC RES | SEER 13; 78 AFUE | SEER 16 | 1347.9038 | 0.72162 | 0 | 2.7424 | ton | 12 | 761.9994 | -2% |  | 1 | 0.8 | 0.2 | 1.2765 | 0.88601 | 1.1061
0 | 0 | 0 | DFHP - SEER 17 | WS | Electric | Res | HVAC RES | SEER 13; 78 AFUE | SEER 17 | 1633.9051 | 0.72064 | 0 | 2.7424 | ton | 12 | 1015.9992 | -2% |  | 1 | 0.8 | 0.2 | 0 | 0 | 0
1.304 | 530806.8 | 407074.15 | Duct Insulation | WS | Elec&Gas | Res | HVAC RES | Uninsulated ducts | Insulate to R-6 | 277.7644 | 0.04468 | 0 | 2.2 | 1000 sq ft cond floor area | 20 | 220 | 0% |  | 1 | 0.8 | 0.2 | 631.1329 | 728.576 | 812.5525
2.119 | 48884.94 | 23069.29 | Duct sealing 15% leakage base | WS | Elec&Gas | Res | HVAC RES | 15% total | Seal from baseline to 6% | 159.4314 | 0.037313 | 0 | 2.2 | 1000 sq ft cond floor area | 18 | 73.3333 | 0% |  | 1 | 0.8 | 0.2 | 109.847 | 128.9137 | 137.1815
3.1881 | 152070.33 | 47699.28 | Duct sealing 20% leakage base | WS | Elec&Gas | Res | HVAC RES | 20% total | Seal from baseline to 6% | 248.0153 | 0.060988 | 0 | 2.2 | 1000 sq ft cond floor area | 18 | 73.3333 | 0% |  | 1 | 0.8 | 0.2 | 219.6939 | 257.7575 | 274.3194
4.194 | 206660.99 | 49274.81 | Duct sealing 25% leakage base | WS | Elec&Gas | Res | HVAC RES | 25% total | Seal from baseline to 6% | 337.0485 | 0.0919 | 0 | 2.2 | 1000 sq ft cond floor area | 18 | 73.3333 | 0% |  | 1 | 0.8 | 0.2 | 219.6939 | 257.7575 | 274.3194
5.1175 | 216728.08 | 42350.07 | Duct sealing 30% leakage base | WS | Elec&Gas | Res | HVAC RES | 30% total | Seal from baseline to 6% | 424.1246 | 0.12313 | 0 | 2.2 | 1000 sq ft cond floor area | 18 | 73.3333 | 0% |  | 1 | 0.8 | 0.2 | 183.1119 | 214.8096 | 228.6068
2.411 | 7542676.77 | 3128389.34 | ECM blower - continuous | WS | Electric | Res | HVAC RES | Standard motor continuous operation | ECM continuous operation | 1517.1039 | 0.25778 | 0 | 2.7424 | ton | 15 | 479.9242 | 0% |  | 1 | 0.8 | 0.2 | 1986.1539 | 2360.3456 | 2699.4464
0.58562 | 1718434.97 | 2934368.22 | ECM blower - intermittent | WS | Electric | Res | HVAC RES | Standard motor intermittent operation | ECM intermittent operation | 345.6391 | 0.2049 | 0 | 2.7424 | ton | 15 | 479.9242 | 0% |  | 1 | 0.8 | 0.2 | 1986.1539 | 2360.3456 | 2699.4464
1.7727 | 1064279.02 | 600384.09 | Furnace-AC - SEER 14 | WS | Electric | Res | Cooling RES | SEER 13 | SEER 14 | 496.9174 | 0.44826 | 0 | 2.7424 | ton | 12 | 253.9998 | 0% |  | 1 | 0.8 | 0.2 | 1504.5204 | 731.0661 | 326.162
0.95967 | 2384321.66 | 2484520.98 | Furnace-AC - SEER 15 | WS | Electric | Res | Cooling RES | SEER 13 | SEER 15 | 515.6162 | 0.44896 | 0 | 2.7424 | ton | 12 | 507.9996 | 0% |  | 1 | 0.8 | 0.2 | 1504.5204 | 1923.8155 | 2168.167
0 | 0 | 0 | Furnace-AC - SEER 16 | WS | Electric | Res | Cooling RES | SEER 13 | SEER 16 | 430.7841 | 0.49626 | 0 | 2.7424 | ton | 12 | 761.9994 | 0% |  | 1 | 0.8 | 0.2 | 0 | 0 | 0
0 | 0 | 0 | Furnace-AC - SEER 17 | WS | Electric | Res | Cooling RES | SEER 13 | SEER 17 | 588.3677 | 0.63 | 0 | 2.7424 | ton | 12 | 1015.9992 | 0% |  | 1 | 0.8 | 0.2 | 0 | 0 | 0
1.2776 | 626627.93 | 490465.87 | Infiltration reduction - 30% | WS | Elec&Gas | Res | HVAC RES | Varies by vintage | Varies by vintage | 464.4332 | 0.1237 | 0 | 2.2 | ton | 13 | 264 | 0% |  | 1 | 0.8 | 0.2 | 629.4936 | 721.1895 | 800.4207
2.0663 | 1045945.39 | 506197.13 | Infiltration reduction - 50% | WS | Elec&Gas | Res | HVAC RES | Varies by vintage | Varies by vintage | 775.2157 | 0.20624 | 0 | 2.2 | ton | 13 | 264 | 0% |  | 1 | 0.8 | 0.2 | 629.4936 | 721.1895 | 800.4207
0 | 0 | 0 | PTAC 10.3 EER | WS | Electric | Res | Cooling RES | 8.7 EER | 10.3 EER | 116.1425 | 0.090841 | 0 | 0.75 | ton | 15 | 124.2925 | 0% |  | 1 | 0.8 | 0.2 | 0 | 0 | 0
1.5336 | 41740.5 | 27217.04 | PTAC 9.3 EER | WS | Electric | Res | Cooling RES | 7.1 EER | 9.3 EER | 178.8511 | 0.17406 | 0 | 0.75 | ton | 15 | 135.5918 | 0% |  | 1 | 0.8 | 0.2 | 0 | 0 | 238.445
1.1388 | 188769.77 | 165764.7 | PTHP 10.9 EER | WS | Electric | Res | HVAC RES | 8.5 EER | 10.9 EER | 221.7314 | 0.12557 | 0 | 0.75 | ton | 15 | 155.1127 | 0% |  | 1 | 0.8 | 0.2 | 368.7095 | 406.6297 | 429.853
1.3803 | 251713.31 | 182361.46 | PTHP 9.1 EER | WS | Electric | Res | HVAC RES | 7.0 EER | 9.1 EER | 295.6657 | 0.17377 | 0 | 0.75 | ton | 15 | 169.2139 | 0% |  | 1 | 0.8 | 0.2 | 368.7095 | 406.6297 | 429.853
3.9926 | 152567.4 | 38212.41 | Setback thermostat - full setback | WS | Elec&Gas | Res | HVAC RES | No setback | Assumes full setback achieved - use with caution | 692.7817 | -0.020791 | 0 | 2.2 | 1000 sq ft cond floor area | 9 | 73.4307 | 0% |  | 1 | 0.8 | 0.2 | 139.7294 | 168.5629 | 181.6053
2.6724 | 281746 | 105429.33 | Setback thermostat - moderate setback | WS | Elec&Gas | Res | HVAC RES | No setback | Assumes full setback achieved - use with caution | 426.453 | -0.020112 | 0 | 2.2 | 1000 sq ft cond floor area | 9 | 73.4307 | 0% |  | 1 | 0.8 | 0.2 | 419.1881 | 505.6888 | 544.8159
1.0585 | 1212759.28 | 1145771.77 | GCHP replacing Elec Resist and SEER13 | WS | Electric | Res | HVAC RES | Elec Resist / SEER 13 | GCHP (COP 4.0, EER 20) | 11936 | 0.71 | 0 | 1 | unit | 15 | 8400 | -2% |  | 1 | 0.8 | 0.2 | 66.6472 | 52.6007 | 53.557
1.2394 | 67101.64 | 54139.74 | ASHP - SEER 14 | WS | Electric | Res | HVAC RES | SEER 13 | SEER 14 | 495.8923 | 0.54202 | 0 | 2.7424 | ton | 12 | 268.5823 | -2% |  | 1 | 0.8 | 0.2 | 89.3649 | 70.7105 | 71.2382
1.1586 | 40038.38 | 34558 | ASHP - SEER 15 | WS | Electric | Res | HVAC RES | SEER 13 | SEER 15 | 924.0946 | 0.75956 | 0 | 2.7424 | ton | 12 | 537.1646 | -2% |  | 1 | 0.8 | 0.2 | 28.8649 | 22.3917 | 22.804
0.98185 | 36182.02 | 36850.98 | ASHP - SEER 16 | WS | Electric | Res | HVAC RES | SEER 13 | SEER 16 | 1165.7176 | 0.72162 | 0 | 2.7424 | ton | 12 | 805.7469 | -2% |  | 1 | 0.8 | 0.2 | 20.3752 | 16.4991 | 16.1835
1.5476 | 4509.15 | 2913.66 | DFHP - SEER 14 | WS | Electric | Res | HVAC RES | SEER 13; 78 AFUE | SEER 14 | 594.5682 | 0.54202 | 0 | 2.7424 | ton | 12 | 253.9998 | -2% |  | 1 | 0.8 | 0.2 | 5.3619 | 3.7216 | 3.8716
1.5987 | 6238.8 | 3902.35 | DFHP - SEER 15 | WS | Electric | Res | HVAC RES | SEER 13; 78 AFUE | SEER 15 | 1227.1379 | 0.75956 | 0 | 2.7424 | ton | 12 | 507.9996 | -2% |  | 1 | 0.8 | 0.2 | 3.3959 | 2.357 | 2.9424
1.1914 | 3426.39 | 2876.01 | DFHP - SEER 16 | WS | Electric | Res | HVAC RES | SEER 13; 78 AFUE | SEER 16 | 1347.9038 | 0.72162 | 0 | 2.7424 | ton | 12 | 761.9994 | -2% |  | 1 | 0.8 | 0.2 | 1.6979 | 1.1785 | 1.4712
0 | 0 | 0 | DFHP - SEER 17 | WS | Electric | Res | HVAC RES | SEER 13; 78 AFUE | SEER 17 | 1633.9051 | 0.72064 | 0 | 2.7424 | ton | 12 | 1015.9992 | -2% |  | 1 | 0.8 | 0.2 | 0 | 0 | 0
2.8227 | 1689074.83 | 598383.6 | Duct Insulation | WS | Elec&Gas | Res | HVAC RES | Uninsulated ducts | Insulate to R-6 | 277.7644 | 0.04468 | 40.6115 | 2.2 | 1000 sq ft cond floor area | 20 | 220 | 0% |  | 1 | 0.8 | 0.2 | 839.4937 | 969.1064 | 1080.8068
1.016 | 2595527.46 | 2554584.1 | Duct location | WS | Elec&Gas | Res | HVAC RES | Ducts outside conditioned space | Ducts within conditioned space | 705.7806 | 0.15114 | 88.7965 | 2.2 | 1000 sq ft cond floor area | 20 | 1650 | 0% |  | 1 | 0.8 | 0.2 | 552.9899 | 637.9454 | 710.8329
4.1644 | 146515.84 | 35182.7 | Duct sealing 15% leakage base | WS | Elec&Gas | Res | HVAC RES | 15% total | Seal from baseline to 6% | 159.4314 | 0.037313 | 20.9529 | 2.2 | 1000 sq ft cond floor area | 18 | 73.3333 | 0% |  | 1 | 0.8 | 0.2 | 146.1116 | 171.473 | 182.4703
6.0468 | 454340.49 | 75136.78 | Duct sealing 20% leakage base | WS | Elec&Gas | Res | HVAC RES | 20% total | Seal from baseline to 6% | 248.0153 | 0.060988 | 32.4099 | 2.2 | 1000 sq ft cond floor area | 18 | 73.3333 | 0% |  | 1 | 0.8 | 0.2 | 292.2232 | 342.853 | 364.8826
7.6904 | 614266.44 | 79874.94 | Duct sealing 25% leakage base | WS | Elec&Gas | Res | HVAC RES | 25% total | Seal from baseline to 6% | 337.0485 | 0.0919 | 43.6364 | 2.2 | 1000 sq ft cond floor area | 18 | 73.3333 | 0% |  | 1 | 0.8 | 0.2 | 292.2232 | 342.853 | 364.8826
9.1355 | 643844.06 | 70477.37 | Duct sealing 30% leakage base | WS | Elec&Gas | Res | HVAC RES | 30% total | Seal from baseline to 6% | 424.1246 | 0.12313 | 54.8565 | 2.2 | 1000 sq ft cond floor area | 18 | 73.3333 | 0% |  | 1 | 0.8 | 0.2 | 243.564 | 285.7264 | 304.0785
2.411 | 10032798.8 | 4161188.64 | ECM blower - continuous | WS | Electric | Res | HVAC RES | Standard motor continuous operation | ECM continuous operation | 1517.1039 | 0.25778 | 0 | 2.7424 | ton | 15 | 479.9242 | 0% |  | 1 | 0.8 | 0.2 | 2641.8582 | 3139.5847 | 3590.6355
0.58562 | 2285755.15 | 3903113.83 | ECM blower - intermittent | WS | Electric | Res | HVAC RES | Standard motor intermittent operation | ECM intermittent operation | 345.6391 | 0.2049 | 0 | 2.7424 | ton | 15 | 479.9242 | 0% |  | 1 | 0.8 | 0.2 | 2641.8582 | 3139.5847 | 3590.6355
1.7727 | 1415637.66 | 798593.52 | Furnace-AC - SEER 14 | WS | Electric | Res | Cooling RES | SEER 13 | SEER 14 | 496.9174 | 0.44826 | 0 | 2.7424 | ton | 12 | 253.9998 | 0% |  | 1 | 0.8 | 0.2 | 2001.2193 | 972.4186 | 433.8404
0.95967 | 3171476.15 | 3304755.06 | Furnace-AC - SEER 15 | WS | Electric | Res | Cooling RES | SEER 13 | SEER 15 | 515.6162 | 0.44896 | 0 | 2.7424 | ton | 12 | 507.9996 | 0% |  | 1 | 0.8 | 0.2 | 2001.2193 | 2558.9396 | 2883.9607
0 | 0 | 0 | Furnace-AC - SEER 16 | WS | Electric | Res | Cooling RES | SEER 13 | SEER 16 | 430.7841 | 0.49626 | 0 | 2.7424 | ton | 12 | 761.9994 | 0% |  | 1 | 0.8 | 0.2 | 0 | 0 | 0
0 | 0 | 0 | Furnace-AC - SEER 17 | WS | Electric | Res | Cooling RES | SEER 13 | SEER 17 | 588.3677 | 0.63 | 0 | 2.7424 | ton | 12 | 1015.9992 | 0% |  | 1 | 0.8 | 0.2 | 0 | 0 | 0
0.89077 | 2569248.08 | 2884305.8 | High efficiency furnace with ECM | WS | Elec&Gas | Res | Heating RES | AFUE 80 standard motor | AFUE 95 ECM | 524.1426 | 0.26351 | 143.1966 | 100 | kBtu/hr capacity | 15 | 1483 | 0% |  | 1 | 0.8 | 0.2 | 590.5385 | 733.167 | 877.5432
1.3947 | 7927756.21 | 5684238.03 | High efficiency furnace without ECM | WS | Gas | Res | Heating RES | AFUE 80 standard motor | AFUE 95 | 0 | 0 | 176.5165 | 100 | kBtu/hr capacity | 15 | 958 | 0% |  | 1 | 0.8 | 0.2 | 1771.6155 | 2199.1123 | 2632.3737
2.815 | 2034253.84 | 722644.75 | Infiltration reduction - 30% | WS | Elec&Gas | Res | HVAC RES | Varies by vintage | Varies by vintage | 464.4332 | 0.1237 | 69.8472 | 2.2 | ton | 13 | 264 | 0% |  | 1 | 0.8 | 0.2 | 837.3132 | 959.2814 | 1064.6698
4.3807 | 3395111.91 | 775023.36 | Infiltration reduction - 50% | WS | Elec&Gas | Res | HVAC RES | Varies by vintage | Varies by vintage | 775.2157 | 0.20624 | 116.5637 | 2.2 | ton | 13 | 264 | 0% |  | 1 | 0.8 | 0.2 | 837.3132 | 959.2814 | 1064.6698
1.4376 | 4883845.41 | 3397305.67 | HVAC Maintenance and Tune-up | WS | Elec&Gas | Res | HVAC RES | 10% EER degradation; 5% furnace efficiency degradation | Namplate SEER and AFUE | 127.6302 | 0.17129 | 23.3966 | 2.7947 | ton | 10 | 129.4895 | 0% |  | 1 | 0.8 | 0.2 | 8734.5234 | 9442.0885 | 9768.3776
0 | 0 | 0 | PTAC 10.3 EER | WS | Electric | Res | Cooling RES | 8.7 EER | 10.3 EER | 116.1425 | 0.090841 | 0 | 0.75 | ton | 15 | 124.2925 | 0% |  | 1 | 0.8 | 0.2 | 0 | 0 | 0
1.5336 | 55520.62 | 36202.4 | PTAC 9.3 EER | WS | Electric | Res | Cooling RES | 7.1 EER | 9.3 EER | 178.8511 | 0.17406 | 0 | 0.75 | ton | 15 | 135.5918 | 0% |  | 1 | 0.8 | 0.2 | 0 | 0 | 317.1647
1.1388 | 251089.8 | 220489.88 | PTHP 10.9 EER | WS | Electric | Res | HVAC RES | 8.5 EER | 10.9 EER | 221.7314 | 0.12557 | 0 | 0.75 | ton | 15 | 155.1127 | 0% |  | 1 | 0.8 | 0.2 | 490.4345 | 540.8735 | 571.7637
1.3803 | 334813.36 | 242565.84 | PTHP 9.1 EER | WS | Electric | Res | HVAC RES | 7.0 EER | 9.1 EER | 295.6657 | 0.17377 | 0 | 0.75 | ton | 15 | 169.2139 | 0% |  | 1 | 0.8 | 0.2 | 490.4345 | 540.8735 | 571.7637
7.1907 | 500862.85 | 69653.86 | Setback thermostat - full setback | WS | Elec&Gas | Res | HVAC RES | No setback | Assumes full setback achieved - use with caution | 692.7817 | -0.020791 | 105.5676 | 2.2 | 1000 sq ft cond floor area | 9 | 73.4307 | 0% |  | 1 | 0.8 | 0.2 | 185.8593 | 224.2119 | 241.5601
4.9108 | 855962.78 | 174303.7 | Setback thermostat - moderate setback | WS | Elec&Gas | Res | HVAC RES | No setback | Assumes full setback achieved - use with caution | 426.453 | -0.020112 | 56.8364 | 2.2 | 1000 sq ft cond floor area | 9 | 73.4307 | 0% |  | 1 | 0.8 | 0.2 | 557.5779 | 672.6358 | 724.6802
1.0585 | 1613136.86 | 1524034.25 | GCHP replacing Elec Resist and SEER13 | WS | Electric | Res | HVAC RES | Elec Resist / SEER 13 | GCHP (COP 4.0, EER 20) | 11936 | 0.71 | 0 | 1 | unit | 15 | 8400 | -2% |  | 1 | 0.8 | 0.2 | 88.65 | 69.9662 | 71.2382
1.7867 | 230458.31 | 128984.82 | Duct Insulation | WS | Elec&Gas | Res | HVAC RES | Uninsulated ducts | Insulate to R-6 | 0 | 0 | 40.6115 | 2.2 | 1000 sq ft cond floor area | 20 | 220 | 0% |  | 1 | 0.8 | 0.2 | 196.8084 | 227.1944 | 253.3811
2.6057 | 19104.78 | 7332.02 | Duct sealing 15% leakage base | WS | Elec&Gas | Res | HVAC RES | 15% total | Seal from baseline to 6% | 0 | 0 | 20.9529 | 2.2 | 1000 sq ft cond floor area | 18 | 73.3333 | 0% |  | 1 | 0.8 | 0.2 | 34.254 | 40.1996 | 42.7778
3.8638 | 59093.6 | 15294.09 | Duct sealing 20% leakage base | WS | Elec&Gas | Res | HVAC RES | 20% total | Seal from baseline to 6% | 0 | 0 | 32.4099 | 2.2 | 1000 sq ft cond floor area | 18 | 73.3333 | 0% |  | 1 | 0.8 | 0.2 | 68.5079 | 80.3774 | 85.542
4.9997 | 79562.97 | 15913.58 | Duct sealing 25% leakage base | WS | Elec&Gas | Res | HVAC RES | 25% total | Seal from baseline to 6% | 0 | 0 | 43.6364 | 2.2 | 1000 sq ft cond floor area | 18 | 73.3333 | 0% |  | 1 | 0.8 | 0.2 | 68.5079 | 80.3774 | 85.542
6.0499 | 83357.8 | 13778.45 | Duct sealing 30% leakage base | WS | Elec&Gas | Res | HVAC RES | 30% total | Seal from baseline to 6% | 0 | 0 | 54.8565 | 2.2 | 1000 sq ft cond floor area | 18 | 73.3333 | 0% |  | 1 | 0.8 | 0.2 | 57.1004 | 66.9848 | 71.2873
1.3947 | 1858559.52 | 1332595.81 | High efficiency furnace without ECM | WS | Gas | Res | Heating RES | AFUE 80 standard motor | AFUE 95 | 0 | 0 | 176.5165 | 100 | kBtu/hr capacity | 15 | 958 | 0% |  | 1 | 0.8 | 0.2 | 415.3323 | 515.5533 | 617.1258
1.7971 | 281500.81 | 156637.89 | Infiltration reduction - 30% | WS | Elec&Gas | Res | HVAC RES | Varies by vintage | Varies by vintage | 0 | 0 | 69.8472 | 2.2 | ton | 13 | 264 | 0% |  | 1 | 0.8 | 0.2 | 196.2972 | 224.8911 | 249.598
2.8643 | 469779.08 | 164011.83 | Infiltration reduction - 50% | WS | Elec&Gas | Res | HVAC RES | Varies by vintage | Varies by vintage | 0 | 0 | 116.5637 | 2.2 | ton | 13 | 264 | 0% |  | 1 | 0.8 | 0.2 | 196.2972 | 224.8911 | 249.598
0.97406 | 730583.86 | 750039.76 | HVAC Maintenance and Tune-up | WS | Elec&Gas | Res | HVAC RES | 10% EER degradation; 5% furnace efficiency degradation | Namplate SEER and AFUE | 0 | 0 | 23.3966 | 2.7947 | ton | 10 | 129.4895 | 0% |  | 1 | 0.8 | 0.2 | 2047.6956 | 2213.5751 | 2290.0693
5.1623 | 69845.16 | 13529.92 | Setback thermostat - full setback | WS | Elec&Gas | Res | HVAC RES | No setback | Assumes full setback achieved - use with caution | 0 | 0 | 105.5676 | 2.2 | 1000 sq ft cond floor area | 9 | 73.4307 | 0% |  | 1 | 0.8 | 0.2 | 43.5723 | 52.5636 | 56.6306
3.1925 | 112811.52 | 35335.98 | Setback thermostat - moderate setback | WS | Elec&Gas | Res | HVAC RES | No setback | Assumes full setback achieved - use with caution | 0 | 0 | 56.8364 | 2.2 | 1000 sq ft cond floor area | 9 | 73.4307 | 0% |  | 1 | 0.8 | 0.2 | 130.7169 | 157.6907 | 169.8919

## Appliance Recycling Program
TRC | NPV Avoided Cost Benefits | NPV TRC Costs | Measure | Weath. Senstv. | Fuel | Sector | End Use | Baseline Description | Efficient Description | kWh savings/ year/ cust | kW savings/ year/ cust | Nat Gas CCF savings/ year/ cust | Typical size | Unit | Measure life | Incremental Cost/ Unit (year 1) | Percent Incremental Cost Change per Year | Cost Escalation Rate | Realization Rate | Net-to-Gross | OVERALL 1 - (NTG*Realization) | Incremental Participants PY4 | PY5 | PY6
3%
1.3751 | 2177218.69 | 1583322.68 | Refrigerator recycling | NWS | Electric | Res | Refrigeration RES | Old refrigerator running | Old refrigerator removed | 1260 | 0.191 | 0 | 1 | unit | 6 | 0 | 0% |  | 1 | 0.54 | 0.46 | 4051.2364 | 4260.6587 | 3577.0241
1.2097 | 970841.34 | 802557.25 | Freezer recycling | NWS | Electric | Res | Freezer RES | Old freezer running | Old freezer removed | 1247 | 0.177 | 0 | 1 | unit | 5 | 0 | 0% |  | 1 | 0.54 | 0.46 | 2055.8513 | 2162.2255 | 1815.5816
0.94413 | 77708.54 | 82306.68 | Room AC recycling | WS | Electric | Res | Cooling RES | Old unit running | Old unit removed | 113 | 0.107 | 0 | 1 | unit | 8 | 0 | 0% |  | 1 | 0.54 | 0.46 | 604.6621 | 636.2449 | 534.4055
1.3751 | 2896000.69 | 2106037.2 | Refrigerator recycling | NWS | Electric | Res | Refrigeration RES | Old refrigerator running | Old refrigerator removed | 1260 | 0.191 | 0 | 1 | unit | 6 | 0 | 0% |  | 1 | 0.54 | 0.46 | 5388.7023 | 5667.2628 | 4757.9347
1.2097 | 1291352.68 | 1067511.65 | Freezer recycling | NWS | Electric | Res | Freezer RES | Old freezer running | Old freezer removed | 1247 | 0.177 | 0 | 1 | unit | 5 | 0 | 0% |  | 1 | 0.54 | 0.46 | 2734.5653 | 2876.0577 | 2414.9736
0.94413 | 103363.06 | 109479.23 | Room AC recycling | WS | Electric | Res | Cooling RES | Old unit running | Old unit removed | 113 | 0.107 | 0 | 1 | unit | 8 | 0 | 0% |  | 1 | 0.54 | 0.46 | 804.2839 | 846.2934 | 710.8329

## Home Energy Performance Program
TRC | NPV Avoided Cost Benefits | NPV TRC Costs | Measure | Weath. Senstv. | Fuel | Sector | End Use | Baseline Description | Efficient Description | kWh savings/ year/ cust | kW savings/ year/ cust | Nat Gas CCF savings/ year/ cust | Typical size | Unit | Measure life | Incremental Cost/ Unit (year 1) | Percent Incremental Cost Change per Year | Cost Escalation Rate | Realization Rate | Net-to-Gross | OVERALL 1 - (NTG*Realization) | Incremental Participants PY4 | PY5 | PY6
3%
1.1547 | 7027.93 | 6086.21 | Duct Insulation | WS | Elec&Gas | Res | HVAC RES | Uninsulated ducts | Insulate to R-6 | 277.7644 | 0.04468 | 0 | 2.2 | 1000 sq ft cond floor area | 20 | 220 | 0% |  | 1 | 0.76 | 0.24 | 9.7777 | 10.071 | 10.3732
1.9305 | 1246.05 | 645.45 | Duct sealing 15% leakage base | WS | Elec&Gas | Res | HVAC RES | 15% total | Seal from baseline to 6% | 159.4314 | 0.037313 | 0 | 2.2 | 1000 sq ft cond floor area | 18 | 73.3333 | 0% |  | 1 | 0.76 | 0.24 | 3.2592 | 3.357 | 3.4577
2.8733 | 1938.39 | 674.63 | Duct sealing 20% leakage base | WS | Elec&Gas | Res | HVAC RES | 20% total | Seal from baseline to 6% | 248.0153 | 0.060988 | 0 | 2.2 | 1000 sq ft cond floor area | 18 | 73.3333 | 0% |  | 1 | 0.76 | 0.24 | 3.2592 | 3.357 | 3.4577
3.742 | 2634.24 | 703.96 | Duct sealing 25% leakage base | WS | Elec&Gas | Res | HVAC RES | 25% total | Seal from baseline to 6% | 337.0485 | 0.0919 | 0 | 2.2 | 1000 sq ft cond floor area | 18 | 73.3333 | 0% |  | 1 | 0.76 | 0.24 | 3.2592 | 3.357 | 3.4577
4.5244 | 3314.8 | 732.65 | Duct sealing 30% leakage base | WS | Elec&Gas | Res | HVAC RES | 30% total | Seal from baseline to 6% | 424.1246 | 0.12313 | 0 | 2.2 | 1000 sq ft cond floor area | 18 | 73.3333 | 0% |  | 1 | 0.76 | 0.24 | 3.2592 | 3.357 | 3.4577
2.0517 | 20526.3 | 10004.73 | ECM blower - continuous | WS | Electric | Res | HVAC RES | Standard motor continuous operation | ECM continuous operation | 1517.1039 | 0.25778 | 0 | 2.7424 | ton | 15 | 479.9242 | 0% |  | 1 | 0.76 | 0.24 | 6.5185 | 6.714 | 6.9154
0.5065 | 4676.47 | 9232.85 | ECM blower - intermittent | WS | Electric | Res | HVAC RES | Standard motor intermittent operation | ECM intermittent operation | 345.6391 | 0.2049 | 0 | 2.7424 | ton | 15 | 479.9242 | 0% |  | 1 | 0.76 | 0.24 | 6.5185 | 6.714 | 6.9154
1.5461 | 3937.38 | 2546.68 | Furnace-AC - SEER 14 | WS | Electric | Res | Cooling RES | SEER 13 | SEER 14 | 496.9174 | 0.44826 | 0 | 2.7424 | ton | 12 | 253.9998 | 0% |  | 1 | 0.76 | 0.24 | 3.2592 | 3.357 | 3.4577
0.82773 | 3268.44 | 3948.67 | Furnace-AC - SEER 15 | WS | Electric | Res | Cooling RES | SEER 13 | SEER 15 | 515.6162 | 0.44896 | 0 | 2.7424 | ton | 12 | 507.9996 | 0% |  | 1 | 0.76 | 0.24 | 2.6074 | 2.6856 | 2.7662
0 | 0 | 0 | Furnace-AC - SEER 16 | WS | Electric | Res | Cooling RES | SEER 13 | SEER 16 | 430.7841 | 0.49626 | 0 | 2.7424 | ton | 12 | 761.9994 | 0% |  | 1 | 0.76 | 0.24 | 0 | 0 | 0
0 | 0 | 0 | Furnace-AC - SEER 17 | WS | Electric | Res | Cooling RES | SEER 13 | SEER 17 | 588.3677 | 0.63 | 0 | 2.7424 | ton | 12 | 1015.9992 | 0% |  | 1 | 0.76 | 0.24 | 0 | 0 | 0
1.1241 | 5570.33 | 4955.37 | Infiltration reduction - 30% | WS | Elec&Gas | Res | HVAC RES | Varies by vintage | Varies by vintage | 464.4332 | 0.1237 | 0 | 2.2 | ton | 13 | 264 | 0% |  | 1 | 0.76 | 0.24 | 6.5185 | 6.714 | 6.9154
1.8018 | 9297.8 | 5160.15 | Infiltration reduction - 50% | WS | Elec&Gas | Res | HVAC RES | Varies by vintage | Varies by vintage | 775.2157 | 0.20624 | 0 | 2.2 | ton | 13 | 264 | 0% |  | 1 | 0.76 | 0.24 | 6.5185 | 6.714 | 6.9154
3.3116 | 5967.94 | 1802.15 | Setback thermostat - full setback | WS | Elec&Gas | Res | HVAC RES | No setback | Assumes full setback achieved - use with caution | 692.7817 | -0.020791 | 0 | 2.2 | 1000 sq ft cond floor area | 9 | 73.4307 | 0% |  | 1 | 0.76 | 0.24 | 6.5185 | 6.714 | 6.9154
2.2584 | 11020.99 | 4879.98 | Setback thermostat - moderate setback | WS | Elec&Gas | Res | HVAC RES | No setback | Assumes full setback achieved - use with caution | 426.453 | -0.020112 | 0 | 2.2 | 1000 sq ft cond floor area | 9 | 73.4307 | 0% |  | 1 | 0.76 | 0.24 | 19.5554 | 20.1421 | 20.7463
1.107 | 1897.31 | 1713.9 | Wall Insulation | WS | Elec&Gas | Res | Building Shell RES | Varies by vintage | Varies by vintage | 449.9226 | 0.091043 | 0 | 2.3 | 1000 sq ft wall area | 20 | 349.5655 | 0% |  | 1 | 0.76 | 0.24 | 1.6296 | 1.6785 | 1.7289
0.96558 | 180951.94 | 187403.08 | 13W CFL (60W incand equiv) Pre-EISA | NWS | Electric | Res | Lighting RES | 60W incand | 13W CFL | 46.3185 | 0.00376 | 0 | 1 | lamp | 9 | 8 | -2% |  | 1 | 0.76 | 0.24 | 4693.2956 | 4834.0945 | 4979.1173
0 | 0 | 0 | 13W CFL (60W incand equiv) POST-EISA | NWS | Electric | Res | Lighting RES | 45W EISA compliant bulb (25% improvement) | 13W CFL | 31.536 | 0.00256 | 0 | 1 | lamp | 9 | 8 | -2% |  | 1 | 0.76 | 0.24 | 0 | 0 | 0
1.1118 | 30254.54 | 27212.7 | 18W CFL (75W incand equiv) Pre-EISA | NWS | Electric | Res | Lighting RES | 75W incand | 18W CFL | 56.1735 | 0.00456 | 0 | 1 | lamp | 9 | 8 | -2% |  | 1 | 0.76 | 0.24 | 977.7699 | 1007.103 | 0
0.84514 | 10309.8 | 12198.91 | 18W CFL (75W incand equiv) POST-EISA | NWS | Electric | Res | Lighting RES | 56W EISA compliant bulb (25% improvement) | 18W CFL | 37.449 | 0.00304 | 0 | 1 | lamp | 9 | 8 | -2% |  | 1 | 0.76 | 0.24 | 0 | 0 | 1037.3161
1.3931 | 6084.8 | 4367.94 | 23W CFL (100W incand equiv) Pre-EISA | NWS | Electric | Res | Lighting RES | 100W incand | 23W CFL | 75.8835 | 0.00616 | 0 | 1 | lamp | 9 | 8 | -2% |  | 1 | 0.76 | 0.24 | 293.331 | 0 | 0
1.0857 | 8403.42 | 7739.91 | 23W CFL (100W incand equiv) POST-EISA | NWS | Electric | Res | Lighting RES | 75W EISA compliant bulb (25% improvement) | 23W CFL | 51.246 | 0.00416 | 0 | 1 | lamp | 9 | 8 | -2% |  | 1 | 0.76 | 0.24 | 0 | 302.1309 | 311.1948
0.52034 | 17946.35 | 34489.72 | CFL bulbs specialty | NWS | Electric | Res | Lighting RES | Incandescent lamps | Compact fluorescent lamps | 44.1 | 0.0042 | 0 | 1 | lamp | 9 | 15 | -2% |  | 1 | 0.76 | 0.24 | 488.885 | 503.5515 | 518.6581
0.94493 | 45984.98 | 48664.7 | CFL bulbs hgh wattage | NWS | Electric | Res | Lighting RES | Incandescent lamps | Compact fluorescent lamps | 113 | 0.0108 | 0 | 1 | lamp | 9 | 20 | -2% |  | 1 | 0.76 | 0.24 | 488.885 | 503.5515 | 518.6581
0.43823 | 17946.35 | 40951.81 | CFL Reflector | NWS | Electric | Res | Lighting RES | Incandescent lamps with reflectors | Compact fluorescent lamps with reflectors | 44.1 | 0.0042 | 0 | 1 | lamp | 9 | 18 | -2% |  | 1 | 0.76 | 0.24 | 488.885 | 503.5515 | 518.6581
0 | 0 | 0 | LED Downlight | NWS | Electric | Res | Lighting RES | EISA compliant light | LED downlight | 9.79 | 0.000924 | 0 | 1 | fixture | 20 | 90 | -10% |  | 1 | 0.76 | 0.24 | 0 | 0 | 0
0 | 0 | 0 | LED Lamps | NWS | Electric | Res | Lighting RES | EISA compliant light | LED lamp ≤ 12W | 8.8 | 0.000836 | 0 | 1 | lamp | 20 | 51 | -10% |  | 1 | 0.76 | 0.24 | 0 | 0 | 0
1.398 | 715 | 511.43 | Electric Water Heater EF 0.93+ | NWS | Electric | Res | Water Heating RES | Standard Electric water heater EF=0.9 | Efficient Electric water heater EF>=0.93 | 157 | 0.017712 | 0 | 1 | unit | 15 | 49 | 0% |  | 1 | 0.76 | 0.24 | 3.2592 | 3.357 | 3.4577
0.84146 | 8206.61 | 9752.87 | Heat Pump Water Heaters | NWS | Electric | Res | Water Heating RES | Standard Electric water heater EF=0.9 | Heat pump water heater EF>=2.0 | 1802 | 0.32546 | 0 | 1 | unit | 15 | 1020 | -2% |  | 1 | 0.76 | 0.24 | 3.2592 | 3.357 | 3.4577
4.2377 | 1008.81 | 238.05 | Pipe Wrap - Electric water heater | NWS | Electric | Res | Water Heating RES | Uninsulated | R4 5 Ln feet | 257 | 0.029 | 0 | 10 | LF | 6 | 4 | 0% |  | 1 | 0.76 | 0.24 | 6.5185 | 6.714 | 6.9154
2.0754 | 477345.43 | 229996.59 | Low Flow Showerheads - Electric water heater | NWS | Electric | Res | Water Heating RES | Standard Flow 2.5 gal.min | Low Flow 1.75 gal/minute | 424 | 0.048 | 0 | 1 | unit | 12 | 42 | 0% |  | 1 | 0.76 | 0.24 | 977.7699 | 1007.103 | 1037.3161
2.011 | 306221.6 | 152276.87 | Low Flow Faucet Aerators - Electric water heater | NWS | Electric | Res | Water Heating RES | 2.2 gal/minute | 1.5 gal/minute | 136 | 0.016 | 0 | 1 | unit | 12 | 14 | 0% |  | 1 | 0.76 | 0.24 | 1955.5398 | 2014.206 | 2074.6322
0.45512 | 29635.2 | 65115.49 | Smart Strip plug outlet | NWS | Electric | Res | Miscellaneous RES | Standard plug outlet | Smart Strip plug outlet | 184 | 0.012925 | 0 | 1 | unit | 5 | 40 | 0% |  | 1 | 0.76 | 0.24 | 322.6641 | 332.344 | 342.3143
0 | 0 | 0 | Solar Domestic Hot Water - Electric Water Heater | NWS | Electric | Res | Water Heating RES | Standard Electric water heater EF=0.9 | Solar water heater | 2546 | 0.42 | 0 | 40 | SF | 20 | 4500 | -2% |  | 1 | 0.76 | 0.24 | 0 | 0 | 0
1.9127 | 4897.07 | 2560.25 | Geothermal HP Desuperheater | NWS | Electric | Res | Water Heating RES | No Desuperheater | Desuperheater | 1540 | 0.17 | 0 | 1 | unit | 10 | 239 | 0% |  | 1 | 0.76 | 0.24 | 3.2592 | 3.357 | 3.4577
0.7342 | 17171.53 | 23388.23 | Water Heater, Tank Blanket-Insulation - Electric | NWS | Electric | Res | Water Heating RES | No Tank Insulation | Install Insulation (R-5) | 180 | 0.02 | 0 | 1 | unit | 10 | 18 | 0% |  | 1 | 0.76 | 0.24 | 97.777 | 100.7103 | 103.7316
1.2497 | 6490.74 | 5193.67 | Water Heater, Thermostat Setback - Electric | NWS | Electric | Res | Water Heating RES | 135 degrees | 120 degrees | 163 | 0.02 | 0 | 1 | unit | 4 | 8 | 0% |  | 1 | 0.76 | 0.24 | 97.777 | 100.7103 | 103.7316
1.599 | 3566.14 | 2230.21 | Basement Wall Insulation | WS | Elec&Gas | Res | Building Shell RES | No insulation | Varies by vintage | 305.4915 | -0.014274 | 56.7194 | 1.6 | 1000 sq ft basement wall area | 20 | 437.3657 | 0% |  | 1 | 0.76 | 0.24 | 1.6296 | 1.6785 | 1.7289
1.2487 | 808.89 | 647.79 | Crawlspace Wall Insulation | WS | Elec&Gas | Res | Building Shell RES | No insulation | Varies by vintage | 178.3863 | 0.069141 | 14.8378 | 0.8 | 1000 sq ft crawl wall area | 20 | 218.6828 | 0% |  | 1 | 0.76 | 0.24 | 0.97777 | 1.0071 | 1.0373
2.3742 | 16813.87 | 7081.83 | Duct Insulation | WS | Elec&Gas | Res | HVAC RES | Uninsulated ducts | Insulate to R-6 | 277.7644 | 0.04468 | 40.6115 | 2.2 | 1000 sq ft cond floor area | 20 | 220 | 0% |  | 1 | 0.76 | 0.24 | 9.7777 | 10.071 | 10.3732
0.93038 | 6542.39 | 7031.96 | Duct location | WS | Elec&Gas | Res | HVAC RES | Ducts outside conditioned space | Ducts within conditioned space | 705.7806 | 0.15114 | 88.7965 | 2.2 | 1000 sq ft cond floor area | 20 | 1650 | 0% |  | 1 | 0.76 | 0.24 | 1.6296 | 1.6785 | 1.7289
3.5376 | 2807.83 | 793.7 | Duct sealing 15% leakage base | WS | Elec&Gas | Res | HVAC RES | 15% total | Seal from baseline to 6% | 159.4314 | 0.037313 | 20.9529 | 2.2 | 1000 sq ft cond floor area | 18 | 73.3333 | 0% |  | 1 | 0.76 | 0.24 | 3.2592 | 3.357 | 3.4577
5.0592 | 4354.15 | 860.64 | Duct sealing 20% leakage base | WS | Elec&Gas | Res | HVAC RES | 20% total | Seal from baseline to 6% | 248.0153 | 0.060988 | 32.4099 | 2.2 | 1000 sq ft cond floor area | 18 | 73.3333 | 0% |  | 1 | 0.76 | 0.24 | 3.2592 | 3.357 | 3.4577
6.3507 | 5886.79 | 926.96 | Duct sealing 25% leakage base | WS | Elec&Gas | Res | HVAC RES | 25% total | Seal from baseline to 6% | 337.0485 | 0.0919 | 43.6364 | 2.2 | 1000 sq ft cond floor area | 18 | 73.3333 | 0% |  | 1 | 0.76 | 0.24 | 3.2592 | 3.357 | 3.4577
7.4588 | 7403.66 | 992.6 | Duct sealing 30% leakage base | WS | Elec&Gas | Res | HVAC RES | 30% total | Seal from baseline to 6% | 424.1246 | 0.12313 | 54.8565 | 2.2 | 1000 sq ft cond floor area | 18 | 73.3333 | 0% |  | 1 | 0.76 | 0.24 | 3.2592 | 3.357 | 3.4577
1.6458 | 16465.65 | 10004.73 | ECM blower - continuous | WS | Electric | Res | HVAC RES | Standard motor continuous operation | ECM continuous operation | 1517.1039 | 0.25778 | -31.3892 | 2.7424 | ton | 15 | 479.9242 | 0% |  | 1 | 0.76 | 0.24 | 6.5185 | 6.714 | 6.9154
0.40537 | 3742.74 | 9232.85 | ECM blower - intermittent | WS | Electric | Res | HVAC RES | Standard motor intermittent operation | ECM intermittent operation | 345.6391 | 0.2049 | -7.2178 | 2.7424 | ton | 15 | 479.9242 | 0% |  | 1 | 0.76 | 0.24 | 6.5185 | 6.714 | 6.9154
1.5461 | 3937.38 | 2546.68 | Furnace-AC - SEER 14 | WS | Electric | Res | Cooling RES | SEER 13 | SEER 14 | 496.9174 | 0.44826 | 0 | 2.7424 | ton | 12 | 253.9998 | 0% |  | 1 | 0.76 | 0.24 | 3.2592 | 3.357 | 3.4577
0.82773 | 3268.44 | 3948.67 | Furnace-AC - SEER 15 | WS | Electric | Res | Cooling RES | SEER 13 | SEER 15 | 515.6162 | 0.44896 | 0 | 2.7424 | ton | 12 | 507.9996 | 0% |  | 1 | 0.76 | 0.24 | 2.6074 | 2.6856 | 2.7662
0 | 0 | 0 | Furnace-AC - SEER 16 | WS | Electric | Res | Cooling RES | SEER 13 | SEER 16 | 430.7841 | 0.49626 | 0 | 2.7424 | ton | 12 | 761.9994 | 0% |  | 1 | 0.76 | 0.24 | 0 | 0 | 0
0 | 0 | 0 | Furnace-AC - SEER 17 | WS | Electric | Res | Cooling RES | SEER 13 | SEER 17 | 588.3677 | 0.63 | 0 | 2.7424 | ton | 12 | 1015.9992 | 0% |  | 1 | 0.76 | 0.24 | 0 | 0 | 0
0.76593 | 22396.72 | 29241.12 | High efficiency furnace with ECM | WS | Elec&Gas | Res | Heating RES | AFUE 80 standard motor | AFUE 95 ECM | 524.1426 | 0.26351 | 143.1966 | 100 | kBtu/hr capacity | 15 | 1483 | 0% |  | 1 | 0.76 | 0.24 | 6.5185 | 6.714 | 6.9154
1.1942 | 23040.24 | 19293.68 | High efficiency furnace without ECM | WS | Gas | Res | Heating RES | AFUE 80 standard motor | AFUE 95 | 0 | 0 | 176.5165 | 100 | kBtu/hr capacity | 15 | 958 | 0% |  | 1 | 0.76 | 0.24 | 6.5185 | 6.714 | 6.9154
2.3718 | 13596.15 | 5732.5 | Infiltration reduction - 30% | WS | Elec&Gas | Res | HVAC RES | Varies by vintage | Varies by vintage | 464.4332 | 0.1237 | 69.8472 | 2.2 | ton | 13 | 264 | 0% |  | 1 | 0.76 | 0.24 | 6.5185 | 6.714 | 6.9154
3.6335 | 22691.59 | 6245.09 | Infiltration reduction - 50% | WS | Elec&Gas | Res | HVAC RES | Varies by vintage | Varies by vintage | 775.2157 | 0.20624 | 116.5637 | 2.2 | ton | 13 | 264 | 0% |  | 1 | 0.76 | 0.24 | 6.5185 | 6.714 | 6.9154
5.5458 | 14730.71 | 2656.17 | Setback thermostat - full setback | WS | Elec&Gas | Res | HVAC RES | No setback | Assumes full setback achieved - use with caution | 692.7817 | -0.020791 | 105.5676 | 2.2 | 1000 sq ft cond floor area | 9 | 73.4307 | 0% |  | 1 | 0.76 | 0.24 | 6.5185 | 6.714 | 6.9154
3.8856 | 25174.31 | 6478.83 | Setback thermostat - moderate setback | WS | Elec&Gas | Res | HVAC RES | No setback | Assumes full setback achieved - use with caution | 426.453 | -0.020112 | 56.8364 | 2.2 | 1000 sq ft cond floor area | 9 | 73.4307 | 0% |  | 1 | 0.76 | 0.24 | 19.5554 | 20.1421 | 20.7463
2.4209 | 4558.55 | 1882.98 | Wall Insulation | WS | Elec&Gas | Res | Building Shell RES | Varies by vintage | Varies by vintage | 449.9226 | 0.091043 | 66.2646 | 2.3 | 1000 sq ft wall area | 20 | 349.5655 | 0% |  | 1 | 0.76 | 0.24 | 1.6296 | 1.6785 | 1.7289
0.96558 | 180951.94 | 187403.08 | 13W CFL (60W incand equiv) Pre-EISA | NWS | Electric | Res | Lighting RES | 60W incand | 13W CFL | 46.3185 | 0.00376 | 0 | 1 | lamp | 9 | 8 | -2% |  | 1 | 0.76 | 0.24 | 4693.2956 | 4834.0945 | 4979.1173
0 | 0 | 0 | 13W CFL (60W incand equiv) POST-EISA | NWS | Electric | Res | Lighting RES | 45W EISA compliant bulb (25% improvement) | 13W CFL | 31.536 | 0.00256 | 0 | 1 | lamp | 9 | 8 | -2% |  | 1 | 0.76 | 0.24 | 0 | 0 | 0
1.1118 | 30254.54 | 27212.7 | 18W CFL (75W incand equiv) Pre-EISA | NWS | Electric | Res | Lighting RES | 75W incand | 18W CFL | 56.1735 | 0.00456 | 0 | 1 | lamp | 9 | 8 | -2% |  | 1 | 0.76 | 0.24 | 977.7699 | 1007.103 | 0
0.84514 | 10309.8 | 12198.91 | 18W CFL (75W incand equiv) POST-EISA | NWS | Electric | Res | Lighting RES | 56W EISA compliant bulb (25% improvement) | 18W CFL | 37.449 | 0.00304 | 0 | 1 | lamp | 9 | 8 | -2% |  | 1 | 0.76 | 0.24 | 0 | 0 | 1037.3161
1.3931 | 6084.8 | 4367.94 | 23W CFL (100W incand equiv) Pre-EISA | NWS | Electric | Res | Lighting RES | 100W incand | 23W CFL | 75.8835 | 0.00616 | 0 | 1 | lamp | 9 | 8 | -2% |  | 1 | 0.76 | 0.24 | 293.331 | 0 | 0
1.0857 | 8403.42 | 7739.91 | 23W CFL (100W incand equiv) POST-EISA | NWS | Electric | Res | Lighting RES | 75W EISA compliant bulb (25% improvement) | 23W CFL | 51.246 | 0.00416 | 0 | 1 | lamp | 9 | 8 | -2% |  | 1 | 0.76 | 0.24 | 0 | 302.1309 | 311.1948
0.52034 | 17946.35 | 34489.72 | CFL bulbs specialty | NWS | Electric | Res | Lighting RES | Incandescent lamps | Compact fluorescent lamps | 44.1 | 0.0042 | 0 | 1 | lamp | 9 | 15 | -2% |  | 1 | 0.76 | 0.24 | 488.885 | 503.5515 | 518.6581
0.94493 | 45984.98 | 48664.7 | CFL bulbs hgh wattage | NWS | Electric | Res | Lighting RES | Incandescent lamps | Compact fluorescent lamps | 113 | 0.0108 | 0 | 1 | lamp | 9 | 20 | -2% |  | 1 | 0.76 | 0.24 | 488.885 | 503.5515 | 518.6581
0.43823 | 17946.35 | 40951.81 | CFL Reflector | NWS | Electric | Res | Lighting RES | Incandescent lamps with reflectors | Compact fluorescent lamps with reflectors | 44.1 | 0.0042 | 0 | 1 | lamp | 9 | 18 | -2% |  | 1 | 0.76 | 0.24 | 488.885 | 503.5515 | 518.6581
0 | 0 | 0 | LED Downlight | NWS | Electric | Res | Lighting RES | EISA compliant light | LED downlight | 9.79 | 0.000924 | 0 | 1 | fixture | 20 | 90 | -10% |  | 1 | 0.76 | 0.24 | 0 | 0 | 0
0 | 0 | 0 | LED Lamps | NWS | Electric | Res | Lighting RES | EISA compliant light | LED lamp ≤ 12W | 8.8 | 0.000836 | 0 | 1 | lamp | 20 | 51 | -10% |  | 1 | 0.76 | 0.24 | 0 | 0 | 0
1.398 | 715 | 511.43 | Electric Water Heater EF 0.93+ | NWS | Electric | Res | Water Heating RES | Standard Electric water heater EF=0.9 | Efficient Electric water heater EF>=0.93 | 157 | 0.017712 | 0 | 1 | unit | 15 | 49 | 0% |  | 1 | 0.76 | 0.24 | 3.2592 | 3.357 | 3.4577
0.84146 | 8206.61 | 9752.87 | Heat Pump Water Heaters | NWS | Electric | Res | Water Heating RES | Standard Electric water heater EF=0.9 | Heat pump water heater EF>=2.0 | 1802 | 0.32546 | 0 | 1 | unit | 15 | 1020 | -2% |  | 1 | 0.76 | 0.24 | 3.2592 | 3.357 | 3.4577
0.95151 | 628.73 | 660.76 | High Efficiency Gas Water Heater | NWS | Gas | Res | Water Heating RES | Standard Gas Water Heater EF=0.60 | High Efficiency Gas Water Heater EF>= 0.62 | 0 | 0 | 9.7656 | 1 | unit | 15 | 67 | 0% |  | 1 | 0.76 | 0.24 | 3.2592 | 3.357 | 3.4577
0.62313 | 1446.01 | 2320.54 | Super Efficiency Gas Water Heater | NWS | Gas | Res | Water Heating RES | Standard Gas Water Heater EF=0.60 | Super High Efficiency Gas Water Heater EF>= 0.67 | 0 | 0 | 22.46 | 1 | unit | 15 | 235 | 0% |  | 1 | 0.76 | 0.24 | 3.2592 | 3.357 | 3.4577
4.3688 | 609.45 | 139.5 | Pipe Wrap - Gas water heater | NWS | Gas | Res | Water Heating RES | Uninsulated | R4 5 Ln feet | 0 | 0 | 10.7422 | 10 | LF | 6 | 4 | 0% |  | 1 | 0.76 | 0.24 | 6.5185 | 6.714 | 6.9154
4.2377 | 1008.81 | 238.05 | Pipe Wrap - Electric water heater | NWS | Electric | Res | Water Heating RES | Uninsulated | R4 5 Ln feet | 257 | 0.029 | 0 | 10 | LF | 6 | 4 | 0% |  | 1 | 0.76 | 0.24 | 6.5185 | 6.714 | 6.9154
1.6426 | 343829.53 | 209324.77 | Low Flow Showerheads - Gas water heater | NWS | Gas | Res | Water Heating RES | Standard Flow 2.5 gal.min | Low Flow 1.75 gal/minute | 0 | 0 | 21.4844 | 1 | unit | 12 | 42 | 0% |  | 1 | 0.76 | 0.24 | 977.7699 | 1007.103 | 1037.3161
2.0754 | 477345.43 | 229996.59 | Low Flow Showerheads - Electric water heater | NWS | Electric | Res | Water Heating RES | Standard Flow 2.5 gal.min | Low Flow 1.75 gal/minute | 424 | 0.048 | 0 | 1 | unit | 12 | 42 | 0% |  | 1 | 0.76 | 0.24 | 977.7699 | 1007.103 | 1037.3161
1.5752 | 218800.61 | 138906.43 | Low Flow Faucet Aerators - Gas water heater | NWS | Gas | Res | Water Heating RES | 2.2 gal/minute | 1.5 gal/minute | 0 | 0 | 6.8359 | 1 | unit | 12 | 14 | 0% |  | 1 | 0.76 | 0.24 | 1955.5398 | 2014.206 | 2074.6322
2.011 | 306221.6 | 152276.87 | Low Flow Faucet Aerators - Electric water heater | NWS | Electric | Res | Water Heating RES | 2.2 gal/minute | 1.5 gal/minute | 136 | 0.016 | 0 | 1 | unit | 12 | 14 | 0% |  | 1 | 0.76 | 0.24 | 1955.5398 | 2014.206 | 2074.6322
0.45512 | 29635.2 | 65115.49 | Smart Strip plug outlet | NWS | Electric | Res | Miscellaneous RES | Standard plug outlet | Smart Strip plug outlet | 184 | 0.012925 | 0 | 1 | unit | 5 | 40 | 0% |  | 1 | 0.76 | 0.24 | 322.6641 | 332.344 | 342.3143
0 | 0 | 0 | Solar Domestic Hot Water - Electric Water Heater | NWS | Electric | Res | Water Heating RES | Standard Electric water heater EF=0.9 | Solar water heater | 2546 | 0.42 | 0 | 40 | SF | 20 | 4500 | -2% |  | 1 | 0.76 | 0.24 | 0 | 0 | 0
0 | 0 | 0 | Solar Domestic Hot Water - Gas Water Heater | NWS | Gas | Res | Water Heating RES | Standard Gas Water Heater EF=0.60 | Solar Water Heater | 0 | 0 | 108.3984 | 40 | SF | 20 | 4500 | -2% |  | 1 | 0.76 | 0.24 | 0 | 0 | 0
1.0423 | 8738.52 | 8383.69 | Radiant Barrier | WS | Elec&Gas | Res | HVAC RES | No Radiant Barrier | Radiant Barrier | 171 | 0.05 | 13.6719 | 1 | unit | 30 | 436 | 0% |  | 1 | 0.76 | 0.24 | 6.5185 | 6.714 | 6.9154
1.9127 | 4897.07 | 2560.25 | Geothermal HP Desuperheater | NWS | Electric | Res | Water Heating RES | No Desuperheater | Desuperheater | 1540 | 0.17 | 0 | 1 | unit | 10 | 239 | 0% |  | 1 | 0.76 | 0.24 | 3.2592 | 3.357 | 3.4577
0.48553 | 17171.53 | 35366.67 | Water Heater, Tank Blanket-Insulation - Electric | NWS | Electric | Res | Water Heating RES | No Tank Insulation | Install Insulation (R-5) | 180 | 0.02 | 0 | 1 | unit | 10 | 75 | 0% |  | 1 | 0.76 | 0.24 | 97.777 | 100.7103 | 103.7316
0 | 0 | 0 | Water Heater, Tank Blanket-Insulation - Gas | NWS | Gas | Res | Water Heating RES | No Tank Insulation | Install Insulation (R-5) | 0 | 0 | 11.7188 | 1 | unit | 10 | 75 | 0% |  | 1 | 0.76 | 0.24 | 0 | 0 | 0
1.2497 | 6490.74 | 5193.67 | Water Heater, Thermostat Setback - Electric | NWS | Electric | Res | Water Heating RES | 135 degrees | 120 degrees | 163 | 0.02 | 0 | 1 | unit | 4 | 8 | 0% |  | 1 | 0.76 | 0.24 | 97.777 | 100.7103 | 103.7316
1.3343 | 6197.04 | 4644.38 | Water Heater, Thermostat Setback - Gas | NWS | Gas | Res | Water Heating RES | 135 degrees | 120 degrees | 0 | 0 | 10.7422 | 1 | unit | 4 | 8 | 0% |  | 1 | 0.76 | 0.24 | 97.777 | 100.7103 | 103.7316
1.0844 | 2277.9 | 2100.67 | Basement Wall Insulation | WS | Elec&Gas | Res | Building Shell RES | No insulation | Varies by vintage | 0 | 0 | 56.7194 | 1.6 | 1000 sq ft basement wall area | 20 | 437.3657 | 0% |  | 1 | 0.76 | 0.24 | 1.6296 | 1.6785 | 1.7289
1.5751 | 9785.94 | 6213.07 | Duct Insulation | WS | Elec&Gas | Res | HVAC RES | Uninsulated ducts | Insulate to R-6 | 0 | 0 | 40.6115 | 2.2 | 1000 sq ft cond floor area | 20 | 220 | 0% |  | 1 | 0.76 | 0.24 | 9.7777 | 10.071 | 10.3732
2.3593 | 1561.78 | 661.96 | Duct sealing 15% leakage base | WS | Elec&Gas | Res | HVAC RES | 15% total | Seal from baseline to 6% | 0 | 0 | 20.9529 | 2.2 | 1000 sq ft cond floor area | 18 | 73.3333 | 0% |  | 1 | 0.76 | 0.24 | 3.2592 | 3.357 | 3.4577
3.4525 | 2415.75 | 699.7 | Duct sealing 20% leakage base | WS | Elec&Gas | Res | HVAC RES | 20% total | Seal from baseline to 6% | 0 | 0 | 32.4099 | 2.2 | 1000 sq ft cond floor area | 18 | 73.3333 | 0% |  | 1 | 0.76 | 0.24 | 3.2592 | 3.357 | 3.4577
4.4151 | 3252.54 | 736.68 | Duct sealing 25% leakage base | WS | Elec&Gas | Res | HVAC RES | 25% total | Seal from baseline to 6% | 0 | 0 | 43.6364 | 2.2 | 1000 sq ft cond floor area | 18 | 73.3333 | 0% |  | 1 | 0.76 | 0.24 | 3.2592 | 3.357 | 3.4577
5.2852 | 4088.86 | 773.64 | Duct sealing 30% leakage base | WS | Elec&Gas | Res | HVAC RES | 30% total | Seal from baseline to 6% | 0 | 0 | 54.8565 | 2.2 | 1000 sq ft cond floor area | 18 | 73.3333 | 0% |  | 1 | 0.76 | 0.24 | 3.2592 | 3.357 | 3.4577
1.1942 | 23040.24 | 19293.68 | High efficiency furnace without ECM | WS | Gas | Res | Heating RES | AFUE 80 standard motor | AFUE 95 | 0 | 0 | 176.5165 | 100 | kBtu/hr capacity | 15 | 958 | 0% |  | 1 | 0.76 | 0.24 | 6.5185 | 6.714 | 6.9154
1.5707 | 8025.82 | 5109.58 | Infiltration reduction - 30% | WS | Elec&Gas | Res | HVAC RES | Varies by vintage | Varies by vintage | 0 | 0 | 69.8472 | 2.2 | ton | 13 | 264 | 0% |  | 1 | 0.76 | 0.24 | 6.5185 | 6.714 | 6.9154
2.4724 | 13393.79 | 5417.38 | Infiltration reduction - 50% | WS | Elec&Gas | Res | HVAC RES | Varies by vintage | Varies by vintage | 0 | 0 | 116.5637 | 2.2 | ton | 13 | 264 | 0% |  | 1 | 0.76 | 0.24 | 6.5185 | 6.714 | 6.9154
4.1324 | 8762.77 | 2120.48 | Setback thermostat - full setback | WS | Elec&Gas | Res | HVAC RES | No setback | Assumes full setback achieved - use with caution | 0 | 0 | 105.5676 | 2.2 | 1000 sq ft cond floor area | 9 | 73.4307 | 0% |  | 1 | 0.76 | 0.24 | 6.5185 | 6.714 | 6.9154
2.6219 | 14153.33 | 5398.18 | Setback thermostat - moderate setback | WS | Elec&Gas | Res | HVAC RES | No setback | Assumes full setback achieved - use with caution | 0 | 0 | 56.8364 | 2.2 | 1000 sq ft cond floor area | 9 | 73.4307 | 0% |  | 1 | 0.76 | 0.24 | 19.5554 | 20.1421 | 20.7463
1.6125 | 2661.24 | 1650.41 | Wall Insulation | WS | Elec&Gas | Res | Building Shell RES | Varies by vintage | Varies by vintage | 0 | 0 | 66.2646 | 2.3 | 1000 sq ft wall area | 20 | 349.5655 | 0% |  | 1 | 0.76 | 0.24 | 1.6296 | 1.6785 | 1.7289
0.95151 | 628.73 | 660.76 | High Efficiency Gas Water Heater | NWS | Gas | Res | Water Heating RES | Standard Gas Water Heater EF=0.60 | High Efficiency Gas Water Heater EF>= 0.62 | 0 | 0 | 9.7656 | 1 | unit | 15 | 67 | 0% |  | 1 | 0.76 | 0.24 | 3.2592 | 3.357 | 3.4577
0.62313 | 1446.01 | 2320.54 | Super Efficiency Gas Water Heater | NWS | Gas | Res | Water Heating RES | Standard Gas Water Heater EF=0.60 | Super High Efficiency Gas Water Heater EF>= 0.67 | 0 | 0 | 22.46 | 1 | unit | 15 | 235 | 0% |  | 1 | 0.76 | 0.24 | 3.2592 | 3.357 | 3.4577
4.3688 | 609.45 | 139.5 | Pipe Wrap - Gas water heater | NWS | Gas | Res | Water Heating RES | Uninsulated | R4 5 Ln feet | 0 | 0 | 10.7422 | 10 | LF | 6 | 4 | 0% |  | 1 | 0.76 | 0.24 | 6.5185 | 6.714 | 6.9154
1.6426 | 343829.53 | 209324.77 | Low Flow Showerheads - Gas water heater | NWS | Gas | Res | Water Heating RES | Standard Flow 2.5 gal.min | Low Flow 1.75 gal/minute | 0 | 0 | 21.4844 | 1 | unit | 12 | 42 | 0% |  | 1 | 0.76 | 0.24 | 977.7699 | 1007.103 | 1037.3161
1.5752 | 218800.61 | 138906.43 | Low Flow Faucet Aerators - Gas water heater | NWS | Gas | Res | Water Heating RES | 2.2 gal/minute | 1.5 gal/minute | 0 | 0 | 6.8359 | 1 | unit | 12 | 14 | 0% |  | 1 | 0.76 | 0.24 | 1955.5398 | 2014.206 | 2074.6322
0 | 0 | 0 | Solar Domestic Hot Water - Gas Water Heater | NWS | Gas | Res | Water Heating RES | Standard Gas Water Heater EF=0.60 | Solar Water Heater | 0 | 0 | 108.3984 | 40 | SF | 20 | 4500 | -2% |  | 1 | 0.76 | 0.24 | 0 | 0 | 0
0 | 0 | 0 | Water Heater, Tank Blanket-Insulation - Gas | NWS | Gas | Res | Water Heating RES | No Tank Insulation | Install Insulation (R-5) | 0 | 0 | 11.7188 | 1 | unit | 10 | 75 | 0% |  | 1 | 0.76 | 0.24 | 0 | 0 | 0
1.3343 | 6197.04 | 4644.38 | Water Heater, Thermostat Setback - Gas | NWS | Gas | Res | Water Heating RES | 135 degrees | 120 degrees | 0 | 0 | 10.7422 | 1 | unit | 4 | 8 | 0% |  | 1 | 0.76 | 0.24 | 97.777 | 100.7103 | 103.7316
0 | 0 | 69127.68 | Level 1 Home Audit - Elec Only Cust |  |  | Res |  | None | Energy Audit | 0 | 0 | 0 | 1 | unit | 1 | 25 | 0% |  | 1 | 1 | 0 | 977.7699 | 1007.103 | 1037.3161
0 | 0 | 91949.33 | Level 1 Home Audit - Combo Cust |  |  | Res |  | None | Energy Audit | 0 | 0 | 0 | 1 | unit | 1 | 25 | 0% |  | 1 | 1 | 0 | 1300.5686 | 1339.5857 | 1379.7733
0 | 0 | 21556.33 | Level 1 Home Audit - Gas Only Cust |  |  | Res |  | None | Energy Audit | 0 | 0 | 0 | 1 | unit | 1 | 25 | 0% |  | 1 | 1 | 0 | 304.9014 | 314.0485 | 323.4699
0 | 0 | 36868.08 | Level 2 Deep Audit - Elec Only Cust |  |  | Res |  | None | Energy Audit | 0 | 0 | 0 | 1 | unit | 1 | 400 | 0% |  | 1 | 1 | 0 | 32.5923 | 33.5701 | 34.5772
0 | 0 | 49039.63 | Level 2 Deep Audit -Combo Cust |  |  | Res |  | None | Energy Audit | 0 | 0 | 0 | 1 | unit | 1 | 400 | 0% |  | 1 | 1 | 0 | 43.3523 | 44.6529 | 45.9924
0 | 0 | 11496.7 | Level 2 Deep Audit - Gas Only Cust |  |  | Res |  | None | Energy Audit | 0 | 0 | 0 | 1 | unit | 1 | 400 | 0% |  | 1 | 1 | 0 | 10.1634 | 10.4683 | 10.7823
reflects full install cost of measure for direct installs

## New Homes Program
TRC | NPV Avoided Cost Benefits | NPV TRC Costs | Measure | Fuel | Sector | Baseline Description | Efficient Description | kWh savings/ year/ cust | kW savings/ year/ cust | Nat Gas CCF savings/ year/ cust | Measure life | Incremental Cost/ Unit (year 1) | Percent Incremental Cost Change per Year | Cost Escalation Rate | Realization Rate | Net-to-Gross | OVERALL 1 - (NTG*Realization) | Incremental Participants PY4 | PY5 | PY6
3%
0.6886 | 553580.15 | 803926.79 | New Home Program - Elec | Elec | Res | IECC 2009 | ESTAR v3.0 | 2100 | 0.875 | 0 | 29 | 4271 | 0% |  | 1 | 0.8 | 0.2 | 66.2384 | 75.7011 | 85.1637
1.3476 | 1379750.96 | 1023828.44 | New Home Program - Combo | Elec&Gas | Res | IECC 2009 | ESTAR v3.0 | 2100 | 0.875 | 140 | 29 | 4012 | 0% |  | 1 | 0.8 | 0.2 | 88.1062 | 100.6928 | 113.2794
0.68906 | 150839.86 | 218907.48 | New Home Program - Gas | Gas | Res | IECC 2009 | ESTAR v3.0 | 0 | 0 | 140 | 29 | 3752 | 0% |  | 1 | 0.8 | 0.2 | 20.6554 | 23.6061 | 26.5569

## Multifamily Program
TRC | NPV Avoided Cost Benefits | NPV TRC Costs | Measure | Weath. Senstv. | Fuel | Sector | End Use | Baseline Description | Efficient Description | kWh savings/ year/ cust | kW savings/ year/ cust | Nat Gas CCF savings/ year/ cust | Typical size | Unit | Measure life | Incremental Cost/ Unit (year 1) | Percent Incremental Cost Change per Year | Cost Escalation Rate | Realization Rate | Net-to-Gross | OVERALL 1 - (NTG*Realization) | Incremental Participants PY4 | PY5 | PY6
3%
1.3608 | 90788.54 | 66718.72 | Ceiling Fan | WS | Elec&Gas | Res | HVAC RES | Standard fans, 140 W/cfm | Efficient fan; 70 W/cfm | 60.35 | 0.034022 | 0 | 1 | fan | 15 | 25 | 0% |  | 1 | 0.76 | 0.24 | 658.0068 | 753.1976 | 831.8214
1.0847 | 72038.07 | 66410.93 | Duct Insulation | WS | Elec&Gas | Res | HVAC RES | Uninsulated ducts | Insulate to R-6 | 277.7644 | 0.04468 | 0 | 2.2 | 1000 sq ft cond floor area | 20 | 220 | 0% |  | 1 | 0.76 | 0.24 | 90.1618 | 104.0823 | 116.0789
1.8848 | 15480.23 | 8212.99 | Duct sealing 15% leakage base | WS | Elec&Gas | Res | HVAC RES | 15% total | Seal from baseline to 6% | 159.4314 | 0.037313 | 0 | 2.2 | 1000 sq ft cond floor area | 18 | 73.3333 | 0% |  | 1 | 0.76 | 0.24 | 36.6157 | 42.9712 | 45.7272
2.8445 | 48155.6 | 16929.53 | Duct sealing 20% leakage base | WS | Elec&Gas | Res | HVAC RES | 20% total | Seal from baseline to 6% | 248.0153 | 0.060988 | 0 | 2.2 | 1000 sq ft cond floor area | 18 | 73.3333 | 0% |  | 1 | 0.76 | 0.24 | 73.2313 | 85.9192 | 91.4398
3.7529 | 65442.65 | 17438.12 | Duct sealing 25% leakage base | WS | Elec&Gas | Res | HVAC RES | 25% total | Seal from baseline to 6% | 337.0485 | 0.0919 | 0 | 2.2 | 1000 sq ft cond floor area | 18 | 73.3333 | 0% |  | 1 | 0.76 | 0.24 | 73.2313 | 85.9192 | 91.4398
4.5914 | 68630.56 | 14947.54 | Duct sealing 30% leakage base | WS | Elec&Gas | Res | HVAC RES | 30% total | Seal from baseline to 6% | 424.1246 | 0.12313 | 0 | 2.2 | 1000 sq ft cond floor area | 18 | 73.3333 | 0% |  | 1 | 0.76 | 0.24 | 61.0373 | 71.6032 | 76.2023
1.7579 | 411812.81 | 234265.57 | ECM blower - continuous | WS | Electric | Res | HVAC RES | Standard motor continuous operation | ECM continuous operation | 1517.1039 | 0.25778 | 0 | 2.7424 | ton | 15 | 479.9242 | 0% |  | 1 | 0.76 | 0.24 | 114.1468 | 135.652 | 155.1406
0.41986 | 93822.6 | 223460.97 | ECM blower - intermittent | WS | Electric | Res | HVAC RES | Standard motor intermittent operation | ECM intermittent operation | 345.6391 | 0.2049 | 0 | 2.7424 | ton | 15 | 479.9242 | 0% |  | 1 | 0.76 | 0.24 | 114.1468 | 135.652 | 155.1406
1.2836 | 58107.19 | 45267.5 | Furnace-AC - SEER 14 | WS | Electric | Res | Cooling RES | SEER 13 | SEER 14 | 496.9174 | 0.44826 | 0 | 2.7424 | ton | 12 | 253.9998 | 0% |  | 1 | 0.76 | 0.24 | 86.4667 | 42.0153 | 18.7449
0.68948 | 130178.48 | 188807.49 | Furnace-AC - SEER 15 | WS | Electric | Res | Cooling RES | SEER 13 | SEER 15 | 515.6162 | 0.44896 | 0 | 2.7424 | ton | 12 | 507.9996 | 0% |  | 1 | 0.76 | 0.24 | 86.4667 | 110.5641 | 124.6073
0 | 0 | 0 | Furnace-AC - SEER 16 | WS | Electric | Res | Cooling RES | SEER 13 | SEER 16 | 430.7841 | 0.49626 | 0 | 2.7424 | ton | 12 | 761.9994 | 0% |  | 1 | 0.76 | 0.24 | 0 | 0 | 0
0 | 0 | 0 | Furnace-AC - SEER 17 | WS | Electric | Res | Cooling RES | SEER 13 | SEER 17 | 588.3677 | 0.63 | 0 | 2.7424 | ton | 12 | 1015.9992 | 0% |  | 1 | 0.76 | 0.24 | 0 | 0 | 0
0 | 0 | 0 | PTAC 10.3 EER | WS | Electric | Res | Cooling RES | 8.7 EER | 10.3 EER | 116.1425 | 0.090841 | 0 | 0.75 | ton | 15 | 124.2925 | 0% |  | 1 | 0.76 | 0.24 | 0 | 0 | 0
1.1021 | 7435.03 | 6746.37 | PTAC 9.3 EER | WS | Electric | Res | Cooling RES | 7.1 EER | 9.3 EER | 178.8511 | 0.17406 | 0 | 0.75 | ton | 15 | 135.5918 | 0% |  | 1 | 0.76 | 0.24 | 0 | 0 | 44.7084
0.82069 | 33624.62 | 40971.1 | PTHP 10.9 EER | WS | Electric | Res | HVAC RES | 8.5 EER | 10.9 EER | 221.7314 | 0.12557 | 0 | 0.75 | ton | 15 | 155.1127 | 0% |  | 1 | 0.76 | 0.24 | 69.133 | 76.2431 | 80.5974
0.99696 | 44836.43 | 44972.96 | PTHP 9.1 EER | WS | Electric | Res | HVAC RES | 7.0 EER | 9.1 EER | 295.6657 | 0.17377 | 0 | 0.75 | ton | 15 | 169.2139 | 0% |  | 1 | 0.76 | 0.24 | 69.133 | 76.2431 | 80.5974
3.3338 | 36234.76 | 10869.06 | Setback thermostat - full setback | WS | Elec&Gas | Res | HVAC RES | No setback | Assumes full setback achieved - use with caution | 692.7817 | -0.020791 | 0 | 2.2 | 1000 sq ft cond floor area | 9 | 73.4307 | 0% |  | 1 | 0.76 | 0.24 | 34.9323 | 42.1407 | 45.4013
2.2028 | 66914.68 | 30377.5 | Setback thermostat - moderate setback | WS | Elec&Gas | Res | HVAC RES | No setback | Assumes full setback achieved - use with caution | 426.453 | -0.020112 | 0 | 2.2 | 1000 sq ft cond floor area | 9 | 73.4307 | 0% |  | 1 | 0.76 | 0.24 | 104.797 | 126.4222 | 136.204
0.92755 | 206783.24 | 222934.91 | Wall Insulation | WS | Elec&Gas | Res | Building Shell RES | Varies by vintage | Varies by vintage | 449.9226 | 0.091043 | 0 | 2.3 | 1000 sq ft wall area | 20 | 349.5655 | 0% |  | 1 | 0.76 | 0.24 | 115.2217 | 187.53 | 249.593
1.9874 | 156513.4 | 78753.26 | 13W CFL (60W incand equiv) Pre-EISA | NWS | Electric | Res | Lighting RES | 60W incand | 13W CFL | 46.3185 | 0.00376 | 0 | 1 | lamp | 9 | 3 | -2% |  | 1 | 0.76 | 0.24 | 4458.9151 | 4090.3049 | 3987.4837
0 | 0 | 0 | 13W CFL (60W incand equiv) POST-EISA | NWS | Electric | Res | Lighting RES | 45W EISA compliant bulb (25% improvement) | 13W CFL | 31.536 | 0.00256 | 0 | 1 | lamp | 9 | 1 | -2% |  | 1 | 0.76 | 0.24 | 0 | 0 | 0
2.275 | 6207.96 | 2728.82 | 18W CFL (75W incand equiv) Pre-EISA | NWS | Electric | Res | Lighting RES | 75W incand | 18W CFL | 56.1735 | 0.00456 | 0 | 1 | lamp | 9 | 3 | -2% |  | 1 | 0.76 | 0.24 | 212.3293 | 194.7766 | 0
4.0644 | 3594.68 | 884.42 | 18W CFL (75W incand equiv) POST-EISA | NWS | Electric | Res | Lighting RES | 56W EISA compliant bulb (25% improvement) | 18W CFL | 37.449 | 0.00304 | 0 | 1 | lamp | 9 | 1 | -2% |  | 1 | 0.76 | 0.24 | 0 | 0 | 361.6773
2.809 | 13213.55 | 4704.08 | 23W CFL (100W incand equiv) Pre-EISA | NWS | Electric | Res | Lighting RES | 100W incand | 23W CFL | 75.8835 | 0.00616 | 0 | 1 | lamp | 9 | 3 | -2% |  | 1 | 0.76 | 0.24 | 636.9879 | 0 | 0
4.854 | 30122.41 | 6205.75 | 23W CFL (100W incand equiv) POST-EISA | NWS | Electric | Res | Lighting RES | 75W EISA compliant bulb (25% improvement) | 23W CFL | 51.246 | 0.00416 | 0 | 1 | lamp | 9 | 1 | -2% |  | 1 | 0.76 | 0.24 | 0 | 1113.0089 | 1085.0318
1.0769 | 26648.32 | 24745.86 | CFL bulbs specialty | NWS | Electric | Res | Lighting RES | Incandescent lamps | Compact fluorescent lamps | 44.1 | 0.0042 | 0 | 1 | lamp | 9 | 10 | -2% |  | 1 | 0.76 | 0.24 | 1011.0919 | 742.006 | 482.2364
1.7274 | 68282.53 | 39529.89 | CFL bulbs hgh wattage | NWS | Electric | Res | Lighting RES | Incandescent lamps | Compact fluorescent lamps | 113 | 0.0108 | 0 | 1 | lamp | 9 | 15 | -2% |  | 1 | 0.76 | 0.24 | 1011.0919 | 742.006 | 482.2364
0.76921 | 26648.32 | 34643.67 | CFL Reflector | NWS | Electric | Res | Lighting RES | Incandescent lamps with reflectors | Compact fluorescent lamps with reflectors | 44.1 | 0.0042 | 0 | 1 | lamp | 9 | 13 | -2% |  | 1 | 0.76 | 0.24 | 1011.0919 | 742.006 | 482.2364
0 | 0 | 0 | LED Downlight | NWS | Electric | Res | Lighting RES | EISA compliant light | LED downlight | 9.79 | 0.000924 | 0 | 1 | fixture | 20 | 90 | -10% |  | 1 | 0.76 | 0.24 | 0 | 0 | 0
0 | 0 | 0 | LED Lamps | NWS | Electric | Res | Lighting RES | EISA compliant light | LED lamp ≤ 12W | 8.8 | 0.000836 | 0 | 1 | lamp | 20 | 51 | -10% |  | 1 | 0.76 | 0.24 | 0 | 0 | 0
3.8538 | 5960.82 | 1546.74 | Pipe Wrap - Electric water heater | NWS | Electric | Res | Water Heating RES | Uninsulated | R4 5 Ln feet | 257 | 0.029 | 0 | 10 | LF | 6 | 4 | 0% |  | 1 | 0.76 | 0.24 | 24.724 | 40.4764 | 54.2555
4.3321 | 286718.98 | 66184.04 | Low Flow Showerheads - Electric water heater | NWS | Electric | Res | Water Heating RES | Standard Flow 2.5 gal.min | Low Flow 1.75 gal/minute | 424 | 0.048 | 0 | 1 | unit | 12 | 14.9 | 0% |  | 1 | 0.76 | 0.24 | 519.4048 | 622.2554 | 675.6912
6.2265 | 287188.26 | 46123.76 | Low Flow Faucet Aerators - Electric water heater | NWS | Electric | Res | Water Heating RES | 2.2 gal/minute | 1.5 gal/minute | 136 | 0.016 | 0 | 1 | unit | 12 | 2.8 | 0% |  | 1 | 0.76 | 0.24 | 1626.8435 | 1943.4988 | 2104.6147
0.78846 | 6152.92 | 7803.68 | Energy Star Room AC | WS | Electric | Res | Cooling RES | Standard A/C unit, 9.8 EER | Energy Star A/C unit, 10.8 EER | 101 | 0.094 | 0 | 6000 | Btu | 12 | 86 | 0% |  | 1 | 0.76 | 0.24 | 29.2253 | 33.3418 | 14.5535
0.65667 | 6319.66 | 9623.85 | Smart Strip plug outlet | NWS | Electric | Res | Miscellaneous RES | Standard plug outlet | Smart Strip plug outlet | 184 | 0.012925 | 0 | 1 | unit | 5 | 40 | 0% |  | 1 | 0.76 | 0.24 | 64.9676 | 71.7664 | 76.0567
2.5179 | 233970.05 | 92922.45 | Water Heater, Tank Blanket-Insulation - Electric | NWS | Electric | Res | Water Heating RES | No Tank Insulation | Install Insulation (R-5) | 180 | 0.02 | 0 | 1 | unit | 10 | 18 | 0% |  | 1 | 0.76 | 0.24 | 1200.9396 | 1413.2807 | 1507.2331
1.1846 | 132289.53 | 111673.68 | Water Heater, Thermostat Setback - Electric | NWS | Electric | Res | Water Heating RES | 135 degrees | 120 degrees | 163 | 0.02 | 0 | 1 | unit | 4 | 8 | 0% |  | 1 | 0.76 | 0.24 | 1908.7975 | 2132.2319 | 2120.2975
1.3661 | 121258.33 | 88762.77 | Ceiling Fan | WS | Elec&Gas | Res | HVAC RES | Standard fans, 140 W/cfm | Efficient fan; 70 W/cfm | 60.35 | 0.034022 | 0.025983 | 1 | fan | 15 | 25 | 0% |  | 1 | 0.76 | 0.24 | 875.2396 | 1001.8565 | 1106.437
2.2141 | 229231.58 | 103534.41 | Duct Insulation | WS | Elec&Gas | Res | HVAC RES | Uninsulated ducts | Insulate to R-6 | 277.7644 | 0.04468 | 40.6115 | 2.2 | 1000 sq ft cond floor area | 20 | 220 | 0% |  | 1 | 0.76 | 0.24 | 119.9277 | 138.4438 | 154.401
3.4217 | 46396.68 | 13559.57 | Duct sealing 15% leakage base | WS | Elec&Gas | Res | HVAC RES | 15% total | Seal from baseline to 6% | 159.4314 | 0.037313 | 20.9529 | 2.2 | 1000 sq ft cond floor area | 18 | 73.3333 | 0% |  | 1 | 0.76 | 0.24 | 48.7039 | 57.1577 | 60.8234
5.0203 | 143874.49 | 28658.68 | Duct sealing 20% leakage base | WS | Elec&Gas | Res | HVAC RES | 20% total | Seal from baseline to 6% | 248.0153 | 0.060988 | 32.4099 | 2.2 | 1000 sq ft cond floor area | 18 | 73.3333 | 0% |  | 1 | 0.76 | 0.24 | 97.4077 | 114.2843 | 121.6275
6.4435 | 194517.71 | 30188.14 | Duct sealing 25% leakage base | WS | Elec&Gas | Res | HVAC RES | 25% total | Seal from baseline to 6% | 337.0485 | 0.0919 | 43.6364 | 2.2 | 1000 sq ft cond floor area | 18 | 73.3333 | 0% |  | 1 | 0.76 | 0.24 | 97.4077 | 114.2843 | 121.6275
7.7168 | 203883.95 | 26420.82 | Duct sealing 30% leakage base | WS | Elec&Gas | Res | HVAC RES | 30% total | Seal from baseline to 6% | 424.1246 | 0.12313 | 54.8565 | 2.2 | 1000 sq ft cond floor area | 18 | 73.3333 | 0% |  | 1 | 0.76 | 0.24 | 81.188 | 95.2421 | 101.3595
1.7579 | 547767.75 | 311605.46 | ECM blower - continuous | WS | Electric | Res | HVAC RES | Standard motor continuous operation | ECM continuous operation | 1517.1039 | 0.25778 | 0 | 2.7424 | ton | 15 | 479.9242 | 0% |  | 1 | 0.76 | 0.24 | 151.8309 | 180.4359 | 206.3584
0.41986 | 124796.98 | 297233.85 | ECM blower - intermittent | WS | Electric | Res | HVAC RES | Standard motor intermittent operation | ECM intermittent operation | 345.6391 | 0.2049 | 0 | 2.7424 | ton | 15 | 479.9242 | 0% |  | 1 | 0.76 | 0.24 | 151.8309 | 180.4359 | 206.3584
1.2836 | 77290.56 | 60212 | Furnace-AC - SEER 14 | WS | Electric | Res | Cooling RES | SEER 13 | SEER 14 | 496.9174 | 0.44826 | 0 | 2.7424 | ton | 12 | 253.9998 | 0% |  | 1 | 0.76 | 0.24 | 115.0126 | 55.8861 | 24.9334
0.68948 | 173155.31 | 251139.98 | Furnace-AC - SEER 15 | WS | Electric | Res | Cooling RES | SEER 13 | SEER 15 | 515.6162 | 0.44896 | 0 | 2.7424 | ton | 12 | 507.9996 | 0% |  | 1 | 0.76 | 0.24 | 115.0126 | 147.0655 | 165.7449
0 | 0 | 0 | Furnace-AC - SEER 16 | WS | Electric | Res | Cooling RES | SEER 13 | SEER 16 | 430.7841 | 0.49626 | 0 | 2.7424 | ton | 12 | 761.9994 | 0% |  | 1 | 0.76 | 0.24 | 0 | 0 | 0
0 | 0 | 0 | Furnace-AC - SEER 17 | WS | Electric | Res | Cooling RES | SEER 13 | SEER 17 | 588.3677 | 0.63 | 0 | 2.7424 | ton | 12 | 1015.9992 | 0% |  | 1 | 0.76 | 0.24 | 0 | 0 | 0
0.64193 | 140275.04 | 218521.25 | High efficiency furnace with ECM | WS | Elec&Gas | Res | Heating RES | AFUE 80 standard motor | AFUE 95 ECM | 524.1426 | 0.26351 | 143.1966 | 100 | kBtu/hr capacity | 15 | 1483 | 0% |  | 1 | 0.76 | 0.24 | 33.939 | 42.136 | 50.4335
1.0095 | 432837.26 | 428743.94 | High efficiency furnace without ECM | WS | Gas | Res | Heating RES | AFUE 80 standard motor | AFUE 95 | 0 | 0 | 176.5165 | 100 | kBtu/hr capacity | 15 | 958 | 0% |  | 1 | 0.76 | 0.24 | 101.817 | 126.3858 | 151.2858
1.122 | 515517.02 | 459462.25 | HVAC Maintenance and Tune-up | WS | Elec&Gas | Res | HVAC RES | 10% EER degradation; 5% furnace efficiency degradation | Namplate SEER and AFUE | 127.6302 | 0.17129 | 23.3966 | 2.7947 | ton | 10 | 129.4895 | 0% |  | 1 | 0.76 | 0.24 | 970.5026 | 1049.1209 | 1085.3753
0 | 0 | 0 | PTAC 10.3 EER | WS | Electric | Res | Cooling RES | 8.7 EER | 10.3 EER | 116.1425 | 0.090841 | 0 | 0.75 | ton | 15 | 124.2925 | 0% |  | 1 | 0.76 | 0.24 | 0 | 0 | 0
1.1021 | 9889.61 | 8973.6 | PTAC 9.3 EER | WS | Electric | Res | Cooling RES | 7.1 EER | 9.3 EER | 178.8511 | 0.17406 | 0 | 0.75 | ton | 15 | 135.5918 | 0% |  | 1 | 0.76 | 0.24 | 0 | 0 | 59.4684
0.82069 | 44725.37 | 54497.19 | PTHP 10.9 EER | WS | Electric | Res | HVAC RES | 8.5 EER | 10.9 EER | 221.7314 | 0.12557 | 0 | 0.75 | ton | 15 | 155.1127 | 0% |  | 1 | 0.76 | 0.24 | 91.9565 | 101.4138 | 107.2057
0.99696 | 59638.63 | 59820.23 | PTHP 9.1 EER | WS | Electric | Res | HVAC RES | 7.0 EER | 9.1 EER | 295.6657 | 0.17377 | 0 | 0.75 | ton | 15 | 169.2139 | 0% |  | 1 | 0.76 | 0.24 | 91.9565 | 101.4138 | 107.2057
5.897 | 118954.93 | 20171.97 | Setback thermostat - full setback | WS | Elec&Gas | Res | HVAC RES | No setback | Assumes full setback achieved - use with caution | 692.7817 | -0.020791 | 105.5676 | 2.2 | 1000 sq ft cond floor area | 9 | 73.4307 | 0% |  | 1 | 0.76 | 0.24 | 46.4648 | 56.053 | 60.39
3.9002 | 203291.16 | 52123.54 | Setback thermostat - moderate setback | WS | Elec&Gas | Res | HVAC RES | No setback | Assumes full setback achieved - use with caution | 426.453 | -0.020112 | 56.8364 | 2.2 | 1000 sq ft cond floor area | 9 | 73.4307 | 0% |  | 1 | 0.76 | 0.24 | 139.3945 | 168.1589 | 181.1701
2.2654 | 660716.68 | 291658.63 | Wall Insulation | WS | Elec&Gas | Res | Building Shell RES | Varies by vintage | Varies by vintage | 449.9226 | 0.091043 | 66.2646 | 2.3 | 1000 sq ft wall area | 20 | 349.5655 | 0% |  | 1 | 0.76 | 0.24 | 153.2608 | 249.4407 | 331.993
1.9874 | 208184.37 | 104752.68 | 13W CFL (60W incand equiv) Pre-EISA | NWS | Electric | Res | Lighting RES | 60W incand | 13W CFL | 46.3185 | 0.00376 | 0 | 1 | lamp | 9 | 3 | -2% |  | 1 | 0.76 | 0.24 | 5930.9711 | 5440.6688 | 5303.9024
0 | 0 | 0 | 13W CFL (60W incand equiv) POST-EISA | NWS | Electric | Res | Lighting RES | 45W EISA compliant bulb (25% improvement) | 13W CFL | 31.536 | 0.00256 | 0 | 1 | lamp | 9 | 1 | -2% |  | 1 | 0.76 | 0.24 | 0 | 0 | 0
2.275 | 8257.45 | 3629.71 | 18W CFL (75W incand equiv) Pre-EISA | NWS | Electric | Res | Lighting RES | 75W incand | 18W CFL | 56.1735 | 0.00456 | 0 | 1 | lamp | 9 | 3 | -2% |  | 1 | 0.76 | 0.24 | 282.4272 | 259.0797 | 0
4.0644 | 4781.42 | 1176.41 | 18W CFL (75W incand equiv) POST-EISA | NWS | Electric | Res | Lighting RES | 56W EISA compliant bulb (25% improvement) | 18W CFL | 37.449 | 0.00304 | 0 | 1 | lamp | 9 | 1 | -2% |  | 1 | 0.76 | 0.24 | 0 | 0 | 481.0806
2.809 | 17575.84 | 6257.07 | 23W CFL (100W incand equiv) Pre-EISA | NWS | Electric | Res | Lighting RES | 100W incand | 23W CFL | 75.8835 | 0.00616 | 0 | 1 | lamp | 9 | 3 | -2% |  | 1 | 0.76 | 0.24 | 847.2816 | 0 | 0
4.8539 | 40066.96 | 8254.51 | 23W CFL (100W incand equiv) POST-EISA | NWS | Electric | Res | Lighting RES | 75W EISA compliant bulb (25% improvement) | 23W CFL | 51.246 | 0.00416 | 0 | 1 | lamp | 9 | 1 | -2% |  | 1 | 0.76 | 0.24 | 0 | 1480.4552 | 1443.2417
1.0769 | 35445.93 | 32915.39 | CFL bulbs specialty | NWS | Electric | Res | Lighting RES | Incandescent lamps | Compact fluorescent lamps | 44.1 | 0.0042 | 0 | 1 | lamp | 9 | 10 | -2% |  | 1 | 0.76 | 0.24 | 1344.8914 | 986.9701 | 641.4408
1.7274 | 90825.17 | 52580.2 | CFL bulbs hgh wattage | NWS | Electric | Res | Lighting RES | Incandescent lamps | Compact fluorescent lamps | 113 | 0.0108 | 0 | 1 | lamp | 9 | 15 | -2% |  | 1 | 0.76 | 0.24 | 1344.8914 | 986.9701 | 641.4408
0.76921 | 35445.93 | 46080.86 | CFL Reflector | NWS | Electric | Res | Lighting RES | Incandescent lamps with reflectors | Compact fluorescent lamps with reflectors | 44.1 | 0.0042 | 0 | 1 | lamp | 9 | 13 | -2% |  | 1 | 0.76 | 0.24 | 1344.8914 | 986.9701 | 641.4408
0 | 0 | 0 | LED Downlight | NWS | Electric | Res | Lighting RES | EISA compliant light | LED downlight | 9.79 | 0.000924 | 0 | 1 | fixture | 20 | 90 | -10% |  | 1 | 0.76 | 0.24 | 0 | 0 | 0
0 | 0 | 0 | LED Lamps | NWS | Electric | Res | Lighting RES | EISA compliant light | LED lamp ≤ 12W | 8.8 | 0.000836 | 0 | 1 | lamp | 20 | 51 | -10% |  | 1 | 0.76 | 0.24 | 0 | 0 | 0
3.152 | 9294.17 | 2948.64 | Pipe Wrap - Gas water heater | NWS | Gas | Res | Water Heating RES | Uninsulated | R4 5 Ln feet | 0 | 0 | 10.7422 | 10 | LF | 6 | 4 | 0% |  | 1 | 0.76 | 0.24 | 63.6278 | 104.4531 | 140.4631
3.8538 | 7928.71 | 2057.39 | Pipe Wrap - Electric water heater | NWS | Electric | Res | Water Heating RES | Uninsulated | R4 5 Ln feet | 257 | 0.029 | 0 | 10 | LF | 6 | 4 | 0% |  | 1 | 0.76 | 0.24 | 32.8863 | 53.8392 | 72.1674
3.5893 | 534556.35 | 148930.95 | Low Flow Showerheads - Gas water heater | NWS | Gas | Res | Water Heating RES | Standard Flow 2.5 gal.min | Low Flow 1.75 gal/minute | 0 | 0 | 21.4844 | 1 | unit | 12 | 14.9 | 0% |  | 1 | 0.76 | 0.24 | 1344.7627 | 1610.9905 | 1749.4969
4.3321 | 381375.73 | 88033.88 | Low Flow Showerheads - Electric water heater | NWS | Electric | Res | Water Heating RES | Standard Flow 2.5 gal.min | Low Flow 1.75 gal/minute | 424 | 0.048 | 0 | 1 | unit | 12 | 14.9 | 0% |  | 1 | 0.76 | 0.24 | 690.8799 | 827.6853 | 898.7623
5.4886 | 531166.45 | 96776.06 | Low Flow Faucet Aerators - Gas water heater | NWS | Gas | Res | Water Heating RES | 2.2 gal/minute | 1.5 gal/minute | 0 | 0 | 6.8359 | 1 | unit | 12 | 2.8 | 0% |  | 1 | 0.76 | 0.24 | 4212.303 | 5032.0775 | 5449.1965
6.2265 | 381999.94 | 61350.95 | Low Flow Faucet Aerators - Electric water heater | NWS | Electric | Res | Water Heating RES | 2.2 gal/minute | 1.5 gal/minute | 136 | 0.016 | 0 | 1 | unit | 12 | 2.8 | 0% |  | 1 | 0.76 | 0.24 | 2163.9259 | 2585.1211 | 2799.4273
0.78846 | 8184.23 | 10379.96 | Energy Star Room AC | WS | Electric | Res | Cooling RES | Standard A/C unit, 9.8 EER | Energy Star A/C unit, 10.8 EER | 101 | 0.094 | 0 | 6000 | Btu | 12 | 86 | 0% |  | 1 | 0.76 | 0.24 | 38.8737 | 44.3491 | 19.3582
0.65667 | 8406.02 | 12801.04 | Smart Strip plug outlet | NWS | Electric | Res | Miscellaneous RES | Standard plug outlet | Smart Strip plug outlet | 184 | 0.012925 | 0 | 1 | unit | 5 | 40 | 0% |  | 1 | 0.76 | 0.24 | 86.4158 | 95.4592 | 101.1659
2.5179 | 311212.38 | 123599.66 | Water Heater, Tank Blanket-Insulation - Electric | NWS | Electric | Res | Water Heating RES | No Tank Insulation | Install Insulation (R-5) | 180 | 0.02 | 0 | 1 | unit | 10 | 18 | 0% |  | 1 | 0.76 | 0.24 | 1597.4151 | 1879.858 | 2004.8276
0 | 0 | 0 | Water Heater, Tank Blanket-Insulation - Gas | NWS | Gas | Res | Water Heating RES | No Tank Insulation | Install Insulation (R-5) | 0 | 0 | 11.7188 | 1 | unit | 10 | 18 | 0% |  | 1 | 0.76 | 0.24 | 0 | 0 | 0
1.1846 | 175963.3 | 148541.36 | Water Heater, Thermostat Setback - Electric | NWS | Electric | Res | Water Heating RES | 135 degrees | 120 degrees | 163 | 0.02 | 0 | 1 | unit | 4 | 8 | 0% |  | 1 | 0.76 | 0.24 | 2538.9635 | 2836.1621 | 2820.2877
1.2161 | 327025.63 | 268905.08 | Water Heater, Thermostat Setback - Gas | NWS | Gas | Res | Water Heating RES | 135 degrees | 120 degrees | 0 | 0 | 10.7422 | 1 | unit | 4 | 8 | 0% |  | 1 | 0.76 | 0.24 | 4941.9494 | 5520.7803 | 5489.8603
1.4899 | 31276.49 | 20992.21 | Duct Insulation | WS | Elec&Gas | Res | HVAC RES | Uninsulated ducts | Insulate to R-6 | 0 | 0 | 40.6115 | 2.2 | 1000 sq ft cond floor area | 20 | 220 | 0% |  | 1 | 0.76 | 0.24 | 28.1155 | 32.4563 | 36.1973
2.3218 | 6049.85 | 2605.71 | Duct sealing 15% leakage base | WS | Elec&Gas | Res | HVAC RES | 15% total | Seal from baseline to 6% | 0 | 0 | 20.9529 | 2.2 | 1000 sq ft cond floor area | 18 | 73.3333 | 0% |  | 1 | 0.76 | 0.24 | 11.418 | 13.3999 | 14.2593
3.4559 | 18712.97 | 5414.72 | Duct sealing 20% leakage base | WS | Elec&Gas | Res | HVAC RES | 20% total | Seal from baseline to 6% | 0 | 0 | 32.4099 | 2.2 | 1000 sq ft cond floor area | 18 | 73.3333 | 0% |  | 1 | 0.76 | 0.24 | 22.836 | 26.7925 | 28.514
4.4873 | 25194.94 | 5614.69 | Duct sealing 25% leakage base | WS | Elec&Gas | Res | HVAC RES | 25% total | Seal from baseline to 6% | 0 | 0 | 43.6364 | 2.2 | 1000 sq ft cond floor area | 18 | 73.3333 | 0% |  | 1 | 0.76 | 0.24 | 22.836 | 26.7925 | 28.514
5.4472 | 26396.64 | 4845.88 | Duct sealing 30% leakage base | WS | Elec&Gas | Res | HVAC RES | 30% total | Seal from baseline to 6% | 0 | 0 | 54.8565 | 2.2 | 1000 sq ft cond floor area | 18 | 73.3333 | 0% |  | 1 | 0.76 | 0.24 | 19.0335 | 22.3283 | 23.7624
1.0095 | 101473.08 | 100513.45 | High efficiency furnace without ECM | WS | Gas | Res | Heating RES | AFUE 80 standard motor | AFUE 95 | 0 | 0 | 176.5165 | 100 | kBtu/hr capacity | 15 | 958 | 0% |  | 1 | 0.76 | 0.24 | 23.8697 | 29.6295 | 35.467
0.69435 | 77117.19 | 111063.78 | HVAC Maintenance and Tune-up | WS | Elec&Gas | Res | HVAC RES | 10% EER degradation; 5% furnace efficiency degradation | Namplate SEER and AFUE | 0 | 0 | 23.3966 | 2.7947 | ton | 10 | 129.4895 | 0% |  | 1 | 0.76 | 0.24 | 227.5217 | 245.9528 | 254.4521
4.2364 | 16588.23 | 3915.66 | Setback thermostat - full setback | WS | Elec&Gas | Res | HVAC RES | No setback | Assumes full setback achieved - use with caution | 0 | 0 | 105.5676 | 2.2 | 1000 sq ft cond floor area | 9 | 73.4307 | 0% |  | 1 | 0.76 | 0.24 | 10.8931 | 13.1409 | 14.1577
2.5578 | 26792.74 | 10474.79 | Setback thermostat - moderate setback | WS | Elec&Gas | Res | HVAC RES | No setback | Assumes full setback achieved - use with caution | 0 | 0 | 56.8364 | 2.2 | 1000 sq ft cond floor area | 9 | 73.4307 | 0% |  | 1 | 0.76 | 0.24 | 32.6792 | 39.4227 | 42.473
1.5301 | 90414.5 | 59091.91 | Wall Insulation | WS | Elec&Gas | Res | Building Shell RES | Varies by vintage | Varies by vintage | 0 | 0 | 66.2646 | 2.3 | 1000 sq ft wall area | 20 | 349.5655 | 0% |  | 1 | 0.76 | 0.24 | 35.93 | 58.4781 | 77.8315
3.152 | 2178.9 | 691.27 | Pipe Wrap - Gas water heater | NWS | Gas | Res | Water Heating RES | Uninsulated | R4 5 Ln feet | 0 | 0 | 10.7422 | 10 | LF | 6 | 4 | 0% |  | 1 | 0.76 | 0.24 | 14.9167 | 24.4877 | 32.9297
3.5893 | 125319.8 | 34914.93 | Low Flow Showerheads - Gas water heater | NWS | Gas | Res | Water Heating RES | Standard Flow 2.5 gal.min | Low Flow 1.75 gal/minute | 0 | 0 | 21.4844 | 1 | unit | 12 | 14.9 | 0% |  | 1 | 0.76 | 0.24 | 315.2622 | 377.6758 | 410.1468
5.4886 | 124525.08 | 22687.89 | Low Flow Faucet Aerators - Gas water heater | NWS | Gas | Res | Water Heating RES | 2.2 gal/minute | 1.5 gal/minute | 0 | 0 | 6.8359 | 1 | unit | 12 | 2.8 | 0% |  | 1 | 0.76 | 0.24 | 987.5198 | 1179.7052 | 1277.4934
0 | 0 | 0 | Water Heater, Tank Blanket-Insulation - Gas | NWS | Gas | Res | Water Heating RES | No Tank Insulation | Install Insulation (R-5) | 0 | 0 | 11.7188 | 1 | unit | 10 | 18 | 0% |  | 1 | 0.76 | 0.24 | 0 | 0 | 0
1.2161 | 76666.91 | 63041.31 | Water Heater, Thermostat Setback - Gas | NWS | Gas | Res | Water Heating RES | 135 degrees | 120 degrees | 0 | 0 | 10.7422 | 1 | unit | 4 | 8 | 0% |  | 1 | 0.76 | 0.24 | 1158.5759 | 1294.2753 | 1287.0265
reflects full install cost of measure for direct installs

## Behavior Modification Program
TRC | NPV Avoided Cost Benefits | NPV TRC Costs | Measure | Weath. Senstv. | Fuel | Sector | Baseline Description | Efficient Description | kWh savings/ year/ cust | kW savings/ year/ cust | Nat Gas CCF savings/ year/ cust | Measure life | Incremental Cost/ Unit (year 1) | Percent Incremental Cost Change per Year | Cost Escalation Rate | Realization Rate | Net-to-Gross | OVERALL 1 - (NTG*Realization) | Incremental Participants PY4 | PY5 | PY6
3%
1.5111 | 2802486.91 | 1854618.32 | Home Energy Report | NWS | Elec&Gas | Res | No Reports | Home Energy Report | 208.8 | 0.087 | 11.7188 | 1 | 0 | 0% |  | 1 | 0.8 | 0.2 | 50000 | 50000 | 50000

## Warm Neighbors Program
TRC | NPV Avoided Cost Benefits | NPV TRC Costs | Measure | Weath. Senstv. | Fuel | Sector | End Use | Baseline Description | Efficient Description | kWh savings/ year/ cust | kW savings/ year/ cust | Nat Gas CCF savings/ year/ cust | Typical size | Unit | Measure life | Incremental Cost/ Unit (year 1) | Percent Incremental Cost Change per Year | Cost Escalation Rate | Realization Rate | Net-to-Gross | OVERALL 1 - (NTG*Realization) | Incremental Participants PY4 | PY5 | PY6
3%
0.92011 | 3620.45 | 3934.81 | Duct Insulation | WS | Elec&Gas | Res | HVAC RES | Uninsulated ducts | Insulate to R-6 | 277.7644 | 0.04468 | 0 | 2.2 | 1000 sq ft cond floor area | 20 | 220 | 0% |  | 1 | 0.76 | 0.24 | 5.037 | 5.1881 | 5.3437
1.7135 | 641.91 | 374.62 | Duct sealing 15% leakage base | WS | Elec&Gas | Res | HVAC RES | 15% total | Seal from baseline to 6% | 159.4314 | 0.037313 | 0 | 2.2 | 1000 sq ft cond floor area | 18 | 73.3333 | 0% |  | 1 | 0.76 | 0.24 | 1.679 | 1.7294 | 1.7812
2.558 | 998.57 | 390.37 | Duct sealing 20% leakage base | WS | Elec&Gas | Res | HVAC RES | 20% total | Seal from baseline to 6% | 248.0153 | 0.060988 | 0 | 2.2 | 1000 sq ft cond floor area | 18 | 73.3333 | 0% |  | 1 | 0.76 | 0.24 | 1.679 | 1.7294 | 1.7812
3.3408 | 1357.03 | 406.2 | Duct sealing 25% leakage base | WS | Elec&Gas | Res | HVAC RES | 25% total | Seal from baseline to 6% | 337.0485 | 0.0919 | 0 | 2.2 | 1000 sq ft cond floor area | 18 | 73.3333 | 0% |  | 1 | 0.76 | 0.24 | 1.679 | 1.7294 | 1.7812
4.0494 | 1707.62 | 421.7 | Duct sealing 30% leakage base | WS | Elec&Gas | Res | HVAC RES | 30% total | Seal from baseline to 6% | 424.1246 | 0.12313 | 0 | 2.2 | 1000 sq ft cond floor area | 18 | 73.3333 | 0% |  | 1 | 0.76 | 0.24 | 1.679 | 1.7294 | 1.7812
1.7604 | 10574.16 | 6006.57 | ECM blower - continuous | WS | Electric | Res | HVAC RES | Standard motor continuous operation | ECM continuous operation | 1517.1039 | 0.25778 | 0 | 2.7424 | ton | 15 | 479.9242 | 0% |  | 1 | 0.76 | 0.24 | 3.358 | 3.4587 | 3.5625
0.40576 | 2409.09 | 5937.22 | ECM blower - intermittent | WS | Electric | Res | HVAC RES | Standard motor intermittent operation | ECM intermittent operation | 345.6391 | 0.2049 | 0 | 2.7424 | ton | 15 | 479.9242 | 0% |  | 1 | 0.76 | 0.24 | 3.358 | 3.4587 | 3.5625
1.2467 | 2028.35 | 1626.98 | Furnace-AC - SEER 14 | WS | Electric | Res | Cooling RES | SEER 13 | SEER 14 | 496.9174 | 0.44826 | 0 | 2.7424 | ton | 12 | 253.9998 | 0% |  | 1 | 0.76 | 0.24 | 1.679 | 1.7294 | 1.7812
0.66416 | 1683.74 | 2535.13 | Furnace-AC - SEER 15 | WS | Electric | Res | Cooling RES | SEER 13 | SEER 15 | 515.6162 | 0.44896 | 0 | 2.7424 | ton | 12 | 507.9996 | 0% |  | 1 | 0.76 | 0.24 | 1.3432 | 1.3835 | 1.425
0 | 0 | 0 | Furnace-AC - SEER 16 | WS | Electric | Res | Cooling RES | SEER 13 | SEER 16 | 430.7841 | 0.49626 | 0 | 2.7424 | ton | 12 | 761.9994 | 0% |  | 1 | 0.76 | 0.24 | 0 | 0 | 0
0 | 0 | 0 | Furnace-AC - SEER 17 | WS | Electric | Res | Cooling RES | SEER 13 | SEER 17 | 588.3677 | 0.63 | 0 | 2.7424 | ton | 12 | 1015.9992 | 0% |  | 1 | 0.76 | 0.24 | 0 | 0 | 0
0.94081 | 2869.56 | 3050.1 | Infiltration reduction - 30% | WS | Elec&Gas | Res | HVAC RES | Varies by vintage | Varies by vintage | 464.4332 | 0.1237 | 0 | 2.2 | ton | 13 | 264 | 0% |  | 1 | 0.76 | 0.24 | 3.358 | 3.4587 | 3.5625
1.5154 | 4789.78 | 3160.64 | Infiltration reduction - 50% | WS | Elec&Gas | Res | HVAC RES | Varies by vintage | Varies by vintage | 775.2157 | 0.20624 | 0 | 2.2 | ton | 13 | 264 | 0% |  | 1 | 0.76 | 0.24 | 3.358 | 3.4587 | 3.5625
2.7875 | 3074.39 | 1102.91 | Setback thermostat - full setback | WS | Elec&Gas | Res | HVAC RES | No setback | Assumes full setback achieved - use with caution | 692.7817 | -0.020791 | 0 | 2.2 | 1000 sq ft cond floor area | 9 | 73.4307 | 0% |  | 1 | 0.76 | 0.24 | 3.358 | 3.4587 | 3.5625
1.8772 | 5677.48 | 3024.5 | Setback thermostat - moderate setback | WS | Elec&Gas | Res | HVAC RES | No setback | Assumes full setback achieved - use with caution | 426.453 | -0.020112 | 0 | 2.2 | 1000 sq ft cond floor area | 9 | 73.4307 | 0% |  | 1 | 0.76 | 0.24 | 10.074 | 10.3762 | 10.6875
0.94448 | 977.4 | 1034.85 | Wall Insulation | WS | Elec&Gas | Res | Building Shell RES | Varies by vintage | Varies by vintage | 449.9226 | 0.091043 | 0 | 2.3 | 1000 sq ft wall area | 20 | 349.5655 | 0% |  | 1 | 0.76 | 0.24 | 0.8395 | 0.86468 | 0.89062
0.96018 | 93217.66 | 97083.2 | 13W CFL (60W incand equiv) Pre-EISA | NWS | Electric | Res | Lighting RES | 60W incand | 13W CFL | 46.3185 | 0.00376 | 0 | 1 | lamp | 9 | 8 | -2% |  | 1 | 0.76 | 0.24 | 2417.7584 | 2490.2911 | 2564.9998
0 | 0 | 0 | 13W CFL (60W incand equiv) POST-EISA | NWS | Electric | Res | Lighting RES | 45W EISA compliant bulb (25% improvement) | 13W CFL | 31.536 | 0.00256 | 0 | 1 | lamp | 9 | 8 | -2% |  | 1 | 0.76 | 0.24 | 0 | 0 | 0
1.1045 | 15585.67 | 14110.7 | 18W CFL (75W incand equiv) Pre-EISA | NWS | Electric | Res | Lighting RES | 75W incand | 18W CFL | 56.1735 | 0.00456 | 0 | 1 | lamp | 9 | 8 | -2% |  | 1 | 0.76 | 0.24 | 503.6997 | 518.8106 | 0
0.84113 | 5311.11 | 6314.26 | 18W CFL (75W incand equiv) POST-EISA | NWS | Electric | Res | Lighting RES | 56W EISA compliant bulb (25% improvement) | 18W CFL | 37.449 | 0.00304 | 0 | 1 | lamp | 9 | 8 | -2% |  | 1 | 0.76 | 0.24 | 0 | 0 | 534.375
1.3815 | 3134.59 | 2269 | 23W CFL (100W incand equiv) Pre-EISA | NWS | Electric | Res | Lighting RES | 100W incand | 23W CFL | 75.8835 | 0.00616 | 0 | 1 | lamp | 9 | 8 | -2% |  | 1 | 0.76 | 0.24 | 151.1099 | 0 | 0
1.079 | 4329.03 | 4011.99 | 23W CFL (100W incand equiv) POST-EISA | NWS | Electric | Res | Lighting RES | 75W EISA compliant bulb (25% improvement) | 23W CFL | 51.246 | 0.00416 | 0 | 1 | lamp | 9 | 8 | -2% |  | 1 | 0.76 | 0.24 | 0 | 155.6432 | 160.3125
0.51877 | 9245.09 | 17821.21 | CFL bulbs specialty | NWS | Electric | Res | Lighting RES | Incandescent lamps | Compact fluorescent lamps | 44.1 | 0.0042 | 0 | 1 | lamp | 9 | 15 | -2% |  | 1 | 0.76 | 0.24 | 251.8498 | 259.4053 | 267.1875
0.93977 | 23689.23 | 25207.49 | CFL bulbs hgh wattage | NWS | Electric | Res | Lighting RES | Incandescent lamps | Compact fluorescent lamps | 113 | 0.0108 | 0 | 1 | lamp | 9 | 20 | -2% |  | 1 | 0.76 | 0.24 | 251.8498 | 259.4053 | 267.1875
0.43712 | 9245.09 | 21150.16 | CFL Reflector | NWS | Electric | Res | Lighting RES | Incandescent lamps with reflectors | Compact fluorescent lamps with reflectors | 44.1 | 0.0042 | 0 | 1 | lamp | 9 | 18 | -2% |  | 1 | 0.76 | 0.24 | 251.8498 | 259.4053 | 267.1875
0 | 0 | 0 | LED Downlight | NWS | Electric | Res | Lighting RES | EISA compliant light | LED downlight | 9.79 | 0.000924 | 0 | 1 | fixture | 20 | 90 | -10% |  | 1 | 0.76 | 0.24 | 0 | 0 | 0
0 | 0 | 0 | LED Lamps | NWS | Electric | Res | Lighting RES | EISA compliant light | LED lamp ≤ 12W | 8.8 | 0.000836 | 0 | 1 | lamp | 20 | 51 | -10% |  | 1 | 0.76 | 0.24 | 0 | 0 | 0
1.2593 | 368.34 | 292.49 | Electric Water Heater EF 0.93+ | NWS | Electric | Res | Water Heating RES | Standard Electric water heater EF=0.9 | Efficient Electric water heater EF>=0.93 | 157 | 0.017712 | 0 | 1 | unit | 15 | 49 | 0% |  | 1 | 0.76 | 0.24 | 1.679 | 1.7294 | 1.7812
0.68003 | 4227.65 | 6216.88 | Heat Pump Water Heaters | NWS | Electric | Res | Water Heating RES | Standard Electric water heater EF=0.9 | Heat pump water heater EF>=2.0 | 1802 | 0.32546 | 0 | 1 | unit | 15 | 1020 | -2% |  | 1 | 0.76 | 0.24 | 1.679 | 1.7294 | 1.7812
3.8974 | 519.69 | 133.34 | Pipe Wrap - Electric water heater | NWS | Electric | Res | Water Heating RES | Uninsulated | R4 5 Ln feet | 257 | 0.029 | 0 | 10 | LF | 6 | 4 | 0% |  | 1 | 0.76 | 0.24 | 3.358 | 3.4587 | 3.5625
2.0575 | 245905.22 | 119517.15 | Low Flow Showerheads - Electric water heater | NWS | Electric | Res | Water Heating RES | Standard Flow 2.5 gal.min | Low Flow 1.75 gal/minute | 424 | 0.048 | 0 | 1 | unit | 12 | 42 | 0% |  | 1 | 0.76 | 0.24 | 503.6997 | 518.8106 | 534.375
1.9941 | 157750.52 | 79109.02 | Low Flow Faucet Aerators - Electric water heater | NWS | Electric | Res | Water Heating RES | 2.2 gal/minute | 1.5 gal/minute | 136 | 0.016 | 0 | 1 | unit | 12 | 14 | 0% |  | 1 | 0.76 | 0.24 | 1007.3993 | 1037.6213 | 1068.7499
0.45312 | 15266.62 | 33692.43 | Smart Strip plug outlet | NWS | Electric | Res | Miscellaneous RES | Standard plug outlet | Smart Strip plug outlet | 184 | 0.012925 | 0 | 1 | unit | 5 | 40 | 0% |  | 1 | 0.76 | 0.24 | 166.2209 | 171.2075 | 176.3437
0 | 0 | 0 | Solar Domestic Hot Water - Electric Water Heater | NWS | Electric | Res | Water Heating RES | Standard Electric water heater EF=0.9 | Solar water heater | 2546 | 0.42 | 0 | 40 | SF | 20 | 4500 | -2% |  | 1 | 0.76 | 0.24 | 0 | 0 | 0
1.6526 | 2522.73 | 1526.53 | Geothermal HP Desuperheater | NWS | Electric | Res | Water Heating RES | No Desuperheater | Desuperheater | 1540 | 0.17 | 0 | 1 | unit | 10 | 239 | 0% |  | 1 | 0.76 | 0.24 | 1.679 | 1.7294 | 1.7812
0.73153 | 8845.94 | 12092.37 | Water Heater, Tank Blanket-Insulation - Electric | NWS | Electric | Res | Water Heating RES | No Tank Insulation | Install Insulation (R-5) | 180 | 0.02 | 0 | 1 | unit | 10 | 18 | 0% |  | 1 | 0.76 | 0.24 | 50.37 | 51.8811 | 53.4375
1.2314 | 3343.71 | 2715.29 | Water Heater, Thermostat Setback - Electric | NWS | Electric | Res | Water Heating RES | 135 degrees | 120 degrees | 163 | 0.02 | 0 | 1 | unit | 4 | 8 | 0% |  | 1 | 0.76 | 0.24 | 50.37 | 51.8811 | 53.4375
1.2774 | 1837.1 | 1438.15 | Basement Wall Insulation | WS | Elec&Gas | Res | Building Shell RES | No insulation | Varies by vintage | 305.4915 | -0.014274 | 56.7194 | 1.6 | 1000 sq ft basement wall area | 20 | 437.3657 | 0% |  | 1 | 0.76 | 0.24 | 0.8395 | 0.86468 | 0.89062
1.0045 | 416.7 | 414.83 | Crawlspace Wall Insulation | WS | Elec&Gas | Res | Building Shell RES | No insulation | Varies by vintage | 178.3863 | 0.069141 | 14.8378 | 0.8 | 1000 sq ft crawl wall area | 20 | 218.6828 | 0% |  | 1 | 0.76 | 0.24 | 0.5037 | 0.51881 | 0.53437
1.8899 | 8661.69 | 4583.23 | Duct Insulation | WS | Elec&Gas | Res | HVAC RES | Uninsulated ducts | Insulate to R-6 | 277.7644 | 0.04468 | 40.6115 | 2.2 | 1000 sq ft cond floor area | 20 | 220 | 0% |  | 1 | 0.76 | 0.24 | 5.037 | 5.1881 | 5.3437
0.81425 | 3370.32 | 4139.19 | Duct location | WS | Elec&Gas | Res | HVAC RES | Ducts outside conditioned space | Ducts within conditioned space | 705.7806 | 0.15114 | 88.7965 | 2.2 | 1000 sq ft cond floor area | 20 | 1650 | 0% |  | 1 | 0.76 | 0.24 | 0.8395 | 0.86468 | 0.89062
2.9309 | 1446.46 | 493.52 | Duct sealing 15% leakage base | WS | Elec&Gas | Res | HVAC RES | 15% total | Seal from baseline to 6% | 159.4314 | 0.037313 | 20.9529 | 2.2 | 1000 sq ft cond floor area | 18 | 73.3333 | 0% |  | 1 | 0.76 | 0.24 | 1.679 | 1.7294 | 1.7812
4.235 | 2243.04 | 529.65 | Duct sealing 20% leakage base | WS | Elec&Gas | Res | HVAC RES | 20% total | Seal from baseline to 6% | 248.0153 | 0.060988 | 32.4099 | 2.2 | 1000 sq ft cond floor area | 18 | 73.3333 | 0% |  | 1 | 0.76 | 0.24 | 1.679 | 1.7294 | 1.7812
5.3632 | 3032.59 | 565.45 | Duct sealing 25% leakage base | WS | Elec&Gas | Res | HVAC RES | 25% total | Seal from baseline to 6% | 337.0485 | 0.0919 | 43.6364 | 2.2 | 1000 sq ft cond floor area | 18 | 73.3333 | 0% |  | 1 | 0.76 | 0.24 | 1.679 | 1.7294 | 1.7812
6.3474 | 3814.01 | 600.88 | Duct sealing 30% leakage base | WS | Elec&Gas | Res | HVAC RES | 30% total | Seal from baseline to 6% | 424.1246 | 0.12313 | 54.8565 | 2.2 | 1000 sq ft cond floor area | 18 | 73.3333 | 0% |  | 1 | 0.76 | 0.24 | 1.679 | 1.7294 | 1.7812
1.7604 | 10574.16 | 6006.57 | ECM blower - continuous | WS | Electric | Res | HVAC RES | Standard motor continuous operation | ECM continuous operation | 1517.1039 | 0.25778 | 0 | 2.7424 | ton | 15 | 479.9242 | 0% |  | 1 | 0.76 | 0.24 | 3.358 | 3.4587 | 3.5625
0.40576 | 2409.09 | 5937.22 | ECM blower - intermittent | WS | Electric | Res | HVAC RES | Standard motor intermittent operation | ECM intermittent operation | 345.6391 | 0.2049 | 0 | 2.7424 | ton | 15 | 479.9242 | 0% |  | 1 | 0.76 | 0.24 | 3.358 | 3.4587 | 3.5625
1.2467 | 2028.35 | 1626.98 | Furnace-AC - SEER 14 | WS | Electric | Res | Cooling RES | SEER 13 | SEER 14 | 496.9174 | 0.44826 | 0 | 2.7424 | ton | 12 | 253.9998 | 0% |  | 1 | 0.76 | 0.24 | 1.679 | 1.7294 | 1.7812
0.66416 | 1683.74 | 2535.13 | Furnace-AC - SEER 15 | WS | Electric | Res | Cooling RES | SEER 13 | SEER 15 | 515.6162 | 0.44896 | 0 | 2.7424 | ton | 12 | 507.9996 | 0% |  | 1 | 0.76 | 0.24 | 1.3432 | 1.3835 | 1.425
0 | 0 | 0 | Furnace-AC - SEER 16 | WS | Electric | Res | Cooling RES | SEER 13 | SEER 16 | 430.7841 | 0.49626 | 0 | 2.7424 | ton | 12 | 761.9994 | 0% |  | 1 | 0.76 | 0.24 | 0 | 0 | 0
0 | 0 | 0 | Furnace-AC - SEER 17 | WS | Electric | Res | Cooling RES | SEER 13 | SEER 17 | 588.3677 | 0.63 | 0 | 2.7424 | ton | 12 | 1015.9992 | 0% |  | 1 | 0.76 | 0.24 | 0 | 0 | 0
0.61599 | 11537.7 | 18730.23 | High efficiency furnace with ECM | WS | Elec&Gas | Res | Heating RES | AFUE 80 standard motor | AFUE 95 ECM | 524.1426 | 0.26351 | 143.1966 | 100 | kBtu/hr capacity | 15 | 1483 | 0% |  | 1 | 0.76 | 0.24 | 3.358 | 3.4587 | 3.5625
0.96359 | 11869.21 | 12317.75 | High efficiency furnace without ECM | WS | Gas | Res | Heating RES | AFUE 80 standard motor | AFUE 95 | 0 | 0 | 176.5165 | 100 | kBtu/hr capacity | 15 | 958 | 0% |  | 1 | 0.76 | 0.24 | 3.358 | 3.4587 | 3.5625
1.9321 | 7004.08 | 3625.05 | Infiltration reduction - 30% | WS | Elec&Gas | Res | HVAC RES | Varies by vintage | Varies by vintage | 464.4332 | 0.1237 | 69.8472 | 2.2 | ton | 13 | 264 | 0% |  | 1 | 0.76 | 0.24 | 3.358 | 3.4587 | 3.5625
2.996 | 11689.61 | 3901.76 | Infiltration reduction - 50% | WS | Elec&Gas | Res | HVAC RES | Varies by vintage | Varies by vintage | 775.2157 | 0.20624 | 116.5637 | 2.2 | ton | 13 | 264 | 0% |  | 1 | 0.76 | 0.24 | 3.358 | 3.4587 | 3.5625
4.6225 | 7588.55 | 1641.66 | Setback thermostat - full setback | WS | Elec&Gas | Res | HVAC RES | No setback | Assumes full setback achieved - use with caution | 692.7817 | -0.020791 | 105.5676 | 2.2 | 1000 sq ft cond floor area | 9 | 73.4307 | 0% |  | 1 | 0.76 | 0.24 | 3.358 | 3.4587 | 3.5625
3.1471 | 12968.59 | 4120.78 | Setback thermostat - moderate setback | WS | Elec&Gas | Res | HVAC RES | No setback | Assumes full setback achieved - use with caution | 426.453 | -0.020112 | 56.8364 | 2.2 | 1000 sq ft cond floor area | 9 | 73.4307 | 0% |  | 1 | 0.76 | 0.24 | 10.074 | 10.3762 | 10.6875
1.9258 | 2348.34 | 1219.43 | Wall Insulation | WS | Elec&Gas | Res | Building Shell RES | Varies by vintage | Varies by vintage | 449.9226 | 0.091043 | 66.2646 | 2.3 | 1000 sq ft wall area | 20 | 349.5655 | 0% |  | 1 | 0.76 | 0.24 | 0.8395 | 0.86468 | 0.89062
0.96018 | 93217.66 | 97083.2 | 13W CFL (60W incand equiv) Pre-EISA | NWS | Electric | Res | Lighting RES | 60W incand | 13W CFL | 46.3185 | 0.00376 | 0 | 1 | lamp | 9 | 8 | -2% |  | 1 | 0.76 | 0.24 | 2417.7584 | 2490.2911 | 2564.9998
0 | 0 | 0 | 13W CFL (60W incand equiv) POST-EISA | NWS | Electric | Res | Lighting RES | 45W EISA compliant bulb (25% improvement) | 13W CFL | 31.536 | 0.00256 | 0 | 1 | lamp | 9 | 8 | -2% |  | 1 | 0.76 | 0.24 | 0 | 0 | 0
1.1045 | 15585.67 | 14110.7 | 18W CFL (75W incand equiv) Pre-EISA | NWS | Electric | Res | Lighting RES | 75W incand | 18W CFL | 56.1735 | 0.00456 | 0 | 1 | lamp | 9 | 8 | -2% |  | 1 | 0.76 | 0.24 | 503.6997 | 518.8106 | 0
0.84113 | 5311.11 | 6314.26 | 18W CFL (75W incand equiv) POST-EISA | NWS | Electric | Res | Lighting RES | 56W EISA compliant bulb (25% improvement) | 18W CFL | 37.449 | 0.00304 | 0 | 1 | lamp | 9 | 8 | -2% |  | 1 | 0.76 | 0.24 | 0 | 0 | 534.375
1.3815 | 3134.59 | 2269 | 23W CFL (100W incand equiv) Pre-EISA | NWS | Electric | Res | Lighting RES | 100W incand | 23W CFL | 75.8835 | 0.00616 | 0 | 1 | lamp | 9 | 8 | -2% |  | 1 | 0.76 | 0.24 | 151.1099 | 0 | 0
1.079 | 4329.03 | 4011.99 | 23W CFL (100W incand equiv) POST-EISA | NWS | Electric | Res | Lighting RES | 75W EISA compliant bulb (25% improvement) | 23W CFL | 51.246 | 0.00416 | 0 | 1 | lamp | 9 | 8 | -2% |  | 1 | 0.76 | 0.24 | 0 | 155.6432 | 160.3125
0.51877 | 9245.09 | 17821.21 | CFL bulbs specialty | NWS | Electric | Res | Lighting RES | Incandescent lamps | Compact fluorescent lamps | 44.1 | 0.0042 | 0 | 1 | lamp | 9 | 15 | -2% |  | 1 | 0.76 | 0.24 | 251.8498 | 259.4053 | 267.1875
0.93977 | 23689.23 | 25207.49 | CFL bulbs hgh wattage | NWS | Electric | Res | Lighting RES | Incandescent lamps | Compact fluorescent lamps | 113 | 0.0108 | 0 | 1 | lamp | 9 | 20 | -2% |  | 1 | 0.76 | 0.24 | 251.8498 | 259.4053 | 267.1875
0.43712 | 9245.09 | 21150.16 | CFL Reflector | NWS | Electric | Res | Lighting RES | Incandescent lamps with reflectors | Compact fluorescent lamps with reflectors | 44.1 | 0.0042 | 0 | 1 | lamp | 9 | 18 | -2% |  | 1 | 0.76 | 0.24 | 251.8498 | 259.4053 | 267.1875
0 | 0 | 0 | LED Downlight | NWS | Electric | Res | Lighting RES | EISA compliant light | LED downlight | 9.79 | 0.000924 | 0 | 1 | fixture | 20 | 90 | -10% |  | 1 | 0.76 | 0.24 | 0 | 0 | 0
0 | 0 | 0 | LED Lamps | NWS | Electric | Res | Lighting RES | EISA compliant light | LED lamp ≤ 12W | 8.8 | 0.000836 | 0 | 1 | lamp | 20 | 51 | -10% |  | 1 | 0.76 | 0.24 | 0 | 0 | 0
1.2593 | 368.34 | 292.49 | Electric Water Heater EF 0.93+ | NWS | Electric | Res | Water Heating RES | Standard Electric water heater EF=0.9 | Efficient Electric water heater EF>=0.93 | 157 | 0.017712 | 0 | 1 | unit | 15 | 49 | 0% |  | 1 | 0.76 | 0.24 | 1.679 | 1.7294 | 1.7812
0.68003 | 4227.65 | 6216.88 | Heat Pump Water Heaters | NWS | Electric | Res | Water Heating RES | Standard Electric water heater EF=0.9 | Heat pump water heater EF>=2.0 | 1802 | 0.32546 | 0 | 1 | unit | 15 | 1020 | -2% |  | 1 | 0.76 | 0.24 | 1.679 | 1.7294 | 1.7812
0.76529 | 323.89 | 423.22 | High Efficiency Gas Water Heater | NWS | Gas | Res | Water Heating RES | Standard Gas Water Heater EF=0.60 | High Efficiency Gas Water Heater EF>= 0.62 | 0 | 0 | 9.7656 | 1 | unit | 15 | 67 | 0% |  | 1 | 0.76 | 0.24 | 1.679 | 1.7294 | 1.7812
0.50128 | 744.92 | 1486.03 | Super Efficiency Gas Water Heater | NWS | Gas | Res | Water Heating RES | Standard Gas Water Heater EF=0.60 | Super High Efficiency Gas Water Heater EF>= 0.67 | 0 | 0 | 22.46 | 1 | unit | 15 | 235 | 0% |  | 1 | 0.76 | 0.24 | 1.679 | 1.7294 | 1.7812
3.9175 | 313.96 | 80.14 | Pipe Wrap - Gas water heater | NWS | Gas | Res | Water Heating RES | Uninsulated | R4 5 Ln feet | 0 | 0 | 10.7422 | 10 | LF | 6 | 4 | 0% |  | 1 | 0.76 | 0.24 | 3.358 | 3.4587 | 3.5625
3.8974 | 519.69 | 133.34 | Pipe Wrap - Electric water heater | NWS | Electric | Res | Water Heating RES | Uninsulated | R4 5 Ln feet | 257 | 0.029 | 0 | 10 | LF | 6 | 4 | 0% |  | 1 | 0.76 | 0.24 | 3.358 | 3.4587 | 3.5625
1.6346 | 177124.3 | 108357.94 | Low Flow Showerheads - Gas water heater | NWS | Gas | Res | Water Heating RES | Standard Flow 2.5 gal.min | Low Flow 1.75 gal/minute | 0 | 0 | 21.4844 | 1 | unit | 12 | 42 | 0% |  | 1 | 0.76 | 0.24 | 503.6997 | 518.8106 | 534.375
2.0575 | 245905.22 | 119517.15 | Low Flow Showerheads - Electric water heater | NWS | Electric | Res | Water Heating RES | Standard Flow 2.5 gal.min | Low Flow 1.75 gal/minute | 424 | 0.048 | 0 | 1 | unit | 12 | 42 | 0% |  | 1 | 0.76 | 0.24 | 503.6997 | 518.8106 | 534.375
1.5679 | 112715.46 | 71891.3 | Low Flow Faucet Aerators - Gas water heater | NWS | Gas | Res | Water Heating RES | 2.2 gal/minute | 1.5 gal/minute | 0 | 0 | 6.8359 | 1 | unit | 12 | 14 | 0% |  | 1 | 0.76 | 0.24 | 1007.3993 | 1037.6213 | 1068.7499
1.9941 | 157750.52 | 79109.02 | Low Flow Faucet Aerators - Electric water heater | NWS | Electric | Res | Water Heating RES | 2.2 gal/minute | 1.5 gal/minute | 136 | 0.016 | 0 | 1 | unit | 12 | 14 | 0% |  | 1 | 0.76 | 0.24 | 1007.3993 | 1037.6213 | 1068.7499
0.45312 | 15266.62 | 33692.43 | Smart Strip plug outlet | NWS | Electric | Res | Miscellaneous RES | Standard plug outlet | Smart Strip plug outlet | 184 | 0.012925 | 0 | 1 | unit | 5 | 40 | 0% |  | 1 | 0.76 | 0.24 | 166.2209 | 171.2075 | 176.3437
0 | 0 | 0 | Solar Domestic Hot Water - Electric Water Heater | NWS | Electric | Res | Water Heating RES | Standard Electric water heater EF=0.9 | Solar water heater | 2546 | 0.42 | 0 | 40 | SF | 20 | 4500 | -2% |  | 1 | 0.76 | 0.24 | 0 | 0 | 0
0 | 0 | 0 | Solar Domestic Hot Water - Gas Water Heater | NWS | Gas | Res | Water Heating RES | Standard Gas Water Heater EF=0.60 | Solar Water Heater | 0 | 0 | 108.3984 | 40 | SF | 20 | 4500 | -2% |  | 1 | 0.76 | 0.24 | 0 | 0 | 0
0.83494 | 4501.66 | 5391.6 | Radiant Barrier | WS | Elec&Gas | Res | HVAC RES | No Radiant Barrier | Radiant Barrier | 171 | 0.05 | 13.6719 | 1 | unit | 30 | 436 | 0% |  | 1 | 0.76 | 0.24 | 3.358 | 3.4587 | 3.5625
1.6526 | 2522.73 | 1526.53 | Geothermal HP Desuperheater | NWS | Electric | Res | Water Heating RES | No Desuperheater | Desuperheater | 1540 | 0.17 | 0 | 1 | unit | 10 | 239 | 0% |  | 1 | 0.76 | 0.24 | 1.679 | 1.7294 | 1.7812
0.48436 | 8845.94 | 18263.08 | Water Heater, Tank Blanket-Insulation - Electric | NWS | Electric | Res | Water Heating RES | No Tank Insulation | Install Insulation (R-5) | 180 | 0.02 | 0 | 1 | unit | 10 | 75 | 0% |  | 1 | 0.76 | 0.24 | 50.37 | 51.8811 | 53.4375
0 | 0 | 0 | Water Heater, Tank Blanket-Insulation - Gas | NWS | Gas | Res | Water Heating RES | No Tank Insulation | Install Insulation (R-5) | 0 | 0 | 11.7188 | 1 | unit | 10 | 75 | 0% |  | 1 | 0.76 | 0.24 | 0 | 0 | 0
1.2314 | 3343.71 | 2715.29 | Water Heater, Thermostat Setback - Electric | NWS | Electric | Res | Water Heating RES | 135 degrees | 120 degrees | 163 | 0.02 | 0 | 1 | unit | 4 | 8 | 0% |  | 1 | 0.76 | 0.24 | 50.37 | 51.8811 | 53.4375
1.3199 | 3192.41 | 2418.76 | Water Heater, Thermostat Setback - Gas | NWS | Gas | Res | Water Heating RES | 135 degrees | 120 degrees | 0 | 0 | 10.7422 | 1 | unit | 4 | 8 | 0% |  | 1 | 0.76 | 0.24 | 50.37 | 51.8811 | 53.4375
0.88273 | 1173.46 | 1329.36 | Basement Wall Insulation | WS | Elec&Gas | Res | Building Shell RES | No insulation | Varies by vintage | 0 | 0 | 56.7194 | 1.6 | 1000 sq ft basement wall area | 20 | 437.3657 | 0% |  | 1 | 0.76 | 0.24 | 0.8395 | 0.86468 | 0.89062
1.3187 | 5041.24 | 3822.8 | Duct Insulation | WS | Elec&Gas | Res | HVAC RES | Uninsulated ducts | Insulate to R-6 | 0 | 0 | 40.6115 | 2.2 | 1000 sq ft cond floor area | 20 | 220 | 0% |  | 1 | 0.76 | 0.24 | 5.037 | 5.1881 | 5.3437
2.0978 | 804.55 | 383.53 | Duct sealing 15% leakage base | WS | Elec&Gas | Res | HVAC RES | 15% total | Seal from baseline to 6% | 0 | 0 | 20.9529 | 2.2 | 1000 sq ft cond floor area | 18 | 73.3333 | 0% |  | 1 | 0.76 | 0.24 | 1.679 | 1.7294 | 1.7812
3.0812 | 1244.48 | 403.9 | Duct sealing 20% leakage base | WS | Elec&Gas | Res | HVAC RES | 20% total | Seal from baseline to 6% | 0 | 0 | 32.4099 | 2.2 | 1000 sq ft cond floor area | 18 | 73.3333 | 0% |  | 1 | 0.76 | 0.24 | 1.679 | 1.7294 | 1.7812
3.953 | 1675.55 | 423.87 | Duct sealing 25% leakage base | WS | Elec&Gas | Res | HVAC RES | 25% total | Seal from baseline to 6% | 0 | 0 | 43.6364 | 2.2 | 1000 sq ft cond floor area | 18 | 73.3333 | 0% |  | 1 | 0.76 | 0.24 | 1.679 | 1.7294 | 1.7812
4.746 | 2106.38 | 443.82 | Duct sealing 30% leakage base | WS | Elec&Gas | Res | HVAC RES | 30% total | Seal from baseline to 6% | 0 | 0 | 54.8565 | 2.2 | 1000 sq ft cond floor area | 18 | 73.3333 | 0% |  | 1 | 0.76 | 0.24 | 1.679 | 1.7294 | 1.7812
0.96359 | 11869.21 | 12317.75 | High efficiency furnace without ECM | WS | Gas | Res | Heating RES | AFUE 80 standard motor | AFUE 95 | 0 | 0 | 176.5165 | 100 | kBtu/hr capacity | 15 | 958 | 0% |  | 1 | 0.76 | 0.24 | 3.358 | 3.4587 | 3.5625
1.3195 | 4134.51 | 3133.35 | Infiltration reduction - 30% | WS | Elec&Gas | Res | HVAC RES | Varies by vintage | Varies by vintage | 0 | 0 | 69.8472 | 2.2 | ton | 13 | 264 | 0% |  | 1 | 0.76 | 0.24 | 3.358 | 3.4587 | 3.5625
2.0912 | 6899.83 | 3299.51 | Infiltration reduction - 50% | WS | Elec&Gas | Res | HVAC RES | Varies by vintage | Varies by vintage | 0 | 0 | 116.5637 | 2.2 | ton | 13 | 264 | 0% |  | 1 | 0.76 | 0.24 | 3.358 | 3.4587 | 3.5625
3.4365 | 4514.15 | 1313.6 | Setback thermostat - full setback | WS | Elec&Gas | Res | HVAC RES | No setback | Assumes full setback achieved - use with caution | 0 | 0 | 105.5676 | 2.2 | 1000 sq ft cond floor area | 9 | 73.4307 | 0% |  | 1 | 0.76 | 0.24 | 3.358 | 3.4587 | 3.5625
2.1314 | 7291.11 | 3420.82 | Setback thermostat - moderate setback | WS | Elec&Gas | Res | HVAC RES | No setback | Assumes full setback achieved - use with caution | 0 | 0 | 56.8364 | 2.2 | 1000 sq ft cond floor area | 9 | 73.4307 | 0% |  | 1 | 0.76 | 0.24 | 10.074 | 10.3762 | 10.6875
1.3491 | 1370.94 | 1016.16 | Wall Insulation | WS | Elec&Gas | Res | Building Shell RES | Varies by vintage | Varies by vintage | 0 | 0 | 66.2646 | 2.3 | 1000 sq ft wall area | 20 | 349.5655 | 0% |  | 1 | 0.76 | 0.24 | 0.8395 | 0.86468 | 0.89062
0.76529 | 323.89 | 423.22 | High Efficiency Gas Water Heater | NWS | Gas | Res | Water Heating RES | Standard Gas Water Heater EF=0.60 | High Efficiency Gas Water Heater EF>= 0.62 | 0 | 0 | 9.7656 | 1 | unit | 15 | 67 | 0% |  | 1 | 0.76 | 0.24 | 1.679 | 1.7294 | 1.7812
0.50128 | 744.92 | 1486.03 | Super Efficiency Gas Water Heater | NWS | Gas | Res | Water Heating RES | Standard Gas Water Heater EF=0.60 | Super High Efficiency Gas Water Heater EF>= 0.67 | 0 | 0 | 22.46 | 1 | unit | 15 | 235 | 0% |  | 1 | 0.76 | 0.24 | 1.679 | 1.7294 | 1.7812
3.9175 | 313.96 | 80.14 | Pipe Wrap - Gas water heater | NWS | Gas | Res | Water Heating RES | Uninsulated | R4 5 Ln feet | 0 | 0 | 10.7422 | 10 | LF | 6 | 4 | 0% |  | 1 | 0.76 | 0.24 | 3.358 | 3.4587 | 3.5625
1.6346 | 177124.3 | 108357.94 | Low Flow Showerheads - Gas water heater | NWS | Gas | Res | Water Heating RES | Standard Flow 2.5 gal.min | Low Flow 1.75 gal/minute | 0 | 0 | 21.4844 | 1 | unit | 12 | 42 | 0% |  | 1 | 0.76 | 0.24 | 503.6997 | 518.8106 | 534.375
1.5679 | 112715.46 | 71891.3 | Low Flow Faucet Aerators - Gas water heater | NWS | Gas | Res | Water Heating RES | 2.2 gal/minute | 1.5 gal/minute | 0 | 0 | 6.8359 | 1 | unit | 12 | 14 | 0% |  | 1 | 0.76 | 0.24 | 1007.3993 | 1037.6213 | 1068.7499
0 | 0 | 0 | Solar Domestic Hot Water - Gas Water Heater | NWS | Gas | Res | Water Heating RES | Standard Gas Water Heater EF=0.60 | Solar Water Heater | 0 | 0 | 108.3984 | 40 | SF | 20 | 4500 | -2% |  | 1 | 0.76 | 0.24 | 0 | 0 | 0
0 | 0 | 0 | Water Heater, Tank Blanket-Insulation - Gas | NWS | Gas | Res | Water Heating RES | No Tank Insulation | Install Insulation (R-5) | 0 | 0 | 11.7188 | 1 | unit | 10 | 75 | 0% |  | 1 | 0.76 | 0.24 | 0 | 0 | 0
1.3199 | 3192.41 | 2418.76 | Water Heater, Thermostat Setback - Gas | NWS | Gas | Res | Water Heating RES | 135 degrees | 120 degrees | 0 | 0 | 10.7422 | 1 | unit | 4 | 8 | 0% |  | 1 | 0.76 | 0.24 | 50.37 | 51.8811 | 53.4375
0 | 0 | 35611.23 | Level 1 Home Audit - Elec Only Cust |  |  | Res |  | None | Energy Audit | 0 | 0 | 0 | 1 | unit | 1 | 25 | 0% |  | 1 | 1 | 0 | 503.6997 | 518.8106 | 534.375
0 | 0 | 47367.84 | Level 1 Home Audit - Combo Cust |  |  | Res |  | None | Energy Audit | 0 | 0 | 0 | 1 | unit | 1 | 25 | 0% |  | 1 | 1 | 0 | 669.9899 | 690.0896 | 710.7923
0 | 0 | 11104.77 | Level 1 Home Audit - Gas Only Cust |  |  | Res |  | None | Energy Audit | 0 | 0 | 0 | 1 | unit | 1 | 25 | 0% |  | 1 | 1 | 0 | 157.0704 | 161.7825 | 166.636
0 | 0 | 18992.65 | Level 2 Deep Audit - Elec Only Cust |  |  | Res |  | None | Energy Audit | 0 | 0 | 0 | 1 | unit | 1 | 400 | 0% |  | 1 | 1 | 0 | 16.79 | 17.2937 | 17.8125
0 | 0 | 25262.84 | Level 2 Deep Audit -Combo Cust |  |  | Res |  | None | Energy Audit | 0 | 0 | 0 | 1 | unit | 1 | 400 | 0% |  | 1 | 1 | 0 | 22.333 | 23.003 | 23.6931
0 | 0 | 5922.54 | Level 2 Deep Audit - Gas Only Cust |  |  | Res |  | None | Energy Audit | 0 | 0 | 0 | 1 | unit | 1 | 400 | 0% |  | 1 | 1 | 0 | 5.2357 | 5.3928 | 5.5545
reflects full install cost of measure for direct installs

## Business Standard Program
TRC | NPV Avoided Cost Benefits | NPV TRC Costs | Measure | Weath. Senstv. | Fuel | Sector | End Use | Baseline Description | Efficient Description | kWh savings/ year/ cust | kW savings/ year/ cust | Nat Gas CCF savings/ year/ cust | Typical size | Unit | Measure life | Incremental Cost/ Unit (year 1) | Percent Incremental Cost Change per Year | Cost Escalation Rate | Realization Rate | Net-to-Gross | OVERALL 1 - (NTG*Realization) | Incremental Participants PY4 | PY5 | PY6
3%
1.1569 | 51442.08 | 44466.89 | AC less than 65,000 1 Ph | WS | Electric | NonRes | Cooling BUS | 13.0 SEER | 14 SEER | 15768.0662 | 20.2264 | 0 | 262.6976 | ton | 15 | 14598.4289 | 0% |  | 1 | 0.73 | 0.27 | 1.1646 | 0.70429 | 1.9216
0.40946 | 38515.37 | 94063.83 | AC less than 65,000 3 Ph | WS | Electric | NonRes | Cooling BUS | 12.0 SEER | 13 SEER | 11805.7593 | 15.1955 | 0 | 262.6976 | ton | 15 | 31230.3592 | 0% |  | 1 | 0.73 | 0.27 | 1.1646 | 0.70429 | 1.9216
0.92539 | 185988.98 | 200985.23 | AC greater than 760,000 | WS | Electric | NonRes | Cooling BUS | 9.0 EER | 10 EER | 22268.8326 | 28.7415 | 0 | 262.6976 | ton | 15 | 25846.0405 | 0% |  | 1 | 0.73 | 0.27 | 2.3293 | 3.5214 | 3.8433
1.0587 | 240315.21 | 226982.46 | AC 135,000 - 240,000 | WS | Electric | NonRes | Cooling BUS | 9.5 EER | 11 EER | 28773.4201 | 36.9625 | 0 | 262.6976 | ton | 15 | 29130.5856 | 0% |  | 1 | 0.73 | 0.27 | 2.3293 | 3.5214 | 3.8433
0.53891 | 126012.65 | 233827.66 | AC 240,000 - 760,000 | WS | Electric | NonRes | Cooling BUS | 9.3 EER | 10 EER | 15087.7467 | 19.4522 | 0 | 262.6976 | ton | 15 | 30244.4565 | 0% |  | 1 | 0.73 | 0.27 | 2.3293 | 3.5214 | 3.8433
0.4483 | 135598.7 | 302474.9 | AC 65,000 - 135,000 | WS | Electric | NonRes | Cooling BUS | 10.1 EER | 11 EER | 16235.5035 | 20.845 | 0 | 262.6976 | ton | 15 | 39176.7128 | 0% |  | 1 | 0.73 | 0.27 | 2.3293 | 3.5214 | 3.8433
0 | 0 | 0 | Air-Cooled Recip Chiller COP = 2.8, IPLV = 3.89 | WS | Electric | NonRes | Cooling BUS | 1.26 kWperTon FLV, 1.15 kWperTon IPLV | 1.26 kWperTon FLV, 0.9 IPLV | 147456.9321 | 19.1049 | 0 | 558.2791 | ton | 20 | 51383.6411 | 0% |  | 1 | 0.73 | 0.27 | 0 | 0 | 0
0 | 0 | 0 | Air-Cooled Recip Chiller COP = 3.08, IPLV = 3.76 | WS | Electric | NonRes | Cooling BUS | 1.26 kWperTon FLV, 1.15 kWperTon IPLV | 1.14 kWperTon FLV, 0.94 IPLV | 183025.6975 | 66.4025 | 0 | 558.2791 | ton | 20 | 55649.6279 | 0% |  | 1 | 0.73 | 0.27 | 0 | 0 | 0
0 | 0 | 0 | Air-Cooled Recip Chiller COP = 3.36, IPLV = 4.10 | WS | Electric | NonRes | Cooling BUS | 1.26 kWperTon FLV, 1.15 kWperTon IPLV | 1.05 kWperTon FLV, 0.86 IPLV | 279161.6173 | 114.8037 | 0 | 558.2791 | ton | 20 | 80556.0809 | 0% |  | 1 | 0.73 | 0.27 | 0 | 0 | 0
0 | 0 | 0 | Air-Cooled Screw Chiller COP = 2.8, IPLV = 3.64 | WS | Electric | NonRes | Cooling BUS | 1.26 kWperTon FLV, 1.15 kWperTon IPLV | 1.26 kWperTon FLV, 0.97 IPLV | 108847.9938 | 17.9605 | 0 | 558.2791 | ton | 20 | 38588.0961 | 0% |  | 1 | 0.73 | 0.27 | 0 | 0 | 0
0 | 0 | 0 | Air-Cooled Screw Chiller COP = 3.08, IPLV = 3.80 | WS | Electric | NonRes | Cooling BUS | 1.26 kWperTon FLV, 1.15 kWperTon IPLV | 1.14 kWperTon FLV, 0.93 IPLV | 190885.821 | 67.4049 | 0 | 558.2791 | ton | 20 | 57678.517 | 0% |  | 1 | 0.73 | 0.27 | 0 | 0 | 0
0 | 0 | 0 | Air-Cooled Screw Chiller COP = 3.36, IPLV = 4.15 | WS | Electric | NonRes | Cooling BUS | 1.26 kWperTon FLV, 1.15 kWperTon IPLV | 1.05 kWperTon FLV, 0.85 IPLV | 286565.3333 | 115.8296 | 0 | 558.2791 | ton | 20 | 82685.7288 | 0% |  | 1 | 0.73 | 0.27 | 0 | 0 | 0
15.211 | 192622.32 | 12663.38 | CHW reset 10 deg | WS | Elec&Gas | NonRes | HVAC BUS | No reset | 10 deg reset | 105593.3308 | 6.9644 | 0 | 686.8721 | ton | 5 | 281.1086 | 0% |  | 1 | 0.73 | 0.27 | 3.8821 | 2.3476 | 1.9216
14.7708 | 404047.33 | 27354.52 | CHW reset 5 deg | WS | Elec&Gas | NonRes | HVAC BUS | No reset | 5 deg reset | 87990.7111 | 6.5843 | 0 | 686.8721 | ton | 5 | 281.1086 | 0% |  | 1 | 0.73 | 0.27 | 7.7642 | 7.0429 | 5.7649
1.0632 | 97665.47 | 91857.31 | GSHP under 135,000 17EER | WS | Electric | NonRes | HVAC BUS | 13.4 EER | 17 EER | 45254.3214 | 20.4278 | 0 | 176.2354 | ton | 15 | 31685.15 | 0% |  | 1 | 0.73 | 0.27 | 1.8116 | 1.0956 | 0.59784
1.3565 | 125379.23 | 92430.15 | GSHP under 135,000 19EER | WS | Electric | NonRes | HVAC BUS | 13.4 EER | 19 EER | 58095.7867 | 26.6836 | 0 | 176.2354 | ton | 15 | 31685.15 | 0% |  | 1 | 0.73 | 0.27 | 1.8116 | 1.0956 | 0.59784
1.1864 | 80872.78 | 68165.21 | HP under 65,000 1 Ph | WS | Electric | NonRes | HVAC BUS | 13.0 SEER | 14 SEER | 30860.327 | 21.5809 | 0 | 262.6976 | ton | 15 | 19313.091 | 0% |  | 1 | 0.73 | 0.27 | 2.1999 | 1.3303 | 0.72595
0.26162 | 44369.07 | 169594.92 | HP under 65,000 3 Ph | WS | Electric | NonRes | HVAC BUS | 12.0 SEER | 13 SEER | 16930.8373 | 15.1174 | 0 | 262.6976 | ton | 15 | 48992.5433 | 0% |  | 1 | 0.73 | 0.27 | 2.1999 | 1.3303 | 0.72595
1.0235 | 122774.07 | 119959.59 | HP over 240,000 | WS | Electric | NonRes | HVAC BUS | 8.8 EER | 10 EER | 46849.4817 | 35.4272 | 0 | 262.6976 | ton | 15 | 34105.2295 | 0% |  | 1 | 0.73 | 0.27 | 2.1999 | 1.3303 | 0.72595
0.89041 | 102917.93 | 115585.4 | HP 135,000 - 240,000 | WS | Electric | NonRes | HVAC BUS | 9.1 EER | 10 EER | 39272.5575 | 25.7412 | 0 | 262.6976 | ton | 15 | 32953.9558 | 0% |  | 1 | 0.73 | 0.27 | 2.1999 | 1.3303 | 0.72595
0.51657 | 86152.73 | 166779.88 | HP 65,000 - 135,000 | WS | Electric | NonRes | HVAC BUS | 9.9 EER | 11 EER | 32875.109 | 26.3307 | 0 | 262.6976 | ton | 15 | 47924.061 | 0% |  | 1 | 0.73 | 0.27 | 2.1999 | 1.3303 | 0.72595
6.4845 | 6213566.93 | 958211.08 | Setback-Setup Thermostat | WS | Elec&Gas | NonRes | HVAC BUS | No setback | Assumes full setback achieved - use with caution | 72376.976 | -14.2743 | 0 | 98.0281 | 1000 sq ft cond floor area | 9 | 4872.8801 | 0% |  | 1 | 0.73 | 0.27 | 73.0091 | 74.7721 | 73.0561
0 | 0 | 0 | Wtr-Cool cent Chiller over 300 ton 0.46 kWperTon with 0.35 kWperTon IPLV | WS | Electric | NonRes | Cooling BUS | 0.58 kWperTon .55 IPLV | 0.46 kWperTon with 0.35 kWperTon IPLV | 189724.3889 | 65.0593 | 0 | 558.2791 | ton | 20 | 62991.3392 | 0% |  | 1 | 0.73 | 0.27 | 0 | 0 | 0
0 | 0 | 0 | Wtr-Cool cent Chiller over 300 ton 0.52 kWperTon with 0.39 kWperTon IPLV | WS | Electric | NonRes | Cooling BUS | 0.58 kWperTon .55 IPLV | 0.52 kWperTon with 0.39 kWperTon IPLV | 125118.8827 | 35.2025 | 0 | 558.2791 | ton | 20 | 38687.5678 | 0% |  | 1 | 0.73 | 0.27 | 0 | 0 | 0
0 | 0 | 0 | Wtr-Cool cent Chiller over 300 ton 0.58 kWperTon with 0.41 kWperTon IPLV | WS | Electric | NonRes | Cooling BUS | 0.58 kWperTon .55 IPLV | 0.58 kWperTon with 0.41 kWperTon IPLV | 74705.6975 | 6.2395 | 0 | 558.2791 | ton | 20 | 18169.006 | 0% |  | 1 | 0.73 | 0.27 | 0 | 0 | 0
0 | 0 | 0 | Wtr-Cool cent Chiller 150 - 300 ton 0.51 kWperTon with 0.39 kWperTon IPLV | WS | Electric | NonRes | Cooling BUS | .63 kWperTon, .60 IPLV | 0.51 kWperTon with 0.39 kWperTon IPLV | 207135.3086 | 71.7358 | 0 | 558.2791 | ton | 20 | 80118.3881 | 0% |  | 1 | 0.73 | 0.27 | 0 | 0 | 0
0 | 0 | 0 | Wtr-Cool cent Chiller 150 - 300 ton 0.57 kWperTon with 0.43 kWperTon IPLV | WS | Electric | NonRes | Cooling BUS | .63 kWperTon, .60 IPLV | 0.57 kWperTon with 0.43 kWperTon IPLV | 134473.8519 | 38.4407 | 0 | 558.2791 | ton | 20 | 47260.3514 | 0% |  | 1 | 0.73 | 0.27 | 0 | 0 | 0
0 | 0 | 0 | Wtr-Cool cent Chiller 150 - 300 ton 0.63 kWperTon with 0.45 kWperTon IPLV | WS | Electric | NonRes | Cooling BUS | .63 kWperTon, .60 IPLV | 0.63 kWperTon with 0.45 kWperTon IPLV | 79066.4198 | 6.6247 | 0 | 558.2791 | ton | 20 | 18402.9576 | 0% |  | 1 | 0.73 | 0.27 | 0 | 0 | 0
0 | 0 | 0 | Wtr-Cool Centrifugal Chiller under 150 ton 0.56 kWperTon with 0.43 kWperTon IPLV | WS | Electric | NonRes | Cooling BUS | .70 kWperTon, .67 IPLV | 0.56 kWperTon with 0.43 kWperTon IPLV | 233268.6358 | 79.9358 | 0 | 558.2791 | ton | 20 | 103922.8876 | 0% |  | 1 | 0.73 | 0.27 | 0 | 0 | 0
0 | 0 | 0 | Wtr-Cool Centrifugal Chiller under 150 ton 0.63 kWperTon with 0.48 kWperTon IPLV | WS | Electric | NonRes | Cooling BUS | .70 kWperTon, .67 IPLV | 0.63 kWperTon with 0.48 kWperTon IPLV | 152657.716 | 42.9877 | 0 | 558.2791 | ton | 20 | 58956.5266 | 0% |  | 1 | 0.73 | 0.27 | 0 | 0 | 0
0 | 0 | 0 | Wtr-Cool Centrifugal Chiller under 150 ton 0.7 kWperTon with 0.5 kWperTon IPLV | WS | Electric | NonRes | Cooling BUS | .70 kWperTon, .67 IPLV | 0.7 kWperTon with 0.5 kWperTon IPLV | 91181.8642 | 7.6185 | 0 | 558.2791 | ton | 20 | 17671.7882 | 0% |  | 1 | 0.73 | 0.27 | 0 | 0 | 0
0 | 0 | 0 | Wtr-Cool screw chiller under 150 ton 0.63 kWperTon with 0.44 kWperTon IPLV | WS | Electric | NonRes | Cooling BUS | .79 kWperTon, .68 IPLV | 0.63 kWperTon with 0.44 kWperTon IPLV | 253446.6605 | 95.5346 | 0 | 558.2791 | ton | 20 | 92373.8497 | 0% |  | 1 | 0.73 | 0.27 | 0 | 0 | 0
0 | 0 | 0 | Wtr-Cool screw chiller under 150 ton 0.71 kWperTon with 0.5 kWperTon IPLV | WS | Electric | NonRes | Cooling BUS | .79 kWperTon, .68 IPLV | 0.71 kWperTon with 0.5 kWperTon IPLV | 173283.821 | 53.4864 | 0 | 558.2791 | ton | 20 | 65101.8899 | 0% |  | 1 | 0.73 | 0.27 | 0 | 0 | 0
0 | 0 | 0 | Wtr-Cool screw chiller under 150 ton 0.79 kWperTon with 0.55 kWperTon IPLV | WS | Electric | NonRes | Cooling BUS | .79 kWperTon, .68 IPLV | 0.79 kWperTon with 0.55 kWperTon IPLV | 92265.9691 | 11.7383 | 0 | 558.2791 | ton | 20 | 37829.9301 | 0% |  | 1 | 0.73 | 0.27 | 0 | 0 | 0
0 | 0 | 0 | Wtr-Cool screw chiller over 300 ton 0.51 kWperTon with 0.36 kWperTon IPLV | WS | Electric | NonRes | Cooling BUS | .64 kWperTon, .57 IPLV | 0.51 kWperTon with 0.36 kWperTon IPLV | 205244.963 | 77.5259 | 0 | 558.2791 | ton | 20 | 52472.4489 | 0% |  | 1 | 0.73 | 0.27 | 0 | 0 | 0
0 | 0 | 0 | Wtr-Cool screw chiller over 300 ton 0.58 kWperTon with 0.4 kWperTon IPLV | WS | Electric | NonRes | Cooling BUS | .64 kWperTon, .57 IPLV | 0.58 kWperTon with 0.4 kWperTon IPLV | 139172.0123 | 43.5691 | 0 | 558.2791 | ton | 20 | 39536.1039 | 0% |  | 1 | 0.73 | 0.27 | 0 | 0 | 0
0 | 0 | 0 | Wtr-Cool screw chiller over 300 ton 0.64 kWperTon with 0.45 kWperTon IPLV | WS | Electric | NonRes | Cooling BUS | .64 kWperTon, .57 IPLV | 0.64 kWperTon with 0.45 kWperTon IPLV | 73391 | 9.5123 | 0 | 558.2791 | ton | 20 | 26599.7588 | 0% |  | 1 | 0.73 | 0.27 | 0 | 0 | 0
0 | 0 | 0 | Wtr-Cool screw chiller 150 - 300 ton 0.57 kWperTon with 0.4 kWperTon IPLV | WS | Electric | NonRes | Cooling BUS | .72 kWperTon, .63 IPLV | 0.57 kWperTon with 0.4 kWperTon IPLV | 229197.8086 | 87.0494 | 0 | 558.2791 | ton | 20 | 69956.4645 | 0% |  | 1 | 0.73 | 0.27 | 0 | 0 | 0
0 | 0 | 0 | Wtr-Cool screw chiller 150 - 300 ton 0.65 kWperTon with 0.45 kWperTon IPLV | WS | Electric | NonRes | Cooling BUS | .72 kWperTon, .63 IPLV | 0.65 kWperTon with 0.45 kWperTon IPLV | 155434.6667 | 48.8778 | 0 | 558.2791 | ton | 20 | 50954.8586 | 0% |  | 1 | 0.73 | 0.27 | 0 | 0 | 0
0 | 0 | 0 | Wtr-Cool screw chiller 150 - 300 ton 0.72 kWperTon with 0.5 kWperTon IPLV | WS | Electric | NonRes | Cooling BUS | .72 kWperTon, .63 IPLV | 0.72 kWperTon with 0.5 kWperTon IPLV | 82612.4753 | 10.7062 | 0 | 558.2791 | ton | 20 | 31953.2527 | 0% |  | 1 | 0.73 | 0.27 | 0 | 0 | 0
0.96367 | 1628172.85 | 1689548.74 | Delamping with 4ft T12 to T8 | NWS | Electric | NonRes | Lighting BUS | T12 fluorescent | Standard T8 fluorescent with fewer lamps | 152 | 0.03726 | 0 | 1 | lamp | 12 | 73 | 0% |  | 1 | 0.73 | 0.27 | 9529.7512 | 9706.0535 | 8847.8293
1.0854 | 900168.15 | 829339.94 | Delamping with 8ft T12 to T8 | NWS | Electric | NonRes | Lighting BUS | T12 fluorescent | Standard T8 fluorescent with fewer lamps | 252 | 0.06165 | 0 | 1 | lamp | 12 | 107 | 0% |  | 1 | 0.73 | 0.27 | 3179.0424 | 3236.0946 | 2950.0878
0.92701 | 1787479.83 | 1928215.14 | HPT8 4ft 2 lamp, T12 to HPT8 | NWS | Electric | NonRes | Lighting BUS | T12 fluorescent | High performance T8 fluorescent | 82.0241 | 0.02006 | 0 | 1 | fixture | 12 | 41 | 0% |  | 1 | 0.73 | 0.27 | 20341.368 | 17910.7958 | 18881.1767
1.0793 | 3163848.06 | 2931267 | HPT8 4ft 3 lamp, T12 to HPT8 | NWS | Electric | NonRes | Lighting BUS | T12 fluorescent | High performance T8 fluorescent | 145.1831 | 0.035507 | 0 | 1 | fixture | 12 | 62 | 0% |  | 1 | 0.73 | 0.27 | 20341.368 | 17910.7958 | 18881.1767
1.1807 | 1848617.91 | 1565758.09 | HPT8 4ft 4 lamp, T12 to HPT8 | NWS | Electric | NonRes | Lighting BUS | T12 fluorescent | High performance T8 fluorescent | 169.653 | 0.041491 | 0 | 1 | fixture | 12 | 66 | 0% |  | 1 | 0.73 | 0.27 | 10170.684 | 8956.4543 | 9440.5883
1.9173 | 3412622.18 | 1779939.08 | T12HO 8ft 1 lamp retrofit to HPT8 T8 4ft 2 lamp | NWS | Electric | NonRes | Lighting BUS | T12 fluorescent | High performance T8 fluorescent | 174 | 0.0423 | 0 | 1 | fixture | 12 | 41 | 0% |  | 1 | 0.73 | 0.27 | 18307.93 | 16119.0824 | 16992.5978
2.0219 | 2554239.84 | 1263286.6 | T12HO 8ft 2 lamp retrofit to HPT8 T8 4ft 4 lamp | NWS | Electric | NonRes | Lighting BUS | T12 fluorescent | High performance T8 fluorescent | 293 | 0.072 | 0 | 1 | fixture | 12 | 66 | 0% |  | 1 | 0.73 | 0.27 | 8137.246 | 7164.7409 | 7553.1625
1.5152 | 113174.8 | 74690.78 | Occupancy Sensors under 500 W | NWS | Electric | NonRes | Lighting BUS | No automatic or motion control | Motion sensor control, generally wall mounted | 397 | 0.099 | 0 | 1 | device | 10 | 100 | 0% |  | 1 | 0.73 | 0.27 | 281.0632 | 303.3142 | 297.7247
1.9409 | 94947.65 | 48919.35 | Occupancy Sensors over 500 W | NWS | Electric | NonRes | Lighting BUS | No automatic or motion control | Motion sensor control, generally ceiling mounted | 994 | 0.243 | 0 | 1 | device | 10 | 200 | 0% |  | 1 | 0.73 | 0.27 | 94.723 | 101.4177 | 99.4124
1.147 | 85337.96 | 74403.19 | High Bay 3L T5HO Replacing 250W HID | NWS | Electric | NonRes | Lighting BUS | High bay HID lighting | T5 fluorescent high bay lighting | 449 | 0.1026 | 0 | 1 | fixture | 12 | 180 | 0% |  | 1 | 0.73 | 0.27 | 178.1879 | 156.3524 | 163.723
2.1054 | 167634.92 | 79622.22 | High Bay 4LT5HO Replacing 400W HID | NWS | Electric | NonRes | Lighting BUS | High bay HID lighting | T5 fluorescent high bay lighting | 882 | 0.1995 | 0 | 1 | fixture | 12 | 192 | 0% |  | 1 | 0.73 | 0.27 | 178.1879 | 156.3524 | 163.723
0.96254 | 276730.65 | 287499.81 | High Bay 6L T5HO Double fixture replace 1000W HID | NWS | Electric | NonRes | Lighting BUS | High bay HID lighting | T5 fluorescent high bay lighting, two for one replacement | 1456 | 0.3325 | 0 | 1 | fixture | 12 | 700 | 0% |  | 1 | 0.73 | 0.27 | 178.1879 | 156.3524 | 163.723
1.0908 | 6434.2 | 5898.35 | Pulse Start Metal Halide 320W retrofit only | NWS | Electric | NonRes | Lighting BUS | High bay HID lighting 400W | Pulse start metal halide highbay lighting 320W | 354 | 0.08075 | 0 | 1 | fixture | 12 | 150 | 0% |  | 1 | 0.73 | 0.27 | 15.5284 | 11.7382 | 20.4974
2.4901 | 8372.33 | 3362.2 | Pulse Start Metal Halide 750W retrofit only | NWS | Electric | NonRes | Lighting BUS | High bay HID lighting 1000W | Pulse start metal halide highbay lighting 750W | 1090 | 0.2489 | 0 | 1 | fixture | 12 | 200 | 0% |  | 1 | 0.73 | 0.27 | 7.7642 | 4.6953 | 7.6865
0.91964 | 8088.19 | 8795 | Ceramic Metal Halide 20-100W | NWS | Electric | NonRes | Lighting BUS | Incandescent display lighting | Ceramic metal halide display lighting 20-100W | 445 | 0.11495 | 0 | 1 | fixture | 12 | 225 | 0% |  | 1 | 0.73 | 0.27 | 15.5284 | 11.7382 | 20.4974
0.86414 | 14382.33 | 16643.44 | Garage HID replacement above 175W to 250W HID retrofit | NWS | Electric | NonRes | Lighting BUS | HID exterior lighting | LED or induction exterior lighting, 40% wattage reduction | 936 | 0.10165 | 0 | 1 | fixture | 12 | 500 | 0% |  | 1 | 0.73 | 0.27 | 19.4104 | 11.7382 | 8.9676
0.92893 | 14725.36 | 15851.93 | Garage HID replacement above 250W to 400W HID retrofit | NWS | Electric | NonRes | Lighting BUS | HID exterior lighting | LED or induction exterior lighting, 40% wattage reduction | 1614 | 0.1748 | 0 | 1 | fixture | 12 | 800 | 0% |  | 1 | 0.73 | 0.27 | 11.6463 | 7.0429 | 5.1243
3.3428 | 1747725.82 | 522831.91 | CFL Fixture | NWS | Electric | NonRes | Lighting BUS | Incandescent fixture | Compact fluorescent fixture | 342 | 0.0837 | 0 | 1 | fixture | 12 | 45 | 0% |  | 1 | 0.73 | 0.27 | 6610.4205 | 3997.5493 | 2726.4099
2.8608 | 326764.13 | 114219.78 | CFL Screw in | NWS | Electric | NonRes | Lighting BUS | Incandescent lamp | Compact fluorescent lamp less than 30W | 202 | 0.04941 | 0 | 1 | lamp | 2 | 3 | 0% |  | 1 | 0.73 | 0.27 | 11564.742 | 6993.5985 | 4771.0252
1.9202 | 803969.17 | 418693.03 | CFL Screw high wattage | NWS | Electric | NonRes | Lighting BUS | Incandescent lamp | Compact fluorescent lamp more than 30W and less than 115W | 497 | 0.1215 | 0 | 1 | lamp | 2 | 15 | 0% |  | 1 | 0.73 | 0.27 | 11564.742 | 6993.5985 | 4771.0252
1.9401 | 93389.76 | 48137.01 | CFL Reflector Flood | NWS | Electric | NonRes | Lighting BUS | Incandescent lamps with reflectors | Compact fluorescent lamps with reflectors | 202 | 0.04941 | 0 | 1 | lamp | 2 | 6 | 0% |  | 1 | 0.73 | 0.27 | 3305.2103 | 1998.7747 | 1363.5893
1.9003 | 1734878.55 | 912930.31 | LED Lamps - pre-EISA | NWS | Electric | NonRes | Lighting BUS | Incandescent lamp | LED lamp | 177 | 0.0432 | 0 | 1 | lamp | 15 | 70 | -10% |  | 1 | 0.73 | 0.27 | 6298.3006 | 7141.4993 | 7792.5977
5.1123 | 660873.99 | 129270.92 | LED Exit Signs Electronic Fixtures (Retrofit Only) | NWS | Electric | NonRes | Lighting BUS | Incandescent or CFL exit sign | LED exit sign | 201 | 0.023 | 0 | 1 | fixture | 15 | 25 | -10% |  | 1 | 0.73 | 0.27 | 2197.2622 | 2439.1906 | 2481.4661
1.8943 | 43732.22 | 23086.1 | HP Water Heater 10 to 50 MBH | NWS | Electric | NonRes | Water Heating BUS | Electric water heater | Heat pump water heater COP>=3.0 | 21156 | 4.2 | 0 | 30000 | Btuh | 15 | 6000 | 0% |  | 1 | 0.73 | 0.27 | 2.3293 | 1.4086 | 0.76865
2.022 | 109330.55 | 54069.79 | HP Water Heater 50 to 100 MBH | NWS | Electric | NonRes | Water Heating BUS | Electric water heater | Heat pump water heater COP>=3.0 | 52890 | 10.5 | 0 | 75000 | Btuh | 15 | 14000 | 0% |  | 1 | 0.73 | 0.27 | 2.3293 | 1.4086 | 0.76865
3.051 | 291550.19 | 95559.15 | HP Water Heater 100 to 300 MBH | NWS | Electric | NonRes | Water Heating BUS | Electric water heater | Heat pump water heater COP>=3.0 | 141041 | 28 | 0 | 200000 | Btuh | 15 | 25000 | 0% |  | 1 | 0.73 | 0.27 | 2.3293 | 1.4086 | 0.76865
3.5745 | 583098.32 | 163127.87 | HP Water Heater 300 to 500 MBH | NWS | Electric | NonRes | Water Heating BUS | Electric water heater | Heat pump water heater COP>=3.0 | 282081 | 56 | 0 | 400000 | Btuh | 15 | 42000 | 0% |  | 1 | 0.73 | 0.27 | 2.3293 | 1.4086 | 0.76865
3.5745 | 874648.51 | 244691.83 | HP Water Heater above 500 MBH | NWS | Electric | NonRes | Water Heating BUS | Electric water heater | Heat pump water heater COP>=3.0 | 423122 | 84 | 0 | 600000 | Btuh | 15 | 63000 | 0% |  | 1 | 0.73 | 0.27 | 2.3293 | 1.4086 | 0.76865
0 | 0 | 0 | Smart Strip plug outlet | NWS | Electric | NonRes | Miscellaneous BUS | Standard plug outlet | Smart Strip plug outlet | 88 | 0.010046 | 0 | 1 | unit | 5 | 40 | 0% |  | 1 | 0.73 | 0.27 | 0 | 0 | 0
1.033 | 7846.49 | 7595.72 | Vending Equipment Controller | NWS | Electric | NonRes | Miscellaneous BUS | Refrigerated vending machine without motion control | Refrigerated vending machine with motion control | 800 | 0.0567 | 0 | 1 | unit | 5 | 160 | 0% |  | 1 | 0.73 | 0.27 | 18.1164 | 18.7811 | 20.4974
1.7348 | 8704.63 | 5017.69 | ENERGY STAR Commercial Solid Door Freezers less than 15ft3 | NWS | Electric | NonRes | Refrigeration BUS | Standard efficiency commercial freezer | Energy Star commercial freezer | 595 | 0.068 | 0 | 1 | unit | 12 | 150 | 0% |  | 1 | 0.73 | 0.27 | 11.6463 | 14.0858 | 13.8357
0.97776 | 28242.17 | 28884.57 | ENERGY STAR Commercial Solid Door Freezers 15 to 30 ft3 | NWS | Electric | NonRes | Refrigeration BUS | Standard efficiency commercial freezer | Energy Star commercial freezer | 869 | 0.099 | 0 | 1 | unit | 12 | 400 | 0% |  | 1 | 0.73 | 0.27 | 23.2925 | 32.3973 | 32.2834
1.393 | 56159.35 | 40316.03 | ENERGY STAR Commercial Solid Door Freezers 30 to 50ft3 | NWS | Electric | NonRes | Refrigeration BUS | Standard efficiency commercial freezer | Energy Star commercial freezer | 1728 | 0.197 | 0 | 1 | unit | 12 | 550 | 0% |  | 1 | 0.73 | 0.27 | 23.2925 | 32.3973 | 32.2834
2.3839 | 29130.03 | 12219.58 | ENERGY STAR Commercial Solid Door Freezers more than 50ft3 | NWS | Electric | NonRes | Refrigeration BUS | Standard efficiency commercial freezer | Energy Star commercial freezer | 3757 | 0.429 | 0 | 1 | unit | 12 | 700 | 0% |  | 1 | 0.73 | 0.27 | 6.9878 | 7.0429 | 6.9179
1.2717 | 1211.66 | 952.78 | ENERGY STAR Commercial Glass Door Refrigerators less than 15ft3 | NWS | Electric | NonRes | Refrigeration BUS | Standard efficiency commercial refrigerator | Energy Star commercial refrigerator | 722 | 0.082 | 0 | 1 | unit | 12 | 250 | 0% |  | 1 | 0.73 | 0.27 | 2.3293 | 1.4086 | 0.76865
1.2691 | 2807.13 | 2211.93 | ENERGY STAR Commercial Glass Door Refrigerators 15 to 30 ft3 | NWS | Electric | NonRes | Refrigeration BUS | Standard efficiency commercial refrigerator | Energy Star commercial refrigerator | 1434 | 0.164 | 0 | 1 | unit | 12 | 500 | 0% |  | 1 | 0.73 | 0.27 | 2.3293 | 1.4086 | 1.5373
3.2776 | 2841.18 | 866.84 | ENERGY STAR Commercial Glass Door Freezers less than 15ft3 | NWS | Electric | NonRes | Refrigeration BUS | Standard efficiency commercial freezer | Energy Star commercial freezer | 1693 | 0.193 | 0 | 1 | unit | 12 | 220 | 0% |  | 1 | 0.73 | 0.27 | 2.3293 | 1.4086 | 0.76865
0.94388 | 3922.93 | 4156.18 | ENERGY STAR Commercial Glass Door Freezers 15 to 30 ft3 | NWS | Electric | NonRes | Refrigeration BUS | Standard efficiency commercial freezer | Energy Star commercial freezer | 2004 | 0.229 | 0 | 1 | unit | 12 | 950.4762 | 0% |  | 1 | 0.73 | 0.27 | 2.3293 | 1.4086 | 1.5373
1.3082 | 15147.53 | 11579.33 | ENERGY STAR Commercial Glass Door Freezers 30 to 50ft3 | NWS | Electric | NonRes | Refrigeration BUS | Standard efficiency commercial freezer | Energy Star commercial freezer | 3869 | 0.442 | 0 | 1 | unit | 12 | 1306.9048 | 0% |  | 1 | 0.73 | 0.27 | 4.6585 | 2.8172 | 3.0746
1.3647 | 13933.85 | 10209.92 | ENERGY STAR Commercial Glass Door Freezers more than 50ft3 | NWS | Electric | NonRes | Refrigeration BUS | Standard efficiency commercial freezer | Energy Star commercial freezer | 7118 | 0.813 | 0 | 1 | unit | 12 | 2300 | 0% |  | 1 | 0.73 | 0.27 | 2.3293 | 1.4086 | 1.5373
1.227 | 19611.42 | 15982.66 | ENERGY STAR Ice Machines less than 500 lbs | NWS | Electric | NonRes | Refrigeration BUS | Standard efficiency ice machine | Energy Star ice machine | 1652 | 0.1886 | 0 | 315 | lb/24 hrs | 12 | 600 | 0% |  | 1 | 0.73 | 0.27 | 9.317 | 11.2686 | 11.5298
0.8112 | 20895.78 | 25758.97 | ENERGY STAR Ice Machines 500 to 1000 lbs | NWS | Electric | NonRes | Refrigeration BUS | Standard efficiency ice machine | Energy Star ice machine | 2695 | 0.3077 | 0 | 704 | lb/24 hrs | 12 | 1500 | 0% |  | 1 | 0.73 | 0.27 | 6.9878 | 7.0429 | 6.9179
1.3398 | 33364.56 | 24902.56 | ENERGY STAR Ice Machines more than 1000 lbs | NWS | Electric | NonRes | Refrigeration BUS | Standard efficiency ice machine | Energy Star ice machine | 6048 | 0.6904 | 0 | 1454 | lb/24 hrs | 12 | 2000 | 0% |  | 1 | 0.73 | 0.27 | 4.6585 | 5.6343 | 4.6119
1.2732 | 1317.26 | 1034.63 | ENERGY STAR Steam Cookers 3 Pan - Electric | NWS | Electric | NonRes | Cooking BUS | Cooking Energy Efficiency = 0.28 | Energy Star Cooking Energy Efficiency = 0.50 | 11188 | 2.55 | 0 | 1 | unit | 12 | 4150 | 0% |  | 1 | 0.73 | 0.27 | 0.10352 | 0.093905 | 0.10249
1.3787 | 1431.58 | 1038.35 | ENERGY STAR Steam Cookers 4 Pan - Electric | NWS | Electric | NonRes | Cooking BUS | Cooking Energy Efficiency = 0.28 | Energy Star Cooking Energy Efficiency = 0.50 | 12159 | 2.85 | 0 | 1 | unit | 12 | 4150 | 0% |  | 1 | 0.73 | 0.27 | 0.10352 | 0.093905 | 0.10249
1.4845 | 1546.97 | 1042.1 | ENERGY STAR Steam Cookers 5 Pan - Electric | NWS | Electric | NonRes | Cooking BUS | Cooking Energy Efficiency = 0.28 | Energy Star Cooking Energy Efficiency = 0.50 | 13139 | 3.16 | 0 | 1 | unit | 12 | 4150 | 0% |  | 1 | 0.73 | 0.27 | 0.10352 | 0.093905 | 0.10249
1.7012 | 1786.09 | 1049.88 | ENERGY STAR Steam Cookers 6 Pan - Electric | NWS | Electric | NonRes | Cooking BUS | Cooking Energy Efficiency = 0.28 | Energy Star Cooking Energy Efficiency = 0.50 | 15170 | 3.46 | 0 | 1 | unit | 12 | 4150 | 0% |  | 1 | 0.73 | 0.27 | 0.10352 | 0.093905 | 0.10249
1.3937 | 1720.35 | 1234.35 | ENERGY STAR Hot Holding Cabinets Full Size - Electric | NWS | Electric | NonRes | Cooking BUS | Standard efficiency holding cabinet | Energy Star holding cabinet <40W/cuft | 5278 | 0.96 | 0 | 1 | unit | 12 | 1783 | 0% |  | 1 | 0.73 | 0.27 | 0.25881 | 0.28172 | 0.29038
8.4419 | 496421.51 | 58804.65 | Pre Rinse Sprayers - Electric water heater | NWS | Electric | NonRes | Water Heating BUS | Standard Sprayer >1.6 gpm | Efficient Sprayer <= 0.64 gpm | 5626 | 0.116 | 0 | 1 | unit | 5 | 50 | 0% |  | 1 | 0.73 | 0.27 | 177.0232 | 180.2982 | 176.79
1.254 | 2950.53 | 2352.82 | Strip Curtains - Cooler | NWS | Electric | NonRes | Refrigeration BUS | Cooler without Strip Curtains | Cooler with Strip Curtains | 85 | 0.00873 | 0 | 21 | SF | 4 | 10.22 | 0% |  | 1 | 0.73 | 0.27 | 87.994 | 89.2101 | 87.1139
4.3792 | 15759.29 | 3598.66 | Strip Curtains - Freezer | NWS | Electric | NonRes | Refrigeration BUS | Freezer without Strip Curtains | Freezer with Strip Curtains | 454 | 0.04662 | 0 | 21 | SF | 4 | 10.22 | 0% |  | 1 | 0.73 | 0.27 | 87.994 | 89.2101 | 87.1139
2.108 | 2587226.91 | 1227353.88 | Window replacement | WS | Electric | NonRes | HVAC BUS | 0 | 0 | 30575.457 | 6.413 | 0 | 0 | 0 | 20 | 13394.48 | 0% |  | 1 | 0.73 | 0.27 | 35.5858 | 37.8751 | 37.5786
4.4014 | 1690.31 | 384.04 | Low Flow Faucet Aerators - Electric - Commercial | NWS | Electric | NonRes | Water Heating BUS | 2.2 GPM Aerator (Federal Code) | 1.5 GPM Aerator | 173.655 | 0.017 | 0 | 0 | 0 | 9 | 12 | 0% |  | 1 | 0.73 | 0.27 | 11.6463 | 11.2686 | 10.7611
1.5484 | 307789.26 | 198777.64 | Office Electronics - Monitor, Max Efficiency | NWS | Electric | NonRes | Miscellaneous BUS | 0 | 0 | 1372.977 | 0.179 | 0 | 0 | 0 | 4 | 136.99 | 0% |  | 1 | 0.73 | 0.27 | 522.7879 | 591.6035 | 510.7268
3.8752 | 669.52 | 172.77 | Tractor Heater Timers | WS | Electric | NonRes | Heating BUS | No Heater | Engine Block Heater (tractors) | 576 | 0 | 0 | 0 | 0 | 10 | 35 | 0% |  | 1 | 0.73 | 0.27 | 2.5881 | 1.5651 | 0.85406
1.1569 | 20040.64 | 17323.27 | AC less than 65,000 1 Ph | WS | Electric | NonRes | Cooling BUS | 13.0 SEER | 14 SEER | 15768.0662 | 20.2264 | 0 | 262.6976 | ton | 15 | 14598.4289 | 0% |  | 1 | 0.73 | 0.27 | 0.45371 | 0.27437 | 0.74862
0.40946 | 15004.69 | 36645.09 | AC less than 65,000 3 Ph | WS | Electric | NonRes | Cooling BUS | 12.0 SEER | 13 SEER | 11805.7593 | 15.1955 | 0 | 262.6976 | ton | 15 | 31230.3592 | 0% |  | 1 | 0.73 | 0.27 | 0.45371 | 0.27437 | 0.74862
0.92539 | 72456.99 | 78299.19 | AC greater than 760,000 | WS | Electric | NonRes | Cooling BUS | 9.0 EER | 10 EER | 22268.8326 | 28.7415 | 0 | 262.6976 | ton | 15 | 25846.0405 | 0% |  | 1 | 0.73 | 0.27 | 0.90742 | 1.3719 | 1.4972
1.0587 | 93621.23 | 88427.1 | AC 135,000 - 240,000 | WS | Electric | NonRes | Cooling BUS | 9.5 EER | 11 EER | 28773.4201 | 36.9625 | 0 | 262.6976 | ton | 15 | 29130.5856 | 0% |  | 1 | 0.73 | 0.27 | 0.90742 | 1.3719 | 1.4972
0.53891 | 49091.61 | 91093.83 | AC 240,000 - 760,000 | WS | Electric | NonRes | Cooling BUS | 9.3 EER | 10 EER | 15087.7467 | 19.4522 | 0 | 262.6976 | ton | 15 | 30244.4565 | 0% |  | 1 | 0.73 | 0.27 | 0.90742 | 1.3719 | 1.4972
0.4483 | 52826.11 | 117837.2 | AC 65,000 - 135,000 | WS | Electric | NonRes | Cooling BUS | 10.1 EER | 11 EER | 16235.5035 | 20.845 | 0 | 262.6976 | ton | 15 | 39176.7128 | 0% |  | 1 | 0.73 | 0.27 | 0.90742 | 1.3719 | 1.4972
0 | 0 | 0 | Air-Cooled Recip Chiller COP = 2.8, IPLV = 3.89 | WS | Electric | NonRes | Cooling BUS | 1.26 kWperTon FLV, 1.15 kWperTon IPLV | 1.26 kWperTon FLV, 0.9 IPLV | 147456.9321 | 19.1049 | 0 | 558.2791 | ton | 20 | 51383.6411 | 0% |  | 1 | 0.73 | 0.27 | 0 | 0 | 0
0 | 0 | 0 | Air-Cooled Recip Chiller COP = 3.08, IPLV = 3.76 | WS | Electric | NonRes | Cooling BUS | 1.26 kWperTon FLV, 1.15 kWperTon IPLV | 1.14 kWperTon FLV, 0.94 IPLV | 183025.6975 | 66.4025 | 0 | 558.2791 | ton | 20 | 55649.6279 | 0% |  | 1 | 0.73 | 0.27 | 0 | 0 | 0
0 | 0 | 0 | Air-Cooled Recip Chiller COP = 3.36, IPLV = 4.10 | WS | Electric | NonRes | Cooling BUS | 1.26 kWperTon FLV, 1.15 kWperTon IPLV | 1.05 kWperTon FLV, 0.86 IPLV | 279161.6173 | 114.8037 | 0 | 558.2791 | ton | 20 | 80556.0809 | 0% |  | 1 | 0.73 | 0.27 | 0 | 0 | 0
0 | 0 | 0 | Air-Cooled Screw Chiller COP = 2.8, IPLV = 3.64 | WS | Electric | NonRes | Cooling BUS | 1.26 kWperTon FLV, 1.15 kWperTon IPLV | 1.26 kWperTon FLV, 0.97 IPLV | 108847.9938 | 17.9605 | 0 | 558.2791 | ton | 20 | 38588.0961 | 0% |  | 1 | 0.73 | 0.27 | 0 | 0 | 0
0 | 0 | 0 | Air-Cooled Screw Chiller COP = 3.08, IPLV = 3.80 | WS | Electric | NonRes | Cooling BUS | 1.26 kWperTon FLV, 1.15 kWperTon IPLV | 1.14 kWperTon FLV, 0.93 IPLV | 190885.821 | 67.4049 | 0 | 558.2791 | ton | 20 | 57678.517 | 0% |  | 1 | 0.73 | 0.27 | 0 | 0 | 0
0 | 0 | 0 | Air-Cooled Screw Chiller COP = 3.36, IPLV = 4.15 | WS | Electric | NonRes | Cooling BUS | 1.26 kWperTon FLV, 1.15 kWperTon IPLV | 1.05 kWperTon FLV, 0.85 IPLV | 286565.3333 | 115.8296 | 0 | 558.2791 | ton | 20 | 82685.7288 | 0% |  | 1 | 0.73 | 0.27 | 0 | 0 | 0
1.7826 | 273749.82 | 153564.42 | Boiler | WS | Gas | NonRes | Heating BUS | 80% efficiency | 85% efficiency | 0 | 0 | 10096.7519 | 15087.1553 | kBtu/hr | 20 | 53362.6886 | 0% |  | 1 | 0.73 | 0.27 | 1.2099 | 1.0975 | 1.1978
15.4582 | 84403.82 | 5460.13 | CHW reset 10 deg | WS | Elec&Gas | NonRes | HVAC BUS | No reset | 10 deg reset | 105593.3308 | 6.9644 | 1284.541 | 686.8721 | ton | 5 | 281.1086 | 0% |  | 1 | 0.73 | 0.27 | 1.5124 | 0.91458 | 0.74862
15.0337 | 176269.92 | 11725 | CHW reset 5 deg | WS | Elec&Gas | NonRes | HVAC BUS | No reset | 5 deg reset | 87990.7111 | 6.5843 | 1027.997 | 686.8721 | ton | 5 | 281.1086 | 0% |  | 1 | 0.73 | 0.27 | 3.0247 | 2.7437 | 2.2459
1.2271 | 1898067.48 | 1546830.71 | Gas Furnace | WS | Gas | NonRes | Heating BUS | 78 AFUE | 95 AFUE | 2682.6937 | 0.18313 | 5829.4227 | 3969.9748 | kBtu/hr | 15 | 38032.359 | 0% |  | 1 | 0.73 | 0.27 | 17.3923 | 17.1484 | 16.4697
1.0632 | 38048.2 | 35785.47 | GSHP under 135,000 17EER | WS | Electric | NonRes | HVAC BUS | 13.4 EER | 17 EER | 45254.3214 | 20.4278 | 0 | 176.2354 | ton | 15 | 31685.15 | 0% |  | 1 | 0.73 | 0.27 | 0.70577 | 0.42681 | 0.2329
1.3565 | 48844.84 | 36008.64 | GSHP under 135,000 19EER | WS | Electric | NonRes | HVAC BUS | 13.4 EER | 19 EER | 58095.7867 | 26.6836 | 0 | 176.2354 | ton | 15 | 31685.15 | 0% |  | 1 | 0.73 | 0.27 | 0.70577 | 0.42681 | 0.2329
1.1864 | 31506.16 | 26555.59 | HP under 65,000 1 Ph | WS | Electric | NonRes | HVAC BUS | 13.0 SEER | 14 SEER | 30860.327 | 21.5809 | 0 | 262.6976 | ton | 15 | 19313.091 | 0% |  | 1 | 0.73 | 0.27 | 0.85701 | 0.51826 | 0.28281
0.26162 | 17285.16 | 66070.25 | HP under 65,000 3 Ph | WS | Electric | NonRes | HVAC BUS | 12.0 SEER | 13 SEER | 16930.8373 | 15.1174 | 0 | 262.6976 | ton | 15 | 48992.5433 | 0% |  | 1 | 0.73 | 0.27 | 0.85701 | 0.51826 | 0.28281
1.0235 | 47829.93 | 46733.47 | HP over 240,000 | WS | Electric | NonRes | HVAC BUS | 8.8 EER | 10 EER | 46849.4817 | 35.4272 | 0 | 262.6976 | ton | 15 | 34105.2295 | 0% |  | 1 | 0.73 | 0.27 | 0.85701 | 0.51826 | 0.28281
0.89041 | 40094.44 | 45029.39 | HP 135,000 - 240,000 | WS | Electric | NonRes | HVAC BUS | 9.1 EER | 10 EER | 39272.5575 | 25.7412 | 0 | 262.6976 | ton | 15 | 32953.9558 | 0% |  | 1 | 0.73 | 0.27 | 0.85701 | 0.51826 | 0.28281
0.51657 | 33563.11 | 64973.58 | HP 65,000 - 135,000 | WS | Electric | NonRes | HVAC BUS | 9.9 EER | 11 EER | 32875.109 | 26.3307 | 0 | 262.6976 | ton | 15 | 47924.061 | 0% |  | 1 | 0.73 | 0.27 | 0.85701 | 0.51826 | 0.28281
1.5781 | 635374.99 | 402629.26 | Roof Insulation | WS | Elec&Gas | NonRes | Building Shell BUS | Varies by building | Varies by building | 9315.6068 | 1.9002 | 4261.6242 | 83.9626 | 1000 sq ft roof area | 20 | 31588.8678 | 0% |  | 1 | 0.73 | 0.27 | 5.6462 | 5.4631 | 4.8444
12.8427 | 6836742.83 | 532344.75 | Setback-Setup Thermostat | WS | Elec&Gas | NonRes | HVAC BUS | No setback | Assumes full setback achieved - use with caution | 72376.976 | -14.2743 | 12961.9767 | 98.0281 | 1000 sq ft cond floor area | 9 | 4872.8801 | 0% |  | 1 | 0.73 | 0.27 | 28.4427 | 29.1295 | 28.461
0 | 0 | 0 | Wtr-Cool cent Chiller over 300 ton 0.46 kWperTon with 0.35 kWperTon IPLV | WS | Electric | NonRes | Cooling BUS | 0.58 kWperTon .55 IPLV | 0.46 kWperTon with 0.35 kWperTon IPLV | 189724.3889 | 65.0593 | 0 | 558.2791 | ton | 20 | 62991.3392 | 0% |  | 1 | 0.73 | 0.27 | 0 | 0 | 0
0 | 0 | 0 | Wtr-Cool cent Chiller over 300 ton 0.52 kWperTon with 0.39 kWperTon IPLV | WS | Electric | NonRes | Cooling BUS | 0.58 kWperTon .55 IPLV | 0.52 kWperTon with 0.39 kWperTon IPLV | 125118.8827 | 35.2025 | 0 | 558.2791 | ton | 20 | 38687.5678 | 0% |  | 1 | 0.73 | 0.27 | 0 | 0 | 0
0 | 0 | 0 | Wtr-Cool cent Chiller over 300 ton 0.58 kWperTon with 0.41 kWperTon IPLV | WS | Electric | NonRes | Cooling BUS | 0.58 kWperTon .55 IPLV | 0.58 kWperTon with 0.41 kWperTon IPLV | 74705.6975 | 6.2395 | 0 | 558.2791 | ton | 20 | 18169.006 | 0% |  | 1 | 0.73 | 0.27 | 0 | 0 | 0
0 | 0 | 0 | Wtr-Cool cent Chiller 150 - 300 ton 0.51 kWperTon with 0.39 kWperTon IPLV | WS | Electric | NonRes | Cooling BUS | .63 kWperTon, .60 IPLV | 0.51 kWperTon with 0.39 kWperTon IPLV | 207135.3086 | 71.7358 | 0 | 558.2791 | ton | 20 | 80118.3881 | 0% |  | 1 | 0.73 | 0.27 | 0 | 0 | 0
0 | 0 | 0 | Wtr-Cool cent Chiller 150 - 300 ton 0.57 kWperTon with 0.43 kWperTon IPLV | WS | Electric | NonRes | Cooling BUS | .63 kWperTon, .60 IPLV | 0.57 kWperTon with 0.43 kWperTon IPLV | 134473.8519 | 38.4407 | 0 | 558.2791 | ton | 20 | 47260.3514 | 0% |  | 1 | 0.73 | 0.27 | 0 | 0 | 0
0 | 0 | 0 | Wtr-Cool cent Chiller 150 - 300 ton 0.63 kWperTon with 0.45 kWperTon IPLV | WS | Electric | NonRes | Cooling BUS | .63 kWperTon, .60 IPLV | 0.63 kWperTon with 0.45 kWperTon IPLV | 79066.4198 | 6.6247 | 0 | 558.2791 | ton | 20 | 18402.9576 | 0% |  | 1 | 0.73 | 0.27 | 0 | 0 | 0
0 | 0 | 0 | Wtr-Cool Centrifugal Chiller under 150 ton 0.56 kWperTon with 0.43 kWperTon IPLV | WS | Electric | NonRes | Cooling BUS | .70 kWperTon, .67 IPLV | 0.56 kWperTon with 0.43 kWperTon IPLV | 233268.6358 | 79.9358 | 0 | 558.2791 | ton | 20 | 103922.8876 | 0% |  | 1 | 0.73 | 0.27 | 0 | 0 | 0
0 | 0 | 0 | Wtr-Cool Centrifugal Chiller under 150 ton 0.63 kWperTon with 0.48 kWperTon IPLV | WS | Electric | NonRes | Cooling BUS | .70 kWperTon, .67 IPLV | 0.63 kWperTon with 0.48 kWperTon IPLV | 152657.716 | 42.9877 | 0 | 558.2791 | ton | 20 | 58956.5266 | 0% |  | 1 | 0.73 | 0.27 | 0 | 0 | 0
0 | 0 | 0 | Wtr-Cool Centrifugal Chiller under 150 ton 0.7 kWperTon with 0.5 kWperTon IPLV | WS | Electric | NonRes | Cooling BUS | .70 kWperTon, .67 IPLV | 0.7 kWperTon with 0.5 kWperTon IPLV | 91181.8642 | 7.6185 | 0 | 558.2791 | ton | 20 | 17671.7882 | 0% |  | 1 | 0.73 | 0.27 | 0 | 0 | 0
0 | 0 | 0 | Wtr-Cool screw chiller under 150 ton 0.63 kWperTon with 0.44 kWperTon IPLV | WS | Electric | NonRes | Cooling BUS | .79 kWperTon, .68 IPLV | 0.63 kWperTon with 0.44 kWperTon IPLV | 253446.6605 | 95.5346 | 0 | 558.2791 | ton | 20 | 92373.8497 | 0% |  | 1 | 0.73 | 0.27 | 0 | 0 | 0
0 | 0 | 0 | Wtr-Cool screw chiller under 150 ton 0.71 kWperTon with 0.5 kWperTon IPLV | WS | Electric | NonRes | Cooling BUS | .79 kWperTon, .68 IPLV | 0.71 kWperTon with 0.5 kWperTon IPLV | 173283.821 | 53.4864 | 0 | 558.2791 | ton | 20 | 65101.8899 | 0% |  | 1 | 0.73 | 0.27 | 0 | 0 | 0
0 | 0 | 0 | Wtr-Cool screw chiller under 150 ton 0.79 kWperTon with 0.55 kWperTon IPLV | WS | Electric | NonRes | Cooling BUS | .79 kWperTon, .68 IPLV | 0.79 kWperTon with 0.55 kWperTon IPLV | 92265.9691 | 11.7383 | 0 | 558.2791 | ton | 20 | 37829.9301 | 0% |  | 1 | 0.73 | 0.27 | 0 | 0 | 0
0 | 0 | 0 | Wtr-Cool screw chiller over 300 ton 0.51 kWperTon with 0.36 kWperTon IPLV | WS | Electric | NonRes | Cooling BUS | .64 kWperTon, .57 IPLV | 0.51 kWperTon with 0.36 kWperTon IPLV | 205244.963 | 77.5259 | 0 | 558.2791 | ton | 20 | 52472.4489 | 0% |  | 1 | 0.73 | 0.27 | 0 | 0 | 0
0 | 0 | 0 | Wtr-Cool screw chiller over 300 ton 0.58 kWperTon with 0.4 kWperTon IPLV | WS | Electric | NonRes | Cooling BUS | .64 kWperTon, .57 IPLV | 0.58 kWperTon with 0.4 kWperTon IPLV | 139172.0123 | 43.5691 | 0 | 558.2791 | ton | 20 | 39536.1039 | 0% |  | 1 | 0.73 | 0.27 | 0 | 0 | 0
0 | 0 | 0 | Wtr-Cool screw chiller over 300 ton 0.64 kWperTon with 0.45 kWperTon IPLV | WS | Electric | NonRes | Cooling BUS | .64 kWperTon, .57 IPLV | 0.64 kWperTon with 0.45 kWperTon IPLV | 73391 | 9.5123 | 0 | 558.2791 | ton | 20 | 26599.7588 | 0% |  | 1 | 0.73 | 0.27 | 0 | 0 | 0
0 | 0 | 0 | Wtr-Cool screw chiller 150 - 300 ton 0.57 kWperTon with 0.4 kWperTon IPLV | WS | Electric | NonRes | Cooling BUS | .72 kWperTon, .63 IPLV | 0.57 kWperTon with 0.4 kWperTon IPLV | 229197.8086 | 87.0494 | 0 | 558.2791 | ton | 20 | 69956.4645 | 0% |  | 1 | 0.73 | 0.27 | 0 | 0 | 0
0 | 0 | 0 | Wtr-Cool screw chiller 150 - 300 ton 0.65 kWperTon with 0.45 kWperTon IPLV | WS | Electric | NonRes | Cooling BUS | .72 kWperTon, .63 IPLV | 0.65 kWperTon with 0.45 kWperTon IPLV | 155434.6667 | 48.8778 | 0 | 558.2791 | ton | 20 | 50954.8586 | 0% |  | 1 | 0.73 | 0.27 | 0 | 0 | 0
0 | 0 | 0 | Wtr-Cool screw chiller 150 - 300 ton 0.72 kWperTon with 0.5 kWperTon IPLV | WS | Electric | NonRes | Cooling BUS | .72 kWperTon, .63 IPLV | 0.72 kWperTon with 0.5 kWperTon IPLV | 82612.4753 | 10.7062 | 0 | 558.2791 | ton | 20 | 31953.2527 | 0% |  | 1 | 0.73 | 0.27 | 0 | 0 | 0
0.96367 | 634298.37 | 658208.99 | Delamping with 4ft T12 to T8 | NWS | Electric | NonRes | Lighting BUS | T12 fluorescent | Standard T8 fluorescent with fewer lamps | 152 | 0.03726 | 0 | 1 | lamp | 12 | 73 | 0% |  | 1 | 0.73 | 0.27 | 3712.57 | 3781.2533 | 3446.909
1.0854 | 350684.63 | 323091.61 | Delamping with 8ft T12 to T8 | NWS | Electric | NonRes | Lighting BUS | T12 fluorescent | Standard T8 fluorescent with fewer lamps | 252 | 0.06165 | 0 | 1 | lamp | 12 | 107 | 0% |  | 1 | 0.73 | 0.27 | 1238.4812 | 1260.7074 | 1149.2858
0.92701 | 696360.68 | 751187.88 | HPT8 4ft 2 lamp, T12 to HPT8 | NWS | Electric | NonRes | Lighting BUS | T12 fluorescent | High performance T8 fluorescent | 82.0241 | 0.02006 | 0 | 1 | fixture | 12 | 41 | 0% |  | 1 | 0.73 | 0.27 | 7924.5251 | 6977.6306 | 7355.6684
1.0793 | 1232561.81 | 1141953.62 | HPT8 4ft 3 lamp, T12 to HPT8 | NWS | Electric | NonRes | Lighting BUS | T12 fluorescent | High performance T8 fluorescent | 145.1831 | 0.035507 | 0 | 1 | fixture | 12 | 62 | 0% |  | 1 | 0.73 | 0.27 | 7924.5251 | 6977.6306 | 7355.6684
1.1807 | 720178.66 | 609983.02 | HPT8 4ft 4 lamp, T12 to HPT8 | NWS | Electric | NonRes | Lighting BUS | T12 fluorescent | High performance T8 fluorescent | 169.653 | 0.041491 | 0 | 1 | fixture | 12 | 66 | 0% |  | 1 | 0.73 | 0.27 | 3962.2625 | 3489.2268 | 3677.8342
1.9173 | 1329478.44 | 693422.97 | T12HO 8ft 1 lamp retrofit to HPT8 T8 4ft 2 lamp | NWS | Electric | NonRes | Lighting BUS | T12 fluorescent | High performance T8 fluorescent | 174 | 0.0423 | 0 | 1 | fixture | 12 | 41 | 0% |  | 1 | 0.73 | 0.27 | 7132.3448 | 6279.6206 | 6619.9219
2.0219 | 995072.59 | 492147.15 | T12HO 8ft 2 lamp retrofit to HPT8 T8 4ft 4 lamp | NWS | Electric | NonRes | Lighting BUS | T12 fluorescent | High performance T8 fluorescent | 293 | 0.072 | 0 | 1 | fixture | 12 | 66 | 0% |  | 1 | 0.73 | 0.27 | 3170.0823 | 2791.2169 | 2942.5369
1.5152 | 44090.28 | 29097.8 | Occupancy Sensors under 500 W | NWS | Electric | NonRes | Lighting BUS | No automatic or motion control | Motion sensor control, generally wall mounted | 397 | 0.099 | 0 | 1 | device | 10 | 100 | 0% |  | 1 | 0.73 | 0.27 | 109.4957 | 118.1642 | 115.9866
1.9409 | 36989.4 | 19057.84 | Occupancy Sensors over 500 W | NWS | Electric | NonRes | Lighting BUS | No automatic or motion control | Motion sensor control, generally ceiling mounted | 994 | 0.243 | 0 | 1 | device | 10 | 200 | 0% |  | 1 | 0.73 | 0.27 | 36.9019 | 39.51 | 38.7288
1.147 | 33245.69 | 28985.77 | High Bay 3L T5HO Replacing 250W HID | NWS | Electric | NonRes | Lighting BUS | High bay HID lighting | T5 fluorescent high bay lighting | 449 | 0.1026 | 0 | 1 | fixture | 12 | 180 | 0% |  | 1 | 0.73 | 0.27 | 69.4179 | 60.9112 | 63.7827
2.1054 | 65306.67 | 31018.96 | High Bay 4LT5HO Replacing 400W HID | NWS | Electric | NonRes | Lighting BUS | High bay HID lighting | T5 fluorescent high bay lighting | 882 | 0.1995 | 0 | 1 | fixture | 12 | 192 | 0% |  | 1 | 0.73 | 0.27 | 69.4179 | 60.9112 | 63.7827
0.96254 | 107807.84 | 112003.26 | High Bay 6L T5HO Double fixture replace 1000W HID | NWS | Electric | NonRes | Lighting BUS | High bay HID lighting | T5 fluorescent high bay lighting, two for one replacement | 1456 | 0.3325 | 0 | 1 | fixture | 12 | 700 | 0% |  | 1 | 0.73 | 0.27 | 69.4179 | 60.9112 | 63.7827
1.0908 | 2506.62 | 2297.86 | Pulse Start Metal Halide 320W retrofit only | NWS | Electric | NonRes | Lighting BUS | High bay HID lighting 400W | Pulse start metal halide highbay lighting 320W | 354 | 0.08075 | 0 | 1 | fixture | 12 | 150 | 0% |  | 1 | 0.73 | 0.27 | 6.0495 | 4.5729 | 7.9853
2.4901 | 3261.67 | 1309.84 | Pulse Start Metal Halide 750W retrofit only | NWS | Electric | NonRes | Lighting BUS | High bay HID lighting 1000W | Pulse start metal halide highbay lighting 750W | 1090 | 0.2489 | 0 | 1 | fixture | 12 | 200 | 0% |  | 1 | 0.73 | 0.27 | 3.0247 | 1.8292 | 2.9945
0.91963 | 3150.97 | 3426.33 | Ceramic Metal Halide 20-100W | NWS | Electric | NonRes | Lighting BUS | Incandescent display lighting | Ceramic metal halide display lighting 20-100W | 445 | 0.11495 | 0 | 1 | fixture | 12 | 225 | 0% |  | 1 | 0.73 | 0.27 | 6.0495 | 4.5729 | 7.9853
0.86414 | 5603.02 | 6483.9 | Garage HID replacement above 175W to 250W HID retrofit | NWS | Electric | NonRes | Lighting BUS | HID exterior lighting | LED or induction exterior lighting, 40% wattage reduction | 936 | 0.10165 | 0 | 1 | fixture | 12 | 500 | 0% |  | 1 | 0.73 | 0.27 | 7.5619 | 4.5729 | 3.4936
0.92893 | 5736.66 | 6175.55 | Garage HID replacement above 250W to 400W HID retrofit | NWS | Electric | NonRes | Lighting BUS | HID exterior lighting | LED or induction exterior lighting, 40% wattage reduction | 1614 | 0.1748 | 0 | 1 | fixture | 12 | 800 | 0% |  | 1 | 0.73 | 0.27 | 4.5371 | 2.7437 | 1.9963
3.3428 | 680873.44 | 203683.19 | CFL Fixture | NWS | Electric | NonRes | Lighting BUS | Incandescent fixture | Compact fluorescent fixture | 342 | 0.0837 | 0 | 1 | fixture | 12 | 45 | 0% |  | 1 | 0.73 | 0.27 | 2575.2665 | 1557.3525 | 1062.1461
2.8608 | 127299.72 | 44497.37 | CFL Screw in | NWS | Electric | NonRes | Lighting BUS | Incandescent lamp | Compact fluorescent lamp less than 30W | 202 | 0.04941 | 0 | 1 | lamp | 2 | 3 | 0% |  | 1 | 0.73 | 0.27 | 4505.3552 | 2724.5437 | 1858.6808
1.9202 | 313207.74 | 163113.09 | CFL Screw high wattage | NWS | Electric | NonRes | Lighting BUS | Incandescent lamp | Compact fluorescent lamp more than 30W and less than 115W | 497 | 0.1215 | 0 | 1 | lamp | 2 | 15 | 0% |  | 1 | 0.73 | 0.27 | 4505.3552 | 2724.5437 | 1858.6808
1.9401 | 36382.48 | 18753.06 | CFL Reflector Flood | NWS | Electric | NonRes | Lighting BUS | Incandescent lamps with reflectors | Compact fluorescent lamps with reflectors | 202 | 0.04941 | 0 | 1 | lamp | 2 | 6 | 0% |  | 1 | 0.73 | 0.27 | 1287.6332 | 778.6762 | 531.2228
1.9003 | 675868.44 | 355656.47 | LED Lamps - pre-EISA | NWS | Electric | NonRes | Lighting BUS | Incandescent lamp | LED lamp | 177 | 0.0432 | 0 | 1 | lamp | 15 | 70 | -10% |  | 1 | 0.73 | 0.27 | 2453.6718 | 2782.1625 | 3035.8153
5.1123 | 257461.18 | 50360.95 | LED Exit Signs Electronic Fixtures (Retrofit Only) | NWS | Electric | NonRes | Lighting BUS | Incandescent or CFL exit sign | LED exit sign | 201 | 0.023 | 0 | 1 | fixture | 15 | 25 | -10% |  | 1 | 0.73 | 0.27 | 856.0024 | 950.2521 | 966.7216
1.5563 | 62554.78 | 40193.36 | Small High Efficiency Gas Water Heater | NWS | Gas | NonRes | Water Heating BUS | Gas water heater (EF=0.59) < 75,000 Btuh | EF>= 0.62 | 0 | 0 | 30.2734 | 45 | MBH | 15 | 145 | 0% |  | 1 | 0.73 | 0.27 | 112.9742 | 113.5912 | 109.9727
6.1491 | 379364.49 | 61694.76 | Large High Efficiency Gas Water Heater | NWS | Gas | NonRes | Water Heating BUS | Gas water heater (TE=0.80) ≥ 75,000 Btuh | TE >= 0.88 | 0 | 0 | 183.5938 | 200 | MBH | 15 | 209 | 0% |  | 1 | 0.73 | 0.27 | 112.9742 | 113.5912 | 109.9727
1.0981 | 357167.64 | 325272.05 | Instant Gas Water Heater | NWS | Gas | NonRes | Water Heating BUS | Gas water heater (EF=0.59) < 75,000 Btuh | EF >= 0.82 | 0 | 0 | 172.8516 | 150 | MBH | 15 | 1185 | 0% |  | 1 | 0.73 | 0.27 | 112.9742 | 113.5912 | 109.9727
1.8943 | 17037.06 | 8993.8 | HP Water Heater 10 to 50 MBH | NWS | Electric | NonRes | Water Heating BUS | Electric water heater | Heat pump water heater COP>=3.0 | 21156 | 4.2 | 0 | 30000 | Btuh | 15 | 6000 | 0% |  | 1 | 0.73 | 0.27 | 0.90742 | 0.54875 | 0.29945
2.022 | 42592.64 | 21064.33 | HP Water Heater 50 to 100 MBH | NWS | Electric | NonRes | Water Heating BUS | Electric water heater | Heat pump water heater COP>=3.0 | 52890 | 10.5 | 0 | 75000 | Btuh | 15 | 14000 | 0% |  | 1 | 0.73 | 0.27 | 0.90742 | 0.54875 | 0.29945
3.051 | 113581.19 | 37227.62 | HP Water Heater 100 to 300 MBH | NWS | Electric | NonRes | Water Heating BUS | Electric water heater | Heat pump water heater COP>=3.0 | 141041 | 28 | 0 | 200000 | Btuh | 15 | 25000 | 0% |  | 1 | 0.73 | 0.27 | 0.90742 | 0.54875 | 0.29945
3.5745 | 227161.58 | 63550.83 | HP Water Heater 300 to 500 MBH | NWS | Electric | NonRes | Water Heating BUS | Electric water heater | Heat pump water heater COP>=3.0 | 282081 | 56 | 0 | 400000 | Btuh | 15 | 42000 | 0% |  | 1 | 0.73 | 0.27 | 0.90742 | 0.54875 | 0.29945
3.5745 | 340742.77 | 95326.27 | HP Water Heater above 500 MBH | NWS | Electric | NonRes | Water Heating BUS | Electric water heater | Heat pump water heater COP>=3.0 | 423122 | 84 | 0 | 600000 | Btuh | 15 | 63000 | 0% |  | 1 | 0.73 | 0.27 | 0.90742 | 0.54875 | 0.29945
0 | 0 | 0 | Smart Strip plug outlet | NWS | Electric | NonRes | Miscellaneous BUS | Standard plug outlet | Smart Strip plug outlet | 88 | 0.010046 | 0 | 1 | unit | 5 | 40 | 0% |  | 1 | 0.73 | 0.27 | 0 | 0 | 0
1.033 | 3056.81 | 2959.12 | Vending Equipment Controller | NWS | Electric | NonRes | Miscellaneous BUS | Refrigerated vending machine without motion control | Refrigerated vending machine with motion control | 800 | 0.0567 | 0 | 1 | unit | 5 | 160 | 0% |  | 1 | 0.73 | 0.27 | 7.0577 | 7.3167 | 7.9853
1.7348 | 3391.12 | 1954.77 | ENERGY STAR Commercial Solid Door Freezers less than 15ft3 | NWS | Electric | NonRes | Refrigeration BUS | Standard efficiency commercial freezer | Energy Star commercial freezer | 595 | 0.068 | 0 | 1 | unit | 12 | 150 | 0% |  | 1 | 0.73 | 0.27 | 4.5371 | 5.4875 | 5.3901
0.97776 | 11002.5 | 11252.76 | ENERGY STAR Commercial Solid Door Freezers 15 to 30 ft3 | NWS | Electric | NonRes | Refrigeration BUS | Standard efficiency commercial freezer | Energy Star commercial freezer | 869 | 0.099 | 0 | 1 | unit | 12 | 400 | 0% |  | 1 | 0.73 | 0.27 | 9.0742 | 12.6212 | 12.5769
1.393 | 21878.38 | 15706.19 | ENERGY STAR Commercial Solid Door Freezers 30 to 50ft3 | NWS | Electric | NonRes | Refrigeration BUS | Standard efficiency commercial freezer | Energy Star commercial freezer | 1728 | 0.197 | 0 | 1 | unit | 12 | 550 | 0% |  | 1 | 0.73 | 0.27 | 9.0742 | 12.6212 | 12.5769
2.3839 | 11348.38 | 4760.47 | ENERGY STAR Commercial Solid Door Freezers more than 50ft3 | NWS | Electric | NonRes | Refrigeration BUS | Standard efficiency commercial freezer | Energy Star commercial freezer | 3757 | 0.429 | 0 | 1 | unit | 12 | 700 | 0% |  | 1 | 0.73 | 0.27 | 2.7223 | 2.7437 | 2.695
1.2717 | 472.03 | 371.18 | ENERGY STAR Commercial Glass Door Refrigerators less than 15ft3 | NWS | Electric | NonRes | Refrigeration BUS | Standard efficiency commercial refrigerator | Energy Star commercial refrigerator | 722 | 0.082 | 0 | 1 | unit | 12 | 250 | 0% |  | 1 | 0.73 | 0.27 | 0.90742 | 0.54875 | 0.29945
1.2691 | 1093.59 | 861.71 | ENERGY STAR Commercial Glass Door Refrigerators 15 to 30 ft3 | NWS | Electric | NonRes | Refrigeration BUS | Standard efficiency commercial refrigerator | Energy Star commercial refrigerator | 1434 | 0.164 | 0 | 1 | unit | 12 | 500 | 0% |  | 1 | 0.73 | 0.27 | 0.90742 | 0.54875 | 0.5989
3.2776 | 1106.86 | 337.7 | ENERGY STAR Commercial Glass Door Freezers less than 15ft3 | NWS | Electric | NonRes | Refrigeration BUS | Standard efficiency commercial freezer | Energy Star commercial freezer | 1693 | 0.193 | 0 | 1 | unit | 12 | 220 | 0% |  | 1 | 0.73 | 0.27 | 0.90742 | 0.54875 | 0.29945
0.94387 | 1528.28 | 1619.16 | ENERGY STAR Commercial Glass Door Freezers 15 to 30 ft3 | NWS | Electric | NonRes | Refrigeration BUS | Standard efficiency commercial freezer | Energy Star commercial freezer | 2004 | 0.229 | 0 | 1 | unit | 12 | 950.4762 | 0% |  | 1 | 0.73 | 0.27 | 0.90742 | 0.54875 | 0.5989
1.3082 | 5901.13 | 4511.05 | ENERGY STAR Commercial Glass Door Freezers 30 to 50ft3 | NWS | Electric | NonRes | Refrigeration BUS | Standard efficiency commercial freezer | Energy Star commercial freezer | 3869 | 0.442 | 0 | 1 | unit | 12 | 1306.9048 | 0% |  | 1 | 0.73 | 0.27 | 1.8148 | 1.0975 | 1.1978
1.3647 | 5428.31 | 3977.56 | ENERGY STAR Commercial Glass Door Freezers more than 50ft3 | NWS | Electric | NonRes | Refrigeration BUS | Standard efficiency commercial freezer | Energy Star commercial freezer | 7118 | 0.813 | 0 | 1 | unit | 12 | 2300 | 0% |  | 1 | 0.73 | 0.27 | 0.90742 | 0.54875 | 0.5989
1.227 | 7640.16 | 6226.47 | ENERGY STAR Ice Machines less than 500 lbs | NWS | Electric | NonRes | Refrigeration BUS | Standard efficiency ice machine | Energy Star ice machine | 1652 | 0.1886 | 0 | 315 | lb/24 hrs | 12 | 600 | 0% |  | 1 | 0.73 | 0.27 | 3.6297 | 4.39 | 4.4917
0.8112 | 8140.51 | 10035.1 | ENERGY STAR Ice Machines 500 to 1000 lbs | NWS | Electric | NonRes | Refrigeration BUS | Standard efficiency ice machine | Energy Star ice machine | 2695 | 0.3077 | 0 | 704 | lb/24 hrs | 12 | 1500 | 0% |  | 1 | 0.73 | 0.27 | 2.7223 | 2.7437 | 2.695
1.3398 | 12998.06 | 9701.47 | ENERGY STAR Ice Machines more than 1000 lbs | NWS | Electric | NonRes | Refrigeration BUS | Standard efficiency ice machine | Energy Star ice machine | 6048 | 0.6904 | 0 | 1454 | lb/24 hrs | 12 | 2000 | 0% |  | 1 | 0.73 | 0.27 | 1.8148 | 2.195 | 1.7967
1.2731 | 513.17 | 403.07 | ENERGY STAR Steam Cookers 3 Pan - Electric | NWS | Electric | NonRes | Cooking BUS | Cooking Energy Efficiency = 0.28 | Energy Star Cooking Energy Efficiency = 0.50 | 11188 | 2.55 | 0 | 1 | unit | 12 | 4150 | 0% |  | 1 | 0.73 | 0.27 | 0.04033 | 0.036583 | 0.039927
1.3787 | 557.71 | 404.51 | ENERGY STAR Steam Cookers 4 Pan - Electric | NWS | Electric | NonRes | Cooking BUS | Cooking Energy Efficiency = 0.28 | Energy Star Cooking Energy Efficiency = 0.50 | 12159 | 2.85 | 0 | 1 | unit | 12 | 4150 | 0% |  | 1 | 0.73 | 0.27 | 0.04033 | 0.036583 | 0.039927
1.4844 | 602.66 | 405.98 | ENERGY STAR Steam Cookers 5 Pan - Electric | NWS | Electric | NonRes | Cooking BUS | Cooking Energy Efficiency = 0.28 | Energy Star Cooking Energy Efficiency = 0.50 | 13139 | 3.16 | 0 | 1 | unit | 12 | 4150 | 0% |  | 1 | 0.73 | 0.27 | 0.04033 | 0.036583 | 0.039927
1.9315 | 52362.73 | 27110.44 | ENERGY STAR Steam Cookers 5 Pan - Gas | NWS | Gas | NonRes | Cooking BUS | Cooking Energy Efficiency = 0.15 | Energy Star Cooking Energy Efficiency = 0.38 | 0 | 0 | 1986.3281 | 1 | unit | 12 | 6221 | 0% |  | 1 | 0.73 | 0.27 | 1.7241 | 1.756 | 1.7235
1.7012 | 695.82 | 409.01 | ENERGY STAR Steam Cookers 6 Pan - Electric | NWS | Electric | NonRes | Cooking BUS | Cooking Energy Efficiency = 0.28 | Energy Star Cooking Energy Efficiency = 0.50 | 15170 | 3.46 | 0 | 1 | unit | 12 | 4150 | 0% |  | 1 | 0.73 | 0.27 | 0.04033 | 0.036583 | 0.039927
1.9766 | 53649.92 | 27142.91 | ENERGY STAR Steam Cookers 6 Pan - Gas | NWS | Gas | NonRes | Cooking BUS | Cooking Energy Efficiency = 0.15 | Energy Star Cooking Energy Efficiency = 0.38 | 0 | 0 | 2035.1562 | 1 | unit | 12 | 6221 | 0% |  | 1 | 0.73 | 0.27 | 1.7241 | 1.756 | 1.7235
1.3937 | 670.21 | 480.88 | ENERGY STAR Hot Holding Cabinets Full Size - Electric | NWS | Electric | NonRes | Cooking BUS | Standard efficiency holding cabinet | Energy Star holding cabinet <40W/cuft | 5278 | 0.96 | 0 | 1 | unit | 12 | 1783 | 0% |  | 1 | 0.73 | 0.27 | 0.10082 | 0.10975 | 0.11313
1.1153 | 3992.51 | 3579.66 | Large Vat Fryers - Gas | NWS | Gas | NonRes | Cooking BUS | Cooking Energy Efficiency = 0.35 | Cooking Energy Efficiency = 0.50 | 0 | 0 | 563.4766 | 1 | unit | 12 | 3122 | 0% |  | 1 | 0.73 | 0.27 | 0.46379 | 0.47558 | 0.45916
1.4617 | 42649.4 | 29178.22 | Rack Oven Double - Gas | NWS | Gas | NonRes | Cooking BUS | Cooking Energy Efficiency = 0.30 | Cooking Energy Efficiency = 0.50 | 0 | 0 | 2063.4766 | 1 | unit | 12 | 8646 | 0% |  | 1 | 0.73 | 0.27 | 1.3511 | 1.378 | 1.3508
8.185 | 275102.19 | 33610.71 | Pre Rinse Sprayers - Gas water heater | NWS | Gas | NonRes | Water Heating BUS | Standard Sprayer >1.6 gpm | Efficient Sprayer <= 0.64 gpm | 0 | 0 | 254.8828 | 1 | unit | 5 | 50 | 0% |  | 1 | 0.73 | 0.27 | 151.8421 | 159.8692 | 163.2996
8.4419 | 193394.31 | 22908.93 | Pre Rinse Sprayers - Electric water heater | NWS | Electric | NonRes | Water Heating BUS | Standard Sprayer >1.6 gpm | Efficient Sprayer <= 0.64 gpm | 5626 | 0.116 | 0 | 1 | unit | 5 | 50 | 0% |  | 1 | 0.73 | 0.27 | 68.9641 | 70.24 | 68.8733
1.254 | 1149.46 | 916.6 | Strip Curtains - Cooler | NWS | Electric | NonRes | Refrigeration BUS | Cooler without Strip Curtains | Cooler with Strip Curtains | 85 | 0.00873 | 0 | 21 | SF | 4 | 10.22 | 0% |  | 1 | 0.73 | 0.27 | 34.2804 | 34.7542 | 33.9376
4.3792 | 6139.45 | 1401.95 | Strip Curtains - Freezer | NWS | Electric | NonRes | Refrigeration BUS | Freezer without Strip Curtains | Freezer with Strip Curtains | 454 | 0.04662 | 0 | 21 | SF | 4 | 10.22 | 0% |  | 1 | 0.73 | 0.27 | 34.2804 | 34.7542 | 33.9376
2.108 | 1007923.59 | 478148.6 | Window replacement | WS | Electric | NonRes | HVAC BUS | 0 | 0 | 30575.457 | 6.413 | 0 | 0 | 0 | 20 | 13394.48 | 0% |  | 1 | 0.73 | 0.27 | 13.8634 | 14.7553 | 14.6397
4.4014 | 658.51 | 149.61 | Low Flow Faucet Aerators - Electric - Commercial | NWS | Electric | NonRes | Water Heating BUS | 2.2 GPM Aerator (Federal Code) | 1.5 GPM Aerator | 173.655 | 0.017 | 0 | 0 | 0 | 9 | 12 | 0% |  | 1 | 0.73 | 0.27 | 4.5371 | 4.39 | 4.1923
15.967 | 7439.86 | 465.95 | Low Flow Faucet Aerators - Gas - Commercial | NWS | Gas | NonRes | Water Heating BUS | 2.2 GPM Aerator (Federal Code) | 1.5 GPM Aerator | 0 | 0 | 77.1484 | 0 | 0 | 9 | 12 | 0% |  | 1 | 0.73 | 0.27 | 8.1668 | 8.2312 | 8.0851
1.5484 | 119907.56 | 77439.16 | Office Electronics - Monitor, Max Efficiency | NWS | Electric | NonRes | Miscellaneous BUS | 0 | 0 | 1372.977 | 0.179 | 0 | 0 | 0 | 4 | 136.99 | 0% |  | 1 | 0.73 | 0.27 | 203.6661 | 230.475 | 198.9673
1.3369 | 19945.61 | 14918.95 | Water Heater, Tank Blanket-Insulation - Gas | NWS | Gas | NonRes | Water Heating BUS | No Tank Insulation | R-6.9 | 0 | 0 | 96.6797 | 0 | 0 | 10 | 377 | 0% |  | 1 | 0.73 | 0.27 | 17.1402 | 16.4625 | 13.9743
3.8752 | 260.83 | 67.31 | Tractor Heater Timers | WS | Electric | NonRes | Heating BUS | No Heater | Engine Block Heater (tractors) | 576 | 0 | 0 | 0 | 0 | 10 | 35 | 0% |  | 1 | 0.73 | 0.27 | 1.0082 | 0.60972 | 0.33272
1.7826 | 97111.52 | 54476.29 | Boiler | WS | Gas | NonRes | Heating BUS | 80% efficiency | 85% efficiency | 0 | 0 | 10096.7519 | 15087.1553 | kBtu/hr | 20 | 53362.6886 | 0% |  | 1 | 0.73 | 0.27 | 0.42921 | 0.38933 | 0.42491
8.1278 | 4048.89 | 498.15 | CHW reset 10 deg | WS | Elec&Gas | NonRes | HVAC BUS | No reset | 10 deg reset | 0 | 0 | 1284.541 | 686.8721 | ton | 5 | 281.1086 | 0% |  | 1 | 0.73 | 0.27 | 0.65403 | 0.39551 | 0.32374
7.1538 | 8157.1 | 1140.25 | CHW reset 5 deg | WS | Elec&Gas | NonRes | HVAC BUS | No reset | 5 deg reset | 0 | 0 | 1027.997 | 686.8721 | ton | 5 | 281.1086 | 0% |  | 1 | 0.73 | 0.27 | 1.3081 | 1.1865 | 0.97123
1.2063 | 751117.68 | 622681.88 | Gas Furnace | WS | Gas | NonRes | Heating BUS | 78 AFUE | 95 AFUE | 0 | 0 | 5829.4227 | 3969.9748 | kBtu/hr | 15 | 38032.359 | 0% |  | 1 | 0.73 | 0.27 | 7.0512 | 6.9524 | 6.6772
1.3349 | 211594.85 | 158508.81 | Roof Insulation | WS | Elec&Gas | NonRes | Building Shell BUS | Varies by building | Varies by building | 0 | 0 | 4261.6242 | 83.9626 | 1000 sq ft roof area | 20 | 31588.8678 | 0% |  | 1 | 0.73 | 0.27 | 2.2891 | 2.2149 | 1.964
9.9908 | 1790382.94 | 179203.42 | Setback-Setup Thermostat | WS | Elec&Gas | NonRes | HVAC BUS | No setback | Assumes full setback achieved - use with caution | 0 | 0 | 12961.9767 | 98.0281 | 1000 sq ft cond floor area | 9 | 4872.8801 | 0% |  | 1 | 0.73 | 0.27 | 11.5313 | 11.8098 | 11.5387
1.5563 | 25361.18 | 16295.32 | Small High Efficiency Gas Water Heater | NWS | Gas | NonRes | Water Heating BUS | Gas water heater (EF=0.59) < 75,000 Btuh | EF>= 0.62 | 0 | 0 | 30.2734 | 45 | MBH | 15 | 145 | 0% |  | 1 | 0.73 | 0.27 | 45.8024 | 46.0526 | 44.5855
6.1491 | 153803.26 | 25012.51 | Large High Efficiency Gas Water Heater | NWS | Gas | NonRes | Water Heating BUS | Gas water heater (TE=0.80) ≥ 75,000 Btuh | TE >= 0.88 | 0 | 0 | 183.5938 | 200 | MBH | 15 | 209 | 0% |  | 1 | 0.73 | 0.27 | 45.8024 | 46.0526 | 44.5855
1.0981 | 144804.14 | 131872.91 | Instant Gas Water Heater | NWS | Gas | NonRes | Water Heating BUS | Gas water heater (EF=0.59) < 75,000 Btuh | EF >= 0.82 | 0 | 0 | 172.8516 | 150 | MBH | 15 | 1185 | 0% |  | 1 | 0.73 | 0.27 | 45.8024 | 46.0526 | 44.5855
1.9315 | 21229.08 | 10991.21 | ENERGY STAR Steam Cookers 5 Pan - Gas | NWS | Gas | NonRes | Cooking BUS | Cooking Energy Efficiency = 0.15 | Energy Star Cooking Energy Efficiency = 0.38 | 0 | 0 | 1986.3281 | 1 | unit | 12 | 6221 | 0% |  | 1 | 0.73 | 0.27 | 0.69899 | 0.71192 | 0.69875
1.9766 | 21750.94 | 11004.36 | ENERGY STAR Steam Cookers 6 Pan - Gas | NWS | Gas | NonRes | Cooking BUS | Cooking Energy Efficiency = 0.15 | Energy Star Cooking Energy Efficiency = 0.38 | 0 | 0 | 2035.1562 | 1 | unit | 12 | 6221 | 0% |  | 1 | 0.73 | 0.27 | 0.69899 | 0.71192 | 0.69875
1.1153 | 1618.66 | 1451.28 | Large Vat Fryers - Gas | NWS | Gas | NonRes | Cooking BUS | Cooking Energy Efficiency = 0.35 | Cooking Energy Efficiency = 0.50 | 0 | 0 | 563.4766 | 1 | unit | 12 | 3122 | 0% |  | 1 | 0.73 | 0.27 | 0.18803 | 0.19281 | 0.18615
1.4617 | 17291.07 | 11829.53 | Rack Oven Double - Gas | NWS | Gas | NonRes | Cooking BUS | Cooking Energy Efficiency = 0.30 | Cooking Energy Efficiency = 0.50 | 0 | 0 | 2063.4766 | 1 | unit | 12 | 8646 | 0% |  | 1 | 0.73 | 0.27 | 0.54775 | 0.55866 | 0.54767
8.185 | 111532.88 | 13626.57 | Pre Rinse Sprayers - Gas water heater | NWS | Gas | NonRes | Water Heating BUS | Standard Sprayer >1.6 gpm | Efficient Sprayer <= 0.64 gpm | 0 | 0 | 254.8828 | 1 | unit | 5 | 50 | 0% |  | 1 | 0.73 | 0.27 | 61.5604 | 64.8147 | 66.2055
15.9667 | 3016.29 | 188.91 | Low Flow Faucet Aerators - Gas - Commercial | NWS | Gas | NonRes | Water Heating BUS | 2.2 GPM Aerator (Federal Code) | 1.5 GPM Aerator | 0 | 0 | 77.1484 | 0 | 0 | 9 | 12 | 0% |  | 1 | 0.73 | 0.27 | 3.311 | 3.3371 | 3.2779
1.3369 | 8086.42 | 6048.49 | Water Heater, Tank Blanket-Insulation - Gas | NWS | Gas | NonRes | Water Heating BUS | No Tank Insulation | R-6.9 | 0 | 0 | 96.6797 | 0 | 0 | 10 | 377 | 0% |  | 1 | 0.73 | 0.27 | 6.949 | 6.6743 | 5.6655
MOTORS:
2.6008 | 5067776.66 | 1948567.6 | VFD Fan - Large Building Package | WS | Electric | NonRes | HVAC BUS | VAV inlet vane | VAV with VFD | 320818.681 | 29.5951 | 0 | 239.3084 | per fan hp | 10 | 37321.4125 | 0% |  | 1 | 0.8 | 0.2 | 10.8698 | 11.2686 | 11.5298
5.5355 | 451889.77 | 81635.02 | VFD Pump - Large Building Package | WS | Elec&Gas | NonRes | HVAC BUS | CV pump | VV pump with VFD | 387564.7962 | 35.1149 | 0 | 88.8249 | per CHW pump hp | 10 | 13247.206 | 0% |  | 1 | 0.8 | 0.2 | 0.77642 | 0.93905 | 0.76865
0.54314 | 480143.26 | 884014.46 | Motors 1 to 5 HP | NWS | Electric | NonRes | Motors BUS | EPACT standard efficiency motor | NEMA premium efficiency motor | 113.2954 | 0.024014 | 0 | 2.5 | hp | 15 | 88 | 0% |  | 1 | 0.8 | 0.2 | 2771.8113 | 2741.0962 | 2691.0519
0.75713 | 766537.19 | 1012420.87 | Motors 7.5 to 20 HP | NWS | Electric | NonRes | Motors BUS | EPACT standard efficiency motor | NEMA premium efficiency motor | 408.4297 | 0.086569 | 0 | 13.125 | hp | 15 | 223.125 | 0% |  | 1 | 0.8 | 0.2 | 1227.5164 | 1214.1957 | 1191.4112
0.78024 | 694428.75 | 890020.07 | Motors 25 to 100 HP | NWS | Electric | NonRes | Motors BUS | EPACT standard efficiency motor | NEMA premium efficiency motor | 1056.0434 | 0.22384 | 0 | 54.2857 | hp | 15 | 558.6 | 0% |  | 1 | 0.8 | 0.2 | 430.9118 | 425.3911 | 416.6096
0.91843 | 753176.94 | 820070.9 | Motors 125 to 250 HP | NWS | Electric | NonRes | Motors BUS | EPACT standard efficiency motor | NEMA premium efficiency motor | 2435.363 | 0.51619 | 0 | 181.25 | hp | 15 | 1080.25 | 0% |  | 1 | 0.8 | 0.2 | 202.645 | 200.0183 | 196.0064
0.36961 | 6198.15 | 16769.4 | Pumps HP 1.5 | NWS | Electric | NonRes | Motors BUS | Standard Efficiency Pump - Efficiency ≤ 60% | High Efficiency Pump - Efficiency ≥ 63% | 302 | 0.06396 | 0 | 1 | unit | 15 | 350 | 0% |  | 1 | 0.8 | 0.2 | 13.9755 | 12.6772 | 13.0671
0.48797 | 8271.05 | 16949.99 | Pumps HP 2 | NWS | Electric | NonRes | Motors BUS | Standard Efficiency Pump - Efficiency ≤ 60% | High Efficiency Pump - Efficiency ≥ 63% | 403 | 0.08502 | 0 | 1 | unit | 15 | 350 | 0% |  | 1 | 0.8 | 0.2 | 13.9755 | 12.6772 | 13.0671
0.71616 | 12396.31 | 17309.4 | Pumps HP 3 | NWS | Electric | NonRes | Motors BUS | Standard Efficiency Pump - Efficiency ≤ 60% | High Efficiency Pump - Efficiency ≥ 65% | 604 | 0.12792 | 0 | 1 | unit | 15 | 350 | 0% |  | 1 | 0.8 | 0.2 | 13.9755 | 12.6772 | 13.0671
1.1734 | 20667.35 | 17612.69 | Pumps HP 5 | NWS | Electric | NonRes | Motors BUS | Standard Efficiency Pump - Efficiency ≤ 60% | High Efficiency Pump - Efficiency ≥ 68% | 1007 | 0.21372 | 0 | 1 | unit | 15 | 341 | 0% |  | 1 | 0.8 | 0.2 | 13.9755 | 12.6772 | 13.0671
1.2031 | 16349.16 | 13589.04 | Pumps HP 7.5 | NWS | Electric | NonRes | Motors BUS | Standard Efficiency Pump - Efficiency ≤ 64% | High Efficiency Pump - Efficiency ≥ 73% | 1511 | 0.3198 | 0 | 1 | unit | 15 | 498 | 0% |  | 1 | 0.8 | 0.2 | 6.9878 | 7.0429 | 6.9179
2.1775 | 21791.66 | 10007.46 | Pumps HP 10 | NWS | Electric | NonRes | Motors BUS | Standard Efficiency Pump - Efficiency ≤ 66% | High Efficiency Pump - Efficiency ≥ 75% | 2014 | 0.42666 | 0 | 1 | unit | 15 | 332 | 0% |  | 1 | 0.8 | 0.2 | 6.9878 | 7.0429 | 6.9179
1.9075 | 32687.49 | 17136.57 | Pumps HP 15 | NWS | Electric | NonRes | Motors BUS | Standard Efficiency Pump - Efficiency ≤ 69% | High Efficiency Pump - Efficiency ≥ 77% | 3021 | 0.64038 | 0 | 1 | unit | 15 | 585 | 0% |  | 1 | 0.8 | 0.2 | 6.9878 | 7.0429 | 6.9179
1.7745 | 28078.48 | 15823.56 | Pumps HP 20 | NWS | Electric | NonRes | Motors BUS | Standard Efficiency Pump - Efficiency ≤ 72% | High Efficiency Pump - Efficiency ≥ 77% | 4028 | 0.8541 | 0 | 1 | unit | 15 | 850 | 0% |  | 1 | 0.8 | 0.2 | 4.6585 | 4.2257 | 4.6119
0.47729 | 115349.71 | 241674.97 | VFD HP 1.5 Process Pumping | NWS | Electric | NonRes | Motors BUS | Pump without speed control | Variable speed pump control | 1623.44 | 0.34286 | 0 | 1 | unit | 15 | 1445 | 0% |  | 1 | 0.8 | 0.2 | 44.2558 | 46.4831 | 46.8878
0.55507 | 153799.62 | 277080.22 | VFD HP 2 Process Pumping | NWS | Electric | NonRes | Motors BUS | Pump without speed control | Variable speed pump control | 2164.5867 | 0.45715 | 0 | 1 | unit | 15 | 1645 | 0% |  | 1 | 0.8 | 0.2 | 44.2558 | 46.4831 | 46.8878
0.73031 | 230650.16 | 315825.09 | VFD HP 3 Process Pumping | NWS | Electric | NonRes | Motors BUS | Pump without speed control | Variable speed pump control | 3246.1867 | 0.68572 | 0 | 1 | unit | 15 | 1845 | 0% |  | 1 | 0.8 | 0.2 | 44.2558 | 46.4831 | 46.8878
1.0429 | 380607.25 | 364935.56 | VFD HP 5 Process Pumping | NWS | Electric | NonRes | Motors BUS | Pump without speed control | Variable speed pump control | 5356.6933 | 1.1429 | 0 | 1 | unit | 15 | 2070 | 0% |  | 1 | 0.8 | 0.2 | 44.2558 | 46.4831 | 46.8878
1.1333 | 297849.44 | 262804.59 | VFD HP 7.5 Process Pumping | NWS | Electric | NonRes | Motors BUS | Pump without speed control | Variable speed pump control | 8116.16 | 1.7143 | 0 | 1 | unit | 15 | 2860 | 0% |  | 1 | 0.8 | 0.2 | 23.2925 | 23.9459 | 23.8282
1.4503 | 393163.3 | 271097.55 | VFD HP 10 Process Pumping | NWS | Electric | NonRes | Motors BUS | Pump without speed control | Variable speed pump control | 10713.3867 | 2.2857 | 0 | 1 | unit | 15 | 2860 | 0% |  | 1 | 0.8 | 0.2 | 23.2925 | 23.9459 | 23.8282
1.8485 | 595698.89 | 322265.07 | VFD HP 15 Process Pumping | NWS | Electric | NonRes | Motors BUS | Pump without speed control | Variable speed pump control | 16232.32 | 3.4286 | 0 | 1 | unit | 15 | 3265 | 0% |  | 1 | 0.8 | 0.2 | 23.2925 | 23.9459 | 23.8282
1.7926 | 794265.19 | 443077.37 | VFD HP 20 Process Pumping | NWS | Electric | NonRes | Motors BUS | Pump without speed control | Variable speed pump control | 21643.0933 | 4.5715 | 0 | 1 | unit | 15 | 4515 | 0% |  | 1 | 0.8 | 0.2 | 23.2925 | 23.9459 | 23.8282
1.9446 | 208275.14 | 107103.57 | VFD HP 25 Process Pumping | NWS | Electric | NonRes | Motors BUS | Pump without speed control | Variable speed pump control | 27053.8667 | 5.7143 | 0 | 1 | unit | 15 | 5120 | 0% |  | 1 | 0.8 | 0.2 | 4.6585 | 5.6343 | 4.6119
2.0482 | 249930.17 | 122024.3 | VFD HP 30 Process Pumping | NWS | Electric | NonRes | Motors BUS | Pump without speed control | Variable speed pump control | 32464.64 | 6.8572 | 0 | 1 | unit | 15 | 5770 | 0% |  | 1 | 0.8 | 0.2 | 4.6585 | 5.6343 | 4.6119
1.9639 | 333240.23 | 169679.88 | VFD HP 40 Process Pumping | NWS | Electric | NonRes | Motors BUS | Pump without speed control | Variable speed pump control | 43286.1867 | 9.1429 | 0 | 1 | unit | 15 | 8095 | 0% |  | 1 | 0.8 | 0.2 | 4.6585 | 5.6343 | 4.6119
2.172 | 416555.62 | 191787.86 | VFD HP 50 Process Pumping | NWS | Electric | NonRes | Motors BUS | Pump without speed control | Variable speed pump control | 54108.4267 | 11.4287 | 0 | 1 | unit | 15 | 8950 | 0% |  | 1 | 0.8 | 0.2 | 4.6585 | 5.6343 | 4.6119
2.8947 | 258092.39 | 89161.12 | VFDs on Commercial Swimming Pool Pumps | NWS | Electric | NonRes | Motors BUS | Pool pump without speed control | Variable speed pump control | 2511 | 0.31668 | 0 | 10 | hp | 15 | 286 | 0% |  | 1 | 0.8 | 0.2 | 81.5239 | 56.3432 | 60.7235
1.9976 | 1000.8 | 501.01 | ECM Case Motors | NWS | Electric | NonRes | Motors BUS | Low Efficiency Shaded Pole or Permanent Split Capacitor Motor | Electronically Commutated Motor, ECM | 824 | 0.0846 | 0 | 1 | motor | 15 | 150 | 0% |  | 1 | 0.8 | 0.2 | 1.0352 | 0.62604 | 0.68325
3.555 | 2133.99 | 600.28 | ECM Cooler and Freezer Motors - ECM replacing PSC | NWS | Electric | NonRes | Motors BUS | Cooler or Freezer Fan Motor with Shaded Pole Motor | Cooler or Freezer Fan Motor with ECM Motor | 1757 | 0.1809 | 0 | 1 | motor | 15 | 150 | 0% |  | 1 | 0.8 | 0.2 | 1.0352 | 0.62604 | 0.68325
1.4851 | 705.66 | 475.17 | ECM Cooler and Freezer Motors - ECM replacing SP | NWS | Electric | NonRes | Motors BUS | Cooler or Freezer Fan Motor with Perm. Split. Cap. Motor | Cooler or Freezer Fan Motor with ECM Motor | 581 | 0.0594 | 0 | 1 | motor | 15 | 150 | 0% |  | 1 | 0.8 | 0.2 | 1.0352 | 0.62604 | 0.68325
2.1076 | 315977.88 | 149923.61 | VSD Air Compressors | NWS | Electric | NonRes | Air Comp BUS | Screw Air Compressor with Modulation Control | Screw Air compressor with VSD control | 582 | 0.14 | 0 | 100 | hp | 15 | 100 | 0% |  | 1 | 0.8 | 0.2 | 333.8596 | 353.71 | 364.2558
2.6008 | 1974288.23 | 759116.74 | VFD Fan - Large Building Package | WS | Electric | NonRes | HVAC BUS | VAV inlet vane | VAV with VFD | 320818.681 | 29.5951 | 0 | 239.3084 | per fan hp | 10 | 37321.4125 | 0% |  | 1 | 0.8 | 0.2 | 4.2346 | 4.39 | 4.4917
5.5666 | 178125.89 | 31999 | VFD Pump - Large Building Package | WS | Elec&Gas | NonRes | HVAC BUS | CV pump | VV pump with VFD | 387564.7962 | 35.1149 | 450.4433 | 88.8249 | per CHW pump hp | 10 | 13247.206 | 0% |  | 1 | 0.8 | 0.2 | 0.30247 | 0.36583 | 0.29945
0.54314 | 187052.67 | 344391.52 | Motors 1 to 5 HP | NWS | Electric | NonRes | Motors BUS | EPACT standard efficiency motor | NEMA premium efficiency motor | 113.2954 | 0.024014 | 0 | 2.5 | hp | 15 | 88 | 0% |  | 1 | 0.8 | 0.2 | 1079.8334 | 1067.8675 | 1048.3714
0.75713 | 298625.11 | 394415.68 | Motors 7.5 to 20 HP | NWS | Electric | NonRes | Motors BUS | EPACT standard efficiency motor | NEMA premium efficiency motor | 408.4297 | 0.086569 | 0 | 13.125 | hp | 15 | 223.125 | 0% |  | 1 | 0.8 | 0.2 | 478.2119 | 473.0225 | 464.1462
0.78024 | 270533.33 | 346731.18 | Motors 25 to 100 HP | NWS | Electric | NonRes | Motors BUS | EPACT standard efficiency motor | NEMA premium efficiency motor | 1056.0434 | 0.22384 | 0 | 54.2857 | hp | 15 | 558.6 | 0% |  | 1 | 0.8 | 0.2 | 167.8733 | 165.7225 | 162.3014
0.91843 | 293420.26 | 319480.6 | Motors 125 to 250 HP | NWS | Electric | NonRes | Motors BUS | EPACT standard efficiency motor | NEMA premium efficiency motor | 2435.363 | 0.51619 | 0 | 181.25 | hp | 15 | 1080.25 | 0% |  | 1 | 0.8 | 0.2 | 78.9458 | 77.9225 | 76.3595
0.36961 | 2414.66 | 6532.97 | Pumps HP 1.5 | NWS | Electric | NonRes | Motors BUS | Standard Efficiency Pump - Efficiency ≤ 60% | High Efficiency Pump - Efficiency ≥ 63% | 302 | 0.06396 | 0 | 1 | unit | 15 | 350 | 0% |  | 1 | 0.8 | 0.2 | 5.4445 | 4.9387 | 5.0906
0.48797 | 3222.21 | 6603.32 | Pumps HP 2 | NWS | Electric | NonRes | Motors BUS | Standard Efficiency Pump - Efficiency ≤ 60% | High Efficiency Pump - Efficiency ≥ 63% | 403 | 0.08502 | 0 | 1 | unit | 15 | 350 | 0% |  | 1 | 0.8 | 0.2 | 5.4445 | 4.9387 | 5.0906
0.71616 | 4829.31 | 6743.34 | Pumps HP 3 | NWS | Electric | NonRes | Motors BUS | Standard Efficiency Pump - Efficiency ≤ 60% | High Efficiency Pump - Efficiency ≥ 65% | 604 | 0.12792 | 0 | 1 | unit | 15 | 350 | 0% |  | 1 | 0.8 | 0.2 | 5.4445 | 4.9387 | 5.0906
1.1734 | 8051.52 | 6861.49 | Pumps HP 5 | NWS | Electric | NonRes | Motors BUS | Standard Efficiency Pump - Efficiency ≤ 60% | High Efficiency Pump - Efficiency ≥ 68% | 1007 | 0.21372 | 0 | 1 | unit | 15 | 341 | 0% |  | 1 | 0.8 | 0.2 | 5.4445 | 4.9387 | 5.0906
1.2031 | 6369.25 | 5293.98 | Pumps HP 7.5 | NWS | Electric | NonRes | Motors BUS | Standard Efficiency Pump - Efficiency ≤ 64% | High Efficiency Pump - Efficiency ≥ 73% | 1511 | 0.3198 | 0 | 1 | unit | 15 | 498 | 0% |  | 1 | 0.8 | 0.2 | 2.7223 | 2.7437 | 2.695
2.1775 | 8489.53 | 3898.66 | Pumps HP 10 | NWS | Electric | NonRes | Motors BUS | Standard Efficiency Pump - Efficiency ≤ 66% | High Efficiency Pump - Efficiency ≥ 75% | 2014 | 0.42666 | 0 | 1 | unit | 15 | 332 | 0% |  | 1 | 0.8 | 0.2 | 2.7223 | 2.7437 | 2.695
1.9075 | 12734.29 | 6676 | Pumps HP 15 | NWS | Electric | NonRes | Motors BUS | Standard Efficiency Pump - Efficiency ≤ 69% | High Efficiency Pump - Efficiency ≥ 77% | 3021 | 0.64038 | 0 | 1 | unit | 15 | 585 | 0% |  | 1 | 0.8 | 0.2 | 2.7223 | 2.7437 | 2.695
1.7745 | 10938.72 | 6164.5 | Pumps HP 20 | NWS | Electric | NonRes | Motors BUS | Standard Efficiency Pump - Efficiency ≤ 72% | High Efficiency Pump - Efficiency ≥ 77% | 4028 | 0.8541 | 0 | 1 | unit | 15 | 850 | 0% |  | 1 | 0.8 | 0.2 | 1.8148 | 1.6462 | 1.7967
0.47729 | 44937.57 | 94150.96 | VFD HP 1.5 Process Pumping | NWS | Electric | NonRes | Motors BUS | Pump without speed control | Variable speed pump control | 1623.44 | 0.34286 | 0 | 1 | unit | 15 | 1445 | 0% |  | 1 | 0.8 | 0.2 | 17.241 | 18.1087 | 18.2664
0.55507 | 59916.76 | 107944.02 | VFD HP 2 Process Pumping | NWS | Electric | NonRes | Motors BUS | Pump without speed control | Variable speed pump control | 2164.5867 | 0.45715 | 0 | 1 | unit | 15 | 1645 | 0% |  | 1 | 0.8 | 0.2 | 17.241 | 18.1087 | 18.2664
0.73031 | 89855.95 | 123038.13 | VFD HP 3 Process Pumping | NWS | Electric | NonRes | Motors BUS | Pump without speed control | Variable speed pump control | 3246.1867 | 0.68572 | 0 | 1 | unit | 15 | 1845 | 0% |  | 1 | 0.8 | 0.2 | 17.241 | 18.1087 | 18.2664
1.0429 | 148275.75 | 142170.43 | VFD HP 5 Process Pumping | NWS | Electric | NonRes | Motors BUS | Pump without speed control | Variable speed pump control | 5356.6933 | 1.1429 | 0 | 1 | unit | 15 | 2070 | 0% |  | 1 | 0.8 | 0.2 | 17.241 | 18.1087 | 18.2664
1.1333 | 116035.23 | 102382.57 | VFD HP 7.5 Process Pumping | NWS | Electric | NonRes | Motors BUS | Pump without speed control | Variable speed pump control | 8116.16 | 1.7143 | 0 | 1 | unit | 15 | 2860 | 0% |  | 1 | 0.8 | 0.2 | 9.0742 | 9.3287 | 9.2829
1.4503 | 153167.3 | 105613.31 | VFD HP 10 Process Pumping | NWS | Electric | NonRes | Motors BUS | Pump without speed control | Variable speed pump control | 10713.3867 | 2.2857 | 0 | 1 | unit | 15 | 2860 | 0% |  | 1 | 0.8 | 0.2 | 9.0742 | 9.3287 | 9.2829
1.8485 | 232070.47 | 125547 | VFD HP 15 Process Pumping | NWS | Electric | NonRes | Motors BUS | Pump without speed control | Variable speed pump control | 16232.32 | 3.4286 | 0 | 1 | unit | 15 | 3265 | 0% |  | 1 | 0.8 | 0.2 | 9.0742 | 9.3287 | 9.2829
1.7926 | 309427.29 | 172612.67 | VFD HP 20 Process Pumping | NWS | Electric | NonRes | Motors BUS | Pump without speed control | Variable speed pump control | 21643.0933 | 4.5715 | 0 | 1 | unit | 15 | 4515 | 0% |  | 1 | 0.8 | 0.2 | 9.0742 | 9.3287 | 9.2829
1.9446 | 81139.16 | 41725.06 | VFD HP 25 Process Pumping | NWS | Electric | NonRes | Motors BUS | Pump without speed control | Variable speed pump control | 27053.8667 | 5.7143 | 0 | 1 | unit | 15 | 5120 | 0% |  | 1 | 0.8 | 0.2 | 1.8148 | 2.195 | 1.7967
2.0482 | 97367 | 47537.84 | VFD HP 30 Process Pumping | NWS | Electric | NonRes | Motors BUS | Pump without speed control | Variable speed pump control | 32464.64 | 6.8572 | 0 | 1 | unit | 15 | 5770 | 0% |  | 1 | 0.8 | 0.2 | 1.8148 | 2.195 | 1.7967
1.9639 | 129822.66 | 66103.35 | VFD HP 40 Process Pumping | NWS | Electric | NonRes | Motors BUS | Pump without speed control | Variable speed pump control | 43286.1867 | 9.1429 | 0 | 1 | unit | 15 | 8095 | 0% |  | 1 | 0.8 | 0.2 | 1.8148 | 2.195 | 1.7967
2.172 | 162280.41 | 74716.1 | VFD HP 50 Process Pumping | NWS | Electric | NonRes | Motors BUS | Pump without speed control | Variable speed pump control | 54108.4267 | 11.4287 | 0 | 1 | unit | 15 | 8950 | 0% |  | 1 | 0.8 | 0.2 | 1.8148 | 2.195 | 1.7967
2.8947 | 100546.81 | 34735.1 | VFDs on Commercial Swimming Pool Pumps | NWS | Electric | NonRes | Motors BUS | Pool pump without speed control | Variable speed pump control | 2511 | 0.31668 | 0 | 10 | hp | 15 | 286 | 0% |  | 1 | 0.8 | 0.2 | 31.7598 | 21.95 | 23.6565
1.9976 | 389.89 | 195.18 | ECM Case Motors | NWS | Electric | NonRes | Motors BUS | Low Efficiency Shaded Pole or Permanent Split Capacitor Motor | Electronically Commutated Motor, ECM | 824 | 0.0846 | 0 | 1 | motor | 15 | 150 | 0% |  | 1 | 0.8 | 0.2 | 0.4033 | 0.24389 | 0.26618
3.5551 | 831.35 | 233.85 | ECM Cooler and Freezer Motors - ECM replacing PSC | NWS | Electric | NonRes | Motors BUS | Cooler or Freezer Fan Motor with Shaded Pole Motor | Cooler or Freezer Fan Motor with ECM Motor | 1757 | 0.1809 | 0 | 1 | motor | 15 | 150 | 0% |  | 1 | 0.8 | 0.2 | 0.4033 | 0.24389 | 0.26618
1.4852 | 274.91 | 185.11 | ECM Cooler and Freezer Motors - ECM replacing SP | NWS | Electric | NonRes | Motors BUS | Cooler or Freezer Fan Motor with Perm. Split. Cap. Motor | Cooler or Freezer Fan Motor with ECM Motor | 581 | 0.0594 | 0 | 1 | motor | 15 | 150 | 0% |  | 1 | 0.8 | 0.2 | 0.4033 | 0.24389 | 0.26618
2.1076 | 123097.65 | 58406.76 | VSD Air Compressors | NWS | Electric | NonRes | Air Comp BUS | Screw Air Compressor with Modulation Control | Screw Air compressor with VSD control | 582 | 0.14 | 0 | 100 | hp | 15 | 100 | 0% |  | 1 | 0.8 | 0.2 | 130.064 | 137.7972 | 141.9056
SMALL HVAC:
1.0766 | 22468.03 | 20869.7 | AC less than 65,000 1 Ph | WS | Electric | NonRes | Cooling BUS | 13.0 SEER | 14 SEER | 15768.0662 | 20.2264 | 0 | 262.6976 | ton | 15 | 14598.4289 | 0% |  | 1 | 0.73 | 0.27 | 0.25881 | 0.15651 | 0.42703
0.38175 | 16822.11 | 44065.85 | AC less than 65,000 3 Ph | WS | Electric | NonRes | Cooling BUS | 12.0 SEER | 13 SEER | 11805.7593 | 15.1955 | 0 | 262.6976 | ton | 15 | 31230.3592 | 0% |  | 1 | 0.73 | 0.27 | 0.25881 | 0.15651 | 0.42703
0.88271 | 113282.35 | 128334.07 | AC greater than 760,000 | WS | Electric | NonRes | Cooling BUS | 9.0 EER | 10 EER | 22268.8326 | 28.7415 | 0 | 262.6976 | ton | 15 | 25846.0405 | 0% |  | 1 | 0.73 | 0.27 | 0.51761 | 0.78254 | 0.85406
1.0097 | 146371.42 | 144968.05 | AC 135,000 - 240,000 | WS | Electric | NonRes | Cooling BUS | 9.5 EER | 11 EER | 28773.4201 | 36.9625 | 0 | 262.6976 | ton | 15 | 29130.5856 | 0% |  | 1 | 0.73 | 0.27 | 0.51761 | 0.78254 | 0.85406
0.51441 | 76751.91 | 149202.94 | AC 240,000 - 760,000 | WS | Electric | NonRes | Cooling BUS | 9.3 EER | 10 EER | 15087.7467 | 19.4522 | 0 | 262.6976 | ton | 15 | 30244.4565 | 0% |  | 1 | 0.73 | 0.27 | 0.51761 | 0.78254 | 0.85406
0.42799 | 82590.59 | 192975.14 | AC 65,000 - 135,000 | WS | Electric | NonRes | Cooling BUS | 10.1 EER | 11 EER | 16235.5035 | 20.845 | 0 | 262.6976 | ton | 15 | 39176.7128 | 0% |  | 1 | 0.73 | 0.27 | 0.51761 | 0.78254 | 0.85406
0.98303 | 59609.78 | 60638.55 | GSHP under 135,000 17EER | WS | Electric | NonRes | HVAC BUS | 13.4 EER | 17 EER | 45254.3214 | 20.4278 | 0 | 176.2354 | ton | 15 | 31685.15 | 0% |  | 1 | 0.73 | 0.27 | 0.51761 | 0.31302 | 0.17081
1.2523 | 76524.78 | 61105.25 | GSHP under 135,000 19EER | WS | Electric | NonRes | HVAC BUS | 13.4 EER | 19 EER | 58095.7867 | 26.6836 | 0 | 176.2354 | ton | 15 | 31685.15 | 0% |  | 1 | 0.73 | 0.27 | 0.51761 | 0.31302 | 0.17081
1.0963 | 20324.88 | 18540.09 | HP under 65,000 1 Ph | WS | Electric | NonRes | HVAC BUS | 13.0 SEER | 14 SEER | 30860.327 | 21.5809 | 0 | 262.6976 | ton | 15 | 19313.091 | 0% |  | 1 | 0.73 | 0.27 | 0.25881 | 0.15651 | 0.085406
0.24285 | 11150.8 | 45916.72 | HP under 65,000 3 Ph | WS | Electric | NonRes | HVAC BUS | 12.0 SEER | 13 SEER | 16930.8373 | 15.1174 | 0 | 262.6976 | ton | 15 | 48992.5433 | 0% |  | 1 | 0.73 | 0.27 | 0.25881 | 0.15651 | 0.085406
0.94645 | 30855.48 | 32601.21 | HP over 240,000 | WS | Electric | NonRes | HVAC BUS | 8.8 EER | 10 EER | 46849.4817 | 35.4272 | 0 | 262.6976 | ton | 15 | 34105.2295 | 0% |  | 1 | 0.73 | 0.27 | 0.25881 | 0.15651 | 0.085406
0.82395 | 25865.25 | 31391.76 | HP 135,000 - 240,000 | WS | Electric | NonRes | HVAC BUS | 9.1 EER | 10 EER | 39272.5575 | 25.7412 | 0 | 262.6976 | ton | 15 | 32953.9558 | 0% |  | 1 | 0.73 | 0.27 | 0.25881 | 0.15651 | 0.085406
0.4789 | 21651.83 | 45211.76 | HP 65,000 - 135,000 | WS | Electric | NonRes | HVAC BUS | 9.9 EER | 11 EER | 32875.109 | 26.3307 | 0 | 262.6976 | ton | 15 | 47924.061 | 0% |  | 1 | 0.73 | 0.27 | 0.25881 | 0.15651 | 0.085406
6.3203 | 4170364.19 | 659833.52 | Setback-Setup Thermostat | WS | Elec&Gas | NonRes | HVAC BUS | No setback | Assumes full setback achieved - use with caution | 72376.976 | -14.2743 | 0 | 98.0281 | 1000 sq ft cond floor area | 9 | 4872.8801 | 0% |  | 1 | 0.73 | 0.27 | 20.8598 | 21.3635 | 20.8732
1.0057 | 50017.57 | 49736.17 | Guest Room Energy Management, Electric Heating | WS | Electric | NonRes | HVAC BUS | Guest Room without motion control on HVAC | Guest Room with motion control on HVAC | 1112 | 0.088 | 0 | 1 | unit | 9 | 500 | 0% |  | 1 | 0.73 | 0.27 | 17.0812 | 19.0158 | 19.5366
1.0766 | 8753.02 | 8130.35 | AC less than 65,000 1 Ph | WS | Electric | NonRes | Cooling BUS | 13.0 SEER | 14 SEER | 15768.0662 | 20.2264 | 0 | 262.6976 | ton | 15 | 14598.4289 | 0% |  | 1 | 0.73 | 0.27 | 0.10082 | 0.060972 | 0.16636
0.38175 | 6553.5 | 17167.03 | AC less than 65,000 3 Ph | WS | Electric | NonRes | Cooling BUS | 12.0 SEER | 13 SEER | 11805.7593 | 15.1955 | 0 | 262.6976 | ton | 15 | 31230.3592 | 0% |  | 1 | 0.73 | 0.27 | 0.10082 | 0.060972 | 0.16636
0.88271 | 44132.18 | 49995.97 | AC greater than 760,000 | WS | Electric | NonRes | Cooling BUS | 9.0 EER | 10 EER | 22268.8326 | 28.7415 | 0 | 262.6976 | ton | 15 | 25846.0405 | 0% |  | 1 | 0.73 | 0.27 | 0.20165 | 0.30486 | 0.33272
1.0097 | 57022.91 | 56476.2 | AC 135,000 - 240,000 | WS | Electric | NonRes | Cooling BUS | 9.5 EER | 11 EER | 28773.4201 | 36.9625 | 0 | 262.6976 | ton | 15 | 29130.5856 | 0% |  | 1 | 0.73 | 0.27 | 0.20165 | 0.30486 | 0.33272
0.51441 | 29900.76 | 58126.01 | AC 240,000 - 760,000 | WS | Electric | NonRes | Cooling BUS | 9.3 EER | 10 EER | 15087.7467 | 19.4522 | 0 | 262.6976 | ton | 15 | 30244.4565 | 0% |  | 1 | 0.73 | 0.27 | 0.20165 | 0.30486 | 0.33272
0.42799 | 32175.38 | 75178.64 | AC 65,000 - 135,000 | WS | Electric | NonRes | Cooling BUS | 10.1 EER | 11 EER | 16235.5035 | 20.845 | 0 | 262.6976 | ton | 15 | 39176.7128 | 0% |  | 1 | 0.73 | 0.27 | 0.20165 | 0.30486 | 0.33272
1.6967 | 75597.4 | 44554.57 | Boiler | WS | Gas | NonRes | Heating BUS | 80% efficiency | 85% efficiency | 0 | 0 | 10096.7519 | 15087.1553 | kBtu/hr | 20 | 53362.6886 | 0% |  | 1 | 0.73 | 0.27 | 0.15124 | 0.13719 | 0.14972
1.1385 | 4257197.13 | 3739224.99 | Gas Furnace | WS | Gas | NonRes | Heating BUS | 78 AFUE | 95 AFUE | 2682.6937 | 0.18313 | 5829.4227 | 3969.9748 | kBtu/hr | 15 | 38032.359 | 0% |  | 1 | 0.73 | 0.27 | 17.3923 | 17.1484 | 16.4697
0.98303 | 23222.59 | 23623.36 | GSHP under 135,000 17EER | WS | Electric | NonRes | HVAC BUS | 13.4 EER | 17 EER | 45254.3214 | 20.4278 | 0 | 176.2354 | ton | 15 | 31685.15 | 0% |  | 1 | 0.73 | 0.27 | 0.20165 | 0.12194 | 0.066544
1.2523 | 29812.28 | 23805.18 | GSHP under 135,000 19EER | WS | Electric | NonRes | HVAC BUS | 13.4 EER | 19 EER | 58095.7867 | 26.6836 | 0 | 176.2354 | ton | 15 | 31685.15 | 0% |  | 1 | 0.73 | 0.27 | 0.20165 | 0.12194 | 0.066544
1.0963 | 7918.1 | 7222.78 | HP under 65,000 1 Ph | WS | Electric | NonRes | HVAC BUS | 13.0 SEER | 14 SEER | 30860.327 | 21.5809 | 0 | 262.6976 | ton | 15 | 19313.091 | 0% |  | 1 | 0.73 | 0.27 | 0.10082 | 0.060972 | 0.033272
0.24285 | 4344.09 | 17888.1 | HP under 65,000 3 Ph | WS | Electric | NonRes | HVAC BUS | 12.0 SEER | 13 SEER | 16930.8373 | 15.1174 | 0 | 262.6976 | ton | 15 | 48992.5433 | 0% |  | 1 | 0.73 | 0.27 | 0.10082 | 0.060972 | 0.033272
0.94645 | 12020.58 | 12700.67 | HP over 240,000 | WS | Electric | NonRes | HVAC BUS | 8.8 EER | 10 EER | 46849.4817 | 35.4272 | 0 | 262.6976 | ton | 15 | 34105.2295 | 0% |  | 1 | 0.73 | 0.27 | 0.10082 | 0.060972 | 0.033272
0.82395 | 10076.5 | 12229.51 | HP 135,000 - 240,000 | WS | Electric | NonRes | HVAC BUS | 9.1 EER | 10 EER | 39272.5575 | 25.7412 | 0 | 262.6976 | ton | 15 | 32953.9558 | 0% |  | 1 | 0.73 | 0.27 | 0.10082 | 0.060972 | 0.033272
0.4789 | 8435.05 | 17613.46 | HP 65,000 - 135,000 | WS | Electric | NonRes | HVAC BUS | 9.9 EER | 11 EER | 32875.109 | 26.3307 | 0 | 262.6976 | ton | 15 | 47924.061 | 0% |  | 1 | 0.73 | 0.27 | 0.10082 | 0.060972 | 0.033272
1.5216 | 145977.88 | 95934.77 | Roof Insulation | WS | Elec&Gas | NonRes | Building Shell BUS | Varies by building | Varies by building | 9315.6068 | 1.9002 | 4261.6242 | 83.9626 | 1000 sq ft roof area | 20 | 31588.8678 | 0% |  | 1 | 0.73 | 0.27 | 0.70577 | 0.68289 | 0.60555
12.018 | 4577339.01 | 380874.08 | Setback-Setup Thermostat | WS | Elec&Gas | NonRes | HVAC BUS | No setback | Assumes full setback achieved - use with caution | 72376.976 | -14.2743 | 12961.9767 | 98.0281 | 1000 sq ft cond floor area | 9 | 4872.8801 | 0% |  | 1 | 0.73 | 0.27 | 8.1265 | 8.3227 | 8.1317
1.0057 | 19485.69 | 19376.05 | Guest Room Energy Management, Electric Heating | WS | Electric | NonRes | HVAC BUS | Guest Room without motion control on HVAC | Guest Room with motion control on HVAC | 1112 | 0.088 | 0 | 1 | unit | 9 | 500 | 0% |  | 1 | 0.73 | 0.27 | 6.6544 | 7.4081 | 7.611
1.6967 | 30648.96 | 18063.47 | Boiler | WS | Gas | NonRes | Heating BUS | 80% efficiency | 85% efficiency | 0 | 0 | 10096.7519 | 15087.1553 | kBtu/hr | 20 | 53362.6886 | 0% |  | 1 | 0.73 | 0.27 | 0.061315 | 0.055619 | 0.060702
1.1125 | 1010687.24 | 908457.3 | Gas Furnace | WS | Gas | NonRes | Heating BUS | 78 AFUE | 95 AFUE | 0 | 0 | 5829.4227 | 3969.9748 | kBtu/hr | 15 | 38032.359 | 0% |  | 1 | 0.73 | 0.27 | 4.2307 | 4.1714 | 4.0063
1.3021 | 48617.72 | 37337.78 | Roof Insulation | WS | Elec&Gas | NonRes | Building Shell BUS | Varies by building | Varies by building | 0 | 0 | 4261.6242 | 83.9626 | 1000 sq ft roof area | 20 | 31588.8678 | 0% |  | 1 | 0.73 | 0.27 | 0.28614 | 0.27686 | 0.24551
9.4879 | 1197078.38 | 126169.16 | Setback-Setup Thermostat | WS | Elec&Gas | NonRes | HVAC BUS | No setback | Assumes full setback achieved - use with caution | 0 | 0 | 12961.9767 | 98.0281 | 1000 sq ft cond floor area | 9 | 4872.8801 | 0% |  | 1 | 0.73 | 0.27 | 3.2947 | 3.3742 | 3.2968

## Business Custom Program
TRC | NPV Avoided Cost Benefits | NPV TRC Costs | Measure | Weath. Senstv. | Fuel | Sector | End Use | Baseline Description | Efficient Description | kWh savings/ year/ cust | kW savings/ year/ cust | Nat Gas CCF savings/ year/ cust | Typical size | Unit | Measure life | Incremental Cost/ Unit (year 1) | Percent Incremental Cost Change per Year | Cost Escalation Rate | Realization Rate | Net-to-Gross | OVERALL 1 - (NTG*Realization) | Incremental Participants PY4 | PY5 | PY6
3%
1.2895 | 46979.07 | 36432.36 | AC less than 65,000 1 Ph | WS | Electric | NonRes | Cooling BUS | 13.0 SEER | 14 SEER | 15768.0662 | 20.2264 | 0 | 262.6976 | ton | 15 | 14598.4289 | 0% |  | 1 | 0.75 | 0.25 | 1.0352 | 0.62604 | 1.7081
0.47632 | 35173.85 | 73845.12 | AC less than 65,000 3 Ph | WS | Electric | NonRes | Cooling BUS | 12.0 SEER | 13 SEER | 11805.7593 | 15.1955 | 0 | 262.6976 | ton | 15 | 31230.3592 | 0% |  | 1 | 0.75 | 0.25 | 1.0352 | 0.62604 | 1.7081
1.0449 | 169852.95 | 162549.17 | AC greater than 760,000 | WS | Electric | NonRes | Cooling BUS | 9.0 EER | 10 EER | 22268.8326 | 28.7415 | 0 | 262.6976 | ton | 15 | 25846.0405 | 0% |  | 1 | 0.75 | 0.25 | 2.0704 | 3.1302 | 3.4162
1.1865 | 219465.94 | 184964.18 | AC 135,000 - 240,000 | WS | Electric | NonRes | Cooling BUS | 9.5 EER | 11 EER | 28773.4201 | 36.9625 | 0 | 262.6976 | ton | 15 | 29130.5856 | 0% |  | 1 | 0.75 | 0.25 | 2.0704 | 3.1302 | 3.4162
0.62218 | 115080.05 | 184962.68 | AC 240,000 - 760,000 | WS | Electric | NonRes | Cooling BUS | 9.3 EER | 10 EER | 15087.7467 | 19.4522 | 0 | 262.6976 | ton | 15 | 30244.4565 | 0% |  | 1 | 0.75 | 0.25 | 2.0704 | 3.1302 | 3.4162
0.5203 | 123834.43 | 238005.96 | AC 65,000 - 135,000 | WS | Electric | NonRes | Cooling BUS | 10.1 EER | 11 EER | 16235.5035 | 20.845 | 0 | 262.6976 | ton | 15 | 39176.7128 | 0% |  | 1 | 0.75 | 0.25 | 2.0704 | 3.1302 | 3.4162
0 | 0 | 0 | Demand Controlled Ventilation | WS | Elec&Gas | NonRes | HVAC BUS | No DCV | DCV | 17200.0177 | 7.3191 | 0 | 98.0281 | 1000 sq ft cond floor area | 15 | 7352.1095 | 0% |  | 1 | 0.75 | 0.25 | 0 | 0 | 0
1.2554 | 3694190.81 | 2942749.52 | Efficient Condenser | WS | Electric | NonRes | Refrigeration BUS | Low Temp: 15°F approach; 45 Btu/hr - watt; Medium Temp: 20°F approach; 45 Btu/hr - watt | Low Temp: 8°F approach; 85 Btu/hr-watt; Medium Temp: 13°F approach; 85 Btu/hr-watt | 85336 | 11.6 | 0 | 68.25 | ton | 15 | 44550.2248 | 0% |  | 1 | 0.75 | 0.25 | 28.4686 | 28.1716 | 26.4758
2.5417 | 4238940.85 | 1667751.22 | EMS | WS | Elec&Gas | NonRes | HVAC BUS | Constant CHW setpoint, pumps available 24/7 | CHW reset, loop pump timers | 313546.9279 | 20.8731 | 0 | 270.801 | 1000 sq ft cond floor area | 15 | 87256.6098 | 0% |  | 1 | 0.75 | 0.25 | 7.2789 | 7.0429 | 7.2061
3.3206 | 219976.49 | 66246.77 | Engineered CKV hood | WS | Elec&Gas | NonRes | Cooking BUS | Standard hood | Engineered hood | 1783 | 0.5 | 0 | 2.5 | 100 cfm red | 15 | 250 | 0% |  | 1 | 0.75 | 0.25 | 76.9948 | 84.1235 | 83.2707
10.9708 | 820002.21 | 74743.94 | Floating Head Pressure Control | WS | Electric | NonRes | HVAC BUS | Fixed head pressure at 85 | Float head pressure to 70 | 106445 | 0 | 0 | 68.25 | ton | 16 | 685.0407 | 0% |  | 1 | 0.75 | 0.25 | 3.8821 | 3.9127 | 3.8433
3.5977 | 698416.6 | 194128.27 | Infrared Heater | WS | Elec&Gas | NonRes | Process BUS | Gas unit heater, 80% efficiency | 80% thermal efficiency, setpoint 5 deg lower, no fan power | 92835.9636 | 20.8476 | 0 | 4213.3263 | kBtu/hr | 15 | 11375.981 | 0% |  | 1 | 0.75 | 0.25 | 5.1761 | 6.2604 | 3.4162
2.6916 | 659941.8 | 245189.41 | Refrigerant charging correction | WS | Elec&Gas | NonRes | Refrigeration BUS | Uncorrected | 10% EER improvement | 23568.9225 | 30.2871 | 0 | 262.7944 | ton | 10 | 2722.1122 | 0% |  | 1 | 0.75 | 0.25 | 25.8806 | 25.824 | 25.1947
3.2417 | 11085761.44 | 3419720.58 | VFD Fan - Large Building Package | WS | Electric | NonRes | HVAC BUS | VAV inlet vane | VAV with VFD | 320818.681 | 29.5951 | 0 | 239.3084 | per fan hp | 10 | 37321.4125 | 0% |  | 1 | 0.75 | 0.25 | 25.363 | 26.2935 | 26.9028
5.5427 | 988508.87 | 178344.88 | VFD Pump - Large Building Package | WS | Elec&Gas | NonRes | HVAC BUS | CV pump | VV pump with VFD | 387564.7962 | 35.1149 | 0 | 88.8249 | per CHW pump hp | 10 | 13247.206 | 0% |  | 1 | 0.75 | 0.25 | 1.8116 | 2.1911 | 1.7935
1.4887 | 33390.98 | 22429 | WLHP under 17,000 | WS | Electric | NonRes | HVAC BUS | 11.2 EER | 11.5 EER | 10048.2718 | 5.6406 | 0 | 242.3452 | ton | 15 | 5331.594 | 0% |  | 1 | 0.75 | 0.25 | 2.3293 | 1.4086 | 1.5373
1.1138 | 28738.58 | 25801.56 | WLHP 17,000-65,000 | WS | Electric | NonRes | HVAC BUS | 12.0 EER | 12.3 EER | 8648.2355 | 4.924 | 0 | 242.3452 | ton | 15 | 6370.2163 | 0% |  | 1 | 0.75 | 0.25 | 2.3293 | 1.4086 | 1.5373
1.0851 | 28738.58 | 26484.92 | WLHP 65,000-135,000 | WS | Electric | NonRes | HVAC BUS | 12.0 EER | 12.3 EER | 8648.2355 | 4.924 | 0 | 242.3452 | ton | 15 | 6557.5756 | 0% |  | 1 | 0.75 | 0.25 | 2.3293 | 1.4086 | 1.5373
1.525 | 145344.35 | 95310.36 | Occupancy Sensors under 500 W | NWS | Electric | NonRes | Lighting BUS | No automatic or motion control | Motion sensor control, generally wall mounted | 397 | 0.099 | 0 | 1 | device | 10 | 100 | 0% |  | 1 | 0.75 | 0.25 | 351.329 | 379.1427 | 372.1559
1.8147 | 121936.2 | 67193.65 | Occupancy Sensors over 500 W | NWS | Electric | NonRes | Lighting BUS | No automatic or motion control | Motion sensor control, generally ceiling mounted | 994 | 0.243 | 0 | 1 | device | 10 | 200 | 0% |  | 1 | 0.75 | 0.25 | 118.4037 | 126.7722 | 124.2655
1.9018 | 4760478.66 | 2503157.63 | Central Lighting Control | NWS | Electric | NonRes | Lighting BUS | No automatic or motion control | Automatic lighting control system | 11500 | 2.808 | 0 | 10000 | SF | 12 | 2700 | 0% |  | 1 | 0.75 | 0.25 | 328.4247 | 361.3007 | 367.8002
1.2957 | 9092991.47 | 7017672.26 | Switching Controls for Multilevel Lighting | NWS | Electric | NonRes | Lighting BUS | Single level control for each lighting fixture | Multi-Level control for each lighting fixture | 8000 | 2.196 | 0 | 10000 | SF | 12 | 3000 | 0% |  | 1 | 0.75 | 0.25 | 932.8659 | 976.1458 | 993.8675
2.128 | 15070402.71 | 7081927.76 | Daylight Sensor controls | NWS | Electric | NonRes | Lighting BUS | No automatic control | Daylight sensor lighting control | 14800 | 3.819 | 0 | 10000 | SF | 12 | 3000 | 0% |  | 1 | 0.75 | 0.25 | 835.0373 | 895.8567 | 869.3458
1.031 | 80219.24 | 77806.32 | Exterior Lighting BiLevel Control w Override, 150 to 1000 HID | NWS | Electric | NonRes | Lighting BUS | HID exterior lighting | LED or induction exterior lighting, 40% wattage reduction | 743 | 0 | 0 | 1 | fixture | 10 | 300 | 0% |  | 1 | 0.75 | 0.25 | 104.8164 | 112.6864 | 107.6113
2.8734 | 897804.36 | 312450.17 | CFL Fixture | NWS | Electric | NonRes | Lighting BUS | Incandescent fixture | Compact fluorescent fixture | 342 | 0.0837 | 0 | 1 | fixture | 12 | 45 | 0% |  | 1 | 0.75 | 0.25 | 3305.2103 | 1998.7747 | 1363.205
1.2762 | 167858.29 | 131532.34 | CFL Screw in | NWS | Electric | NonRes | Lighting BUS | Incandescent lamp | Compact fluorescent lamp less than 30W | 202 | 0.04941 | 0 | 1 | lamp | 2 | 3 | 0% |  | 1 | 0.75 | 0.25 | 5782.371 | 3496.7992 | 2385.5126
1.0715 | 412997.86 | 385448.18 | CFL Screw high wattage | NWS | Electric | NonRes | Lighting BUS | Incandescent lamp | Compact fluorescent lamp more than 30W and less than 115W | 497 | 0.1215 | 0 | 1 | lamp | 2 | 15 | 0% |  | 1 | 0.75 | 0.25 | 5782.371 | 3496.7992 | 2385.5126
1.0769 | 47974.19 | 44550.02 | CFL Reflector Flood | NWS | Electric | NonRes | Lighting BUS | Incandescent lamps with reflectors | Compact fluorescent lamps with reflectors | 202 | 0.04941 | 0 | 1 | lamp | 2 | 6 | 0% |  | 1 | 0.75 | 0.25 | 1652.6051 | 999.3873 | 681.7946
1.8246 | 891204.73 | 488451.78 | LED Lamps - pre-EISA | NWS | Electric | NonRes | Lighting BUS | Incandescent lamp | LED lamp | 177 | 0.0432 | 0 | 1 | lamp | 15 | 70 | -10% |  | 1 | 0.75 | 0.25 | 3149.1503 | 3570.7497 | 3896.2988
0.82136 | 50014.92 | 60892.95 | Motors 1 to 5 HP | NWS | Electric | NonRes | Motors BUS | EPACT standard efficiency motor | NEMA premium efficiency motor | 113.2954 | 0.024014 | 0 | 2.5 | hp | 15 | 88 | 0% |  | 1 | 0.75 | 0.25 | 307.979 | 304.5662 | 299.0058
1.1229 | 79847.62 | 71109.73 | Motors 7.5 to 20 HP | NWS | Electric | NonRes | Motors BUS | EPACT standard efficiency motor | NEMA premium efficiency motor | 408.4297 | 0.086569 | 0 | 13.125 | hp | 15 | 223.125 | 0% |  | 1 | 0.75 | 0.25 | 136.3907 | 134.9106 | 132.379
1.1548 | 72336.33 | 62642.33 | Motors 25 to 100 HP | NWS | Electric | NonRes | Motors BUS | EPACT standard efficiency motor | NEMA premium efficiency motor | 1056.0434 | 0.22384 | 0 | 54.2857 | hp | 15 | 558.6 | 0% |  | 1 | 0.75 | 0.25 | 47.8791 | 47.2657 | 46.29
1.3426 | 78455.93 | 58436.76 | Motors 125 to 250 HP | NWS | Electric | NonRes | Motors BUS | EPACT standard efficiency motor | NEMA premium efficiency motor | 2435.363 | 0.51619 | 0 | 181.25 | hp | 15 | 1080.25 | 0% |  | 1 | 0.75 | 0.25 | 22.5161 | 22.2243 | 21.7785
0.56807 | 645.64 | 1136.55 | Pumps HP 1.5 | NWS | Electric | NonRes | Motors BUS | Standard Efficiency Pump - Efficiency ≤ 60% | High Efficiency Pump - Efficiency ≥ 63% | 302 | 0.06396 | 0 | 1 | unit | 15 | 350 | 0% |  | 1 | 0.75 | 0.25 | 1.5528 | 1.4086 | 1.4519
0.74177 | 861.57 | 1161.5 | Pumps HP 2 | NWS | Electric | NonRes | Motors BUS | Standard Efficiency Pump - Efficiency ≤ 60% | High Efficiency Pump - Efficiency ≥ 63% | 403 | 0.08502 | 0 | 1 | unit | 15 | 350 | 0% |  | 1 | 0.75 | 0.25 | 1.5528 | 1.4086 | 1.4519
1.0662 | 1291.28 | 1211.14 | Pumps HP 3 | NWS | Electric | NonRes | Motors BUS | Standard Efficiency Pump - Efficiency ≤ 60% | High Efficiency Pump - Efficiency ≥ 65% | 604 | 0.12792 | 0 | 1 | unit | 15 | 350 | 0% |  | 1 | 0.75 | 0.25 | 1.5528 | 1.4086 | 1.4519
1.6775 | 2152.85 | 1283.37 | Pumps HP 5 | NWS | Electric | NonRes | Motors BUS | Standard Efficiency Pump - Efficiency ≤ 60% | High Efficiency Pump - Efficiency ≥ 68% | 1007 | 0.21372 | 0 | 1 | unit | 15 | 341 | 0% |  | 1 | 0.75 | 0.25 | 1.5528 | 1.4086 | 1.4519
1.7152 | 1703.04 | 992.88 | Pumps HP 7.5 | NWS | Electric | NonRes | Motors BUS | Standard Efficiency Pump - Efficiency ≤ 64% | High Efficiency Pump - Efficiency ≥ 73% | 1511 | 0.3198 | 0 | 1 | unit | 15 | 498 | 0% |  | 1 | 0.75 | 0.25 | 0.77642 | 0.78254 | 0.76865
2.8627 | 2269.96 | 792.93 | Pumps HP 10 | NWS | Electric | NonRes | Motors BUS | Standard Efficiency Pump - Efficiency ≤ 66% | High Efficiency Pump - Efficiency ≥ 75% | 2014 | 0.42666 | 0 | 1 | unit | 15 | 332 | 0% |  | 1 | 0.75 | 0.25 | 0.77642 | 0.78254 | 0.76865
2.563 | 3404.95 | 1328.49 | Pumps HP 15 | NWS | Electric | NonRes | Motors BUS | Standard Efficiency Pump - Efficiency ≤ 69% | High Efficiency Pump - Efficiency ≥ 77% | 3021 | 0.64038 | 0 | 1 | unit | 15 | 585 | 0% |  | 1 | 0.75 | 0.25 | 0.77642 | 0.78254 | 0.76865
2.4106 | 2924.84 | 1213.32 | Pumps HP 20 | NWS | Electric | NonRes | Motors BUS | Standard Efficiency Pump - Efficiency ≤ 72% | High Efficiency Pump - Efficiency ≥ 77% | 4028 | 0.8541 | 0 | 1 | unit | 15 | 850 | 0% |  | 1 | 0.75 | 0.25 | 0.51761 | 0.46953 | 0.51243
0.72602 | 12015.59 | 16549.86 | VFD HP 1.5 Process Pumping | NWS | Electric | NonRes | Motors BUS | Pump without speed control | Variable speed pump control | 1623.44 | 0.34286 | 0 | 1 | unit | 15 | 1445 | 0% |  | 1 | 0.75 | 0.25 | 4.9173 | 5.1648 | 5.2098
0.83831 | 16020.79 | 19110.8 | VFD HP 2 Process Pumping | NWS | Electric | NonRes | Motors BUS | Pump without speed control | Variable speed pump control | 2164.5867 | 0.45715 | 0 | 1 | unit | 15 | 1645 | 0% |  | 1 | 0.75 | 0.25 | 4.9173 | 5.1648 | 5.2098
1.0855 | 24026.06 | 22133.41 | VFD HP 3 Process Pumping | NWS | Electric | NonRes | Motors BUS | Pump without speed control | Variable speed pump control | 3246.1867 | 0.68572 | 0 | 1 | unit | 15 | 1845 | 0% |  | 1 | 0.75 | 0.25 | 4.9173 | 5.1648 | 5.2098
1.5076 | 39646.59 | 26297.22 | VFD HP 5 Process Pumping | NWS | Electric | NonRes | Motors BUS | Pump without speed control | Variable speed pump control | 5356.6933 | 1.1429 | 0 | 1 | unit | 15 | 2070 | 0% |  | 1 | 0.75 | 0.25 | 4.9173 | 5.1648 | 5.2098
1.6255 | 31025.98 | 19086.77 | VFD HP 7.5 Process Pumping | NWS | Electric | NonRes | Motors BUS | Pump without speed control | Variable speed pump control | 8116.16 | 1.7143 | 0 | 1 | unit | 15 | 2860 | 0% |  | 1 | 0.75 | 0.25 | 2.5881 | 2.6607 | 2.6476
2.0242 | 40954.51 | 20232.93 | VFD HP 10 Process Pumping | NWS | Electric | NonRes | Motors BUS | Pump without speed control | Variable speed pump control | 10713.3867 | 2.2857 | 0 | 1 | unit | 15 | 2860 | 0% |  | 1 | 0.75 | 0.25 | 2.5881 | 2.6607 | 2.6476
2.4956 | 62051.97 | 24864.12 | VFD HP 15 Process Pumping | NWS | Electric | NonRes | Motors BUS | Pump without speed control | Variable speed pump control | 16232.32 | 3.4286 | 0 | 1 | unit | 15 | 3265 | 0% |  | 1 | 0.75 | 0.25 | 2.5881 | 2.6607 | 2.6476
2.4314 | 82735.96 | 34028.6 | VFD HP 20 Process Pumping | NWS | Electric | NonRes | Motors BUS | Pump without speed control | Variable speed pump control | 21643.0933 | 4.5715 | 0 | 1 | unit | 15 | 4515 | 0% |  | 1 | 0.75 | 0.25 | 2.5881 | 2.6607 | 2.6476
2.6048 | 21695.33 | 8329.11 | VFD HP 25 Process Pumping | NWS | Electric | NonRes | Motors BUS | Pump without speed control | Variable speed pump control | 27053.8667 | 5.7143 | 0 | 1 | unit | 15 | 5120 | 0% |  | 1 | 0.75 | 0.25 | 0.51761 | 0.62604 | 0.51243
2.7206 | 26034.39 | 9569.51 | VFD HP 30 Process Pumping | NWS | Electric | NonRes | Motors BUS | Pump without speed control | Variable speed pump control | 32464.64 | 6.8572 | 0 | 1 | unit | 15 | 5770 | 0% |  | 1 | 0.75 | 0.25 | 0.51761 | 0.62604 | 0.51243
2.6265 | 34712.52 | 13216.23 | VFD HP 40 Process Pumping | NWS | Electric | NonRes | Motors BUS | Pump without speed control | Variable speed pump control | 43286.1867 | 9.1429 | 0 | 1 | unit | 15 | 8095 | 0% |  | 1 | 0.75 | 0.25 | 0.51761 | 0.62604 | 0.51243
2.8564 | 43391.21 | 15190.9 | VFD HP 50 Process Pumping | NWS | Electric | NonRes | Motors BUS | Pump without speed control | Variable speed pump control | 54108.4267 | 11.4287 | 0 | 1 | unit | 15 | 8950 | 0% |  | 1 | 0.75 | 0.25 | 0.51761 | 0.62604 | 0.51243
3.6007 | 26884.62 | 7466.48 | VFDs on Commercial Swimming Pool Pumps | NWS | Electric | NonRes | Motors BUS | Pool pump without speed control | Variable speed pump control | 2511 | 0.31668 | 0 | 10 | hp | 15 | 286 | 0% |  | 1 | 0.75 | 0.25 | 9.0582 | 6.2604 | 6.7471
1.0964 | 197516.45 | 180151.82 | Guest Room Energy Management, Electric Heating | WS | Electric | NonRes | HVAC BUS | Guest Room without motion control on HVAC | Guest Room with motion control on HVAC | 1112 | 0.088 | 0 | 1 | unit | 9 | 500 | 0% |  | 1 | 0.75 | 0.25 | 136.6495 | 152.1266 | 156.2926
2.1136 | 3761649.04 | 1779706.74 | Anti Sweat Heater Controls | NWS | Electric | NonRes | Refrigeration BUS | Heaters without control | Automatic heater control | 1059 | 0 | 0 | 1 | door | 15 | 250 | 0% |  | 1 | 0.75 | 0.25 | 2602.2934 | 2662.9983 | 2434.9199
2.6665 | 3753.01 | 1407.49 | ECM Case Motors | NWS | Electric | NonRes | Motors BUS | Low Efficiency Shaded Pole or Permanent Split Capacitor Motor | Electronically Commutated Motor, ECM | 824 | 0.0846 | 0 | 1 | motor | 15 | 150 | 0% |  | 1 | 0.75 | 0.25 | 4.1409 | 2.5041 | 2.733
4.2121 | 8002.48 | 1899.89 | ECM Cooler and Freezer Motors - ECM replacing PSC | NWS | Electric | NonRes | Motors BUS | Cooler or Freezer Fan Motor with Shaded Pole Motor | Cooler or Freezer Fan Motor with ECM Motor | 1757 | 0.1809 | 0 | 1 | motor | 15 | 150 | 0% |  | 1 | 0.75 | 0.25 | 4.1409 | 2.5041 | 2.733
2.0686 | 2646.24 | 1279.25 | ECM Cooler and Freezer Motors - ECM replacing SP | NWS | Electric | NonRes | Motors BUS | Cooler or Freezer Fan Motor with Perm. Split. Cap. Motor | Cooler or Freezer Fan Motor with ECM Motor | 581 | 0.0594 | 0 | 1 | motor | 15 | 150 | 0% |  | 1 | 0.75 | 0.25 | 4.1409 | 2.5041 | 2.733
1.7994 | 38725.78 | 21521.2 | Efficient Refrigeration Condenser | NWS | Electric | NonRes | Refrigeration BUS | Standard condensers | Oversized condensers with low approach temperatures | 120 | 0.118 | 0 | 40 | ton | 15 | 35 | 0% |  | 1 | 0.75 | 0.25 | 232.9253 | 236.3284 | 230.5957
6.317 | 30669.06 | 4855.01 | Head Pressure Control | WS | Electric | NonRes | HVAC BUS | Constant or manual head pressure control | Automatic head pressure control varying on outside temperature | 1264 | 0 | 0 | 40 | ton | 15 | 80 | 0% |  | 1 | 0.75 | 0.25 | 12.9403 | 13.3033 | 12.3838
7.6349 | 932138.63 | 122089.32 | Engineered Nozzles Compressed Air | NWS | Electric | NonRes | Air Comp BUS | Compressed air blow-off application without engineered nozzle | Installation of engineered nozzle for blow-off | 7343 | 3.68 | 0 | 1 | unit | 15 | 80 | 0% |  | 1 | 0.75 | 0.25 | 90.5821 | 86.0799 | 85.4058
2.1069 | 1681.1 | 797.89 | Barrel Wraps Inj Mold and Extruders | NWS | Electric | NonRes | Process BUS | Heater barrel without insulation | Heater barrel with insulation | 50 | 0.01 | 0 | 200 | ton | 5 | 2 | 0% |  | 1 | 0.75 | 0.25 | 64.7015 | 62.6035 | 64.0544
2.786 | 2666063.35 | 956943.37 | VSD Air Compressors | NWS | Electric | NonRes | Air Comp BUS | Screw Air Compressor with Modulation Control | Screw Air compressor with VSD control | 582 | 0.14 | 0 | 100 | hp | 15 | 100 | 0% |  | 1 | 0.75 | 0.25 | 3004.7366 | 3183.3902 | 3278.3023
1.6269 | 464777.69 | 285690.73 | Radiant Barrier | WS | Electric | NonRes | HVAC BUS | No Radiant Barrier R-19 | Install Radiant Barrier- Improves R-Value insulation | 6393 | 0.833 | 0 | 0 | 0 | 20 | 3957.46 | 0% |  | 1 | 0.75 | 0.25 | 32.6095 | 32.3973 | 27.6715
2.1962 | 1691524.44 | 770207.76 | Window replacement | WS | Electric | NonRes | HVAC BUS | 0 | 0 | 30575.457 | 6.413 | 0 | 0 | 0 | 20 | 13394.48 | 0% |  | 1 | 0.75 | 0.25 | 22.6455 | 24.1024 | 23.9136
3.3501 | 215422.34 | 64303.79 | Wall Insulation | WS | Electric | NonRes | HVAC BUS | R-11 | R-13 + R-7.5 (Code) | 6707 | 1.03 | 0 | 0 | 0 | 20 | 1741 | 0% |  | 1 | 0.75 | 0.25 | 11.6463 | 14.0858 | 15.373
3.9691 | 1507786.06 | 379878.89 | Optimizing Process Cooling | NWS | Electric | NonRes | Process BUS | 0 | 0 | 16325 | 2.2383 | 0 | 0 | 0 | 15 | 1568 | 0% |  | 1 | 0.75 | 0.25 | 65.9955 | 66.5163 | 58.076
3.7296 | 3131175.8 | 839538.83 | Optimizing Process Heating | NWS | Electric | NonRes | Process BUS | 0 | 0 | 7053 | 0.96691 | 0 | 0 | 0 | 15 | 760 | 0% |  | 1 | 0.75 | 0.25 | 285.9805 | 319.2781 | 312.1583
3.0527 | 1943.92 | 636.79 | Compressed Air Optimization - Leak Audit, New Compressors, Improved Controls | NWS | Electric | NonRes | Air Comp BUS | 0 | 0 | 200 | 0.026 | 0 | 0 | 0 | 10 | 16.016 | 0% |  | 1 | 0.75 | 0.25 | 9.7052 | 9.3905 | 9.6082
1.2895 | 18301.96 | 14193.21 | AC less than 65,000 1 Ph | WS | Electric | NonRes | Cooling BUS | 13.0 SEER | 14 SEER | 15768.0662 | 20.2264 | 0 | 262.6976 | ton | 15 | 14598.4289 | 0% |  | 1 | 0.75 | 0.25 | 0.4033 | 0.24389 | 0.66544
0.47632 | 13702.92 | 28768.34 | AC less than 65,000 3 Ph | WS | Electric | NonRes | Cooling BUS | 12.0 SEER | 13 SEER | 11805.7593 | 15.1955 | 0 | 262.6976 | ton | 15 | 31230.3592 | 0% |  | 1 | 0.75 | 0.25 | 0.4033 | 0.24389 | 0.66544
1.0449 | 66170.77 | 63325.39 | AC greater than 760,000 | WS | Electric | NonRes | Cooling BUS | 9.0 EER | 10 EER | 22268.8326 | 28.7415 | 0 | 262.6976 | ton | 15 | 25846.0405 | 0% |  | 1 | 0.75 | 0.25 | 0.8066 | 1.2194 | 1.3309
1.1865 | 85498.84 | 72057.74 | AC 135,000 - 240,000 | WS | Electric | NonRes | Cooling BUS | 9.5 EER | 11 EER | 28773.4201 | 36.9625 | 0 | 262.6976 | ton | 15 | 29130.5856 | 0% |  | 1 | 0.75 | 0.25 | 0.8066 | 1.2194 | 1.3309
0.62218 | 44832.52 | 72057.17 | AC 240,000 - 760,000 | WS | Electric | NonRes | Cooling BUS | 9.3 EER | 10 EER | 15087.7467 | 19.4522 | 0 | 262.6976 | ton | 15 | 30244.4565 | 0% |  | 1 | 0.75 | 0.25 | 0.8066 | 1.2194 | 1.3309
0.5203 | 48243.02 | 92721.59 | AC 65,000 - 135,000 | WS | Electric | NonRes | Cooling BUS | 10.1 EER | 11 EER | 16235.5035 | 20.845 | 0 | 262.6976 | ton | 15 | 39176.7128 | 0% |  | 1 | 0.75 | 0.25 | 0.8066 | 1.2194 | 1.3309
0 | 0 | 0 | Demand Controlled Ventilation | WS | Elec&Gas | NonRes | HVAC BUS | No DCV | DCV | 17200.0177 | 7.3191 | 22197.427 | 98.0281 | 1000 sq ft cond floor area | 15 | 7352.1095 | 0% |  | 1 | 0.75 | 0.25 | 0 | 0 | 0
1.2554 | 1439171.04 | 1146426.95 | Efficient Condenser | WS | Electric | NonRes | Refrigeration BUS | Low Temp: 15°F approach; 45 Btu/hr - watt; Medium Temp: 20°F approach; 45 Btu/hr - watt | Low Temp: 8°F approach; 85 Btu/hr-watt; Medium Temp: 13°F approach; 85 Btu/hr-watt | 85336 | 11.6 | 0 | 68.25 | ton | 15 | 44550.2248 | 0% |  | 1 | 0.75 | 0.25 | 11.0907 | 10.975 | 10.3144
2.9573 | 1986950.73 | 671875.1 | EMS | WS | Elec&Gas | NonRes | HVAC BUS | Constant CHW setpoint, pumps available 24/7 | CHW reset, loop pump timers | 313546.9279 | 20.8731 | 6309.0761 | 270.801 | 1000 sq ft cond floor area | 15 | 87256.6098 | 0% |  | 1 | 0.75 | 0.25 | 2.8357 | 2.7437 | 2.8073
7.6684 | 315098.05 | 41090.2 | Engineered CKV hood | WS | Elec&Gas | NonRes | Cooking BUS | Standard hood | Engineered hood | 1783 | 0.5 | 383.7891 | 2.5 | 100 cfm red | 15 | 250 | 0% |  | 1 | 0.75 | 0.25 | 29.9954 | 32.7726 | 32.4403
10.9708 | 319453.84 | 29118.5 | Floating Head Pressure Control | WS | Electric | NonRes | HVAC BUS | Fixed head pressure at 85 | Float head pressure to 70 | 106445 | 0 | 0 | 68.25 | ton | 16 | 685.0407 | 0% |  | 1 | 0.75 | 0.25 | 1.5124 | 1.5243 | 1.4972
5.2143 | 459600.12 | 88141.82 | Infrared Heater | WS | Elec&Gas | NonRes | Process BUS | Gas unit heater, 80% efficiency | 80% thermal efficiency, setpoint 5 deg lower, no fan power | 92835.9636 | 20.8476 | 5138.8504 | 4213.3263 | kBtu/hr | 15 | 11375.981 | 0% |  | 1 | 0.75 | 0.25 | 2.0165 | 2.4389 | 1.3309
2.6932 | 257307.49 | 95539.87 | Refrigerant charging correction | WS | Elec&Gas | NonRes | Refrigeration BUS | Uncorrected | 10% EER improvement | 23568.9225 | 30.2871 | 1.5753 | 262.7944 | ton | 10 | 2722.1122 | 0% |  | 1 | 0.75 | 0.25 | 10.0825 | 10.0604 | 9.8153
3.2417 | 4318755.49 | 1332243.82 | VFD Fan - Large Building Package | WS | Electric | NonRes | HVAC BUS | VAV inlet vane | VAV with VFD | 320818.681 | 29.5951 | 0 | 239.3084 | per fan hp | 10 | 37321.4125 | 0% |  | 1 | 0.75 | 0.25 | 9.8808 | 10.2433 | 10.4807
5.574 | 389650.39 | 69904.96 | VFD Pump - Large Building Package | WS | Elec&Gas | NonRes | HVAC BUS | CV pump | VV pump with VFD | 387564.7962 | 35.1149 | 450.4433 | 88.8249 | per CHW pump hp | 10 | 13247.206 | 0% |  | 1 | 0.75 | 0.25 | 0.70577 | 0.85361 | 0.69871
1.4887 | 13008.35 | 8737.82 | WLHP under 17,000 | WS | Electric | NonRes | HVAC BUS | 11.2 EER | 11.5 EER | 10048.2718 | 5.6406 | 0 | 242.3452 | ton | 15 | 5331.594 | 0% |  | 1 | 0.75 | 0.25 | 0.90742 | 0.54875 | 0.5989
1.1138 | 11195.89 | 10051.69 | WLHP 17,000-65,000 | WS | Electric | NonRes | HVAC BUS | 12.0 EER | 12.3 EER | 8648.2355 | 4.924 | 0 | 242.3452 | ton | 15 | 6370.2163 | 0% |  | 1 | 0.75 | 0.25 | 0.90742 | 0.54875 | 0.5989
1.0851 | 11195.89 | 10317.91 | WLHP 65,000-135,000 | WS | Electric | NonRes | HVAC BUS | 12.0 EER | 12.3 EER | 8648.2355 | 4.924 | 0 | 242.3452 | ton | 15 | 6557.5756 | 0% |  | 1 | 0.75 | 0.25 | 0.90742 | 0.54875 | 0.5989
1.525 | 56622.79 | 37130.71 | Occupancy Sensors under 500 W | NWS | Electric | NonRes | Lighting BUS | No automatic or motion control | Motion sensor control, generally wall mounted | 397 | 0.099 | 0 | 1 | device | 10 | 100 | 0% |  | 1 | 0.75 | 0.25 | 136.8696 | 147.7052 | 144.9833
1.8147 | 47503.51 | 26177.08 | Occupancy Sensors over 500 W | NWS | Electric | NonRes | Lighting BUS | No automatic or motion control | Motion sensor control, generally ceiling mounted | 994 | 0.243 | 0 | 1 | device | 10 | 200 | 0% |  | 1 | 0.75 | 0.25 | 46.1273 | 49.3875 | 48.4109
1.9018 | 1854572.06 | 975172.15 | Central Lighting Control | NWS | Electric | NonRes | Lighting BUS | No automatic or motion control | Automatic lighting control system | 11500 | 2.808 | 0 | 10000 | SF | 12 | 2700 | 0% |  | 1 | 0.75 | 0.25 | 127.9466 | 140.7544 | 143.2864
1.2957 | 3542418.54 | 2733922.33 | Switching Controls for Multilevel Lighting | NWS | Electric | NonRes | Lighting BUS | Single level control for each lighting fixture | Multi-Level control for each lighting fixture | 8000 | 2.196 | 0 | 10000 | SF | 12 | 3000 | 0% |  | 1 | 0.75 | 0.25 | 363.4229 | 380.2837 | 387.1877
2.128 | 5871079.3 | 2758954.77 | Daylight Sensor controls | NWS | Electric | NonRes | Lighting BUS | No automatic control | Daylight sensor lighting control | 14800 | 3.819 | 0 | 10000 | SF | 12 | 3000 | 0% |  | 1 | 0.75 | 0.25 | 325.3111 | 349.005 | 338.677
1.031 | 31251.56 | 30311.54 | Exterior Lighting BiLevel Control w Override, 150 to 1000 HID | NWS | Electric | NonRes | Lighting BUS | HID exterior lighting | LED or induction exterior lighting, 40% wattage reduction | 743 | 0 | 0 | 1 | fixture | 10 | 300 | 0% |  | 1 | 0.75 | 0.25 | 40.834 | 43.9 | 41.9229
2.8734 | 349763.75 | 121723.35 | CFL Fixture | NWS | Electric | NonRes | Lighting BUS | Incandescent fixture | Compact fluorescent fixture | 342 | 0.0837 | 0 | 1 | fixture | 12 | 45 | 0% |  | 1 | 0.75 | 0.25 | 1287.6332 | 778.6762 | 531.073
1.2762 | 65393.69 | 51241.94 | CFL Screw in | NWS | Electric | NonRes | Lighting BUS | Incandescent lamp | Compact fluorescent lamp less than 30W | 202 | 0.04941 | 0 | 1 | lamp | 2 | 3 | 0% |  | 1 | 0.75 | 0.25 | 2252.6776 | 1362.2719 | 929.3404
1.0715 | 160894.39 | 150161.67 | CFL Screw high wattage | NWS | Electric | NonRes | Lighting BUS | Incandescent lamp | Compact fluorescent lamp more than 30W and less than 115W | 497 | 0.1215 | 0 | 1 | lamp | 2 | 15 | 0% |  | 1 | 0.75 | 0.25 | 2252.6776 | 1362.2719 | 929.3404
1.0769 | 18689.63 | 17355.65 | CFL Reflector Flood | NWS | Electric | NonRes | Lighting BUS | Incandescent lamps with reflectors | Compact fluorescent lamps with reflectors | 202 | 0.04941 | 0 | 1 | lamp | 2 | 6 | 0% |  | 1 | 0.75 | 0.25 | 643.8166 | 389.3381 | 265.6114
1.8246 | 347192.69 | 190289.48 | LED Lamps - pre-EISA | NWS | Electric | NonRes | Lighting BUS | Incandescent lamp | LED lamp | 177 | 0.0432 | 0 | 1 | lamp | 15 | 70 | -10% |  | 1 | 0.75 | 0.25 | 1226.8359 | 1391.0812 | 1517.9076
4.1402 | 1117.46 | 269.91 | High Efficiency Pool Heater | NWS | Gas | NonRes | Pool Spa RES | Standard Efficiency Pool Heater 78% Eff. | High Efficiency Pool Heater Eff. >=84% | 0 | 0 | 2.3828 | 1000 | Mbtu | 15 | 3.82 | 0% |  | 1 | 0.75 | 0.25 | 25.2062 | 24.9986 | 24.2887
2.5091 | 54082.87 | 21554.89 | Steam Traps | NWS | Gas | NonRes | Miscellaneous BUS | Steam Trap Failed Open | Replaced or Repaired Steam Trap | 0 | 0 | 226.5625 | 1 | trap | 5 | 168 | 0% |  | 1 | 0.75 | 0.25 | 34.2804 | 34.4493 | 33.7712
2.4881 | 95.68 | 38.46 | Pool Covers | NWS | Gas | NonRes | Pool Spa RES | No pool cover | Automatic pool cover | 0 | 0 | 0.85938 | 2000 | SF | 10 | 1.71 | 0% |  | 1 | 0.75 | 0.25 | 8.066 | 8.5361 | 8.4844
4.9484 | 1147.14 | 231.82 | Pipe Wrap - Steam Boiler | NWS | Gas | NonRes | Water Heating BUS | No Insulation | R-4 insulation | 0 | 0 | 3.9062 | 10 | LF | 20 | 6.62 | 0% |  | 1 | 0.75 | 0.25 | 12.6031 | 12.6517 | 12.2275
10.7414 | 4301.79 | 400.49 | Pipe Wrap - Hot Water Boiler | NWS | Gas | NonRes | Water Heating BUS | No Insulation | R-4 insulation | 0 | 0 | 14.6484 | 10 | LF | 20 | 6.62 | 0% |  | 1 | 0.75 | 0.25 | 12.6031 | 12.6517 | 12.2275
0.82136 | 19484.65 | 23722.49 | Motors 1 to 5 HP | NWS | Electric | NonRes | Motors BUS | EPACT standard efficiency motor | NEMA premium efficiency motor | 113.2954 | 0.024014 | 0 | 2.5 | hp | 15 | 88 | 0% |  | 1 | 0.75 | 0.25 | 119.9815 | 118.6519 | 116.4857
1.1229 | 31106.78 | 27702.7 | Motors 7.5 to 20 HP | NWS | Electric | NonRes | Motors BUS | EPACT standard efficiency motor | NEMA premium efficiency motor | 408.4297 | 0.086569 | 0 | 13.125 | hp | 15 | 223.125 | 0% |  | 1 | 0.75 | 0.25 | 53.1347 | 52.5581 | 51.5718
1.1548 | 28180.56 | 24403.99 | Motors 25 to 100 HP | NWS | Electric | NonRes | Motors BUS | EPACT standard efficiency motor | NEMA premium efficiency motor | 1056.0434 | 0.22384 | 0 | 54.2857 | hp | 15 | 558.6 | 0% |  | 1 | 0.75 | 0.25 | 18.6526 | 18.4136 | 18.0335
1.3426 | 30564.61 | 22765.61 | Motors 125 to 250 HP | NWS | Electric | NonRes | Motors BUS | EPACT standard efficiency motor | NEMA premium efficiency motor | 2435.363 | 0.51619 | 0 | 181.25 | hp | 15 | 1080.25 | 0% |  | 1 | 0.75 | 0.25 | 8.7718 | 8.6581 | 8.4844
0.56807 | 251.53 | 442.78 | Pumps HP 1.5 | NWS | Electric | NonRes | Motors BUS | Standard Efficiency Pump - Efficiency ≤ 60% | High Efficiency Pump - Efficiency ≥ 63% | 302 | 0.06396 | 0 | 1 | unit | 15 | 350 | 0% |  | 1 | 0.75 | 0.25 | 0.60495 | 0.54875 | 0.56563
0.74177 | 335.65 | 452.49 | Pumps HP 2 | NWS | Electric | NonRes | Motors BUS | Standard Efficiency Pump - Efficiency ≤ 60% | High Efficiency Pump - Efficiency ≥ 63% | 403 | 0.08502 | 0 | 1 | unit | 15 | 350 | 0% |  | 1 | 0.75 | 0.25 | 0.60495 | 0.54875 | 0.56563
1.0662 | 503.05 | 471.83 | Pumps HP 3 | NWS | Electric | NonRes | Motors BUS | Standard Efficiency Pump - Efficiency ≤ 60% | High Efficiency Pump - Efficiency ≥ 65% | 604 | 0.12792 | 0 | 1 | unit | 15 | 350 | 0% |  | 1 | 0.75 | 0.25 | 0.60495 | 0.54875 | 0.56563
1.6775 | 838.7 | 499.96 | Pumps HP 5 | NWS | Electric | NonRes | Motors BUS | Standard Efficiency Pump - Efficiency ≤ 60% | High Efficiency Pump - Efficiency ≥ 68% | 1007 | 0.21372 | 0 | 1 | unit | 15 | 341 | 0% |  | 1 | 0.75 | 0.25 | 0.60495 | 0.54875 | 0.56563
1.7153 | 663.46 | 386.8 | Pumps HP 7.5 | NWS | Electric | NonRes | Motors BUS | Standard Efficiency Pump - Efficiency ≤ 64% | High Efficiency Pump - Efficiency ≥ 73% | 1511 | 0.3198 | 0 | 1 | unit | 15 | 498 | 0% |  | 1 | 0.75 | 0.25 | 0.30247 | 0.30486 | 0.29945
2.8628 | 884.33 | 308.91 | Pumps HP 10 | NWS | Electric | NonRes | Motors BUS | Standard Efficiency Pump - Efficiency ≤ 66% | High Efficiency Pump - Efficiency ≥ 75% | 2014 | 0.42666 | 0 | 1 | unit | 15 | 332 | 0% |  | 1 | 0.75 | 0.25 | 0.30247 | 0.30486 | 0.29945
2.563 | 1326.49 | 517.56 | Pumps HP 15 | NWS | Electric | NonRes | Motors BUS | Standard Efficiency Pump - Efficiency ≤ 69% | High Efficiency Pump - Efficiency ≥ 77% | 3021 | 0.64038 | 0 | 1 | unit | 15 | 585 | 0% |  | 1 | 0.75 | 0.25 | 0.30247 | 0.30486 | 0.29945
2.4106 | 1139.45 | 472.68 | Pumps HP 20 | NWS | Electric | NonRes | Motors BUS | Standard Efficiency Pump - Efficiency ≤ 72% | High Efficiency Pump - Efficiency ≥ 77% | 4028 | 0.8541 | 0 | 1 | unit | 15 | 850 | 0% |  | 1 | 0.75 | 0.25 | 0.20165 | 0.18292 | 0.19963
0.72602 | 4681 | 6447.45 | VFD HP 1.5 Process Pumping | NWS | Electric | NonRes | Motors BUS | Pump without speed control | Variable speed pump control | 1623.44 | 0.34286 | 0 | 1 | unit | 15 | 1445 | 0% |  | 1 | 0.75 | 0.25 | 1.9157 | 2.0121 | 2.0296
0.83831 | 6241.33 | 7445.13 | VFD HP 2 Process Pumping | NWS | Electric | NonRes | Motors BUS | Pump without speed control | Variable speed pump control | 2164.5867 | 0.45715 | 0 | 1 | unit | 15 | 1645 | 0% |  | 1 | 0.75 | 0.25 | 1.9157 | 2.0121 | 2.0296
1.0855 | 9360 | 8622.66 | VFD HP 3 Process Pumping | NWS | Electric | NonRes | Motors BUS | Pump without speed control | Variable speed pump control | 3246.1867 | 0.68572 | 0 | 1 | unit | 15 | 1845 | 0% |  | 1 | 0.75 | 0.25 | 1.9157 | 2.0121 | 2.0296
1.5076 | 15445.39 | 10244.8 | VFD HP 5 Process Pumping | NWS | Electric | NonRes | Motors BUS | Pump without speed control | Variable speed pump control | 5356.6933 | 1.1429 | 0 | 1 | unit | 15 | 2070 | 0% |  | 1 | 0.75 | 0.25 | 1.9157 | 2.0121 | 2.0296
1.6255 | 12087 | 7435.76 | VFD HP 7.5 Process Pumping | NWS | Electric | NonRes | Motors BUS | Pump without speed control | Variable speed pump control | 8116.16 | 1.7143 | 0 | 1 | unit | 15 | 2860 | 0% |  | 1 | 0.75 | 0.25 | 1.0082 | 1.0365 | 1.0314
2.0241 | 15954.93 | 7882.29 | VFD HP 10 Process Pumping | NWS | Electric | NonRes | Motors BUS | Pump without speed control | Variable speed pump control | 10713.3867 | 2.2857 | 0 | 1 | unit | 15 | 2860 | 0% |  | 1 | 0.75 | 0.25 | 1.0082 | 1.0365 | 1.0314
2.4956 | 24174.01 | 9686.48 | VFD HP 15 Process Pumping | NWS | Electric | NonRes | Motors BUS | Pump without speed control | Variable speed pump control | 16232.32 | 3.4286 | 0 | 1 | unit | 15 | 3265 | 0% |  | 1 | 0.75 | 0.25 | 1.0082 | 1.0365 | 1.0314
2.4314 | 32232.01 | 13256.76 | VFD HP 20 Process Pumping | NWS | Electric | NonRes | Motors BUS | Pump without speed control | Variable speed pump control | 21643.0933 | 4.5715 | 0 | 1 | unit | 15 | 4515 | 0% |  | 1 | 0.75 | 0.25 | 1.0082 | 1.0365 | 1.0314
2.6048 | 8452 | 3244.83 | VFD HP 25 Process Pumping | NWS | Electric | NonRes | Motors BUS | Pump without speed control | Variable speed pump control | 27053.8667 | 5.7143 | 0 | 1 | unit | 15 | 5120 | 0% |  | 1 | 0.75 | 0.25 | 0.20165 | 0.24389 | 0.19963
2.7206 | 10142.4 | 3728.06 | VFD HP 30 Process Pumping | NWS | Electric | NonRes | Motors BUS | Pump without speed control | Variable speed pump control | 32464.64 | 6.8572 | 0 | 1 | unit | 15 | 5770 | 0% |  | 1 | 0.75 | 0.25 | 0.20165 | 0.24389 | 0.19963
2.6265 | 13523.19 | 5148.74 | VFD HP 40 Process Pumping | NWS | Electric | NonRes | Motors BUS | Pump without speed control | Variable speed pump control | 43286.1867 | 9.1429 | 0 | 1 | unit | 15 | 8095 | 0% |  | 1 | 0.75 | 0.25 | 0.20165 | 0.24389 | 0.19963
2.8564 | 16904.21 | 5918.02 | VFD HP 50 Process Pumping | NWS | Electric | NonRes | Motors BUS | Pump without speed control | Variable speed pump control | 54108.4267 | 11.4287 | 0 | 1 | unit | 15 | 8950 | 0% |  | 1 | 0.75 | 0.25 | 0.20165 | 0.24389 | 0.19963
3.6007 | 10473.63 | 2908.76 | VFDs on Commercial Swimming Pool Pumps | NWS | Electric | NonRes | Motors BUS | Pool pump without speed control | Variable speed pump control | 2511 | 0.31668 | 0 | 10 | hp | 15 | 286 | 0% |  | 1 | 0.75 | 0.25 | 3.5289 | 2.4389 | 2.6285
1.0964 | 76947.83 | 70182.96 | Guest Room Energy Management, Electric Heating | WS | Electric | NonRes | HVAC BUS | Guest Room without motion control on HVAC | Guest Room with motion control on HVAC | 1112 | 0.088 | 0 | 1 | unit | 9 | 500 | 0% |  | 1 | 0.75 | 0.25 | 53.2355 | 59.265 | 60.888
0.93835 | 41529.27 | 44257.96 | Guest Room Energy Management, Gas Heating | WS | Elec&Gas | NonRes | HVAC BUS | Guest Room without motion control on HVAC | Guest Room with motion control on HVAC | 400 | 0.093 | 49.8047 | 1 | unit | 9 | 500 | 0% |  | 1 | 0.75 | 0.25 | 35.3895 | 39.0984 | 40.201
2.1136 | 1465451.21 | 693332.46 | Anti Sweat Heater Controls | NWS | Electric | NonRes | Refrigeration BUS | Heaters without control | Automatic heater control | 1059 | 0 | 0 | 1 | door | 15 | 250 | 0% |  | 1 | 0.75 | 0.25 | 1013.7931 | 1037.4424 | 948.5883
2.6664 | 1462.09 | 548.33 | ECM Case Motors | NWS | Electric | NonRes | Motors BUS | Low Efficiency Shaded Pole or Permanent Split Capacitor Motor | Electronically Commutated Motor, ECM | 824 | 0.0846 | 0 | 1 | motor | 15 | 150 | 0% |  | 1 | 0.75 | 0.25 | 1.6132 | 0.97556 | 1.0647
4.212 | 3117.58 | 740.16 | ECM Cooler and Freezer Motors - ECM replacing PSC | NWS | Electric | NonRes | Motors BUS | Cooler or Freezer Fan Motor with Shaded Pole Motor | Cooler or Freezer Fan Motor with ECM Motor | 1757 | 0.1809 | 0 | 1 | motor | 15 | 150 | 0% |  | 1 | 0.75 | 0.25 | 1.6132 | 0.97556 | 1.0647
2.0686 | 1030.91 | 498.36 | ECM Cooler and Freezer Motors - ECM replacing SP | NWS | Electric | NonRes | Motors BUS | Cooler or Freezer Fan Motor with Perm. Split. Cap. Motor | Cooler or Freezer Fan Motor with ECM Motor | 581 | 0.0594 | 0 | 1 | motor | 15 | 150 | 0% |  | 1 | 0.75 | 0.25 | 1.6132 | 0.97556 | 1.0647
1.7994 | 15086.67 | 8384.16 | Efficient Refrigeration Condenser | NWS | Electric | NonRes | Refrigeration BUS | Standard condensers | Oversized condensers with low approach temperatures | 120 | 0.118 | 0 | 40 | ton | 15 | 35 | 0% |  | 1 | 0.75 | 0.25 | 90.7423 | 92.0681 | 89.8347
6.317 | 11947.95 | 1891.4 | Head Pressure Control | WS | Electric | NonRes | HVAC BUS | Constant or manual head pressure control | Automatic head pressure control varying on outside temperature | 1264 | 0 | 0 | 40 | ton | 15 | 80 | 0% |  | 1 | 0.75 | 0.25 | 5.0412 | 5.1826 | 4.8245
7.6349 | 363139.59 | 47563.16 | Engineered Nozzles Compressed Air | NWS | Electric | NonRes | Air Comp BUS | Compressed air blow-off application without engineered nozzle | Installation of engineered nozzle for blow-off | 7343 | 3.68 | 0 | 1 | unit | 15 | 80 | 0% |  | 1 | 0.75 | 0.25 | 35.2887 | 33.5347 | 33.2721
2.107 | 654.92 | 310.83 | Barrel Wraps Inj Mold and Extruders | NWS | Electric | NonRes | Process BUS | Heater barrel without insulation | Heater barrel with insulation | 50 | 0.01 | 0 | 200 | ton | 5 | 2 | 0% |  | 1 | 0.75 | 0.25 | 25.2062 | 24.3889 | 24.9541
2.786 | 1038636.43 | 372802.94 | VSD Air Compressors | NWS | Electric | NonRes | Air Comp BUS | Screw Air Compressor with Modulation Control | Screw Air compressor with VSD control | 582 | 0.14 | 0 | 100 | hp | 15 | 100 | 0% |  | 1 | 0.75 | 0.25 | 1170.5757 | 1240.175 | 1277.1505
1.6269 | 181066.61 | 111298.48 | Radiant Barrier | WS | Electric | NonRes | HVAC BUS | No Radiant Barrier R-19 | Install Radiant Barrier- Improves R-Value insulation | 6393 | 0.833 | 0 | 0 | 0 | 20 | 3957.46 | 0% |  | 1 | 0.75 | 0.25 | 12.7039 | 12.6212 | 10.7802
2.1962 | 658978.68 | 300055.07 | Window replacement | WS | Electric | NonRes | HVAC BUS | 0 | 0 | 30575.457 | 6.413 | 0 | 0 | 0 | 20 | 13394.48 | 0% |  | 1 | 0.75 | 0.25 | 8.8222 | 9.3897 | 9.3162
3.3501 | 83923.55 | 25051.26 | Wall Insulation | WS | Electric | NonRes | HVAC BUS | R-11 | R-13 + R-7.5 (Code) | 6707 | 1.03 | 0 | 0 | 0 | 20 | 1741 | 0% |  | 1 | 0.75 | 0.25 | 4.5371 | 5.4875 | 5.989
3.9691 | 587398.47 | 147991.99 | Optimizing Process Cooling | NWS | Electric | NonRes | Process BUS | 0 | 0 | 16325 | 2.2383 | 0 | 0 | 0 | 15 | 1568 | 0% |  | 1 | 0.75 | 0.25 | 25.7103 | 25.9132 | 22.625
3.7296 | 1219833.46 | 327064.86 | Optimizing Process Heating | NWS | Electric | NonRes | Process BUS | 0 | 0 | 7053 | 0.96691 | 0 | 0 | 0 | 15 | 760 | 0% |  | 1 | 0.75 | 0.25 | 111.4114 | 124.3833 | 121.6096
3.0528 | 757.31 | 248.07 | Compressed Air Optimization - Leak Audit, New Compressors, Improved Controls | NWS | Electric | NonRes | Air Comp BUS | 0 | 0 | 200 | 0.026 | 0 | 0 | 0 | 10 | 16.016 | 0% |  | 1 | 0.75 | 0.25 | 3.7809 | 3.6583 | 3.7431
1.9626 | 14253.16 | 7262.49 | Boiler | WS | Gas | NonRes | Heating BUS | 80% efficiency | 85% efficiency | 0 | 0 | 10096.7519 | 15087.1553 | kBtu/hr | 20 | 53362.6886 | 0% |  | 1 | 0.75 | 0.25 | 0.061315 | 0.055619 | 0.060702
0 | 0 | 0 | Demand Controlled Ventilation | WS | Elec&Gas | NonRes | HVAC BUS | No DCV | DCV | 0 | 0 | 22197.427 | 98.0281 | 1000 sq ft cond floor area | 15 | 7352.1095 | 0% |  | 1 | 0.75 | 0.25 | 0 | 0 | 0
7.2571 | 93004.27 | 12815.63 | Engineered CKV hood | WS | Elec&Gas | NonRes | Cooking BUS | Standard hood | Engineered hood | 0 | 0 | 383.7891 | 2.5 | 100 cfm red | 15 | 250 | 0% |  | 1 | 0.75 | 0.25 | 12.1608 | 13.2868 | 13.1521
1.3054 | 154339.25 | 118229.05 | Gas Furnace | WS | Gas | NonRes | Heating BUS | 78 AFUE | 95 AFUE | 0 | 0 | 5829.4227 | 3969.9748 | kBtu/hr | 15 | 38032.359 | 0% |  | 1 | 0.75 | 0.25 | 1.4102 | 1.3905 | 1.3354
3.2355 | 76022.26 | 23496.63 | Infrared Heater | WS | Elec&Gas | NonRes | Process BUS | Gas unit heater, 80% efficiency | 80% thermal efficiency, setpoint 5 deg lower, no fan power | 0 | 0 | 5138.8504 | 4213.3263 | kBtu/hr | 15 | 11375.981 | 0% |  | 1 | 0.75 | 0.25 | 0.81753 | 0.98878 | 0.53957
4.1401 | 453.05 | 109.43 | High Efficiency Pool Heater | NWS | Gas | NonRes | Pool Spa RES | Standard Efficiency Pool Heater 78% Eff. | High Efficiency Pool Heater Eff. >=84% | 0 | 0 | 2.3828 | 1000 | Mbtu | 15 | 3.82 | 0% |  | 1 | 0.75 | 0.25 | 10.2192 | 10.135 | 9.8472
2.5091 | 21926.46 | 8738.86 | Steam Traps | NWS | Gas | NonRes | Miscellaneous BUS | Steam Trap Failed Open | Replaced or Repaired Steam Trap | 0 | 0 | 226.5625 | 1 | trap | 5 | 168 | 0% |  | 1 | 0.75 | 0.25 | 13.8981 | 13.9666 | 13.6916
2.4883 | 38.79 | 15.59 | Pool Covers | NWS | Gas | NonRes | Pool Spa RES | No pool cover | Automatic pool cover | 0 | 0 | 0.85938 | 2000 | SF | 10 | 1.71 | 0% |  | 1 | 0.75 | 0.25 | 3.2701 | 3.4607 | 3.4398
4.9485 | 465.08 | 93.98 | Pipe Wrap - Steam Boiler | NWS | Gas | NonRes | Water Heating BUS | No Insulation | R-4 insulation | 0 | 0 | 3.9062 | 10 | LF | 20 | 6.62 | 0% |  | 1 | 0.75 | 0.25 | 5.1096 | 5.1293 | 4.9573
10.7415 | 1744.05 | 162.37 | Pipe Wrap - Hot Water Boiler | NWS | Gas | NonRes | Water Heating BUS | No Insulation | R-4 insulation | 0 | 0 | 14.6484 | 10 | LF | 20 | 6.62 | 0% |  | 1 | 0.75 | 0.25 | 5.1096 | 5.1293 | 4.9573

## Business RCx Program
TRC | NPV Avoided Cost Benefits | NPV TRC Costs | Measure | Weath. Senstv. | Fuel | Sector | End Use | Baseline Description | Efficient Description | kWh savings/ year/ cust | kW savings/ year/ cust | Nat Gas CCF savings/ year/ cust | Typical size | Unit | Measure life | Incremental Cost/ Unit (year 1) | Percent Incremental Cost Change per Year | Cost Escalation Rate | Realization Rate | Net-to-Gross | OVERALL 1 - (NTG*Realization) | Incremental Participants PY4 | PY5 | PY6
3%
25.274 | 70364.32 | 2784.06 | CHW reset 10 deg | WS | Elec&Gas | NonRes | HVAC BUS | No reset | 10 deg reset | 105593.3308 | 6.9644 | 0 | 686.8721 | ton | 5 | 281.1086 | 0% |  | 1 | 0.8 | 0.2 | 1.294 | 0.78254 | 0.64054
24.2425 | 147597.2 | 6088.36 | CHW reset 5 deg | WS | Elec&Gas | NonRes | HVAC BUS | No reset | 5 deg reset | 87990.7111 | 6.5843 | 0 | 686.8721 | ton | 5 | 281.1086 | 0% |  | 1 | 0.8 | 0.2 | 2.5881 | 2.3476 | 1.9216
2.6661 | 904307.38 | 339187.13 | EMS | WS | Elec&Gas | NonRes | HVAC BUS | Constant CHW setpoint, pumps available 24/7 | CHW reset, loop pump timers | 313546.9279 | 20.8731 | 0 | 270.801 | 1000 sq ft cond floor area | 15 | 87256.6098 | 0% |  | 1 | 0.8 | 0.2 | 1.4558 | 1.4086 | 1.4412
3.5493 | 703937.91 | 198329.02 | Refrigerant charging correction | WS | Elec&Gas | NonRes | Refrigeration BUS | Uncorrected | 10% EER improvement | 23568.9225 | 30.2871 | 0 | 262.7944 | ton | 10 | 2722.1122 | 0% |  | 1 | 0.8 | 0.2 | 25.8806 | 25.824 | 25.1947
1.374 | 475411.1 | 345999.66 | Retrocommissioning, Lighting | NWS | Electric | NonRes | Lighting BUS | 0 | 0 | 5311.413 | 0.939 | 0 | 0 | 0 | 5 | 761.05 | 0% |  | 1 | 0.8 | 0.2 | 155.2835 | 162.7692 | 169.1035
5.5944 | 283818.55 | 50732.69 | Optimizing Process Cooling | NWS | Electric | NonRes | Process BUS | 0 | 0 | 16325 | 2.2383 | 0 | 0 | 0 | 15 | 1568 | 0% |  | 1 | 0.8 | 0.2 | 11.6463 | 11.7382 | 10.2487
5.0409 | 589397.8 | 116923.86 | Optimizing Process Heating | NWS | Electric | NonRes | Process BUS | 0 | 0 | 7053 | 0.96691 | 0 | 0 | 0 | 15 | 760 | 0% |  | 1 | 0.8 | 0.2 | 50.4672 | 56.3432 | 55.0868
4.6229 | 691.17 | 149.51 | Compressed Air Optimization - Leak Audit, New Compressors, Improved Controls | NWS | Electric | NonRes | Air Comp BUS | 0 | 0 | 200 | 0.026 | 0 | 0 | 0 | 10 | 16.016 | 0% |  | 1 | 0.8 | 0.2 | 3.2351 | 3.1302 | 3.2027
25.6335 | 30832.45 | 1202.82 | CHW reset 10 deg | WS | Elec&Gas | NonRes | HVAC BUS | No reset | 10 deg reset | 105593.3308 | 6.9644 | 1284.541 | 686.8721 | ton | 5 | 281.1086 | 0% |  | 1 | 0.8 | 0.2 | 0.50412 | 0.30486 | 0.24954
24.6042 | 64390.84 | 2617.07 | CHW reset 5 deg | WS | Elec&Gas | NonRes | HVAC BUS | No reset | 5 deg reset | 87990.7111 | 6.5843 | 1027.997 | 686.8721 | ton | 5 | 281.1086 | 0% |  | 1 | 0.8 | 0.2 | 1.0082 | 0.91458 | 0.74862
3.0912 | 423882.82 | 137124.36 | EMS | WS | Elec&Gas | NonRes | HVAC BUS | Constant CHW setpoint, pumps available 24/7 | CHW reset, loop pump timers | 313546.9279 | 20.8731 | 6309.0761 | 270.801 | 1000 sq ft cond floor area | 15 | 87256.6098 | 0% |  | 1 | 0.8 | 0.2 | 0.56714 | 0.54875 | 0.56147
3.5521 | 274461.32 | 77267.88 | Refrigerant charging correction | WS | Elec&Gas | NonRes | Refrigeration BUS | Uncorrected | 10% EER improvement | 23568.9225 | 30.2871 | 1.5753 | 262.7944 | ton | 10 | 2722.1122 | 0% |  | 1 | 0.8 | 0.2 | 10.0825 | 10.0604 | 9.8153
1.374 | 185209.14 | 134793.43 | Retrocommissioning, Lighting | NWS | Electric | NonRes | Lighting BUS | 0 | 0 | 5311.413 | 0.939 | 0 | 0 | 0 | 5 | 761.05 | 0% |  | 1 | 0.8 | 0.2 | 60.4949 | 63.4111 | 65.8788
5.5944 | 110569.12 | 19764.28 | Optimizing Process Cooling | NWS | Electric | NonRes | Process BUS | 0 | 0 | 16325 | 2.2383 | 0 | 0 | 0 | 15 | 1568 | 0% |  | 1 | 0.8 | 0.2 | 4.5371 | 4.5729 | 3.9927
5.0409 | 229615.71 | 45550.82 | Optimizing Process Heating | NWS | Electric | NonRes | Process BUS | 0 | 0 | 7053 | 0.96691 | 0 | 0 | 0 | 15 | 760 | 0% |  | 1 | 0.8 | 0.2 | 19.6608 | 21.95 | 21.4605
4.6234 | 269.26 | 58.24 | Compressed Air Optimization - Leak Audit, New Compressors, Improved Controls | NWS | Electric | NonRes | Air Comp BUS | 0 | 0 | 200 | 0.026 | 0 | 0 | 0 | 10 | 16.016 | 0% |  | 1 | 0.8 | 0.2 | 1.2603 | 1.2194 | 1.2477
10.1357 | 1109.28 | 109.44 | CHW reset 10 deg | WS | Elec&Gas | NonRes | HVAC BUS | No reset | 10 deg reset | 0 | 0 | 1284.541 | 686.8721 | ton | 5 | 281.1086 | 0% |  | 1 | 0.8 | 0.2 | 0.16351 | 0.098878 | 0.080936
8.6645 | 2234.82 | 257.93 | CHW reset 5 deg | WS | Elec&Gas | NonRes | HVAC BUS | No reset | 5 deg reset | 0 | 0 | 1027.997 | 686.8721 | ton | 5 | 281.1086 | 0% |  | 1 | 0.8 | 0.2 | 0.32701 | 0.29663 | 0.24281

## Business New Construction Prog
TRC | NPV Avoided Cost Benefits | NPV TRC Costs | Measure | Weath. Senstv. | Fuel | Sector | End Use | Baseline Description | Efficient Description | kWh savings/ year/ cust | kW savings/ year/ cust | Nat Gas CCF savings/ year/ cust | Typical size | Unit | Measure life | Incremental Cost/ Unit (year 1) | Percent Incremental Cost Change per Year | Cost Escalation Rate | Realization Rate | Net-to-Gross | OVERALL 1 - (NTG*Realization) | Incremental Participants PY4 | PY5 | PY6
3%
0.82274 | 6263.88 | 7613.46 | AC less than 65,000 1 Ph | WS | Electric | NonRes | Cooling BUS | 13.0 SEER | 14 SEER | 15768.0662 | 20.2264 | 0 | 262.6976 | ton | 15 | 14598.4289 | 0% |  | 1 | 0.8 | 0.2 | 0.1294 | 0.078254 | 0.21351
0.29169 | 4689.85 | 16078.15 | AC less than 65,000 3 Ph | WS | Electric | NonRes | Cooling BUS | 12.0 SEER | 13 SEER | 11805.7593 | 15.1955 | 0 | 262.6976 | ton | 15 | 31230.3592 | 0% |  | 1 | 0.8 | 0.2 | 0.1294 | 0.078254 | 0.21351
0.65839 | 22647.06 | 34397.85 | AC greater than 760,000 | WS | Electric | NonRes | Cooling BUS | 9.0 EER | 10 EER | 22268.8326 | 28.7415 | 0 | 262.6976 | ton | 15 | 25846.0405 | 0% |  | 1 | 0.8 | 0.2 | 0.25881 | 0.39127 | 0.42703
0.75303 | 29262.13 | 38858.95 | AC 135,000 - 240,000 | WS | Electric | NonRes | Cooling BUS | 9.5 EER | 11 EER | 28773.4201 | 36.9625 | 0 | 262.6976 | ton | 15 | 29130.5856 | 0% |  | 1 | 0.8 | 0.2 | 0.25881 | 0.39127 | 0.42703
0.38376 | 15344.01 | 39983.54 | AC 240,000 - 760,000 | WS | Electric | NonRes | Cooling BUS | 9.3 EER | 10 EER | 15087.7467 | 19.4522 | 0 | 262.6976 | ton | 15 | 30244.4565 | 0% |  | 1 | 0.8 | 0.2 | 0.25881 | 0.39127 | 0.42703
0.3193 | 16511.26 | 51711.25 | AC 65,000 - 135,000 | WS | Electric | NonRes | Cooling BUS | 10.1 EER | 11 EER | 16235.5035 | 20.845 | 0 | 262.6976 | ton | 15 | 39176.7128 | 0% |  | 1 | 0.8 | 0.2 | 0.25881 | 0.39127 | 0.42703
0 | 0 | 0 | Air-Cooled Recip Chiller COP = 2.8, IPLV = 3.89 | WS | Electric | NonRes | Cooling BUS | 1.26 kWperTon FLV, 1.15 kWperTon IPLV | 1.26 kWperTon FLV, 0.9 IPLV | 147456.9321 | 19.1049 | 0 | 558.2791 | ton | 20 | 51383.6411 | 0% |  | 1 | 0.8 | 0.2 | 0 | 0 | 0
0 | 0 | 0 | Air-Cooled Recip Chiller COP = 3.08, IPLV = 3.76 | WS | Electric | NonRes | Cooling BUS | 1.26 kWperTon FLV, 1.15 kWperTon IPLV | 1.14 kWperTon FLV, 0.94 IPLV | 183025.6975 | 66.4025 | 0 | 558.2791 | ton | 20 | 55649.6279 | 0% |  | 1 | 0.8 | 0.2 | 0 | 0 | 0
0 | 0 | 0 | Air-Cooled Recip Chiller COP = 3.36, IPLV = 4.10 | WS | Electric | NonRes | Cooling BUS | 1.26 kWperTon FLV, 1.15 kWperTon IPLV | 1.05 kWperTon FLV, 0.86 IPLV | 279161.6173 | 114.8037 | 0 | 558.2791 | ton | 20 | 80556.0809 | 0% |  | 1 | 0.8 | 0.2 | 0 | 0 | 0
0 | 0 | 0 | Air-Cooled Screw Chiller COP = 2.8, IPLV = 3.64 | WS | Electric | NonRes | Cooling BUS | 1.26 kWperTon FLV, 1.15 kWperTon IPLV | 1.26 kWperTon FLV, 0.97 IPLV | 108847.9938 | 17.9605 | 0 | 558.2791 | ton | 20 | 38588.0961 | 0% |  | 1 | 0.8 | 0.2 | 0 | 0 | 0
0 | 0 | 0 | Air-Cooled Screw Chiller COP = 3.08, IPLV = 3.80 | WS | Electric | NonRes | Cooling BUS | 1.26 kWperTon FLV, 1.15 kWperTon IPLV | 1.14 kWperTon FLV, 0.93 IPLV | 190885.821 | 67.4049 | 0 | 558.2791 | ton | 20 | 57678.517 | 0% |  | 1 | 0.8 | 0.2 | 0 | 0 | 0
0 | 0 | 0 | Air-Cooled Screw Chiller COP = 3.36, IPLV = 4.15 | WS | Electric | NonRes | Cooling BUS | 1.26 kWperTon FLV, 1.15 kWperTon IPLV | 1.05 kWperTon FLV, 0.85 IPLV | 286565.3333 | 115.8296 | 0 | 558.2791 | ton | 20 | 82685.7288 | 0% |  | 1 | 0.8 | 0.2 | 0 | 0 | 0
1.9651 | 602871.59 | 306787.14 | EMS | WS | Elec&Gas | NonRes | HVAC BUS | Constant CHW setpoint, pumps available 24/7 | CHW reset, loop pump timers | 313546.9279 | 20.8731 | 0 | 270.801 | 1000 sq ft cond floor area | 15 | 87256.6098 | 0% |  | 1 | 0.8 | 0.2 | 0.97052 | 0.93905 | 0.96082
0.75308 | 15290.09 | 20303.4 | GSHP under 135,000 17EER | WS | Electric | NonRes | HVAC BUS | 13.4 EER | 17 EER | 45254.3214 | 20.4278 | 0 | 176.2354 | ton | 15 | 31685.15 | 0% |  | 1 | 0.8 | 0.2 | 0.25881 | 0.15651 | 0.085406
0.95988 | 19628.84 | 20449.18 | GSHP under 135,000 19EER | WS | Electric | NonRes | HVAC BUS | 13.4 EER | 19 EER | 58095.7867 | 26.6836 | 0 | 176.2354 | ton | 15 | 31685.15 | 0% |  | 1 | 0.8 | 0.2 | 0.25881 | 0.15651 | 0.085406
0.84001 | 5213.39 | 6206.38 | HP under 65,000 1 Ph | WS | Electric | NonRes | HVAC BUS | 13.0 SEER | 14 SEER | 30860.327 | 21.5809 | 0 | 262.6976 | ton | 15 | 19313.091 | 0% |  | 1 | 0.8 | 0.2 | 0.1294 | 0.078254 | 0.042703
0.18578 | 2860.21 | 15395.8 | HP under 65,000 3 Ph | WS | Electric | NonRes | HVAC BUS | 12.0 SEER | 13 SEER | 16930.8373 | 15.1174 | 0 | 262.6976 | ton | 15 | 48992.5433 | 0% |  | 1 | 0.8 | 0.2 | 0.1294 | 0.078254 | 0.042703
0.725 | 7914.53 | 10916.51 | HP over 240,000 | WS | Electric | NonRes | HVAC BUS | 8.8 EER | 10 EER | 46849.4817 | 35.4272 | 0 | 262.6976 | ton | 15 | 34105.2295 | 0% |  | 1 | 0.8 | 0.2 | 0.1294 | 0.078254 | 0.042703
0.63102 | 6634.52 | 10513.98 | HP 135,000 - 240,000 | WS | Electric | NonRes | HVAC BUS | 9.1 EER | 10 EER | 39272.5575 | 25.7412 | 0 | 262.6976 | ton | 15 | 32953.9558 | 0% |  | 1 | 0.8 | 0.2 | 0.1294 | 0.078254 | 0.042703
0.36652 | 5553.76 | 15152.63 | HP 65,000 - 135,000 | WS | Electric | NonRes | HVAC BUS | 9.9 EER | 11 EER | 32875.109 | 26.3307 | 0 | 262.6976 | ton | 15 | 47924.061 | 0% |  | 1 | 0.8 | 0.2 | 0.1294 | 0.078254 | 0.042703
5.3022 | 972769.77 | 183464.84 | Setback-Setup Thermostat | WS | Elec&Gas | NonRes | HVAC BUS | No setback | Assumes full setback achieved - use with caution | 72376.976 | -14.2743 | 0 | 98.0281 | 1000 sq ft cond floor area | 9 | 4872.8801 | 0% |  | 1 | 0.8 | 0.2 | 10.4299 | 10.6817 | 10.4366
0 | 0 | 0 | Wtr-Cool cent Chiller over 300 ton 0.46 kWperTon with 0.35 kWperTon IPLV | WS | Electric | NonRes | Cooling BUS | 0.58 kWperTon .55 IPLV | 0.46 kWperTon with 0.35 kWperTon IPLV | 189724.3889 | 65.0593 | 0 | 558.2791 | ton | 20 | 62991.3392 | 0% |  | 1 | 0.8 | 0.2 | 0 | 0 | 0
0 | 0 | 0 | Wtr-Cool cent Chiller over 300 ton 0.52 kWperTon with 0.39 kWperTon IPLV | WS | Electric | NonRes | Cooling BUS | 0.58 kWperTon .55 IPLV | 0.52 kWperTon with 0.39 kWperTon IPLV | 125118.8827 | 35.2025 | 0 | 558.2791 | ton | 20 | 38687.5678 | 0% |  | 1 | 0.8 | 0.2 | 0 | 0 | 0
0 | 0 | 0 | Wtr-Cool cent Chiller over 300 ton 0.58 kWperTon with 0.41 kWperTon IPLV | WS | Electric | NonRes | Cooling BUS | 0.58 kWperTon .55 IPLV | 0.58 kWperTon with 0.41 kWperTon IPLV | 74705.6975 | 6.2395 | 0 | 558.2791 | ton | 20 | 18169.006 | 0% |  | 1 | 0.8 | 0.2 | 0 | 0 | 0
0 | 0 | 0 | Wtr-Cool cent Chiller 150 - 300 ton 0.51 kWperTon with 0.39 kWperTon IPLV | WS | Electric | NonRes | Cooling BUS | .63 kWperTon, .60 IPLV | 0.51 kWperTon with 0.39 kWperTon IPLV | 207135.3086 | 71.7358 | 0 | 558.2791 | ton | 20 | 80118.3881 | 0% |  | 1 | 0.8 | 0.2 | 0 | 0 | 0
0 | 0 | 0 | Wtr-Cool cent Chiller 150 - 300 ton 0.57 kWperTon with 0.43 kWperTon IPLV | WS | Electric | NonRes | Cooling BUS | .63 kWperTon, .60 IPLV | 0.57 kWperTon with 0.43 kWperTon IPLV | 134473.8519 | 38.4407 | 0 | 558.2791 | ton | 20 | 47260.3514 | 0% |  | 1 | 0.8 | 0.2 | 0 | 0 | 0
0 | 0 | 0 | Wtr-Cool cent Chiller 150 - 300 ton 0.63 kWperTon with 0.45 kWperTon IPLV | WS | Electric | NonRes | Cooling BUS | .63 kWperTon, .60 IPLV | 0.63 kWperTon with 0.45 kWperTon IPLV | 79066.4198 | 6.6247 | 0 | 558.2791 | ton | 20 | 18402.9576 | 0% |  | 1 | 0.8 | 0.2 | 0 | 0 | 0
0 | 0 | 0 | Wtr-Cool Centrifugal Chiller under 150 ton 0.56 kWperTon with 0.43 kWperTon IPLV | WS | Electric | NonRes | Cooling BUS | .70 kWperTon, .67 IPLV | 0.56 kWperTon with 0.43 kWperTon IPLV | 233268.6358 | 79.9358 | 0 | 558.2791 | ton | 20 | 103922.8876 | 0% |  | 1 | 0.8 | 0.2 | 0 | 0 | 0
0 | 0 | 0 | Wtr-Cool Centrifugal Chiller under 150 ton 0.63 kWperTon with 0.48 kWperTon IPLV | WS | Electric | NonRes | Cooling BUS | .70 kWperTon, .67 IPLV | 0.63 kWperTon with 0.48 kWperTon IPLV | 152657.716 | 42.9877 | 0 | 558.2791 | ton | 20 | 58956.5266 | 0% |  | 1 | 0.8 | 0.2 | 0 | 0 | 0
0 | 0 | 0 | Wtr-Cool Centrifugal Chiller under 150 ton 0.7 kWperTon with 0.5 kWperTon IPLV | WS | Electric | NonRes | Cooling BUS | .70 kWperTon, .67 IPLV | 0.7 kWperTon with 0.5 kWperTon IPLV | 91181.8642 | 7.6185 | 0 | 558.2791 | ton | 20 | 17671.7882 | 0% |  | 1 | 0.8 | 0.2 | 0 | 0 | 0
0 | 0 | 0 | Wtr-Cool screw chiller under 150 ton 0.63 kWperTon with 0.44 kWperTon IPLV | WS | Electric | NonRes | Cooling BUS | .79 kWperTon, .68 IPLV | 0.63 kWperTon with 0.44 kWperTon IPLV | 253446.6605 | 95.5346 | 0 | 558.2791 | ton | 20 | 92373.8497 | 0% |  | 1 | 0.8 | 0.2 | 0 | 0 | 0
0 | 0 | 0 | Wtr-Cool screw chiller under 150 ton 0.71 kWperTon with 0.5 kWperTon IPLV | WS | Electric | NonRes | Cooling BUS | .79 kWperTon, .68 IPLV | 0.71 kWperTon with 0.5 kWperTon IPLV | 173283.821 | 53.4864 | 0 | 558.2791 | ton | 20 | 65101.8899 | 0% |  | 1 | 0.8 | 0.2 | 0 | 0 | 0
0 | 0 | 0 | Wtr-Cool screw chiller under 150 ton 0.79 kWperTon with 0.55 kWperTon IPLV | WS | Electric | NonRes | Cooling BUS | .79 kWperTon, .68 IPLV | 0.79 kWperTon with 0.55 kWperTon IPLV | 92265.9691 | 11.7383 | 0 | 558.2791 | ton | 20 | 37829.9301 | 0% |  | 1 | 0.8 | 0.2 | 0 | 0 | 0
0 | 0 | 0 | Wtr-Cool screw chiller over 300 ton 0.51 kWperTon with 0.36 kWperTon IPLV | WS | Electric | NonRes | Cooling BUS | .64 kWperTon, .57 IPLV | 0.51 kWperTon with 0.36 kWperTon IPLV | 205244.963 | 77.5259 | 0 | 558.2791 | ton | 20 | 52472.4489 | 0% |  | 1 | 0.8 | 0.2 | 0 | 0 | 0
0 | 0 | 0 | Wtr-Cool screw chiller over 300 ton 0.58 kWperTon with 0.4 kWperTon IPLV | WS | Electric | NonRes | Cooling BUS | .64 kWperTon, .57 IPLV | 0.58 kWperTon with 0.4 kWperTon IPLV | 139172.0123 | 43.5691 | 0 | 558.2791 | ton | 20 | 39536.1039 | 0% |  | 1 | 0.8 | 0.2 | 0 | 0 | 0
0 | 0 | 0 | Wtr-Cool screw chiller over 300 ton 0.64 kWperTon with 0.45 kWperTon IPLV | WS | Electric | NonRes | Cooling BUS | .64 kWperTon, .57 IPLV | 0.64 kWperTon with 0.45 kWperTon IPLV | 73391 | 9.5123 | 0 | 558.2791 | ton | 20 | 26599.7588 | 0% |  | 1 | 0.8 | 0.2 | 0 | 0 | 0
0 | 0 | 0 | Wtr-Cool screw chiller 150 - 300 ton 0.57 kWperTon with 0.4 kWperTon IPLV | WS | Electric | NonRes | Cooling BUS | .72 kWperTon, .63 IPLV | 0.57 kWperTon with 0.4 kWperTon IPLV | 229197.8086 | 87.0494 | 0 | 558.2791 | ton | 20 | 69956.4645 | 0% |  | 1 | 0.8 | 0.2 | 0 | 0 | 0
0 | 0 | 0 | Wtr-Cool screw chiller 150 - 300 ton 0.65 kWperTon with 0.45 kWperTon IPLV | WS | Electric | NonRes | Cooling BUS | .72 kWperTon, .63 IPLV | 0.65 kWperTon with 0.45 kWperTon IPLV | 155434.6667 | 48.8778 | 0 | 558.2791 | ton | 20 | 50954.8586 | 0% |  | 1 | 0.8 | 0.2 | 0 | 0 | 0
0 | 0 | 0 | Wtr-Cool screw chiller 150 - 300 ton 0.72 kWperTon with 0.5 kWperTon IPLV | WS | Electric | NonRes | Cooling BUS | .72 kWperTon, .63 IPLV | 0.72 kWperTon with 0.5 kWperTon IPLV | 82612.4753 | 10.7062 | 0 | 558.2791 | ton | 20 | 31953.2527 | 0% |  | 1 | 0.8 | 0.2 | 0 | 0 | 0
0.9909 | 3957.45 | 3993.78 | WLHP under 17,000 | WS | Electric | NonRes | HVAC BUS | 11.2 EER | 11.5 EER | 10048.2718 | 5.6406 | 0 | 242.3452 | ton | 15 | 5331.594 | 0% |  | 1 | 0.8 | 0.2 | 0.25881 | 0.15651 | 0.17081
0.72053 | 3406.05 | 4727.18 | WLHP 17,000-65,000 | WS | Electric | NonRes | HVAC BUS | 12.0 EER | 12.3 EER | 8648.2355 | 4.924 | 0 | 242.3452 | ton | 15 | 6370.2163 | 0% |  | 1 | 0.8 | 0.2 | 0.25881 | 0.15651 | 0.17081
0.70042 | 3406.05 | 4862.84 | WLHP 65,000-135,000 | WS | Electric | NonRes | HVAC BUS | 12.0 EER | 12.3 EER | 8648.2355 | 4.924 | 0 | 242.3452 | ton | 15 | 6557.5756 | 0% |  | 1 | 0.8 | 0.2 | 0.25881 | 0.15651 | 0.17081
0.68288 | 93910.47 | 137520.66 | Delamping with 4ft T12 to T8 | NWS | Electric | NonRes | Lighting BUS | T12 fluorescent | Standard T8 fluorescent with fewer lamps | 152 | 0.03726 | 0 | 1 | lamp | 12 | 73 | 0% |  | 1 | 0.8 | 0.2 | 501.5659 | 510.8449 | 465.6752
0.76866 | 51920.3 | 67546.28 | Delamping with 8ft T12 to T8 | NWS | Electric | NonRes | Lighting BUS | T12 fluorescent | Standard T8 fluorescent with fewer lamps | 252 | 0.06165 | 0 | 1 | lamp | 12 | 107 | 0% |  | 1 | 0.8 | 0.2 | 167.318 | 170.3208 | 155.2678
0.65701 | 217653.56 | 331281.06 | HPT8 4ft 2 lamp, T12 to HPT8 | NWS | Electric | NonRes | Lighting BUS | T12 fluorescent | High performance T8 fluorescent | 82.0241 | 0.02006 | 0 | 1 | fixture | 12 | 41 | 0% |  | 1 | 0.8 | 0.2 | 2260.152 | 1990.0884 | 2097.9085
0.76437 | 385247.86 | 504005.67 | HPT8 4ft 3 lamp, T12 to HPT8 | NWS | Electric | NonRes | Lighting BUS | T12 fluorescent | High performance T8 fluorescent | 145.1831 | 0.035507 | 0 | 1 | fixture | 12 | 62 | 0% |  | 1 | 0.8 | 0.2 | 2260.152 | 1990.0884 | 2097.9085
0.83568 | 225098.07 | 269358.06 | HPT8 4ft 4 lamp, T12 to HPT8 | NWS | Electric | NonRes | Lighting BUS | T12 fluorescent | High performance T8 fluorescent | 169.653 | 0.041491 | 0 | 1 | fixture | 12 | 66 | 0% |  | 1 | 0.8 | 0.2 | 1130.076 | 995.1616 | 1048.9543
1.3701 | 415539.99 | 303292.77 | T12HO 8ft 1 lamp retrofit to HPT8 T8 4ft 2 lamp | NWS | Electric | NonRes | Lighting BUS | T12 fluorescent | High performance T8 fluorescent | 174 | 0.0423 | 0 | 1 | fixture | 12 | 41 | 0% |  | 1 | 0.8 | 0.2 | 2034.2144 | 1791.0092 | 1888.0664
1.4688 | 311018.55 | 211746.6 | T12HO 8ft 2 lamp retrofit to HPT8 T8 4ft 4 lamp | NWS | Electric | NonRes | Lighting BUS | T12 fluorescent | High performance T8 fluorescent | 293 | 0.072 | 0 | 1 | fixture | 12 | 66 | 0% |  | 1 | 0.8 | 0.2 | 904.1384 | 796.0823 | 839.2403
1.0695 | 31006.79 | 28991.58 | Occupancy Sensors under 500 W | NWS | Electric | NonRes | Lighting BUS | No automatic or motion control | Motion sensor control, generally wall mounted | 397 | 0.099 | 0 | 1 | device | 10 | 100 | 0% |  | 1 | 0.8 | 0.2 | 70.2658 | 75.8285 | 74.4312
1.4496 | 26013.06 | 17945.11 | Occupancy Sensors over 500 W | NWS | Electric | NonRes | Lighting BUS | No automatic or motion control | Motion sensor control, generally ceiling mounted | 994 | 0.243 | 0 | 1 | device | 10 | 200 | 0% |  | 1 | 0.8 | 0.2 | 23.6807 | 25.3544 | 24.8531
1.3805 | 564204.88 | 408696.95 | Central Lighting Control | NWS | Electric | NonRes | Lighting BUS | No automatic or motion control | Automatic lighting control system | 11500 | 2.808 | 0 | 10000 | SF | 12 | 2700 | 0% |  | 1 | 0.8 | 0.2 | 36.4916 | 40.1445 | 40.8667
0.86674 | 1077687.88 | 1243384.41 | Switching Controls for Multilevel Lighting | NWS | Electric | NonRes | Lighting BUS | Single level control for each lighting fixture | Multi-Level control for each lighting fixture | 8000 | 2.196 | 0 | 10000 | SF | 12 | 3000 | 0% |  | 1 | 0.8 | 0.2 | 103.6518 | 108.4606 | 110.4297
1.6979 | 1786121.8 | 1051930.07 | Daylight Sensor controls | NWS | Electric | NonRes | Lighting BUS | No automatic control | Daylight sensor lighting control | 14800 | 3.819 | 0 | 10000 | SF | 12 | 3000 | 0% |  | 1 | 0.8 | 0.2 | 92.7819 | 99.5396 | 96.594
0.81196 | 10391.23 | 12797.69 | High Bay 3L T5HO Replacing 250W HID | NWS | Electric | NonRes | Lighting BUS | High bay HID lighting | T5 fluorescent high bay lighting | 449 | 0.1026 | 0 | 1 | fixture | 12 | 180 | 0% |  | 1 | 0.8 | 0.2 | 19.7987 | 17.3725 | 18.1914
1.5498 | 20412.17 | 13170.69 | High Bay 4LT5HO Replacing 400W HID | NWS | Electric | NonRes | Lighting BUS | High bay HID lighting | T5 fluorescent high bay lighting | 882 | 0.1995 | 0 | 1 | fixture | 12 | 192 | 0% |  | 1 | 0.8 | 0.2 | 19.7987 | 17.3725 | 18.1914
0.68205 | 33696.27 | 49404.57 | High Bay 6L T5HO Double fixture replace 1000W HID | NWS | Electric | NonRes | Lighting BUS | High bay HID lighting | T5 fluorescent high bay lighting, two for one replacement | 1456 | 0.3325 | 0 | 1 | fixture | 12 | 700 | 0% |  | 1 | 0.8 | 0.2 | 19.7987 | 17.3725 | 18.1914
2.4729 | 319219.33 | 129088.92 | CFL Fixture | NWS | Electric | NonRes | Lighting BUS | Incandescent fixture | Compact fluorescent fixture | 342 | 0.0837 | 0 | 1 | fixture | 12 | 45 | 0% |  | 1 | 0.8 | 0.2 | 1101.7368 | 666.2582 | 454.4017
1.9344 | 59682.95 | 30852.71 | CFL Screw in | NWS | Electric | NonRes | Lighting BUS | Incandescent lamp | Compact fluorescent lamp less than 30W | 202 | 0.04941 | 0 | 1 | lamp | 2 | 3 | 0% |  | 1 | 0.8 | 0.2 | 1927.457 | 1165.5997 | 795.1709
1.3467 | 146843.68 | 109043.6 | CFL Screw high wattage | NWS | Electric | NonRes | Lighting BUS | Incandescent lamp | Compact fluorescent lamp more than 30W and less than 115W | 497 | 0.1215 | 0 | 1 | lamp | 2 | 15 | 0% |  | 1 | 0.8 | 0.2 | 1927.457 | 1165.5997 | 795.1709
1.3595 | 17057.49 | 12546.56 | CFL Reflector Flood | NWS | Electric | NonRes | Lighting BUS | Incandescent lamps with reflectors | Compact fluorescent lamps with reflectors | 202 | 0.04941 | 0 | 1 | lamp | 2 | 6 | 0% |  | 1 | 0.8 | 0.2 | 550.8684 | 333.1291 | 227.2649
1.5941 | 316872.79 | 198783.19 | LED Lamps - pre-EISA | NWS | Electric | NonRes | Lighting BUS | Incandescent lamp | LED lamp | 177 | 0.0432 | 0 | 1 | lamp | 15 | 70 | -10% |  | 1 | 0.8 | 0.2 | 1049.7168 | 1190.2499 | 1298.7663
1.3354 | 5325.08 | 3987.6 | HP Water Heater 10 to 50 MBH | NWS | Electric | NonRes | Water Heating BUS | Electric water heater | Heat pump water heater COP>=3.0 | 21156 | 4.2 | 0 | 30000 | Btuh | 15 | 6000 | 0% |  | 1 | 0.8 | 0.2 | 0.25881 | 0.15651 | 0.085406
1.4247 | 13312.7 | 9344.42 | HP Water Heater 50 to 100 MBH | NWS | Electric | NonRes | Water Heating BUS | Electric water heater | Heat pump water heater COP>=3.0 | 52890 | 10.5 | 0 | 75000 | Btuh | 15 | 14000 | 0% |  | 1 | 0.8 | 0.2 | 0.25881 | 0.15651 | 0.085406
2.2699 | 35500.78 | 15639.71 | HP Water Heater 100 to 300 MBH | NWS | Electric | NonRes | Water Heating BUS | Electric water heater | Heat pump water heater COP>=3.0 | 141041 | 28 | 0 | 200000 | Btuh | 15 | 25000 | 0% |  | 1 | 0.8 | 0.2 | 0.25881 | 0.15651 | 0.085406
2.6506 | 71001.32 | 26787.03 | HP Water Heater 300 to 500 MBH | NWS | Electric | NonRes | Water Heating BUS | Electric water heater | Heat pump water heater COP>=3.0 | 282081 | 56 | 0 | 400000 | Btuh | 15 | 42000 | 0% |  | 1 | 0.8 | 0.2 | 0.25881 | 0.15651 | 0.085406
2.6506 | 106502.1 | 40180.56 | HP Water Heater above 500 MBH | NWS | Electric | NonRes | Water Heating BUS | Electric water heater | Heat pump water heater COP>=3.0 | 423122 | 84 | 0 | 600000 | Btuh | 15 | 63000 | 0% |  | 1 | 0.8 | 0.2 | 0.25881 | 0.15651 | 0.085406
1.2248 | 1059.92 | 865.42 | ENERGY STAR Commercial Solid Door Freezers less than 15ft3 | NWS | Electric | NonRes | Refrigeration BUS | Standard efficiency commercial freezer | Energy Star commercial freezer | 595 | 0.068 | 0 | 1 | unit | 12 | 150 | 0% |  | 1 | 0.8 | 0.2 | 1.294 | 1.5651 | 1.5373
0.69327 | 3438.93 | 4960.42 | ENERGY STAR Commercial Solid Door Freezers 15 to 30 ft3 | NWS | Electric | NonRes | Refrigeration BUS | Standard efficiency commercial freezer | Energy Star commercial freezer | 869 | 0.099 | 0 | 1 | unit | 12 | 400 | 0% |  | 1 | 0.8 | 0.2 | 2.5881 | 3.5997 | 3.587
0.98552 | 6838.28 | 6938.78 | ENERGY STAR Commercial Solid Door Freezers 30 to 50ft3 | NWS | Electric | NonRes | Refrigeration BUS | Standard efficiency commercial freezer | Energy Star commercial freezer | 1728 | 0.197 | 0 | 1 | unit | 12 | 550 | 0% |  | 1 | 0.8 | 0.2 | 2.5881 | 3.5997 | 3.587
1.778 | 3547.04 | 1994.96 | ENERGY STAR Commercial Solid Door Freezers more than 50ft3 | NWS | Electric | NonRes | Refrigeration BUS | Standard efficiency commercial freezer | Energy Star commercial freezer | 3757 | 0.429 | 0 | 1 | unit | 12 | 700 | 0% |  | 1 | 0.8 | 0.2 | 0.77642 | 0.78254 | 0.76865
0.89776 | 147.54 | 164.34 | ENERGY STAR Commercial Glass Door Refrigerators less than 15ft3 | NWS | Electric | NonRes | Refrigeration BUS | Standard efficiency commercial refrigerator | Energy Star commercial refrigerator | 722 | 0.082 | 0 | 1 | unit | 12 | 250 | 0% |  | 1 | 0.8 | 0.2 | 0.25881 | 0.15651 | 0.085406
0.89697 | 341.81 | 381.07 | ENERGY STAR Commercial Glass Door Refrigerators 15 to 30 ft3 | NWS | Electric | NonRes | Refrigeration BUS | Standard efficiency commercial refrigerator | Energy Star commercial refrigerator | 1434 | 0.164 | 0 | 1 | unit | 12 | 500 | 0% |  | 1 | 0.8 | 0.2 | 0.25881 | 0.15651 | 0.17081
2.4234 | 345.96 | 142.76 | ENERGY STAR Commercial Glass Door Freezers less than 15ft3 | NWS | Electric | NonRes | Refrigeration BUS | Standard efficiency commercial freezer | Energy Star commercial freezer | 1693 | 0.193 | 0 | 1 | unit | 12 | 220 | 0% |  | 1 | 0.8 | 0.2 | 0.25881 | 0.15651 | 0.085406
0.66826 | 477.68 | 714.8 | ENERGY STAR Commercial Glass Door Freezers 15 to 30 ft3 | NWS | Electric | NonRes | Refrigeration BUS | Standard efficiency commercial freezer | Energy Star commercial freezer | 2004 | 0.229 | 0 | 1 | unit | 12 | 950.4762 | 0% |  | 1 | 0.8 | 0.2 | 0.25881 | 0.15651 | 0.17081
0.92439 | 1844.45 | 1995.31 | ENERGY STAR Commercial Glass Door Freezers 30 to 50ft3 | NWS | Electric | NonRes | Refrigeration BUS | Standard efficiency commercial freezer | Energy Star commercial freezer | 3869 | 0.442 | 0 | 1 | unit | 12 | 1306.9048 | 0% |  | 1 | 0.8 | 0.2 | 0.51761 | 0.31302 | 0.34162
0.96409 | 1696.66 | 1759.86 | ENERGY STAR Commercial Glass Door Freezers more than 50ft3 | NWS | Electric | NonRes | Refrigeration BUS | Standard efficiency commercial freezer | Energy Star commercial freezer | 7118 | 0.813 | 0 | 1 | unit | 12 | 2300 | 0% |  | 1 | 0.8 | 0.2 | 0.25881 | 0.15651 | 0.17081
0.86869 | 2388 | 2748.97 | ENERGY STAR Ice Machines less than 500 lbs | NWS | Electric | NonRes | Refrigeration BUS | Standard efficiency ice machine | Energy Star ice machine | 1652 | 0.1886 | 0 | 315 | lb/24 hrs | 12 | 600 | 0% |  | 1 | 0.8 | 0.2 | 1.0352 | 1.2521 | 1.2811
0.57529 | 2544.39 | 4422.81 | ENERGY STAR Ice Machines 500 to 1000 lbs | NWS | Electric | NonRes | Refrigeration BUS | Standard efficiency ice machine | Energy Star ice machine | 2695 | 0.3077 | 0 | 704 | lb/24 hrs | 12 | 1500 | 0% |  | 1 | 0.8 | 0.2 | 0.77642 | 0.78254 | 0.76865
0.94754 | 4062.66 | 4287.57 | ENERGY STAR Ice Machines more than 1000 lbs | NWS | Electric | NonRes | Refrigeration BUS | Standard efficiency ice machine | Energy Star ice machine | 6048 | 0.6904 | 0 | 1454 | lb/24 hrs | 12 | 2000 | 0% |  | 1 | 0.8 | 0.2 | 0.51761 | 0.62604 | 0.51243
0.74342 | 26335.53 | 35424.67 | Guest Room Energy Management, Electric Heating | WS | Electric | NonRes | HVAC BUS | Guest Room without motion control on HVAC | Guest Room with motion control on HVAC | 1112 | 0.088 | 0 | 1 | unit | 9 | 500 | 0% |  | 1 | 0.8 | 0.2 | 17.0812 | 19.0158 | 19.5366
1.0679 | 55084.76 | 51581 | Radiant Barrier | WS | Electric | NonRes | HVAC BUS | No Radiant Barrier R-19 | Install Radiant Barrier- Improves R-Value insulation | 6393 | 0.833 | 0 | 0 | 0 | 20 | 3957.46 | 0% |  | 1 | 0.8 | 0.2 | 3.6233 | 3.5997 | 3.0746
1.4935 | 515512.21 | 345180.59 | Window replacement | WS | Electric | NonRes | HVAC BUS | 0 | 0 | 30575.457 | 6.413 | 0 | 0 | 0 | 20 | 13394.48 | 0% |  | 1 | 0.8 | 0.2 | 6.4701 | 6.8864 | 6.8325
3.2007 | 205.82 | 64.31 | Low Flow Faucet Aerators - Electric - Commercial | NWS | Electric | NonRes | Water Heating BUS | 2.2 GPM Aerator (Federal Code) | 1.5 GPM Aerator | 173.655 | 0.017 | 0 | 0 | 0 | 9 | 12 | 0% |  | 1 | 0.8 | 0.2 | 1.294 | 1.2521 | 1.1957
2.4557 | 25531.54 | 10397.01 | Wall Insulation | WS | Electric | NonRes | HVAC BUS | R-11 | R-13 + R-7.5 (Code) | 6707 | 1.03 | 0 | 0 | 0 | 20 | 1741 | 0% |  | 1 | 0.8 | 0.2 | 1.294 | 1.5651 | 1.7081
0.82274 | 2440.26 | 2966.03 | AC less than 65,000 1 Ph | WS | Electric | NonRes | Cooling BUS | 13.0 SEER | 14 SEER | 15768.0662 | 20.2264 | 0 | 262.6976 | ton | 15 | 14598.4289 | 0% |  | 1 | 0.8 | 0.2 | 0.050412 | 0.030486 | 0.08318
0.29169 | 1827.06 | 6263.67 | AC less than 65,000 3 Ph | WS | Electric | NonRes | Cooling BUS | 12.0 SEER | 13 SEER | 11805.7593 | 15.1955 | 0 | 262.6976 | ton | 15 | 31230.3592 | 0% |  | 1 | 0.8 | 0.2 | 0.050412 | 0.030486 | 0.08318
0.65839 | 8822.77 | 13400.6 | AC greater than 760,000 | WS | Electric | NonRes | Cooling BUS | 9.0 EER | 10 EER | 22268.8326 | 28.7415 | 0 | 262.6976 | ton | 15 | 25846.0405 | 0% |  | 1 | 0.8 | 0.2 | 0.10082 | 0.15243 | 0.16636
0.75303 | 11399.85 | 15138.55 | AC 135,000 - 240,000 | WS | Electric | NonRes | Cooling BUS | 9.5 EER | 11 EER | 28773.4201 | 36.9625 | 0 | 262.6976 | ton | 15 | 29130.5856 | 0% |  | 1 | 0.8 | 0.2 | 0.10082 | 0.15243 | 0.16636
0.38376 | 5977.67 | 15576.66 | AC 240,000 - 760,000 | WS | Electric | NonRes | Cooling BUS | 9.3 EER | 10 EER | 15087.7467 | 19.4522 | 0 | 262.6976 | ton | 15 | 30244.4565 | 0% |  | 1 | 0.8 | 0.2 | 0.10082 | 0.15243 | 0.16636
0.3193 | 6432.4 | 20145.51 | AC 65,000 - 135,000 | WS | Electric | NonRes | Cooling BUS | 10.1 EER | 11 EER | 16235.5035 | 20.845 | 0 | 262.6976 | ton | 15 | 39176.7128 | 0% |  | 1 | 0.8 | 0.2 | 0.10082 | 0.15243 | 0.16636
0 | 0 | 0 | Air-Cooled Recip Chiller COP = 2.8, IPLV = 3.89 | WS | Electric | NonRes | Cooling BUS | 1.26 kWperTon FLV, 1.15 kWperTon IPLV | 1.26 kWperTon FLV, 0.9 IPLV | 147456.9321 | 19.1049 | 0 | 558.2791 | ton | 20 | 51383.6411 | 0% |  | 1 | 0.8 | 0.2 | 0 | 0 | 0
0 | 0 | 0 | Air-Cooled Recip Chiller COP = 3.08, IPLV = 3.76 | WS | Electric | NonRes | Cooling BUS | 1.26 kWperTon FLV, 1.15 kWperTon IPLV | 1.14 kWperTon FLV, 0.94 IPLV | 183025.6975 | 66.4025 | 0 | 558.2791 | ton | 20 | 55649.6279 | 0% |  | 1 | 0.8 | 0.2 | 0 | 0 | 0
0 | 0 | 0 | Air-Cooled Recip Chiller COP = 3.36, IPLV = 4.10 | WS | Electric | NonRes | Cooling BUS | 1.26 kWperTon FLV, 1.15 kWperTon IPLV | 1.05 kWperTon FLV, 0.86 IPLV | 279161.6173 | 114.8037 | 0 | 558.2791 | ton | 20 | 80556.0809 | 0% |  | 1 | 0.8 | 0.2 | 0 | 0 | 0
0 | 0 | 0 | Air-Cooled Screw Chiller COP = 2.8, IPLV = 3.64 | WS | Electric | NonRes | Cooling BUS | 1.26 kWperTon FLV, 1.15 kWperTon IPLV | 1.26 kWperTon FLV, 0.97 IPLV | 108847.9938 | 17.9605 | 0 | 558.2791 | ton | 20 | 38588.0961 | 0% |  | 1 | 0.8 | 0.2 | 0 | 0 | 0
0 | 0 | 0 | Air-Cooled Screw Chiller COP = 3.08, IPLV = 3.80 | WS | Electric | NonRes | Cooling BUS | 1.26 kWperTon FLV, 1.15 kWperTon IPLV | 1.14 kWperTon FLV, 0.93 IPLV | 190885.821 | 67.4049 | 0 | 558.2791 | ton | 20 | 57678.517 | 0% |  | 1 | 0.8 | 0.2 | 0 | 0 | 0
0 | 0 | 0 | Air-Cooled Screw Chiller COP = 3.36, IPLV = 4.15 | WS | Electric | NonRes | Cooling BUS | 1.26 kWperTon FLV, 1.15 kWperTon IPLV | 1.05 kWperTon FLV, 0.85 IPLV | 286565.3333 | 115.8296 | 0 | 558.2791 | ton | 20 | 82685.7288 | 0% |  | 1 | 0.8 | 0.2 | 0 | 0 | 0
1.2639 | 37499.98 | 29669.94 | Boiler | WS | Gas | NonRes | Heating BUS | 80% efficiency | 85% efficiency | 0 | 0 | 10096.7519 | 15087.1553 | kBtu/hr | 20 | 53362.6886 | 0% |  | 1 | 0.8 | 0.2 | 0.15124 | 0.13719 | 0.14972
2.1875 | 282588.55 | 129180.52 | EMS | WS | Elec&Gas | NonRes | HVAC BUS | Constant CHW setpoint, pumps available 24/7 | CHW reset, loop pump timers | 313546.9279 | 20.8731 | 6309.0761 | 270.801 | 1000 sq ft cond floor area | 15 | 87256.6098 | 0% |  | 1 | 0.8 | 0.2 | 0.37809 | 0.36583 | 0.37431
0.75308 | 5956.67 | 7909.73 | GSHP under 135,000 17EER | WS | Electric | NonRes | HVAC BUS | 13.4 EER | 17 EER | 45254.3214 | 20.4278 | 0 | 176.2354 | ton | 15 | 31685.15 | 0% |  | 1 | 0.8 | 0.2 | 0.10082 | 0.060972 | 0.033272
0.95988 | 7646.94 | 7966.52 | GSHP under 135,000 19EER | WS | Electric | NonRes | HVAC BUS | 13.4 EER | 19 EER | 58095.7867 | 26.6836 | 0 | 176.2354 | ton | 15 | 31685.15 | 0% |  | 1 | 0.8 | 0.2 | 0.10082 | 0.060972 | 0.033272
0.84001 | 2031.02 | 2417.86 | HP under 65,000 1 Ph | WS | Electric | NonRes | HVAC BUS | 13.0 SEER | 14 SEER | 30860.327 | 21.5809 | 0 | 262.6976 | ton | 15 | 19313.091 | 0% |  | 1 | 0.8 | 0.2 | 0.050412 | 0.030486 | 0.016636
0.18578 | 1114.27 | 5997.84 | HP under 65,000 3 Ph | WS | Electric | NonRes | HVAC BUS | 12.0 SEER | 13 SEER | 16930.8373 | 15.1174 | 0 | 262.6976 | ton | 15 | 48992.5433 | 0% |  | 1 | 0.8 | 0.2 | 0.050412 | 0.030486 | 0.016636
0.725 | 3083.32 | 4252.82 | HP over 240,000 | WS | Electric | NonRes | HVAC BUS | 8.8 EER | 10 EER | 46849.4817 | 35.4272 | 0 | 262.6976 | ton | 15 | 34105.2295 | 0% |  | 1 | 0.8 | 0.2 | 0.050412 | 0.030486 | 0.016636
0.63102 | 2584.65 | 4096 | HP 135,000 - 240,000 | WS | Electric | NonRes | HVAC BUS | 9.1 EER | 10 EER | 39272.5575 | 25.7412 | 0 | 262.6976 | ton | 15 | 32953.9558 | 0% |  | 1 | 0.8 | 0.2 | 0.050412 | 0.030486 | 0.016636
0.36652 | 2163.62 | 5903.11 | HP 65,000 - 135,000 | WS | Electric | NonRes | HVAC BUS | 9.9 EER | 11 EER | 32875.109 | 26.3307 | 0 | 262.6976 | ton | 15 | 47924.061 | 0% |  | 1 | 0.8 | 0.2 | 0.050412 | 0.030486 | 0.016636
1.0912 | 87037.67 | 79763.99 | Roof Insulation | WS | Elec&Gas | NonRes | Building Shell BUS | Varies by building | Varies by building | 9315.6068 | 1.9002 | 4261.6242 | 83.9626 | 1000 sq ft roof area | 20 | 31588.8678 | 0% |  | 1 | 0.8 | 0.2 | 0.70577 | 0.68289 | 0.60555
8.7494 | 1070331.56 | 122331.35 | Setback-Setup Thermostat | WS | Elec&Gas | NonRes | HVAC BUS | No setback | Assumes full setback achieved - use with caution | 72376.976 | -14.2743 | 12961.9767 | 98.0281 | 1000 sq ft cond floor area | 9 | 4872.8801 | 0% |  | 1 | 0.8 | 0.2 | 4.0632 | 4.1614 | 4.0659
0 | 0 | 0 | Wtr-Cool cent Chiller over 300 ton 0.46 kWperTon with 0.35 kWperTon IPLV | WS | Electric | NonRes | Cooling BUS | 0.58 kWperTon .55 IPLV | 0.46 kWperTon with 0.35 kWperTon IPLV | 189724.3889 | 65.0593 | 0 | 558.2791 | ton | 20 | 62991.3392 | 0% |  | 1 | 0.8 | 0.2 | 0 | 0 | 0
0 | 0 | 0 | Wtr-Cool cent Chiller over 300 ton 0.52 kWperTon with 0.39 kWperTon IPLV | WS | Electric | NonRes | Cooling BUS | 0.58 kWperTon .55 IPLV | 0.52 kWperTon with 0.39 kWperTon IPLV | 125118.8827 | 35.2025 | 0 | 558.2791 | ton | 20 | 38687.5678 | 0% |  | 1 | 0.8 | 0.2 | 0 | 0 | 0
0 | 0 | 0 | Wtr-Cool cent Chiller over 300 ton 0.58 kWperTon with 0.41 kWperTon IPLV | WS | Electric | NonRes | Cooling BUS | 0.58 kWperTon .55 IPLV | 0.58 kWperTon with 0.41 kWperTon IPLV | 74705.6975 | 6.2395 | 0 | 558.2791 | ton | 20 | 18169.006 | 0% |  | 1 | 0.8 | 0.2 | 0 | 0 | 0
0 | 0 | 0 | Wtr-Cool cent Chiller 150 - 300 ton 0.51 kWperTon with 0.39 kWperTon IPLV | WS | Electric | NonRes | Cooling BUS | .63 kWperTon, .60 IPLV | 0.51 kWperTon with 0.39 kWperTon IPLV | 207135.3086 | 71.7358 | 0 | 558.2791 | ton | 20 | 80118.3881 | 0% |  | 1 | 0.8 | 0.2 | 0 | 0 | 0
0 | 0 | 0 | Wtr-Cool cent Chiller 150 - 300 ton 0.57 kWperTon with 0.43 kWperTon IPLV | WS | Electric | NonRes | Cooling BUS | .63 kWperTon, .60 IPLV | 0.57 kWperTon with 0.43 kWperTon IPLV | 134473.8519 | 38.4407 | 0 | 558.2791 | ton | 20 | 47260.3514 | 0% |  | 1 | 0.8 | 0.2 | 0 | 0 | 0
0 | 0 | 0 | Wtr-Cool cent Chiller 150 - 300 ton 0.63 kWperTon with 0.45 kWperTon IPLV | WS | Electric | NonRes | Cooling BUS | .63 kWperTon, .60 IPLV | 0.63 kWperTon with 0.45 kWperTon IPLV | 79066.4198 | 6.6247 | 0 | 558.2791 | ton | 20 | 18402.9576 | 0% |  | 1 | 0.8 | 0.2 | 0 | 0 | 0
0 | 0 | 0 | Wtr-Cool Centrifugal Chiller under 150 ton 0.56 kWperTon with 0.43 kWperTon IPLV | WS | Electric | NonRes | Cooling BUS | .70 kWperTon, .67 IPLV | 0.56 kWperTon with 0.43 kWperTon IPLV | 233268.6358 | 79.9358 | 0 | 558.2791 | ton | 20 | 103922.8876 | 0% |  | 1 | 0.8 | 0.2 | 0 | 0 | 0
0 | 0 | 0 | Wtr-Cool Centrifugal Chiller under 150 ton 0.63 kWperTon with 0.48 kWperTon IPLV | WS | Electric | NonRes | Cooling BUS | .70 kWperTon, .67 IPLV | 0.63 kWperTon with 0.48 kWperTon IPLV | 152657.716 | 42.9877 | 0 | 558.2791 | ton | 20 | 58956.5266 | 0% |  | 1 | 0.8 | 0.2 | 0 | 0 | 0
0 | 0 | 0 | Wtr-Cool Centrifugal Chiller under 150 ton 0.7 kWperTon with 0.5 kWperTon IPLV | WS | Electric | NonRes | Cooling BUS | .70 kWperTon, .67 IPLV | 0.7 kWperTon with 0.5 kWperTon IPLV | 91181.8642 | 7.6185 | 0 | 558.2791 | ton | 20 | 17671.7882 | 0% |  | 1 | 0.8 | 0.2 | 0 | 0 | 0
0 | 0 | 0 | Wtr-Cool screw chiller under 150 ton 0.63 kWperTon with 0.44 kWperTon IPLV | WS | Electric | NonRes | Cooling BUS | .79 kWperTon, .68 IPLV | 0.63 kWperTon with 0.44 kWperTon IPLV | 253446.6605 | 95.5346 | 0 | 558.2791 | ton | 20 | 92373.8497 | 0% |  | 1 | 0.8 | 0.2 | 0 | 0 | 0
0 | 0 | 0 | Wtr-Cool screw chiller under 150 ton 0.71 kWperTon with 0.5 kWperTon IPLV | WS | Electric | NonRes | Cooling BUS | .79 kWperTon, .68 IPLV | 0.71 kWperTon with 0.5 kWperTon IPLV | 173283.821 | 53.4864 | 0 | 558.2791 | ton | 20 | 65101.8899 | 0% |  | 1 | 0.8 | 0.2 | 0 | 0 | 0
0 | 0 | 0 | Wtr-Cool screw chiller under 150 ton 0.79 kWperTon with 0.55 kWperTon IPLV | WS | Electric | NonRes | Cooling BUS | .79 kWperTon, .68 IPLV | 0.79 kWperTon with 0.55 kWperTon IPLV | 92265.9691 | 11.7383 | 0 | 558.2791 | ton | 20 | 37829.9301 | 0% |  | 1 | 0.8 | 0.2 | 0 | 0 | 0
0 | 0 | 0 | Wtr-Cool screw chiller over 300 ton 0.51 kWperTon with 0.36 kWperTon IPLV | WS | Electric | NonRes | Cooling BUS | .64 kWperTon, .57 IPLV | 0.51 kWperTon with 0.36 kWperTon IPLV | 205244.963 | 77.5259 | 0 | 558.2791 | ton | 20 | 52472.4489 | 0% |  | 1 | 0.8 | 0.2 | 0 | 0 | 0
0 | 0 | 0 | Wtr-Cool screw chiller over 300 ton 0.58 kWperTon with 0.4 kWperTon IPLV | WS | Electric | NonRes | Cooling BUS | .64 kWperTon, .57 IPLV | 0.58 kWperTon with 0.4 kWperTon IPLV | 139172.0123 | 43.5691 | 0 | 558.2791 | ton | 20 | 39536.1039 | 0% |  | 1 | 0.8 | 0.2 | 0 | 0 | 0
0 | 0 | 0 | Wtr-Cool screw chiller over 300 ton 0.64 kWperTon with 0.45 kWperTon IPLV | WS | Electric | NonRes | Cooling BUS | .64 kWperTon, .57 IPLV | 0.64 kWperTon with 0.45 kWperTon IPLV | 73391 | 9.5123 | 0 | 558.2791 | ton | 20 | 26599.7588 | 0% |  | 1 | 0.8 | 0.2 | 0 | 0 | 0
0 | 0 | 0 | Wtr-Cool screw chiller 150 - 300 ton 0.57 kWperTon with 0.4 kWperTon IPLV | WS | Electric | NonRes | Cooling BUS | .72 kWperTon, .63 IPLV | 0.57 kWperTon with 0.4 kWperTon IPLV | 229197.8086 | 87.0494 | 0 | 558.2791 | ton | 20 | 69956.4645 | 0% |  | 1 | 0.8 | 0.2 | 0 | 0 | 0
0 | 0 | 0 | Wtr-Cool screw chiller 150 - 300 ton 0.65 kWperTon with 0.45 kWperTon IPLV | WS | Electric | NonRes | Cooling BUS | .72 kWperTon, .63 IPLV | 0.65 kWperTon with 0.45 kWperTon IPLV | 155434.6667 | 48.8778 | 0 | 558.2791 | ton | 20 | 50954.8586 | 0% |  | 1 | 0.8 | 0.2 | 0 | 0 | 0
0 | 0 | 0 | Wtr-Cool screw chiller 150 - 300 ton 0.72 kWperTon with 0.5 kWperTon IPLV | WS | Electric | NonRes | Cooling BUS | .72 kWperTon, .63 IPLV | 0.72 kWperTon with 0.5 kWperTon IPLV | 82612.4753 | 10.7062 | 0 | 558.2791 | ton | 20 | 31953.2527 | 0% |  | 1 | 0.8 | 0.2 | 0 | 0 | 0
0.9909 | 1541.73 | 1555.89 | WLHP under 17,000 | WS | Electric | NonRes | HVAC BUS | 11.2 EER | 11.5 EER | 10048.2718 | 5.6406 | 0 | 242.3452 | ton | 15 | 5331.594 | 0% |  | 1 | 0.8 | 0.2 | 0.10082 | 0.060972 | 0.066544
0.72052 | 1326.92 | 1841.61 | WLHP 17,000-65,000 | WS | Electric | NonRes | HVAC BUS | 12.0 EER | 12.3 EER | 8648.2355 | 4.924 | 0 | 242.3452 | ton | 15 | 6370.2163 | 0% |  | 1 | 0.8 | 0.2 | 0.10082 | 0.060972 | 0.066544
0.70043 | 1326.92 | 1894.44 | WLHP 65,000-135,000 | WS | Electric | NonRes | HVAC BUS | 12.0 EER | 12.3 EER | 8648.2355 | 4.924 | 0 | 242.3452 | ton | 15 | 6557.5756 | 0% |  | 1 | 0.8 | 0.2 | 0.10082 | 0.060972 | 0.066544
0.68288 | 36585.34 | 53574.86 | Delamping with 4ft T12 to T8 | NWS | Electric | NonRes | Lighting BUS | T12 fluorescent | Standard T8 fluorescent with fewer lamps | 152 | 0.03726 | 0 | 1 | lamp | 12 | 73 | 0% |  | 1 | 0.8 | 0.2 | 195.3984 | 199.0133 | 181.4163
0.76866 | 20226.94 | 26314.47 | Delamping with 8ft T12 to T8 | NWS | Electric | NonRes | Lighting BUS | T12 fluorescent | Standard T8 fluorescent with fewer lamps | 252 | 0.06165 | 0 | 1 | lamp | 12 | 107 | 0% |  | 1 | 0.8 | 0.2 | 65.1832 | 66.353 | 60.4887
0.65701 | 84792.78 | 129059.42 | HPT8 4ft 2 lamp, T12 to HPT8 | NWS | Electric | NonRes | Lighting BUS | T12 fluorescent | High performance T8 fluorescent | 82.0241 | 0.02006 | 0 | 1 | fixture | 12 | 41 | 0% |  | 1 | 0.8 | 0.2 | 880.5028 | 775.2923 | 817.2965
0.76437 | 150083.63 | 196348.92 | HPT8 4ft 3 lamp, T12 to HPT8 | NWS | Electric | NonRes | Lighting BUS | T12 fluorescent | High performance T8 fluorescent | 145.1831 | 0.035507 | 0 | 1 | fixture | 12 | 62 | 0% |  | 1 | 0.8 | 0.2 | 880.5028 | 775.2923 | 817.2965
0.83568 | 87692.99 | 104935.66 | HPT8 4ft 4 lamp, T12 to HPT8 | NWS | Electric | NonRes | Lighting BUS | T12 fluorescent | High performance T8 fluorescent | 169.653 | 0.041491 | 0 | 1 | fixture | 12 | 66 | 0% |  | 1 | 0.8 | 0.2 | 440.2514 | 387.6919 | 408.6482
1.3701 | 161884.74 | 118155.82 | T12HO 8ft 1 lamp retrofit to HPT8 T8 4ft 2 lamp | NWS | Electric | NonRes | Lighting BUS | T12 fluorescent | High performance T8 fluorescent | 174 | 0.0423 | 0 | 1 | fixture | 12 | 41 | 0% |  | 1 | 0.8 | 0.2 | 792.4828 | 697.7356 | 735.5469
1.4688 | 121165.61 | 82491.56 | T12HO 8ft 2 lamp retrofit to HPT8 T8 4ft 4 lamp | NWS | Electric | NonRes | Lighting BUS | T12 fluorescent | High performance T8 fluorescent | 293 | 0.072 | 0 | 1 | fixture | 12 | 66 | 0% |  | 1 | 0.8 | 0.2 | 352.2314 | 310.1352 | 326.9485
1.0695 | 12079.53 | 11294.45 | Occupancy Sensors under 500 W | NWS | Electric | NonRes | Lighting BUS | No automatic or motion control | Motion sensor control, generally wall mounted | 397 | 0.099 | 0 | 1 | device | 10 | 100 | 0% |  | 1 | 0.8 | 0.2 | 27.3739 | 29.541 | 28.9967
1.4496 | 10134.08 | 6990.99 | Occupancy Sensors over 500 W | NWS | Electric | NonRes | Lighting BUS | No automatic or motion control | Motion sensor control, generally ceiling mounted | 994 | 0.243 | 0 | 1 | device | 10 | 200 | 0% |  | 1 | 0.8 | 0.2 | 9.2255 | 9.8775 | 9.6822
1.3805 | 219801.13 | 159218.85 | Central Lighting Control | NWS | Electric | NonRes | Lighting BUS | No automatic or motion control | Automatic lighting control system | 11500 | 2.808 | 0 | 10000 | SF | 12 | 2700 | 0% |  | 1 | 0.8 | 0.2 | 14.2163 | 15.6394 | 15.9207
0.86674 | 419842.2 | 484393.71 | Switching Controls for Multilevel Lighting | NWS | Electric | NonRes | Lighting BUS | Single level control for each lighting fixture | Multi-Level control for each lighting fixture | 8000 | 2.196 | 0 | 10000 | SF | 12 | 3000 | 0% |  | 1 | 0.8 | 0.2 | 40.3803 | 42.2537 | 43.0209
1.6979 | 695831.62 | 409807.56 | Daylight Sensor controls | NWS | Electric | NonRes | Lighting BUS | No automatic control | Daylight sensor lighting control | 14800 | 3.819 | 0 | 10000 | SF | 12 | 3000 | 0% |  | 1 | 0.8 | 0.2 | 36.1457 | 38.7783 | 37.6308
0.81196 | 4048.18 | 4985.68 | High Bay 3L T5HO Replacing 250W HID | NWS | Electric | NonRes | Lighting BUS | High bay HID lighting | T5 fluorescent high bay lighting | 449 | 0.1026 | 0 | 1 | fixture | 12 | 180 | 0% |  | 1 | 0.8 | 0.2 | 7.7131 | 6.7679 | 7.087
1.5498 | 7952.11 | 5131 | High Bay 4LT5HO Replacing 400W HID | NWS | Electric | NonRes | Lighting BUS | High bay HID lighting | T5 fluorescent high bay lighting | 882 | 0.1995 | 0 | 1 | fixture | 12 | 192 | 0% |  | 1 | 0.8 | 0.2 | 7.7131 | 6.7679 | 7.087
0.68205 | 13127.29 | 19246.87 | High Bay 6L T5HO Double fixture replace 1000W HID | NWS | Electric | NonRes | Lighting BUS | High bay HID lighting | T5 fluorescent high bay lighting, two for one replacement | 1456 | 0.3325 | 0 | 1 | fixture | 12 | 700 | 0% |  | 1 | 0.8 | 0.2 | 7.7131 | 6.7679 | 7.087
2.4729 | 124360.45 | 50290.06 | CFL Fixture | NWS | Electric | NonRes | Lighting BUS | Incandescent fixture | Compact fluorescent fixture | 342 | 0.0837 | 0 | 1 | fixture | 12 | 45 | 0% |  | 1 | 0.8 | 0.2 | 429.2111 | 259.5587 | 177.0243
1.9344 | 23251.09 | 12019.5 | CFL Screw in | NWS | Electric | NonRes | Lighting BUS | Incandescent lamp | Compact fluorescent lamp less than 30W | 202 | 0.04941 | 0 | 1 | lamp | 2 | 3 | 0% |  | 1 | 0.8 | 0.2 | 750.8925 | 454.0906 | 309.7801
1.3467 | 57206.89 | 42480.86 | CFL Screw high wattage | NWS | Electric | NonRes | Lighting BUS | Incandescent lamp | Compact fluorescent lamp more than 30W and less than 115W | 497 | 0.1215 | 0 | 1 | lamp | 2 | 15 | 0% |  | 1 | 0.8 | 0.2 | 750.8925 | 454.0906 | 309.7801
1.3595 | 6645.2 | 4887.85 | CFL Reflector Flood | NWS | Electric | NonRes | Lighting BUS | Incandescent lamps with reflectors | Compact fluorescent lamps with reflectors | 202 | 0.04941 | 0 | 1 | lamp | 2 | 6 | 0% |  | 1 | 0.8 | 0.2 | 214.6055 | 129.7794 | 88.5371
1.5941 | 123446.29 | 77441.32 | LED Lamps - pre-EISA | NWS | Electric | NonRes | Lighting BUS | Incandescent lamp | LED lamp | 177 | 0.0432 | 0 | 1 | lamp | 15 | 70 | -10% |  | 1 | 0.8 | 0.2 | 408.9453 | 463.6937 | 505.9692
1.1029 | 7617.02 | 6906.05 | Small High Efficiency Gas Water Heater | NWS | Gas | NonRes | Water Heating BUS | Gas water heater (EF=0.59) < 75,000 Btuh | EF>= 0.62 | 0 | 0 | 30.2734 | 45 | MBH | 15 | 145 | 0% |  | 1 | 0.8 | 0.2 | 12.5527 | 12.6212 | 12.2192
4.539 | 46193.55 | 10176.96 | Large High Efficiency Gas Water Heater | NWS | Gas | NonRes | Water Heating BUS | Gas water heater (TE=0.80) ≥ 75,000 Btuh | TE >= 0.88 | 0 | 0 | 183.5938 | 200 | MBH | 15 | 209 | 0% |  | 1 | 0.8 | 0.2 | 12.5527 | 12.6212 | 12.2192
0.77931 | 43490.73 | 55806.9 | Instant Gas Water Heater | NWS | Gas | NonRes | Water Heating BUS | Gas water heater (EF=0.59) < 75,000 Btuh | EF >= 0.82 | 0 | 0 | 172.8516 | 150 | MBH | 15 | 1185 | 0% |  | 1 | 0.8 | 0.2 | 12.5527 | 12.6212 | 12.2192
1.3354 | 2074.53 | 1553.48 | HP Water Heater 10 to 50 MBH | NWS | Electric | NonRes | Water Heating BUS | Electric water heater | Heat pump water heater COP>=3.0 | 21156 | 4.2 | 0 | 30000 | Btuh | 15 | 6000 | 0% |  | 1 | 0.8 | 0.2 | 0.10082 | 0.060972 | 0.033272
1.4247 | 5186.32 | 3640.37 | HP Water Heater 50 to 100 MBH | NWS | Electric | NonRes | Water Heating BUS | Electric water heater | Heat pump water heater COP>=3.0 | 52890 | 10.5 | 0 | 75000 | Btuh | 15 | 14000 | 0% |  | 1 | 0.8 | 0.2 | 0.10082 | 0.060972 | 0.033272
2.2699 | 13830.28 | 6092.87 | HP Water Heater 100 to 300 MBH | NWS | Electric | NonRes | Water Heating BUS | Electric water heater | Heat pump water heater COP>=3.0 | 141041 | 28 | 0 | 200000 | Btuh | 15 | 25000 | 0% |  | 1 | 0.8 | 0.2 | 0.10082 | 0.060972 | 0.033272
2.6506 | 27660.47 | 10435.6 | HP Water Heater 300 to 500 MBH | NWS | Electric | NonRes | Water Heating BUS | Electric water heater | Heat pump water heater COP>=3.0 | 282081 | 56 | 0 | 400000 | Btuh | 15 | 42000 | 0% |  | 1 | 0.8 | 0.2 | 0.10082 | 0.060972 | 0.033272
2.6506 | 41490.75 | 15653.42 | HP Water Heater above 500 MBH | NWS | Electric | NonRes | Water Heating BUS | Electric water heater | Heat pump water heater COP>=3.0 | 423122 | 84 | 0 | 600000 | Btuh | 15 | 63000 | 0% |  | 1 | 0.8 | 0.2 | 0.10082 | 0.060972 | 0.033272
1.2248 | 412.92 | 337.14 | ENERGY STAR Commercial Solid Door Freezers less than 15ft3 | NWS | Electric | NonRes | Refrigeration BUS | Standard efficiency commercial freezer | Energy Star commercial freezer | 595 | 0.068 | 0 | 1 | unit | 12 | 150 | 0% |  | 1 | 0.8 | 0.2 | 0.50412 | 0.60972 | 0.5989
0.69328 | 1339.73 | 1932.46 | ENERGY STAR Commercial Solid Door Freezers 15 to 30 ft3 | NWS | Electric | NonRes | Refrigeration BUS | Standard efficiency commercial freezer | Energy Star commercial freezer | 869 | 0.099 | 0 | 1 | unit | 12 | 400 | 0% |  | 1 | 0.8 | 0.2 | 1.0082 | 1.4024 | 1.3974
0.98551 | 2664.03 | 2703.19 | ENERGY STAR Commercial Solid Door Freezers 30 to 50ft3 | NWS | Electric | NonRes | Refrigeration BUS | Standard efficiency commercial freezer | Energy Star commercial freezer | 1728 | 0.197 | 0 | 1 | unit | 12 | 550 | 0% |  | 1 | 0.8 | 0.2 | 1.0082 | 1.4024 | 1.3974
1.778 | 1381.84 | 777.19 | ENERGY STAR Commercial Solid Door Freezers more than 50ft3 | NWS | Electric | NonRes | Refrigeration BUS | Standard efficiency commercial freezer | Energy Star commercial freezer | 3757 | 0.429 | 0 | 1 | unit | 12 | 700 | 0% |  | 1 | 0.8 | 0.2 | 0.30247 | 0.30486 | 0.29945
0.89768 | 57.48 | 64.03 | ENERGY STAR Commercial Glass Door Refrigerators less than 15ft3 | NWS | Electric | NonRes | Refrigeration BUS | Standard efficiency commercial refrigerator | Energy Star commercial refrigerator | 722 | 0.082 | 0 | 1 | unit | 12 | 250 | 0% |  | 1 | 0.8 | 0.2 | 0.10082 | 0.060972 | 0.033272
0.89695 | 133.16 | 148.46 | ENERGY STAR Commercial Glass Door Refrigerators 15 to 30 ft3 | NWS | Electric | NonRes | Refrigeration BUS | Standard efficiency commercial refrigerator | Energy Star commercial refrigerator | 1434 | 0.164 | 0 | 1 | unit | 12 | 500 | 0% |  | 1 | 0.8 | 0.2 | 0.10082 | 0.060972 | 0.066544
2.4237 | 134.78 | 55.61 | ENERGY STAR Commercial Glass Door Freezers less than 15ft3 | NWS | Electric | NonRes | Refrigeration BUS | Standard efficiency commercial freezer | Energy Star commercial freezer | 1693 | 0.193 | 0 | 1 | unit | 12 | 220 | 0% |  | 1 | 0.8 | 0.2 | 0.10082 | 0.060972 | 0.033272
0.66828 | 186.09 | 278.46 | ENERGY STAR Commercial Glass Door Freezers 15 to 30 ft3 | NWS | Electric | NonRes | Refrigeration BUS | Standard efficiency commercial freezer | Energy Star commercial freezer | 2004 | 0.229 | 0 | 1 | unit | 12 | 950.4762 | 0% |  | 1 | 0.8 | 0.2 | 0.10082 | 0.060972 | 0.066544
0.92439 | 718.55 | 777.33 | ENERGY STAR Commercial Glass Door Freezers 30 to 50ft3 | NWS | Electric | NonRes | Refrigeration BUS | Standard efficiency commercial freezer | Energy Star commercial freezer | 3869 | 0.442 | 0 | 1 | unit | 12 | 1306.9048 | 0% |  | 1 | 0.8 | 0.2 | 0.20165 | 0.12194 | 0.13309
0.96409 | 660.98 | 685.6 | ENERGY STAR Commercial Glass Door Freezers more than 50ft3 | NWS | Electric | NonRes | Refrigeration BUS | Standard efficiency commercial freezer | Energy Star commercial freezer | 7118 | 0.813 | 0 | 1 | unit | 12 | 2300 | 0% |  | 1 | 0.8 | 0.2 | 0.10082 | 0.060972 | 0.066544
0.86868 | 930.31 | 1070.94 | ENERGY STAR Ice Machines less than 500 lbs | NWS | Electric | NonRes | Refrigeration BUS | Standard efficiency ice machine | Energy Star ice machine | 1652 | 0.1886 | 0 | 315 | lb/24 hrs | 12 | 600 | 0% |  | 1 | 0.8 | 0.2 | 0.4033 | 0.48778 | 0.49908
0.57529 | 991.23 | 1723.02 | ENERGY STAR Ice Machines 500 to 1000 lbs | NWS | Electric | NonRes | Refrigeration BUS | Standard efficiency ice machine | Energy Star ice machine | 2695 | 0.3077 | 0 | 704 | lb/24 hrs | 12 | 1500 | 0% |  | 1 | 0.8 | 0.2 | 0.30247 | 0.30486 | 0.29945
0.94754 | 1582.72 | 1670.34 | ENERGY STAR Ice Machines more than 1000 lbs | NWS | Electric | NonRes | Refrigeration BUS | Standard efficiency ice machine | Energy Star ice machine | 6048 | 0.6904 | 0 | 1454 | lb/24 hrs | 12 | 2000 | 0% |  | 1 | 0.8 | 0.2 | 0.20165 | 0.24389 | 0.19963
0.74342 | 10259.71 | 13800.63 | Guest Room Energy Management, Electric Heating | WS | Electric | NonRes | HVAC BUS | Guest Room without motion control on HVAC | Guest Room with motion control on HVAC | 1112 | 0.088 | 0 | 1 | unit | 9 | 500 | 0% |  | 1 | 0.8 | 0.2 | 6.6544 | 7.4081 | 7.611
0.61118 | 4921.99 | 8053.28 | Guest Room Energy Management, Gas Heating | WS | Elec&Gas | NonRes | HVAC BUS | Guest Room without motion control on HVAC | Guest Room with motion control on HVAC | 400 | 0.093 | 49.8047 | 1 | unit | 9 | 500 | 0% |  | 1 | 0.8 | 0.2 | 3.9322 | 4.3443 | 4.4668
1.0679 | 21459.75 | 20094.76 | Radiant Barrier | WS | Electric | NonRes | HVAC BUS | No Radiant Barrier R-19 | Install Radiant Barrier- Improves R-Value insulation | 6393 | 0.833 | 0 | 0 | 0 | 20 | 3957.46 | 0% |  | 1 | 0.8 | 0.2 | 1.4115 | 1.4024 | 1.1978
1.4935 | 200831.6 | 134474.35 | Window replacement | WS | Electric | NonRes | HVAC BUS | 0 | 0 | 30575.457 | 6.413 | 0 | 0 | 0 | 20 | 13394.48 | 0% |  | 1 | 0.8 | 0.2 | 2.5206 | 2.6828 | 2.6618
3.2002 | 80.18 | 25.06 | Low Flow Faucet Aerators - Electric - Commercial | NWS | Electric | NonRes | Water Heating BUS | 2.2 GPM Aerator (Federal Code) | 1.5 GPM Aerator | 173.655 | 0.017 | 0 | 0 | 0 | 9 | 12 | 0% |  | 1 | 0.8 | 0.2 | 0.50412 | 0.48778 | 0.46581
10.8371 | 905.92 | 83.59 | Low Flow Faucet Aerators - Gas - Commercial | NWS | Gas | NonRes | Water Heating BUS | 2.2 GPM Aerator (Federal Code) | 1.5 GPM Aerator | 0 | 0 | 77.1484 | 0 | 0 | 9 | 12 | 0% |  | 1 | 0.8 | 0.2 | 0.90742 | 0.91458 | 0.89835
2.4557 | 9946.49 | 4050.44 | Wall Insulation | WS | Electric | NonRes | HVAC BUS | R-11 | R-13 + R-7.5 (Code) | 6707 | 1.03 | 0 | 0 | 0 | 20 | 1741 | 0% |  | 1 | 0.8 | 0.2 | 0.50412 | 0.60972 | 0.66544
1.2639 | 15203.37 | 12028.89 | Boiler | WS | Gas | NonRes | Heating BUS | 80% efficiency | 85% efficiency | 0 | 0 | 10096.7519 | 15087.1553 | kBtu/hr | 20 | 53362.6886 | 0% |  | 1 | 0.8 | 0.2 | 0.061315 | 0.055619 | 0.060702
0.82947 | 164628.53 | 198474.41 | Gas Furnace | WS | Gas | NonRes | Heating BUS | 78 AFUE | 95 AFUE | 0 | 0 | 5829.4227 | 3969.9748 | kBtu/hr | 15 | 38032.359 | 0% |  | 1 | 0.8 | 0.2 | 1.4102 | 1.3905 | 1.3354
0.97791 | 28985.6 | 29640.49 | Roof Insulation | WS | Elec&Gas | NonRes | Building Shell BUS | Varies by building | Varies by building | 0 | 0 | 4261.6242 | 83.9626 | 1000 sq ft roof area | 20 | 31588.8678 | 0% |  | 1 | 0.8 | 0.2 | 0.28614 | 0.27686 | 0.24551
7.7264 | 280294.79 | 36277.61 | Setback-Setup Thermostat | WS | Elec&Gas | NonRes | HVAC BUS | No setback | Assumes full setback achieved - use with caution | 0 | 0 | 12961.9767 | 98.0281 | 1000 sq ft cond floor area | 9 | 4872.8801 | 0% |  | 1 | 0.8 | 0.2 | 1.6473 | 1.6871 | 1.6484
1.1029 | 3088.12 | 2799.88 | Small High Efficiency Gas Water Heater | NWS | Gas | NonRes | Water Heating BUS | Gas water heater (EF=0.59) < 75,000 Btuh | EF>= 0.62 | 0 | 0 | 30.2734 | 45 | MBH | 15 | 145 | 0% |  | 1 | 0.8 | 0.2 | 5.0892 | 5.117 | 4.9539
4.539 | 18727.95 | 4125.98 | Large High Efficiency Gas Water Heater | NWS | Gas | NonRes | Water Heating BUS | Gas water heater (TE=0.80) ≥ 75,000 Btuh | TE >= 0.88 | 0 | 0 | 183.5938 | 200 | MBH | 15 | 209 | 0% |  | 1 | 0.8 | 0.2 | 5.0892 | 5.117 | 4.9539
0.77931 | 17632.16 | 22625.43 | Instant Gas Water Heater | NWS | Gas | NonRes | Water Heating BUS | Gas water heater (EF=0.59) < 75,000 Btuh | EF >= 0.82 | 0 | 0 | 172.8516 | 150 | MBH | 15 | 1185 | 0% |  | 1 | 0.8 | 0.2 | 5.0892 | 5.117 | 4.9539
10.8386 | 367.28 | 33.89 | Low Flow Faucet Aerators - Gas - Commercial | NWS | Gas | NonRes | Water Heating BUS | 2.2 GPM Aerator (Federal Code) | 1.5 GPM Aerator | 0 | 0 | 77.1484 | 0 | 0 | 9 | 12 | 0% |  | 1 | 0.8 | 0.2 | 0.36789 | 0.37079 | 0.36421