## Program-Level Adj Gas
EEDR Adjustable Savings Goal Template - Program-Level Adjustments Tab
Updated 12/20/18
|  | Program Administrator: | Ameren Illinois
|  |  | January 1, 2018 - December 31, 2018, Plan Year 2018 |  |  |  | January 1, 2019 - December 31, 2019, Plan Year 2019 |  |  |  | January 1, 2020 - December 31, 2020, Plan Year 2020 |  |  |  | January 1, 2021 - December 31, 2021, Plan Year 2021 |  |  |  | January 1, 2018 - December 31, 2021 Plan Period
|  |  | Plan Energy Savings Goal (Therm) | Adjusted Energy Savings Goal (Therm) | Energy Savings Adjustment to Plan Goal (Therm) | Brief Explanation of Significant Adjustments | Plan Energy Savings Goal (Therm) | Adjusted Energy Savings Goal (Therm) | Energy Savings Adjustment to Plan Goal (Therm) | Brief Explanation of Significant Adjustments | Plan Energy Savings Goal (Therm) | Adjusted Energy Savings Goal (Therm) | Energy Savings Adjustment to Plan Goal (Therm) | Brief Explanation of Significant Adjustments | Plan Energy Savings Goal (Therm) | Adjusted Energy Savings Goal (Therm) | Energy Savings Adjustment to Plan Goal (Therm) | Brief Explanation of Significant Adjustments | Plan Energy Savings Goal (Therm) | Adjusted Energy Savings Goal (Therm) | Energy Savings Adjustment to Plan Goal (Therm)
|  | Program-Initiative | 2018 | 2018 | 2018 | 2018 | 2019 | 2019 | 2019 | 2019 | 2020 | 2020 | 2020 | 2020 | 2021 | 2021 | 2021 | 2021 | Plan Period | Plan Period | Plan Period
|  | (a) | (b) | (c) | (d)=(c-b) | (e) | (f) | (g) | (h)=(g-f) | (i) | (j) | (k) | (l)=(k-j) | (m) | (n) | (o) | (p)=(o-n) | (q) | (r)=(b+f+j+n) | (s)=(c+g+k+o) | (t)=(s-r)
Check | Plan
TRUE | 0 | Appliance Recycling | 0 | 0 | 0 |  | 0 | 0 | 0 |  | 0 | 0 | 0 |  | 0 | 0 | 0 |  | 0 | 0 | 0
TRUE | 230000 | Behavior Modification | 230000 | 230000 | 0 |  | 230000 | 230000 | 0 |  | 230000 | 230000 | 0 |  | 230000 | 230000 | 0 |  | 920000 | 920000 | 0
TRUE | 50010.4886 | Direct Distribution of Efficient Products | 50010.4886 | 50010.4886 | 0 |  | 50010.4886 | 58729.6886 | 8719.2 | Aerator increase | 50010.4886 | 58729.6886 | 8719.2 | Aerator increase | 50010.4886 | 58729.6886 | 8719.2 | Aerator increase | 200041.9543 | 226199.5543 | 26157.6
TRUE | 192389.0891 | HVAC | 192389.0891 | 192389.0891 | 0 |  | 192389.0891 | 192389.0891 | 0 |  | 192389.0891 | 192389.0891 | 0 |  | 192389.0891 | 192389.0891 | 0 |  | 769556.3563 | 769556.3563 | 0
FALSE | 516912.4255 | Income Qualified | 957922.5819 | 957922.5819 | 0 |  | 985590.9267 | 953581.2866 | -32009.6401 | Insulation, furnace, air sealing, showerhead decrease; aerator increase | 955972.9218 | 935188.1559 | -20784.7659 | Insulation, furnace, showerhead decrease; aerator increase | 955973.2802 | 928521.3223 | -27451.958 | Insulation, furnace, showerhead decrease; aerator increase | 3855459.7106 | 3775213.3467 | -80246.3639
TRUE | 78418.6832 | Multifamily | 78418.6832 | 78418.6832 | 0 |  | 78418.6832 | 68928.8683 | -9489.815 | Showerhead decrease; aerator increase | 91913.1722 | 80719.84 | -11193.3322 | Showerhead decrease; aerator increase | 91913.1722 | 80719.84 | -11193.3322 | Showerhead decrease; aerator increase | 340663.7108 | 308787.2314 | -31876.4794
TRUE | 52040.0855 | Public Housing | 52040.0855 | 52040.0855 | 0 |  | 52040.0855 | 50974.3849 | -1065.7006 | Showerhead, air sealing, crawl space insulation decrease; ceiling insulation increase | 52040.0855 | 50974.3849 | -1065.7006 | Showerhead, air sealing, crawl space insulation decrease; ceiling insulation increase | 52040.0855 | 50974.3849 | -1065.7006 | Showerhead, air sealing, crawl space insulation decrease; ceiling insulation increase | 208160.3421 | 204963.2402 | -3197.1019
TRUE | 305808 | Retail Products | 305808 | 305808 | 0 |  | 305808 | 305808 | 0 |  | 382260 | 382260 | 0 |  | 382260 | 382260 | 0 |  | 1376136 | 1376136 | 0
TRUE | 0 | Streetlighting | 0 | 0 | 0 |  | 0 | 0 | 0 |  | 0 | 0 | 0 |  | 0 | 0 | 0 |  | 0 | 0 | 0
TRUE | 507594.6666 | Custom | 507594.6666 | 507594.6666 | 0 |  | 447915.3948 | 447915.3948 | 0 |  | 430589.1546 | 430589.1546 | 0 |  | 441498.2688 | 441498.2688 | 0 |  | 1827597.4848 | 1827597.4848 | 0
TRUE | 324246.984 | Retro-commissioning | 324246.984 | 324246.984 | 0 |  | 306720.12 | 306720.12 | 0 |  | 324246.984 | 324246.984 | 0 |  | 324246.984 | 324246.984 | 0 |  | 1279461.072 | 1279461.072 | 0
TRUE | 1450178.647 | Standard | 1450178.647 | 1450178.647 | 0 |  | 1316667.0414 | 1328741.6789 | 12074.6375 | Water heater increase | 806200.2589 | 820142.4344 | 13942.1755 | Water heater increase | 849881.31 | 864269.0364 | 14387.7264 | Water heater increase | 4422927.2573 | 4463331.7967 | 40404.5394
|  | RES-DCEO New Construction Commitments | 8892 | 8892 | 0 |  |  |  | 0 |  |  |  | 0 |  |  |  | 0 |  | 8892 | 8892 | 0
|  | Gas to Electric Conversion Savings | -441008.823 | -441008.823 | 0 |  | -441008.823 | -441008.823 | 0 |  | -441008.823 | -441008.823 | 0 |  | -441008.823 | -441008.823 | 0 |  | -1764035.2922 | -1764035.2922 | 0
TRUE | 3716492.4029 | Portfolio Total (Therms) | 3716492.4029 | 3716492.4029 | 0 |  | 3524551.0062 | 3502779.688 | -21771.3182 |  | 3074613.3316 | 3064230.9084 | -10382.4232 |  | 3129203.8553 | 3112599.7909 | -16604.0644 |  | 13444860.596 | 13396102.7902 | -48757.8058
Note on C1: The Measure-Level Adjustments Tab should be completed first before completing the Program-Level Adjustments Tab. As a general principle, when completing the EEPS Adjustable Savings Goal Template, Program Administrators should follow the calculation instructions specified in the comment boxes as well as the column headers and column labels (row 7) in the EEPS Adjustable Savings Goal Template.
Note on C2: Please specify the current date in this cell and in the filename when saving the document.
Note on C3: Please specify the name of the Program Administrator.
Note on D5: 2018 Plan Energy Savings Goal: The value contained in column (b) – 2018 Plan Energy Savings Goal for the “Program A” row of the Program-Level Adjustments Tab should be equal to the sum of the values set forth in column (t) – 2018 Plan Goal for the rows associated with “Program A” Measures (Program designation specified in column (a)) of the Measure-Level Adjustments Tab.
Note on E5: 2018 Adjusted Energy Savings Goal: The value contained in column (c) – 2018 Adjusted Energy Savings Goal for the “Program A” row of the Program-Level Adjustments Tab should be equal to the sum of the values set forth in column (aw) – 2018 Final Goal for the rows associated with “Program A” Measures (as listed in column (a)) of the Measure-Level Adjustments Tab.
Note on F5: Complete columns (d), (h), (l), (p), and (t) – Energy Savings Adjustment to Plan Goal by following the calculation instructions specified in the header row containing column labels to calculate the savings differential between the Adjusted Energy Savings Goal and the Plan Energy Savings Goal for the applicable Program Year and the Plan period; column (d)=(c-b), column (h)=(g-f), column (l)=(k-j), column (p)=(o-n), and column (t)=(s-r).
Note on G5: Briefly describe the main cause of the significant savings goal adjustments.
Note on H5: 2019 Plan Energy Savings Goal: The value contained in column (f) – 2019 Plan Energy Savings Goal for the “Program A” row of the Program-Level Adjustments Tab should be equal to the sum of the values set forth in column (u) – 2019 Plan Goal for the rows associated with “Program A” Measures (Program designation specified in column (a)) of the Measure-Level Adjustments Tab.
Note on I5: 2019 Adjusted Energy Savings Goal: The value contained in column (g) – 2019 Adjusted Energy Savings Goal for the “Program A” row of the Program-Level Adjustments Tab should be equal to the sum of the values set forth in column (ax) – 2019 Final Goal for the rows associated with “Program A” Measures (as listed in column (a)) of the Measure-Level Adjustments Tab.
Note on J5: Complete columns (d), (h), (l), (p), and (t) – Energy Savings Adjustment to Plan Goal by following the calculation instructions specified in the header row containing column labels to calculate the savings differential between the Adjusted Energy Savings Goal and the Plan Energy Savings Goal for the applicable Program Year and the Plan period; column (d)=(c-b), column (h)=(g-f), column (l)=(k-j), column (p)=(o-n), and column (t)=(s-r).
Note on K5: Briefly describe the main cause of the significant savings goal adjustments.
Note on L5: 2020 Plan Energy Savings Goal: The value contained in column (j) – 2020 Plan Energy Savings Goal for the “Program A” row of the Program-Level Adjustments Tab should be equal to the sum of the values set forth in column (v) – 2020 Plan Goal for the rows associated with “Program A” Measures (Program designation specified in column (a)) of the Measure-Level Adjustments Tab.
Note on M5: 2020 Adjusted Energy Savings Goal: The value contained in column (k) – 2020 Adjusted Energy Savings Goal for the “Program A” row of the Program-Level Adjustments Tab should be equal to the sum of the values set forth in column (ay) – 2020 Final Goal for the rows associated with “Program A” Measures (as listed in column (a)) of the Measure-Level Adjustments Tab.
Note on N5: Complete columns (d), (h), (l), (p), and (t) – Energy Savings Adjustment to Plan Goal by following the calculation instructions specified in the header row containing column labels to calculate the savings differential between the Adjusted Energy Savings Goal and the Plan Energy Savings Goal for the applicable Program Year and the Plan period; column (d)=(c-b), column (h)=(g-f), column (l)=(k-j), column (p)=(o-n), and column (t)=(s-r).
Note on O5: Briefly describe the main cause of the significant savings goal adjustments.
Note on P5: 2021 Plan Energy Savings Goal: The value contained in column (n) – 2021 Plan Energy Savings Goal for the “Program A” row of the Program-Level Adjustments Tab should be equal to the sum of the values set forth in column (w) – 2021 Plan Goal for the rows associated with “Program A” Measures (Program designation specified in column (a)) of the Measure-Level Adjustments Tab.
Note on Q5: 2021 Adjusted Energy Savings Goal: The value contained in column (o) – 2021 Adjusted Energy Savings Goal for the “Program A” row of the Program-Level Adjustments Tab should be equal to the sum of the values set forth in column (az) – 2021 Final Goal for the rows associated with “Program A” Measures (as listed in column (a)) of the Measure-Level Adjustments Tab.
Note on R5: Complete columns (d), (h), (l), (p), and (t) – Energy Savings Adjustment to Plan Goal by following the calculation instructions specified in the header row containing column labels to calculate the savings differential between the Adjusted Energy Savings Goal and the Plan Energy Savings Goal for the applicable Program Year and the Plan period; column (d)=(c-b), column (h)=(g-f), column (l)=(k-j), column (p)=(o-n), and column (t)=(s-r).
Note on S5: Briefly describe the main cause of the significant savings goal adjustments.
Note on T5: Complete column (r) – Plan Period Plan Energy Savings Goal by following the calculation instructions specified in the header row containing column labels; column (r)=(b+f+j+n). Thus, the resulting value contained in column (r) should be equal to the sum of the values contained in column (b) – 2018 Plan Energy Savings Goal, column (f) – 2019 Plan Energy Savings Goal, column (j) – 2020 Plan Energy Savings Goal, and column (n) – 2021 Plan Energy Savings Goal.
Note on U5: Complete column (s) – Plan Period Adjusted Energy Savings Goal by following the calculation instructions specified in the header row containing column labels; column (s)=(c+g+k+o). Thus, the resulting value contained in column (s) should be equal to the sum of the values contained in column (c) – 2018 Adjusted Energy Savings Goal, column (g) – 2019 Adjusted Energy Savings Goal, column (k) – 2020 Adjusted Energy Savings Goal, and column (o) – 2021 Adjusted Energy Savings Goal. Note: Each Program Administrator’s actual Portfolio Final Adjusted Net Energy Savings Goal for the Plan Period may not be known until after the Commission approves the 2022 IL-TRM, which may include IL-TRM updates specified as errata Measures applicable to 2021 that might necessitate additional energy savings goal adjustments to be made for the last Program Year to obtain an accurate calculation of the Final Adjusted Net Energy Savings Goal for the Plan Period.
Note on V5: Complete columns (d), (h), (l), (p), and (t) – Energy Savings Adjustment to Plan Goal by following the calculation instructions specified in the header row containing column labels to calculate the savings differential between the Adjusted Energy Savings Goal and the Plan Energy Savings Goal for the applicable Program Year and the Plan period; column (d)=(c-b), column (h)=(g-f), column (l)=(k-j), column (p)=(o-n), and column (t)=(s-r).
Note on C6: Column (a) – Program: List the name of the Energy Efficiency Program. The name of the Program should correspond with one of the Program names specified in column (a) of the Measure-Level Adjustments Tab.
Note on C24: Portfolio Total (Therms): Below the rows of Programs, calculate the sum of the rows of Program savings within a column for the respective fuel type (Therms). Note: The values contained in the row, Portfolio Total (Therms), in the Program-Level Adjustments Tab for columns (b), (f), (j), (n), and (r) should be equal to the values contained in the row, Portfolio Total (Therms), of the Measure-Level Adjustments Tab for columns (t), (u), (v), (w), and (x) respectively. The values contained in the row, Portfolio Total (Therms), in the Program-Level Adjustments Tab for columns (c), (g), (k), (o), and (s) should be equal to the values contained in the row, Portfolio Total (Therms), of the Measure-Level Adjustments Tab for columns (aw), (ax), (ay), (az), and (ba) respectively.
Note on D24: Portfolio Total (Therms): Below the rows of Programs, calculate the sum of the rows of Program savings for the respective fuel type (Therms) for columns (b), (f), (j), and (n). Note: The values contained in the row, Portfolio Total (Therms), in the Program-Level Adjustments Tab for columns (b), (f), (j), (n), and (r) should be equal to the values contained in the row, Portfolio Total (Therms), of the Measure-Level Adjustments Tab for columns (t), (u), (v), (w), and (x) respectively.
Note on E24: Portfolio Total (Therms): Below the rows of Programs, calculate the sum of the rows of Program savings for the respective fuel type (Therms) for columns (b), (f), (j), and (n). Note: The values contained in the row, Portfolio Total (Therms), in the Program-Level Adjustments Tab for columns (b), (f), (j), (n), and (r) should be equal to the values contained in the row, Portfolio Total (Therms), of the Measure-Level Adjustments Tab for columns (t), (u), (v), (w), and (x) respectively.
Note on F24: Portfolio Total (Therms): Below the rows of Programs, calculate the sum of the rows of Program savings for the respective fuel type (Therms) for columns (b), (f), (j), and (n). Note: The values contained in the row, Portfolio Total (Therms), in the Program-Level Adjustments Tab for columns (b), (f), (j), (n), and (r) should be equal to the values contained in the row, Portfolio Total (Therms), of the Measure-Level Adjustments Tab for columns (t), (u), (v), (w), and (x) respectively.
Note on H24: Portfolio Total (Therms): Below the rows of Programs, calculate the sum of the rows of Program savings for the respective fuel type (Therms) for columns (b), (f), (j), and (n). Note: The values contained in the row, Portfolio Total (Therms), in the Program-Level Adjustments Tab for columns (b), (f), (j), (n), and (r) should be equal to the values contained in the row, Portfolio Total (Therms), of the Measure-Level Adjustments Tab for columns (t), (u), (v), (w), and (x) respectively.
Note on I24: Portfolio Total (Therms): Below the rows of Programs, calculate the sum of the rows of Program savings for the respective fuel type (Therms) for columns (b), (f), (j), and (n). Note: The values contained in the row, Portfolio Total (Therms), in the Program-Level Adjustments Tab for columns (b), (f), (j), (n), and (r) should be equal to the values contained in the row, Portfolio Total (Therms), of the Measure-Level Adjustments Tab for columns (t), (u), (v), (w), and (x) respectively.
Note on J24: Portfolio Total (Therms): Below the rows of Programs, calculate the sum of the rows of Program savings for the respective fuel type (Therms) for columns (b), (f), (j), and (n). Note: The values contained in the row, Portfolio Total (Therms), in the Program-Level Adjustments Tab for columns (b), (f), (j), (n), and (r) should be equal to the values contained in the row, Portfolio Total (Therms), of the Measure-Level Adjustments Tab for columns (t), (u), (v), (w), and (x) respectively.
Note on L24: Portfolio Total (Therms): Below the rows of Programs, calculate the sum of the rows of Program savings for the respective fuel type (Therms) for columns (b), (f), (j), and (n). Note: The values contained in the row, Portfolio Total (Therms), in the Program-Level Adjustments Tab for columns (b), (f), (j), (n), and (r) should be equal to the values contained in the row, Portfolio Total (Therms), of the Measure-Level Adjustments Tab for columns (t), (u), (v), (w), and (x) respectively.
Note on M24: Portfolio Total (Therms): Below the rows of Programs, calculate the sum of the rows of Program savings for the respective fuel type (Therms) for columns (b), (f), (j), and (n). Note: The values contained in the row, Portfolio Total (Therms), in the Program-Level Adjustments Tab for columns (b), (f), (j), (n), and (r) should be equal to the values contained in the row, Portfolio Total (Therms), of the Measure-Level Adjustments Tab for columns (t), (u), (v), (w), and (x) respectively.
Note on N24: Portfolio Total (Therms): Below the rows of Programs, calculate the sum of the rows of Program savings for the respective fuel type (Therms) for columns (b), (f), (j), and (n). Note: The values contained in the row, Portfolio Total (Therms), in the Program-Level Adjustments Tab for columns (b), (f), (j), (n), and (r) should be equal to the values contained in the row, Portfolio Total (Therms), of the Measure-Level Adjustments Tab for columns (t), (u), (v), (w), and (x) respectively.
Note on P24: Portfolio Total (Therms): Below the rows of Programs, calculate the sum of the rows of Program savings for the respective fuel type (Therms) for columns (b), (f), (j), and (n). Note: The values contained in the row, Portfolio Total (Therms), in the Program-Level Adjustments Tab for columns (b), (f), (j), (n), and (r) should be equal to the values contained in the row, Portfolio Total (Therms), of the Measure-Level Adjustments Tab for columns (t), (u), (v), (w), and (x) respectively.
Note on Q24: Portfolio Total (Therms): Below the rows of Programs, calculate the sum of the rows of Program savings for the respective fuel type (Therms) for columns (b), (f), (j), and (n). Note: The values contained in the row, Portfolio Total (Therms), in the Program-Level Adjustments Tab for columns (b), (f), (j), (n), and (r) should be equal to the values contained in the row, Portfolio Total (Therms), of the Measure-Level Adjustments Tab for columns (t), (u), (v), (w), and (x) respectively.
Note on R24: Portfolio Total (Therms): Below the rows of Programs, calculate the sum of the rows of Program savings for the respective fuel type (Therms) for columns (b), (f), (j), and (n). Note: The values contained in the row, Portfolio Total (Therms), in the Program-Level Adjustments Tab for columns (b), (f), (j), (n), and (r) should be equal to the values contained in the row, Portfolio Total (Therms), of the Measure-Level Adjustments Tab for columns (t), (u), (v), (w), and (x) respectively.
Note on T24: Portfolio Total (Therms): Below the rows of Programs, calculate the sum of the rows of Program savings for the respective fuel type (Therms) for columns (b), (f), (j), and (n). Note: The values contained in the row, Portfolio Total (Therms), in the Program-Level Adjustments Tab for columns (b), (f), (j), (n), and (r) should be equal to the values contained in the row, Portfolio Total (Therms), of the Measure-Level Adjustments Tab for columns (t), (u), (v), (w), and (x) respectively.
Note on U24: Portfolio Total (Therms): Below the rows of Programs, calculate the sum of the rows of Program savings for the respective fuel type (Therms) for columns (b), (f), (j), and (n). Note: The values contained in the row, Portfolio Total (Therms), in the Program-Level Adjustments Tab for columns (b), (f), (j), (n), and (r) should be equal to the values contained in the row, Portfolio Total (Therms), of the Measure-Level Adjustments Tab for columns (t), (u), (v), (w), and (x) respectively.
Note on V24: Portfolio Total (Therms): Below the rows of Programs, calculate the sum of the rows of Program savings for the respective fuel type (Therms) for columns (b), (f), (j), and (n). Note: The values contained in the row, Portfolio Total (Therms), in the Program-Level Adjustments Tab for columns (b), (f), (j), (n), and (r) should be equal to the values contained in the row, Portfolio Total (Therms), of the Measure-Level Adjustments Tab for columns (t), (u), (v), (w), and (x) respectively.
Note on W24: Portfolio Total (Therms): Below the rows of Programs, calculate the sum of the rows of Program savings for the respective fuel type (Therms) for columns (b), (f), (j), and (n). Note: The values contained in the row, Portfolio Total (Therms), in the Program-Level Adjustments Tab for columns (b), (f), (j), (n), and (r) should be equal to the values contained in the row, Portfolio Total (Therms), of the Measure-Level Adjustments Tab for columns (t), (u), (v), (w), and (x) respectively.

## Measure-Level Adj Gas
EEDR Adjustable Savings Goal Template - Measure-Level Adjustments Tab
Updated 12/20/18
|  | Program Administrator: | Ameren Illinois
[6 empty] | Approved Energy Efficiency Plan Key Assumptions - Plan Participation |  |  |  |  | Approved Energy Efficiency Plan Key Assumptions | [5 empty] | Approved Energy Efficiency Plan Key Assumptions | [8 empty] | Plan Year 2018 Savings Goal Adjustment | [5 empty] | Plan Year 2019 Savings Goal Adjustment | [5 empty] | Plan Year 2020 Savings Goal Adjustment | [5 empty] | Plan Year 2021 Savings Goal Adjustment | [5 empty] | Final Adjusted Net Energy Savings Goals |  |  |  |  | Approved Energy Efficiency Plan Key Assumptions - Measure-Level Algorithm Inputs
[6 empty] | Plan Number of Units (Fixed Parameters for Calculating Adjustable Savings Goals) |  |  |  |  | Plan Gross Unit Savings (Therms) | [5 empty] | Plan Net-to-Gross Values (Fixed Parameters for Calculating Adjustable Savings Goals) |  |  |  | Plan Energy Savings Goals (Therms) |  |  |  |  | 2018 Gross Unit Savings, Effective January 1, 2018 - December 31, 2018 |  |  |  | Adjusted Energy Savings Goal (Therms) | Energy Savings Adjustment to Plan Goal (Therms) | 2019 Gross Unit Savings, Effective January 1, 2019 - December 31, 2019 |  |  |  | Adjusted Energy Savings Goal (Therms) | Energy Savings Adjustment to Plan Goal (Therms) | 2020 Gross Unit Savings, Effective January 1, 2020 - December 31, 2020 |  |  |  | Adjusted Energy Savings Goal (Therms) | Energy Savings Adjustment to Plan Goal (Therms) | 2021 Gross Unit Savings, Effective January 1, 2021 - December 31, 2021 |  |  |  | Adjusted Energy Savings Goal (Therms) | Energy Savings Adjustment to Plan Goal (Therms) | [5 empty] | Not derived from values in the IL-TRM, and therefore will not necessitate a change in savings goals if the IL-TRM is updated. Note: The Key Custom Input Assumptions specified in column (bb) should remain fixed over the Plan period when calculating the Gross Unit Savings for the Measure for the applicable Program Years set forth in columns (aa), (ag), (am), and (as), unless consensus is reached at SAG that the extenuating circumstance warrants an adjustment. | Derived from the IL-TRM that, if changed in the IL-TRM in the future, would therefore necessitate a savings goal adjustment, unless consensus is reached at SAG that the extenuating circumstance warrants no adjustment.
|  | Program-Initiative | Measure | IL-TRM Adjustable? (1 if yes; 0 if no) | IL-TRM Section / Custom | Unit of Participation | 2018 Plan Number of Units (Fixed) | 2019 Plan Number of Units (Fixed) | 2020 Plan Number of Units (Fixed) | 2021 Plan Number of Units (Fixed) | IL-TRM Measure Code from IL-TRMv6.0 | Reference Document Explaining Gross Unit Savings Calculation Details | 2018 Plan Gross Unit Savings | 2019 Plan Gross Unit Savings | 2020 Plan Gross Unit Savings | 2021 Plan Gross Unit Savings | 2018 Plan NTG (Fixed) | 2019 Plan NTG (Fixed) | 2020 Plan NTG (Fixed) | 2021 Plan NTG (Fixed) | 2018 Plan Goal | 2019 Plan Goal | 2020 Plan Goal | 2021 Plan Goal | Total Plan Period Goal | IL-TRM Measure Code from IL-TRMv6.0 or errata applicable to 2018 | Reference Document Explaining Gross Unit Savings Calculation Details | 2018 Gross Unit Savings (Therms) | Gross Unit Savings Adjustment Explanation | 2018 Adjusted Goal | 2018 IL-TRM Adjustment | IL-TRM Measure Code from the 2019 IL-TRM or errata applicable to 2019 | Reference Document Explaining Gross Unit Savings Calculation Details | 2019 Gross Unit Savings (Therms) | Gross Unit Savings Adjustment Explanation | 2019 Adjusted Goal | 2019 IL-TRM Adjustment | IL-TRM Measure Code from the 2020 IL-TRM or errata applicable to 2020 | Reference Document Explaining Gross Unit Savings Calculation Details | 2020 Gross Unit Savings (Therms) | Gross Unit Savings Adjustment Explanation | 2020 Adjusted Goal | 2020 IL-TRM Adjustment | IL-TRM Measure Code from the 2021 IL-TRM or errata applicable to 2021 | Reference Document Explaining Gross Unit Savings Calculation Details | 2021 Gross Unit Savings (Therms) | Gross Unit Savings Adjustment Explanation | 2021 Adjusted Goal | 2021 IL-TRM Adjustment | 2018 Final Savings Goal (Therms) | 2019 Final Savings Goal (Therms) | 2020 Final Savings Goal (Therms) | 2021 Final Savings Goal (Therms) | Plan Period Final Savings Goal (Therms) | Key Custom Input Assumptions (if none, specify NA) | Key IL-TRM Input Assumptions
code | a | (a) | (b) | (c) | (d) | (e) | (f) | (g) | (h) | (i) | (j) | (k) | (l) | (m) | (n) | (o) | (p) | (q) | (r) | (s) | (t)=(f x l x p) | (u)=(g x m x q) | (v)=(h x n x r) | (w)=(i x o x s) | (x)=(t+u+v+w) | (y) | (z) | (aa) | (ab) | (ac)=(f x aa x p) | (ad)=(ac-t) | (ae) | (af) | (ag) | (ah) | (ai)=(g x ag x q) | (aj)=(ai-u) | (ak) | (al) | (am) | (an) | (ao)=(h x am x r) | (ap)=(ao-v) | (aq) | (ar) | (as) | (at) | (au)=(i x as x s) | (av)=(au-w) | (aw)=(ac) [if (c)=1]; (aw)=(t) [if (c)=0] | (ax)=(ai) [if (c)=1]; (ax)=(u) [if (c)=0] | (ay)=(ao) [if (c)=1]; (ay)=(v) [if (c)=0] | (az)=(au) [if (c)=1]; (az)=(w) [if (c)=0] | (ba)=(aw+ax+ay+az) | (bb) | (bc)
522 | HVAC | HVAC | Single Family In-Unit Programmable T-Stat Market Rate Gas Heat w/ AC Market Rate | 1 | 5.3.11 | 0 | 2412 | 2412 | 2412 | 2412 | RS-HVC-PROG-V04-180101 |  | 53.382 | 53.382 | 53.382 | 53.382 | 87% | 87% | 87% | 87% | 112018.9241 | 112018.9241 | 112018.9241 | 112018.9241 | 448075.6963 |  |  | 53.382 |  | 112018.9241 | 0 |  |  | 53.382 | Added savings calculations for mobile and unknown housing types with new household factors, but Plan measures only apply to SF and MF | 112018.9241 | 0 |  |  | 53.382 | Added savings calculations for mobile and unknown housing types with new household factors, but Plan measures only apply to SF and MF | 112018.9241 | 0 |  |  | 53.382 | Added savings calculations for mobile and unknown housing types with new household factors, but Plan measures only apply to SF and MF | 112018.9241 | 0 | 112018.9241 | 112018.9241 | 112018.9241 | 112018.9241 | 448075.6963 | NA | See 'Unit Savings Calculation' Tab.
524 | HVAC | HVAC | Smart Thermostat - Gas Heat | 1 | 5.3.16 | 0 | 1450 | 1450 | 1450 | 1450 | RS-HVC-ADTH-V02-180101 |  | 63.71 | 63.71 | 63.71 | 63.71 | 87% | 87% | 87% | 87% | 80370.165 | 80370.165 | 80370.165 | 80370.165 | 321480.66 |  |  | 63.71 |  | 80370.165 | 0 |  |  | 63.71 | Updated existing efficiency ratings | 80370.165 | 0 |  |  | 63.71 | Updated existing efficiency ratings | 80370.165 | 0 |  |  | 63.71 | Updated existing efficiency ratings | 80370.165 | 0 | 80370.165 | 80370.165 | 80370.165 | 80370.165 | 321480.66 | NA | See 'Unit Savings Calculation' Tab.
843 | Multifamily | Multifamily | Multifamily In-Unit Showerhead 1.75 gpm - Gas DHW | 1 | 5.4.5 | 0 | 2287 | 2287 | 2634 | 2634 | RS-HWE-LFSH-V05-180101 |  | 14.07 | 14.07 | 14.07 | 14.07 | 100% | 100% | 100% | 100% | 32178.09 | 32178.09 | 37060.38 | 37060.38 | 138476.94 |  |  | 7.49 |  | 17129.63 | -15048.46 |  |  | 7.49 | Updated GPM_base for direct install showerhead | 17129.63 | -15048.46 |  |  | 7.49 | Updated GPM_base for direct install showerhead | 19728.66 | -17331.72 |  |  | 7.49 | Updated GPM_base for direct install showerhead | 19728.66 | -17331.72 | 17129.63 | 17129.63 | 19728.66 | 19728.66 | 73716.58 | NA | See 'Unit Savings Calculation' Tab.
841 | Multifamily | Multifamily | Multifamily In-Unit Faucet Aerator - Gas DHW | 1 | 5.4.4 | 0 | 4574 | 4574 | 5268 | 5268 | RS-HWE-LFFA-V06-180101 |  | 3.22 | 3.22 | 3.22 | 3.22 | 100% | 100% | 100% | 100% | 14728.28 | 14728.28 | 16962.96 | 16962.96 | 63382.48 |  |  | 4.58 |  | 20948.92 | 6220.64 |  |  | 4.58 | Updated GPM_base for each faucet type | 20948.92 | 6220.64 |  |  | 4.58 | Updated GPM_base for each faucet type | 24127.44 | 7164.48 |  |  | 4.58 | Updated GPM_base for each faucet type | 24127.44 | 7164.48 | 20948.92 | 20948.92 | 24127.44 | 24127.44 | 90152.72 | NA | See 'Unit Savings Calculation' Tab.
820 | Multifamily | Multifamily | Multifamily In-Unit Programmable Thermostat - Gas Heat | 1 | 5.3.11 | 0 | 794 | 794 | 915 | 915 | RS-HVC-PROG-V04-180101 |  | 34.6983 | 34.6983 | 34.6983 | 34.6983 | 100% | 100% | 100% | 100% | 27550.4502 | 27550.4502 | 31748.9445 | 31748.9445 | 118598.7894 |  |  | 34.6983 |  | 27550.4502 | 0 |  |  | 34.6983 | Added savings calculations for mobile and unknown housing types with new household factors, but Plan measures only apply to SF and MF | 27550.4502 | 0 |  |  | 34.6983 | Added savings calculations for mobile and unknown housing types with new household factors, but Plan measures only apply to SF and MF | 31748.9445 | 0 |  |  | 34.6983 | Added savings calculations for mobile and unknown housing types with new household factors, but Plan measures only apply to SF and MF | 31748.9445 | 0 | 27550.4502 | 27550.4502 | 31748.9445 | 31748.9445 | 118598.7894 | NA | See 'Unit Savings Calculation' Tab.
838 | Multifamily | Multifamily | per foot of pipe insulation Market Rate Gas water heat Market Rate | 1 | 5.4.1 | 0 | 1060 | 1060 | 1643 | 1643 | RS-HWE-PINS-V02-150601 |  | 5.2866 | 5.2866 | 5.2866 | 5.2866 | 70.7% | 70.7% | 70.7% | 70.7% | 3961.863 | 3961.863 | 6140.8877 | 6140.8877 | 20205.5014 |  |  | 4.4032 |  | 3299.8681 | -661.995 |  |  | 4.4032 | Updated algorithms to include post-insulation circumference | 3299.8681 | -661.995 |  |  | 4.4032 | Updated algorithms to include post-insulation circumference | 5114.7955 | -1026.0922 |  |  | 4.4032 | Updated algorithms to include post-insulation circumference | 5114.7955 | -1026.0922 | 3299.8681 | 3299.8681 | 5114.7955 | 5114.7955 | 16829.3271 | NA | See 'Unit Savings Calculation' Tab.
499 | Direct Distribution of Efficient Products | Direct Distribution Efficient Products | Showerhead 1.75 gpm - Gas DHW | 1 | 5.4.5 | 0 | 6300 | 6300 | 6300 | 6300 | RS-HWE-LFSH-V05-180101 |  | 3.38 | 3.38 | 3.38 | 3.38 | 105% | 105% | 105% | 105% | 22358.7 | 22358.7 | 22358.7 | 22358.7 | 89434.8 |  |  | 3.38 |  | 22358.7 | 0 |  |  | 3.38 | Updated GPM_base for direct install showerhead | 22358.7 | 0 |  |  | 3.38 | Updated GPM_base for direct install showerhead | 22358.7 | 0 |  |  | 3.38 | Updated GPM_base for direct install showerhead | 22358.7 | 0 | 22358.7 | 22358.7 | 22358.7 | 22358.7 | 89434.8 | NA | See 'Unit Savings Calculation' Tab.
495 | Direct Distribution of Efficient Products | Direct Distribution Efficient Products | Bath Faucet Aerator - Gas DHW | 1 | 5.4.4 | 0 | 6300 | 6300 | 6300 | 6300 | RS-HWE-LFFA-V06-180101 |  | 0.35 | 0.35 | 0.35 | 0.35 | 104% | 104% | 104% | 104% | 2293.2 | 2293.2 | 2293.2 | 2293.2 | 9172.8 |  |  | 0.45 |  | 2948.4 | 655.2 |  |  | 0.45 | Updated GPM_base for each faucet type | 2948.4 | 655.2 |  |  | 0.45 | Updated GPM_base for each faucet type | 2948.4 | 655.2 |  |  | 0.45 | Updated GPM_base for each faucet type | 2948.4 | 655.2 | 2948.4 | 2948.4 | 2948.4 | 2948.4 | 11793.6 | NA | See 'Unit Savings Calculation' Tab.
497 | Direct Distribution of Efficient Products | Direct Distribution Efficient Products | Kitchen Faucet Aerator - Gas DHW | 1 | 5.4.4 | 0 | 6300 | 6300 | 6300 | 6300 | RS-HWE-LFFA-V06-180101 |  | 2.41 | 2.41 | 2.41 | 2.41 | 100% | 100% | 100% | 100% | 15183 | 15183 | 15183 | 15183 | 60732 |  |  | 3.69 |  | 23247 | 8064 |  |  | 3.69 | Updated GPM_base for each faucet type | 23247 | 8064 |  |  | 3.69 | Updated GPM_base for each faucet type | 23247 | 8064 |  |  | 3.69 | Updated GPM_base for each faucet type | 23247 | 8064 | 23247 | 23247 | 23247 | 23247 | 92988 | NA | See 'Unit Savings Calculation' Tab.
502 | Direct Distribution of Efficient Products | Direct Distribution Efficient Products | Water Heater Temp Adjustment - Gas DHW | 1 | 5.4.6 | 0 | 6300 | 6300 | 6300 | 6300 | RS-HWE-TMPS-V05-160601 |  | 1.6152 | 1.6152 | 1.6152 | 1.6152 | 100% | 100% | 100% | 100% | 10175.5886 | 10175.5886 | 10175.5886 | 10175.5886 | 40702.3543 |  |  | 1.6152 |  | 10175.5886 | 0 |  |  | 1.6152 | N/A | 10175.5886 | 0 |  |  | 1.6152 | N/A | 10175.5886 | 0 |  |  | 1.6152 | N/A | 10175.5886 | 0 | 10175.5886 | 10175.5886 | 10175.5886 | 10175.5886 | 40702.3543 | NA | See 'Unit Savings Calculation' Tab.
1049 | Retail Products | Retail Products | HVAC Smart Thermostat - Gas Heat w/ AC | 1 | 5.3.16 | 0 | 6000 | 6000 | 7500 | 7500 | RS-HVC-ADTH-V02-180101 |  | 63.71 | 63.71 | 63.71 | 63.71 | 80% | 80% | 80% | 80% | 305808 | 305808 | 382260 | 382260 | 1376136 |  |  | 63.71 |  | 305808 | 0 |  |  | 63.71 | Updated existing efficiency ratings | 305808 | 0 |  |  | 63.71 | Updated existing efficiency ratings | 382260 | 0 |  |  | 63.71 | Updated existing efficiency ratings | 382260 | 0 | 305808 | 305808 | 382260 | 382260 | 1376136 | NA | See 'Unit Savings Calculation' Tab.
911 | Public Housing | Public Housing | Showerhead 1.75 gpm - Gas DHW SF | 1 | 5.4.5 | 0 | 226 | 226 | 226 | 226 | RS-HWE-LFSH-V05-180101 |  | 11.04 | 11.04 | 11.04 | 11.04 | 100% | 100% | 100% | 100% | 2495.04 | 2495.04 | 2495.04 | 2495.04 | 9980.16 |  |  | 5.88 |  | 1328.88 | -1166.16 |  |  | 5.88 | Updated GPM_base for direct install showerhead | 1328.88 | -1166.16 |  |  | 5.88 | Updated GPM_base for direct install showerhead | 1328.88 | -1166.16 |  |  | 5.88 | Updated GPM_base for direct install showerhead | 1328.88 | -1166.16 | 1328.88 | 1328.88 | 1328.88 | 1328.88 | 5315.52 | NA | See 'Unit Savings Calculation' Tab.
896 | Public Housing | Public Housing | Faucet Aerator - Gas DHW SF | 1 | 5.4.4 | 0 | 452 | 452 | 452 | 452 | RS-HWE-LFFA-V06-180101 |  | 2.94 | 2.94 | 2.94 | 2.94 | 100% | 100% | 100% | 100% | 1328.88 | 1328.88 | 1328.88 | 1328.88 | 5315.52 |  |  | 4.18 |  | 1889.36 | 560.48 |  |  | 4.18 | Updated GPM_base for each faucet type | 1889.36 | 560.48 |  |  | 4.18 | Updated GPM_base for each faucet type | 1889.36 | 560.48 |  |  | 4.18 | Updated GPM_base for each faucet type | 1889.36 | 560.48 | 1889.36 | 1889.36 | 1889.36 | 1889.36 | 7557.44 | NA | See 'Unit Savings Calculation' Tab.
856 | Public Housing | Public Housing | Air Sealing - Gas Heat w/ AC SF | 1 | 5.6.1 | 0 | 76 | 76 | 76 | 76 | RS-SHL-AIRS-V06-180101 |  | 115.4834 | 115.4834 | 115.4834 | 115.4834 | 100% | 100% | 100% | 100% | 8776.738 | 8776.738 | 8776.738 | 8776.738 | 35106.9522 |  |  | 107.9192 |  | 8201.8617 | -574.8763 |  |  | 107.9192 | Added cooling, fan, and gas heating adjustment factors (withouth attic insulation) | 8201.8617 | -574.8763 |  |  | 107.9192 | Added cooling, fan, and gas heating adjustment factors (withouth attic insulation) | 8201.8617 | -574.8763 |  |  | 107.9192 | Added cooling, fan, and gas heating adjustment factors (withouth attic insulation) | 8201.8617 | -574.8763 | 8201.8617 | 8201.8617 | 8201.8617 | 8201.8617 | 32807.4468 | NA | See 'Unit Savings Calculation' Tab.
907 | Public Housing | Public Housing | R-11 Wall Insulation - Gas Heat w/ AC SF | 1 | 5.6.4 | 0 | 37 | 37 | 37 | 37 | RS-SHL-AINS-V07-180101 |  | 52.7049 | 52.7049 | 52.7049 | 52.7049 | 100% | 100% | 100% | 100% | 1950.082 | 1950.082 | 1950.082 | 1950.082 | 7800.3278 |  |  | 52.7049 |  | 1950.082 | 0 |  |  | 52.7049 | Updated measure title | 1950.082 | 0 |  |  | 52.7049 | Updated measure title | 1950.082 | 0 |  |  | 52.7049 | Updated measure title | 1950.082 | 0 | 1950.082 | 1950.082 | 1950.082 | 1950.082 | 7800.3278 | NA | See 'Unit Savings Calculation' Tab.
909 | Public Housing | Public Housing | Rim Joist Insulation - Gas Heat w/ AC SF | 1 | 5.6.6 | 0 | 59 | 59 | 59 | 59 | RS-SHL-AINS-V07-180101 |  | 2.7097 | 2.7097 | 2.7097 | 2.7097 | 100% | 100% | 100% | 100% | 159.8714 | 159.8714 | 159.8714 | 159.8714 | 639.4855 |  |  | 2.7097 |  | 159.8714 | 0 |  |  | 2.7097 | - Updated measure title and renamed TRM section code in Measure Level Adjustments Tab - Updated measure life to 20 years - Savings calcs currently uses non-TRM algorithm | 159.8714 | 0 |  |  | 2.7097 | - Updated measure title and renamed TRM section code in Measure Level Adjustments Tab - Updated measure life to 20 years - Savings calcs currently uses non-TRM algorithm | 159.8714 | 0 |  |  | 2.7097 | - Updated measure title and renamed TRM section code in Measure Level Adjustments Tab - Updated measure life to 20 years - Savings calcs currently uses non-TRM algorithm | 159.8714 | 0 | 159.8714 | 159.8714 | 159.8714 | 159.8714 | 639.4855 | NA | See 'Unit Savings Calculation' Tab.
882 | Public Housing | Public Housing | Crawl Space Insulation - Gas Heat w/ AC SF | 1 | 5.6.2 | 0 | 16 | 16 | 16 | 16 | RS-SHL-BINS-V08-180101 |  | 86.0553 | 86.0553 | 86.0553 | 86.0553 | 100% | 100% | 100% | 100% | 1376.8849 | 1376.8849 | 1376.8849 | 1376.8849 | 5507.5397 |  |  | 11.8697 |  | 189.9152 | -1186.9698 |  |  | 11.8697 | N/A | 189.9152 | -1186.9698 |  |  | 11.8697 | N/A | 189.9152 | -1186.9698 |  |  | 11.8697 | N/A | 189.9152 | -1186.9698 | 189.9152 | 189.9152 | 189.9152 | 189.9152 | 759.6607 | NA | See 'Unit Savings Calculation' Tab.
863 | Public Housing | Public Housing | Boiler 90% AFUE SF | 1 | 5.3.6 | 0 | 3 | 3 | 3 | 3 | RS-HVC-GHEB-V06-180101 |  | 144.38 | 144.38 | 144.38 | 144.38 | 100% | 100% | 100% | 100% | 433.14 | 433.14 | 433.14 | 433.14 | 1732.56 |  |  | 107.05 |  | 321.15 | -111.99 |  |  | 107.05 | Updated savings algorithms with new methodology | 321.15 | -111.99 |  |  | 107.05 | Updated savings algorithms with new methodology | 321.15 | -111.99 |  |  | 107.05 | Updated savings algorithms with new methodology | 321.15 | -111.99 | 321.15 | 321.15 | 321.15 | 321.15 | 1284.6 | NA | See 'Unit Savings Calculation' Tab.
905 | Public Housing | Public Housing | Programmable Thermostat - Gas Heat SF | 1 | 5.3.11 | 0 | 35 | 35 | 35 | 35 | RS-HVC-PROG-V04-180101 |  | 53.382 | 53.382 | 53.382 | 53.382 | 100% | 100% | 100% | 100% | 1868.37 | 1868.37 | 1868.37 | 1868.37 | 7473.48 |  |  | 53.382 |  | 1868.37 | 0 |  |  | 53.382 | Added savings calculations for mobile and unknown housing types with new household factors, but Plan measures only apply to SF and MF | 1868.37 | 0 |  |  | 53.382 | Added savings calculations for mobile and unknown housing types with new household factors, but Plan measures only apply to SF and MF | 1868.37 | 0 |  |  | 53.382 | Added savings calculations for mobile and unknown housing types with new household factors, but Plan measures only apply to SF and MF | 1868.37 | 0 | 1868.37 | 1868.37 | 1868.37 | 1868.37 | 7473.48 | NA | See 'Unit Savings Calculation' Tab.
889 | Public Housing | Public Housing | Duct Sealing Low Income Gas Heat w/ AC MF | 1 | 5.3.4 | 0 | 9 | 9 | 9 | 9 | RS-HVC-DINS-V06-160601 |  | 183.4551 | 183.4551 | 183.4551 | 183.4551 | 100% | 100% | 100% | 100% | 1651.0956 | 1651.0956 | 1651.0956 | 1651.0956 | 6604.3823 |  |  | 183.4551 |  | 1651.0956 | 0 |  |  | 183.4551 | N/A | 1651.0956 | 0 |  |  | 183.4551 | N/A | 1651.0956 | 0 |  |  | 183.4551 | N/A | 1651.0956 | 0 | 1651.0956 | 1651.0956 | 1651.0956 | 1651.0956 | 6604.3823 | NA | See 'Unit Savings Calculation' Tab.
854 | Public Housing | Public Housing | 95% AFUE SF | 1 | 5.3.7 | 0 | 5 | 5 | 5 | 5 | RS-HVC-GHEF-V07-180101 |  | 140.9211 | 140.9211 | 140.9211 | 140.9211 | 100% | 100% | 100% | 100% | 704.6053 | 704.6053 | 704.6053 | 704.6053 | 2818.4211 |  |  | 133.9744 |  | 669.8718 | -34.7335 |  |  | 133.9744 | Updated savings algorithms with new methodology | 669.8718 | -34.7335 |  |  | 133.9744 | Updated savings algorithms with new methodology | 669.8718 | -34.7335 |  |  | 133.9744 | Updated savings algorithms with new methodology | 669.8718 | -34.7335 | 669.8718 | 669.8718 | 669.8718 | 669.8718 | 2679.4872 | NA | See 'Unit Savings Calculation' Tab.
916 | Public Housing | Public Housing | Single Family In-Unit Smart T-Stat Low Income Gas Heat w/ AC SF | 1 | 5.3.16 | 0 | 25 | 25 | 25 | 25 | RS-HVC-ADTH-V02-180101 |  | 63.714 | 63.714 | 63.714 | 63.714 | 100% | 100% | 100% | 100% | 1592.85 | 1592.85 | 1592.85 | 1592.85 | 6371.4 |  |  | 63.714 |  | 1592.85 | 0 |  |  | 63.714 | Updated existing efficiency ratings | 1592.85 | 0 |  |  | 63.714 | Updated existing efficiency ratings | 1592.85 | 0 |  |  | 63.714 | Updated existing efficiency ratings | 1592.85 | 0 | 1592.85 | 1592.85 | 1592.85 | 1592.85 | 6371.4 | NA | See 'Unit Savings Calculation' Tab.
915 | Public Housing | Public Housing | Single Family In-Unit Smart T-Stat Low Income Gas Heat w/ AC (Other electric Utility) SF | 1 | 5.3.16 | 0 | 3 | 3 | 3 | 3 | RS-HVC-ADTH-V02-180101 |  | 63.714 | 63.714 | 63.714 | 63.714 | 100% | 100% | 100% | 100% | 191.142 | 191.142 | 191.142 | 191.142 | 764.568 |  |  | 63.714 |  | 191.142 | 0 |  |  | 63.714 | Updated existing efficiency ratings | 191.142 | 0 |  |  | 63.714 | Updated existing efficiency ratings | 191.142 | 0 |  |  | 63.714 | Updated existing efficiency ratings | 191.142 | 0 | 191.142 | 191.142 | 191.142 | 191.142 | 764.568 | NA | See 'Unit Savings Calculation' Tab.
888 | Public Housing | Public Housing | Duct Sealing Low Income Gas Heat SF | 1 | 5.3.4 | 0 | 9 | 9 | 9 | 9 | RS-HVC-DINS-V06-160601 |  | 183.4551 | 183.4551 | 183.4551 | 183.4551 | 100% | 100% | 100% | 100% | 1651.0956 | 1651.0956 | 1651.0956 | 1651.0956 | 6604.3823 |  |  | 183.4551 |  | 1651.0956 | 0 |  |  | 183.4551 | N/A | 1651.0956 | 0 |  |  | 183.4551 | N/A | 1651.0956 | 0 |  |  | 183.4551 | N/A | 1651.0956 | 0 | 1651.0956 | 1651.0956 | 1651.0956 | 1651.0956 | 6604.3823 | NA | See 'Unit Savings Calculation' Tab.
890 | Public Housing | Public Housing | Duct Sealing Low Income Gas Heat w/ AC SF | 1 | 5.3.4 | 0 | 94 | 94 | 94 | 94 | RS-HVC-DINS-V06-160601 |  | 183.4551 | 183.4551 | 183.4551 | 183.4551 | 100% | 100% | 100% | 100% | 17244.7761 | 17244.7761 | 17244.7761 | 17244.7761 | 68979.1044 |  |  | 183.4551 |  | 17244.7761 | 0 |  |  | 183.4551 | N/A | 17244.7761 | 0 |  |  | 183.4551 | N/A | 17244.7761 | 0 |  |  | 183.4551 | N/A | 17244.7761 | 0 | 17244.7761 | 17244.7761 | 17244.7761 | 17244.7761 | 68979.1044 | NA | See 'Unit Savings Calculation' Tab.
857 | Public Housing | Public Housing | Air Sealing Low Income Gas Heat w/AC MF | 1 | 5.6.1 | 0 | 12 | 12 | 12 | 12 | RS-SHL-AIRS-V06-180101 |  | 115.4834 | 115.4834 | 115.4834 | 115.4834 | 100% | 100% | 100% | 100% | 1385.8007 | 1385.8007 | 1385.8007 | 1385.8007 | 5543.203 |  |  | 107.9192 |  | 1295.0308 | -90.7699 |  |  | 107.9192 | Added cooling, fan, and gas heating adjustment factors (withouth attic insulation) | 1295.0308 | -90.7699 |  |  | 107.9192 | Added cooling, fan, and gas heating adjustment factors (withouth attic insulation) | 1295.0308 | -90.7699 |  |  | 107.9192 | Added cooling, fan, and gas heating adjustment factors (withouth attic insulation) | 1295.0308 | -90.7699 | 1295.0308 | 1295.0308 | 1295.0308 | 1295.0308 | 5180.1232 | NA | See 'Unit Savings Calculation' Tab.
866 | Public Housing | Public Housing | Ceiling Insulation (R-11 to R-38) Low Income Gas Heat w/AC MF 1 | 1 | 5.6.5 | 0 | 11 | 11 | 11 | 11 | RS-SHL-AINS-V07-180101 |  | 71.5029 | 71.5029 | 71.5029 | 71.5029 | 100% | 100% | 100% | 100% | 786.5314 | 786.5314 | 786.5314 | 786.5314 | 3146.1257 |  |  | 85.8034 |  | 943.8377 | 157.3063 |  |  | 85.8034 | Updated measure title and renamed TRM section code in Measure Level Adjustments Tab | 943.8377 | 157.3063 |  |  | 85.8034 | Updated measure title and renamed TRM section code in Measure Level Adjustments Tab | 943.8377 | 157.3063 |  |  | 85.8034 | Updated measure title and renamed TRM section code in Measure Level Adjustments Tab | 943.8377 | 157.3063 | 943.8377 | 943.8377 | 943.8377 | 943.8377 | 3775.3509 | NA | See 'Unit Savings Calculation' Tab.
874 | Public Housing | Public Housing | Ceiling Insulation (R-5 to R-38) Low Income Gas Heat w/AC MF 1 | 1 | 5.6.5 | 0 | 3 | 3 | 3 | 3 | RS-SHL-AINS-V07-180101 |  | 192.2632 | 192.2632 | 192.2632 | 192.2632 | 100% | 100% | 100% | 100% | 576.7897 | 576.7897 | 576.7897 | 576.7897 | 2307.1589 |  |  | 230.7159 |  | 692.1477 | 115.3579 |  |  | 230.7159 | Updated measure title and renamed TRM section code in Measure Level Adjustments Tab | 692.1477 | 115.3579 |  |  | 230.7159 | Updated measure title and renamed TRM section code in Measure Level Adjustments Tab | 692.1477 | 115.3579 |  |  | 230.7159 | Updated measure title and renamed TRM section code in Measure Level Adjustments Tab | 692.1477 | 115.3579 | 692.1477 | 692.1477 | 692.1477 | 692.1477 | 2768.5907 | NA | See 'Unit Savings Calculation' Tab.
865 | Public Housing | Public Housing | Ceiling Insulation (R-11 to R-38) Low Income Gas Heat w/AC MF | 1 | 5.6.5 | 0 | 58 | 58 | 58 | 58 | RS-SHL-AINS-V07-180101 |  | 71.5029 | 71.5029 | 71.5029 | 71.5029 | 100% | 100% | 100% | 100% | 4147.1658 | 4147.1658 | 4147.1658 | 4147.1658 | 16588.663 |  |  | 85.8034 |  | 4976.5989 | 829.4332 |  |  | 85.8034 | Updated measure title and renamed TRM section code in Measure Level Adjustments Tab | 4976.5989 | 829.4332 |  |  | 85.8034 | Updated measure title and renamed TRM section code in Measure Level Adjustments Tab | 4976.5989 | 829.4332 |  |  | 85.8034 | Updated measure title and renamed TRM section code in Measure Level Adjustments Tab | 4976.5989 | 829.4332 | 4976.5989 | 4976.5989 | 4976.5989 | 4976.5989 | 19906.3956 | NA | See 'Unit Savings Calculation' Tab.
873 | Public Housing | Public Housing | Ceiling Insulation (R-5 to R-38) Low Income Gas Heat w/AC MF | 1 | 5.6.5 | 0 | 15 | 15 | 15 | 15 | RS-SHL-AINS-V07-180101 |  | 192.2632 | 192.2632 | 192.2632 | 192.2632 | 100% | 100% | 100% | 100% | 2883.9486 | 2883.9486 | 2883.9486 | 2883.9486 | 11535.7944 |  |  | 230.7159 |  | 3460.7383 | 576.7897 |  |  | 230.7159 | Updated measure title and renamed TRM section code in Measure Level Adjustments Tab | 3460.7383 | 576.7897 |  |  | 230.7159 | Updated measure title and renamed TRM section code in Measure Level Adjustments Tab | 3460.7383 | 576.7897 |  |  | 230.7159 | Updated measure title and renamed TRM section code in Measure Level Adjustments Tab | 3460.7383 | 576.7897 | 3460.7383 | 3460.7383 | 3460.7383 | 3460.7383 | 13842.9533 | NA | See 'Unit Savings Calculation' Tab.
903 | Public Housing | Public Housing | per foot of pipe insulation Low Income Gas water heat SF | 1 | 5.4.1 | 0 | 158 | 158 | 158 | 158 | RS-HWE-PINS-V02-150601 |  | 5.2866 | 5.2866 | 5.2866 | 5.2866 | 100% | 100% | 100% | 100% | 835.2784 | 835.2784 | 835.2784 | 835.2784 | 3341.1137 |  |  | 4.4032 |  | 695.7102 | -139.5682 |  |  | 4.4032 | Updated algorithms to include post-insulation circumference | 695.7102 | -139.5682 |  |  | 4.4032 | Updated algorithms to include post-insulation circumference | 695.7102 | -139.5682 |  |  | 4.4032 | Updated algorithms to include post-insulation circumference | 695.7102 | -139.5682 | 695.7102 | 695.7102 | 695.7102 | 695.7102 | 2782.8409 | NA | See 'Unit Savings Calculation' Tab.
470 | Behavior Modification | Behavior Modification | 2018 1st Year Savings | 1 | Custom | 0 | 50000 | 0 | 0 | 0 | 0 |  | 4.6 | 4.6 | 4.6 | 4.6 | 100% | 100% | 100% | 100% | 230000 | 0 | 0 | 0 | 230000 |  |  | 4.6 |  | 230000 | 0 |  |  | 4.6 | N/A | 0 | 0 |  |  | 4.6 | N/A | 0 | 0 |  |  | 4.6 | N/A | 0 | 0 | 230000 | 0 | 0 | 0 | 230000 | NA | See 'Unit Savings Calculation' Tab.
475 | Behavior Modification | Behavior Modification | 2019 1st Year Savings | 1 | Custom | 0 | 0 | 50000 | 0 | 0 | 0 |  | 4.6 | 4.6 | 4.6 | 4.6 | 100% | 100% | 100% | 100% | 0 | 230000 | 0 | 0 | 230000 |  |  | 4.6 |  | 0 | 0 |  |  | 4.6 | N/A | 230000 | 0 |  |  | 4.6 | N/A | 0 | 0 |  |  | 4.6 | N/A | 0 | 0 | 0 | 230000 | 0 | 0 | 230000 | NA | See 'Unit Savings Calculation' Tab.
480 | Behavior Modification | Behavior Modification | 2020 1st Year Savings | 1 | Custom | 0 | 0 | 0 | 50000 | 0 | 0 |  | 4.6 | 4.6 | 4.6 | 4.6 | 100% | 100% | 100% | 100% | 0 | 0 | 230000 | 0 | 230000 |  |  | 4.6 |  | 0 | 0 |  |  | 4.6 | N/A | 0 | 0 |  |  | 4.6 | N/A | 230000 | 0 |  |  | 4.6 | N/A | 0 | 0 | 0 | 0 | 230000 | 0 | 230000 | NA | See 'Unit Savings Calculation' Tab.
485 | Behavior Modification | Behavior Modification | 2021 1st Year Savings | 1 | Custom | 0 | 0 | 0 | 0 | 50000 | 0 |  | 4.6 | 4.6 | 4.6 | 4.6 | 100% | 100% | 100% | 100% | 0 | 0 | 0 | 230000 | 230000 |  |  | 4.6 |  | 0 | 0 |  |  | 4.6 | N/A | 0 | 0 |  |  | 4.6 | N/A | 0 | 0 |  |  | 4.6 | N/A | 230000 | 0 | 0 | 0 | 0 | 230000 | 230000 | NA | See 'Unit Savings Calculation' Tab.
471 | Behavior Modification | Behavior Modification | 2018 Persistence Y1 | 1 | Custom | 0 | 50000 | 0 | 0 | 0 | 0 |  | 2.07 | 2.07 | 2.07 | 2.07 | 100% | 100% | 100% | 100% | 0 | 0 | 0 | 0 | 0 |  |  | 2.07 |  | 0 | 0 |  |  | 2.07 | N/A | 0 | 0 |  |  | 2.07 | N/A | 0 | 0 |  |  | 2.07 | N/A | 0 | 0 | 0 | 0 | 0 | 0 | 0 | NA | See 'Unit Savings Calculation' Tab.
472 | Behavior Modification | Behavior Modification | 2018 Persistence Y2 | 1 | Custom | 0 | 50000 | 0 | 0 | 0 | 0 |  | 0.92 | 0.92 | 0.92 | 0.92 | 100% | 100% | 100% | 100% | 0 | 0 | 0 | 0 | 0 |  |  | 0.92 |  | 0 | 0 |  |  | 0.92 | N/A | 0 | 0 |  |  | 0.92 | N/A | 0 | 0 |  |  | 0.92 | N/A | 0 | 0 | 0 | 0 | 0 | 0 | 0 | NA | See 'Unit Savings Calculation' Tab.
473 | Behavior Modification | Behavior Modification | 2018 Persistence Y3 | 1 | Custom | 0 | 50000 | 0 | 0 | 0 | 0 |  | 0.414 | 0.414 | 0.414 | 0.414 | 100% | 100% | 100% | 100% | 0 | 0 | 0 | 0 | 0 |  |  | 0.414 |  | 0 | 0 |  |  | 0.414 | N/A | 0 | 0 |  |  | 0.414 | N/A | 0 | 0 |  |  | 0.414 | N/A | 0 | 0 | 0 | 0 | 0 | 0 | 0 | NA | See 'Unit Savings Calculation' Tab.
474 | Behavior Modification | Behavior Modification | 2018 Persistence Y4 | 1 | Custom | 0 | 50000 | 0 | 0 | 0 | 0 |  | 0.184 | 0.184 | 0.184 | 0.184 | 100% | 100% | 100% | 100% | 0 | 0 | 0 | 0 | 0 |  |  | 0.184 |  | 0 | 0 |  |  | 0.184 | N/A | 0 | 0 |  |  | 0.184 | N/A | 0 | 0 |  |  | 0.184 | N/A | 0 | 0 | 0 | 0 | 0 | 0 | 0 | NA | See 'Unit Savings Calculation' Tab.
476 | Behavior Modification | Behavior Modification | 2019 Persistence Y1 | 1 | Custom | 0 | 0 | 50000 | 0 | 0 | 0 |  | 2.322 | 2.322 | 2.322 | 2.322 | 100% | 100% | 100% | 100% | 0 | 0 | 0 | 0 | 0 |  |  | 2.322 |  | 0 | 0 |  |  | 2.322 | N/A | 0 | 0 |  |  | 2.322 | N/A | 0 | 0 |  |  | 2.322 | N/A | 0 | 0 | 0 | 0 | 0 | 0 | 0 | NA | See 'Unit Savings Calculation' Tab.
477 | Behavior Modification | Behavior Modification | 2019 Persistence Y2 | 1 | Custom | 0 | 0 | 50000 | 0 | 0 | 0 |  | 1.032 | 1.032 | 1.032 | 1.032 | 100% | 100% | 100% | 100% | 0 | 0 | 0 | 0 | 0 |  |  | 1.032 |  | 0 | 0 |  |  | 1.032 | N/A | 0 | 0 |  |  | 1.032 | N/A | 0 | 0 |  |  | 1.032 | N/A | 0 | 0 | 0 | 0 | 0 | 0 | 0 | NA | See 'Unit Savings Calculation' Tab.
478 | Behavior Modification | Behavior Modification | 2019 Persistence Y3 | 1 | Custom | 0 | 0 | 50000 | 0 | 0 | 0 |  | 0.4644 | 0.4644 | 0.4644 | 0.4644 | 100% | 100% | 100% | 100% | 0 | 0 | 0 | 0 | 0 |  |  | 0.4644 |  | 0 | 0 |  |  | 0.4644 | N/A | 0 | 0 |  |  | 0.4644 | N/A | 0 | 0 |  |  | 0.4644 | N/A | 0 | 0 | 0 | 0 | 0 | 0 | 0 | NA | See 'Unit Savings Calculation' Tab.
479 | Behavior Modification | Behavior Modification | 2019 Persistence Y4 | 1 | Custom | 0 | 0 | 50000 | 0 | 0 | 0 |  | 0.2064 | 0.2064 | 0.2064 | 0.2064 | 100% | 100% | 100% | 100% | 0 | 0 | 0 | 0 | 0 |  |  | 0.2064 |  | 0 | 0 |  |  | 0.2064 | N/A | 0 | 0 |  |  | 0.2064 | N/A | 0 | 0 |  |  | 0.2064 | N/A | 0 | 0 | 0 | 0 | 0 | 0 | 0 | NA | See 'Unit Savings Calculation' Tab.
481 | Behavior Modification | Behavior Modification | 2020 Persistence Y1 | 1 | Custom | 0 | 0 | 0 | 50000 | 0 | 0 |  | 2.322 | 2.322 | 2.322 | 2.322 | 100% | 100% | 100% | 100% | 0 | 0 | 0 | 0 | 0 |  |  | 2.322 |  | 0 | 0 |  |  | 2.322 | N/A | 0 | 0 |  |  | 2.322 | N/A | 0 | 0 |  |  | 2.322 | N/A | 0 | 0 | 0 | 0 | 0 | 0 | 0 | NA | See 'Unit Savings Calculation' Tab.
482 | Behavior Modification | Behavior Modification | 2020 Persistence Y2 | 1 | Custom | 0 | 0 | 0 | 50000 | 0 | 0 |  | 1.032 | 1.032 | 1.032 | 1.032 | 100% | 100% | 100% | 100% | 0 | 0 | 0 | 0 | 0 |  |  | 1.032 |  | 0 | 0 |  |  | 1.032 | N/A | 0 | 0 |  |  | 1.032 | N/A | 0 | 0 |  |  | 1.032 | N/A | 0 | 0 | 0 | 0 | 0 | 0 | 0 | NA | See 'Unit Savings Calculation' Tab.
483 | Behavior Modification | Behavior Modification | 2020 Persistence Y3 | 1 | Custom | 0 | 0 | 0 | 50000 | 0 | 0 |  | 0.4644 | 0.4644 | 0.4644 | 0.4644 | 100% | 100% | 100% | 100% | 0 | 0 | 0 | 0 | 0 |  |  | 0.4644 |  | 0 | 0 |  |  | 0.4644 | N/A | 0 | 0 |  |  | 0.4644 | N/A | 0 | 0 |  |  | 0.4644 | N/A | 0 | 0 | 0 | 0 | 0 | 0 | 0 | NA | See 'Unit Savings Calculation' Tab.
484 | Behavior Modification | Behavior Modification | 2020 Persistence Y4 | 1 | Custom | 0 | 0 | 0 | 50000 | 0 | 0 |  | 0.2064 | 0.2064 | 0.2064 | 0.2064 | 100% | 100% | 100% | 100% | 0 | 0 | 0 | 0 | 0 |  |  | 0.2064 |  | 0 | 0 |  |  | 0.2064 | N/A | 0 | 0 |  |  | 0.2064 | N/A | 0 | 0 |  |  | 0.2064 | N/A | 0 | 0 | 0 | 0 | 0 | 0 | 0 | NA | See 'Unit Savings Calculation' Tab.
486 | Behavior Modification | Behavior Modification | 2021 Persistence Y1 | 1 | Custom | 0 | 0 | 0 | 0 | 50000 | 0 |  | 2.322 | 2.322 | 2.322 | 2.322 | 100% | 100% | 100% | 100% | 0 | 0 | 0 | 0 | 0 |  |  | 2.322 |  | 0 | 0 |  |  | 2.322 | N/A | 0 | 0 |  |  | 2.322 | N/A | 0 | 0 |  |  | 2.322 | N/A | 0 | 0 | 0 | 0 | 0 | 0 | 0 | NA | See 'Unit Savings Calculation' Tab.
487 | Behavior Modification | Behavior Modification | 2021 Persistence Y2 | 1 | Custom | 0 | 0 | 0 | 0 | 50000 | 0 |  | 1.032 | 1.032 | 1.032 | 1.032 | 100% | 100% | 100% | 100% | 0 | 0 | 0 | 0 | 0 |  |  | 1.032 |  | 0 | 0 |  |  | 1.032 | N/A | 0 | 0 |  |  | 1.032 | N/A | 0 | 0 |  |  | 1.032 | N/A | 0 | 0 | 0 | 0 | 0 | 0 | 0 | NA | See 'Unit Savings Calculation' Tab.
488 | Behavior Modification | Behavior Modification | 2021 Persistence Y3 | 1 | Custom | 0 | 0 | 0 | 0 | 50000 | 0 |  | 0.4644 | 0.4644 | 0.4644 | 0.4644 | 100% | 100% | 100% | 100% | 0 | 0 | 0 | 0 | 0 |  |  | 0.4644 |  | 0 | 0 |  |  | 0.4644 | N/A | 0 | 0 |  |  | 0.4644 | N/A | 0 | 0 |  |  | 0.4644 | N/A | 0 | 0 | 0 | 0 | 0 | 0 | 0 | NA | See 'Unit Savings Calculation' Tab.
489 | Behavior Modification | Behavior Modification | 2021 Persistence Y4 | 1 | Custom | 0 | 0 | 0 | 0 | 50000 | 0 |  | 0.2064 | 0.2064 | 0.2064 | 0.2064 | 100% | 100% | 100% | 100% | 0 | 0 | 0 | 0 | 0 |  |  | 0.2064 |  | 0 | 0 |  |  | 0.2064 | N/A | 0 | 0 |  |  | 0.2064 | N/A | 0 | 0 |  |  | 0.2064 | N/A | 0 | 0 | 0 | 0 | 0 | 0 | 0 | NA | See 'Unit Savings Calculation' Tab.
615 | Income Qualified | Income Qualified | Showerhead 1.75 gpm - Gas DHW | 1 | 5.4.5 | 0 | 1625.75 | 1631.4375 | 1504.125 | 1613.4506 | RS-HWE-LFSH-V05-180101 |  | 11.04 | 11.04 | 11.04 | 11.04 | 100% | 100% | 100% | 100% | 17948.28 | 18011.07 | 16605.54 | 17812.4942 | 70377.3842 |  |  | 5.88 |  | 9559.41 | -8388.87 |  |  | 5.88 | Updated GPM_base for direct install showerhead | 9592.8525 | -8418.2175 |  |  | 5.88 | Updated GPM_base for direct install showerhead | 8844.255 | -7761.285 |  |  | 5.88 | Updated GPM_base for direct install showerhead | 9487.0893 | -8325.4049 | 9559.41 | 9592.8525 | 8844.255 | 9487.0893 | 37483.6068 | NA | See 'Unit Savings Calculation' Tab.
600 | Income Qualified | Income Qualified | Faucet Aerator - Gas DHW | 1 | 5.4.4 | 0 | 2601 | 2610 | 2407 | 2582 | RS-HWE-LFFA-V06-180101 |  | 2.94 | 2.94 | 2.94 | 2.94 | 100% | 100% | 100% | 100% | 7646.94 | 7673.4 | 7076.58 | 7591.08 | 29988 |  |  | 4.18 |  | 10872.18 | 3225.24 |  |  | 4.18 | Updated GPM_base for each faucet type | 10909.8 | 3236.4 |  |  | 4.18 | Updated GPM_base for each faucet type | 10061.26 | 2984.68 |  |  | 4.18 | Updated GPM_base for each faucet type | 10792.76 | 3201.68 | 10872.18 | 10909.8 | 10061.26 | 10792.76 | 42636 | NA | See 'Unit Savings Calculation' Tab.
560 | Income Qualified | Income Qualified | Air Sealing - Gas Heat w/ AC | 1 | 5.6.1 | 0 | 718 | 720 | 664 | 712 | RS-SHL-AIRS-V06-180101 |  | 115.4834 | 115.4834 | 115.4834 | 115.4834 | 100% | 100% | 100% | 100% | 82917.0779 | 83148.0447 | 76680.9745 | 82224.1775 | 324970.2745 |  |  | 107.9192 |  | 77486.0093 | -5431.0686 |  |  | 107.9192 | Added cooling, fan, and gas heating adjustment factors (withouth attic insulation) | 77701.8477 | -5446.1969 |  |  | 107.9192 | Added cooling, fan, and gas heating adjustment factors (withouth attic insulation) | 71658.3707 | -5022.6038 |  |  | 107.9192 | Added cooling, fan, and gas heating adjustment factors (withouth attic insulation) | 76838.4939 | -5385.6836 | 77486.0093 | 77701.8477 | 71658.3707 | 76838.4939 | 303684.7215 | NA | See 'Unit Savings Calculation' Tab.
611 | Income Qualified | Income Qualified | R-11 Wall Insulation - Gas Heat w/ AC | 1 | 5.6.4 | 0 | 135 | 135 | 125 | 134 | RS-SHL-AINS-V07-180101 |  | 52.7049 | 52.7049 | 52.7049 | 52.7049 | 100% | 100% | 100% | 100% | 7115.1639 | 7115.1639 | 6588.1147 | 7062.459 | 27880.9015 |  |  | 52.7049 |  | 7115.1639 | 0 |  |  | 52.7049 | Updated measure title | 7115.1639 | 0 |  |  | 52.7049 | Updated measure title | 6588.1147 | 0 |  |  | 52.7049 | Updated measure title | 7062.459 | 0 | 7115.1639 | 7115.1639 | 6588.1147 | 7062.459 | 27880.9015 | NA | See 'Unit Savings Calculation' Tab.
613 | Income Qualified | Income Qualified | Rim Joist Insulation - Gas Heat w/ AC | 1 | 5.6.6 | 0 | 314 | 315 | 291 | 312 | RS-SHL-AINS-V07-180101 |  | 2.7097 | 2.7097 | 2.7097 | 2.7097 | 100% | 100% | 100% | 100% | 850.8409 | 853.5506 | 788.5182 | 845.4216 | 3338.3313 |  |  | 2.7097 |  | 850.8409 | 0 |  |  | 2.7097 | - Updated measure title and renamed TRM section code in Measure Level Adjustments Tab - Updated measure life to 20 years - Savings calcs currently uses non-TRM algorithm | 853.5506 | 0 |  |  | 2.7097 | - Updated measure title and renamed TRM section code in Measure Level Adjustments Tab - Updated measure life to 20 years - Savings calcs currently uses non-TRM algorithm | 788.5182 | 0 |  |  | 2.7097 | - Updated measure title and renamed TRM section code in Measure Level Adjustments Tab - Updated measure life to 20 years - Savings calcs currently uses non-TRM algorithm | 845.4216 | 0 | 850.8409 | 853.5506 | 788.5182 | 845.4216 | 3338.3313 | NA | See 'Unit Savings Calculation' Tab.
586 | Income Qualified | Income Qualified | Crawl Space Insulation - Gas Heat w/ AC | 1 | 5.6.2 | 0 | 45 | 45 | 42 | 45 | RS-SHL-BINS-V08-180101 |  | 86.0553 | 86.0553 | 86.0553 | 86.0553 | 100% | 100% | 100% | 100% | 3872.4889 | 3872.4889 | 3614.323 | 3872.4889 | 15231.7896 |  |  | 11.8697 |  | 534.1364 | -3338.3525 |  |  | 11.8697 | N/A | 534.1364 | -3338.3525 |  |  | 11.8697 | N/A | 498.5273 | -3115.7956 |  |  | 11.8697 | N/A | 534.1364 | -3338.3525 | 534.1364 | 534.1364 | 498.5273 | 534.1364 | 2100.9365 | NA | See 'Unit Savings Calculation' Tab.
567 | Income Qualified | Income Qualified | Boiler 90% AFUE | 1 | 5.3.6 | 0 | 3 | 3 | 3 | 3 | RS-HVC-GHEB-V06-180101 |  | 144.38 | 144.38 | 144.38 | 144.38 | 100% | 100% | 100% | 100% | 433.14 | 433.14 | 433.14 | 433.14 | 1732.56 |  |  | 107.05 |  | 321.15 | -111.99 |  |  | 107.05 | Updated savings algorithms with new methodology | 321.15 | -111.99 |  |  | 107.05 | Updated savings algorithms with new methodology | 321.15 | -111.99 |  |  | 107.05 | Updated savings algorithms with new methodology | 321.15 | -111.99 | 321.15 | 321.15 | 321.15 | 321.15 | 1284.6 | NA | See 'Unit Savings Calculation' Tab.
609 | Income Qualified | Income Qualified | Programmable Thermostat - Gas Heat | 1 | 5.3.11 | 0 | 1171 | 1175 | 1083 | 1161.6844 | RS-HVC-PROG-V04-180101 |  | 53.382 | 53.382 | 53.382 | 53.382 | 100% | 100% | 100% | 100% | 62510.322 | 62723.85 | 57812.706 | 62013.0369 | 245059.9149 |  |  | 53.382 |  | 62510.322 | 0 |  |  | 53.382 | Added savings calculations for mobile and unknown housing types with new household factors, but Plan measures only apply to SF and MF | 62723.85 | 0 |  |  | 53.382 | Added savings calculations for mobile and unknown housing types with new household factors, but Plan measures only apply to SF and MF | 57812.706 | 0 |  |  | 53.382 | Added savings calculations for mobile and unknown housing types with new household factors, but Plan measures only apply to SF and MF | 62013.0369 | 0 | 62510.322 | 62723.85 | 57812.706 | 62013.0369 | 245059.9149 | NA | See 'Unit Savings Calculation' Tab.
592 | Income Qualified | Income Qualified | Duct Sealing Low Income Gas Heat SF | 1 | 5.3.4 | 0 | 45 | 180 | 42 | 45 | RS-HVC-DINS-V06-160601 |  | 183.4551 | 183.4551 | 183.4551 | 183.4551 | 100% | 100% | 100% | 100% | 8255.4779 | 33021.9117 | 7705.1127 | 8255.4779 | 57237.9802 |  |  | 183.4551 |  | 8255.4779 | 0 |  |  | 183.4551 | N/A | 33021.9117 | 0 |  |  | 183.4551 | N/A | 7705.1127 | 0 |  |  | 183.4551 | N/A | 8255.4779 | 0 | 8255.4779 | 33021.9117 | 7705.1127 | 8255.4779 | 57237.9802 | NA | See 'Unit Savings Calculation' Tab.
594 | Income Qualified | Income Qualified | Duct Sealing Low Income Gas Heat w/ AC SF | 1 | 5.3.4 | 0 | 179 | 180 | 166 | 178 | RS-HVC-DINS-V06-160601 |  | 183.4551 | 183.4551 | 183.4551 | 183.4551 | 100% | 100% | 100% | 100% | 32838.4566 | 33021.9117 | 30453.5408 | 32655.0015 | 128968.9106 |  |  | 183.4551 |  | 32838.4566 | 0 |  |  | 183.4551 | N/A | 33021.9117 | 0 |  |  | 183.4551 | N/A | 30453.5408 | 0 |  |  | 183.4551 | N/A | 32655.0015 | 0 | 32838.4566 | 33021.9117 | 30453.5408 | 32655.0015 | 128968.9106 | NA | See 'Unit Savings Calculation' Tab.
558 | Income Qualified | Income Qualified | 95% AFUE Low Income | 1 | 5.3.7 | 0 | 585.27 | 587.3175 | 541.485 | 580.8422 | RS-HVC-GHEF-V07-180101 |  | 140.9211 | 140.9211 | 140.9211 | 140.9211 | 100% | 100% | 100% | 100% | 82476.8645 | 82765.4003 | 76306.6362 | 81852.8946 | 323401.7956 |  |  | 133.9744 |  | 78411.1731 | -4065.6914 |  |  | 133.9744 | Updated savings algorithms with new methodology | 78685.4856 | -4079.9148 |  |  | 133.9744 | Updated savings algorithms with new methodology | 72545.1058 | -3761.5304 |  |  | 133.9744 | Updated savings algorithms with new methodology | 77817.9617 | -4034.9328 | 78411.1731 | 78685.4856 | 72545.1058 | 77817.9617 | 307459.7262 | NA | See 'Unit Savings Calculation' Tab.
619 | Income Qualified | Income Qualified | Single Family In-Unit Smart T-Stat Low Income Gas Heat w/ AC | 1 | 5.3.16 | 0 | 45 | 45 | 42 | 45 | RS-HVC-ADTH-V02-180101 |  | 63.714 | 63.714 | 63.714 | 63.714 | 100% | 100% | 100% | 100% | 2867.13 | 2867.13 | 2675.988 | 2867.13 | 11277.378 |  |  | 63.714 |  | 2867.13 | 0 |  |  | 63.714 | Updated existing efficiency ratings | 2867.13 | 0 |  |  | 63.714 | Updated existing efficiency ratings | 2675.988 | 0 |  |  | 63.714 | Updated existing efficiency ratings | 2867.13 | 0 | 2867.13 | 2867.13 | 2675.988 | 2867.13 | 11277.378 | NA | See 'Unit Savings Calculation' Tab.
620 | Income Qualified | Income Qualified | Single Family In-Unit Smart T-Stat Low Income Gas Heat w/ AC (Other electric Utility) | 1 | 5.3.16 | 0 | 45 | 45 | 42 | 45 | RS-HVC-ADTH-V02-180101 |  | 63.714 | 63.714 | 63.714 | 63.714 | 100% | 100% | 100% | 100% | 2867.13 | 2867.13 | 2675.988 | 2867.13 | 11277.378 |  |  | 63.714 |  | 2867.13 | 0 |  |  | 63.714 | Updated existing efficiency ratings | 2867.13 | 0 |  |  | 63.714 | Updated existing efficiency ratings | 2675.988 | 0 |  |  | 63.714 | Updated existing efficiency ratings | 2867.13 | 0 | 2867.13 | 2867.13 | 2675.988 | 2867.13 | 11277.378 | NA | See 'Unit Savings Calculation' Tab.
591 | Income Qualified | Income Qualified | Duct Sealing Low Income Gas Heat MF | 1 | 5.3.4 | 0 | 16 | 16 | 15 | 16 | RS-HVC-DINS-V06-160601 |  | 183.4551 | 183.4551 | 183.4551 | 183.4551 | 100% | 100% | 100% | 100% | 2935.281 | 2935.281 | 2751.826 | 2935.281 | 11557.6691 |  |  | 183.4551 |  | 2935.281 | 0 |  |  | 183.4551 | N/A | 2935.281 | 0 |  |  | 183.4551 | N/A | 2751.826 | 0 |  |  | 183.4551 | N/A | 2935.281 | 0 | 2935.281 | 2935.281 | 2751.826 | 2935.281 | 11557.6691 | NA | See 'Unit Savings Calculation' Tab.
593 | Income Qualified | Income Qualified | Duct Sealing Low Income Gas Heat w/ AC MF | 1 | 5.3.4 | 0 | 65 | 65 | 60 | 64 | RS-HVC-DINS-V06-160601 |  | 183.4551 | 183.4551 | 183.4551 | 183.4551 | 100% | 100% | 100% | 100% | 11924.5792 | 11924.5792 | 11007.3039 | 11741.1241 | 46597.5865 |  |  | 183.4551 |  | 11924.5792 | 0 |  |  | 183.4551 | N/A | 11924.5792 | 0 |  |  | 183.4551 | N/A | 11007.3039 | 0 |  |  | 183.4551 | N/A | 11741.1241 | 0 | 11924.5792 | 11924.5792 | 11007.3039 | 11741.1241 | 46597.5865 | NA | See 'Unit Savings Calculation' Tab.
561 | Income Qualified | Income Qualified | Air Sealing Low Income Gas Heat w/AC | 1 | 5.6.1 | 0 | 718 | 720 | 664 | 712 | RS-SHL-AIRS-V06-180101 |  | 115.4834 | 115.4834 | 115.4834 | 115.4834 | 100% | 100% | 100% | 100% | 82917.0779 | 83148.0447 | 76680.9745 | 82224.1775 | 324970.2745 |  |  | 107.9192 |  | 77486.0093 | -5431.0686 |  |  | 107.9192 | Added cooling, fan, and gas heating adjustment factors (withouth attic insulation) | 77701.8477 | -5446.1969 |  |  | 107.9192 | Added cooling, fan, and gas heating adjustment factors (withouth attic insulation) | 71658.3707 | -5022.6038 |  |  | 107.9192 | Added cooling, fan, and gas heating adjustment factors (withouth attic insulation) | 76838.4939 | -5385.6836 | 77486.0093 | 77701.8477 | 71658.3707 | 76838.4939 | 303684.7215 | NA | See 'Unit Savings Calculation' Tab.
570 | Income Qualified | Income Qualified | Ceiling Insulation (R-11 to R-38) Low Income Gas Heat w/AC SF | 1 | 5.6.5 | 0 | 179 | 180 | 166 | 178 | RS-SHL-AINS-V07-180101 |  | 71.5029 | 71.5029 | 71.5029 | 71.5029 | 100% | 100% | 100% | 100% | 12799.0116 | 12870.5144 | 11869.4744 | 12727.5087 | 50266.5091 |  |  | 85.8034 |  | 15358.8139 | 2559.8023 |  |  | 85.8034 | Updated measure title and renamed TRM section code in Measure Level Adjustments Tab | 15444.6173 | 2574.1029 |  |  | 85.8034 | Updated measure title and renamed TRM section code in Measure Level Adjustments Tab | 14243.3693 | 2373.8949 |  |  | 85.8034 | Updated measure title and renamed TRM section code in Measure Level Adjustments Tab | 15273.0104 | 2545.5017 | 15358.8139 | 15444.6173 | 14243.3693 | 15273.0104 | 60319.8109 | NA | See 'Unit Savings Calculation' Tab.
578 | Income Qualified | Income Qualified | Ceiling Insulation (R-5 to R-38) Low Income Gas Heat w/AC SF | 1 | 5.6.5 | 0 | 45 | 45 | 42 | 45 | RS-SHL-AINS-V07-180101 |  | 192.2632 | 192.2632 | 192.2632 | 192.2632 | 100% | 100% | 100% | 100% | 8651.8458 | 8651.8458 | 8075.0561 | 8651.8458 | 34030.5935 |  |  | 230.7159 |  | 10382.215 | 1730.3692 |  |  | 230.7159 | Updated measure title and renamed TRM section code in Measure Level Adjustments Tab | 10382.215 | 1730.3692 |  |  | 230.7159 | Updated measure title and renamed TRM section code in Measure Level Adjustments Tab | 9690.0673 | 1615.0112 |  |  | 230.7159 | Updated measure title and renamed TRM section code in Measure Level Adjustments Tab | 10382.215 | 1730.3692 | 10382.215 | 10382.215 | 9690.0673 | 10382.215 | 40836.7122 | NA | See 'Unit Savings Calculation' Tab.
569 | Income Qualified | Income Qualified | Ceiling Insulation (R-11 to R-38) Low Income Gas Heat w/AC MF | 1 | 5.6.5 | 0 | 80.6372 | 80.9193 | 74.6046 | 80.0271 | RS-SHL-AINS-V07-180101 |  | 71.5029 | 71.5029 | 71.5029 | 71.5029 | 100% | 100% | 100% | 100% | 5765.7903 | 5785.9612 | 5334.4421 | 5722.1698 | 22608.3633 |  |  | 85.8034 |  | 6918.9483 | 1153.1581 |  |  | 85.8034 | Updated measure title and renamed TRM section code in Measure Level Adjustments Tab | 6943.1534 | 1157.1922 |  |  | 85.8034 | Updated measure title and renamed TRM section code in Measure Level Adjustments Tab | 6401.3305 | 1066.8884 |  |  | 85.8034 | Updated measure title and renamed TRM section code in Measure Level Adjustments Tab | 6866.6037 | 1144.434 | 6918.9483 | 6943.1534 | 6401.3305 | 6866.6037 | 27130.036 | NA | See 'Unit Savings Calculation' Tab.
577 | Income Qualified | Income Qualified | Ceiling Insulation (R-5 to R-38) Low Income Gas Heat w/AC MF | 1 | 5.6.5 | 0 | 20.1593 | 20.2298 | 18.6511 | 20.0068 | RS-SHL-AINS-V07-180101 |  | 192.2632 | 192.2632 | 192.2632 | 192.2632 | 100% | 100% | 100% | 100% | 3875.8923 | 3889.4517 | 3585.9305 | 3846.5697 | 15197.8443 |  |  | 230.7159 |  | 4651.0708 | 775.1785 |  |  | 230.7159 | Updated measure title and renamed TRM section code in Measure Level Adjustments Tab | 4667.342 | 777.8903 |  |  | 230.7159 | Updated measure title and renamed TRM section code in Measure Level Adjustments Tab | 4303.1166 | 717.1861 |  |  | 230.7159 | Updated measure title and renamed TRM section code in Measure Level Adjustments Tab | 4615.8836 | 769.3139 | 4651.0708 | 4667.342 | 4303.1166 | 4615.8836 | 18237.4131 | NA | See 'Unit Savings Calculation' Tab.
607 | Income Qualified | Income Qualified | per foot of pipe insulation Low Income Gas water heat | 1 | 5.4.1 | 0 | 650 | 653 | 602 | 645 | RS-HWE-PINS-V02-150601 |  | 5.2866 | 5.2866 | 5.2866 | 5.2866 | 100% | 100% | 100% | 100% | 3436.272 | 3452.1317 | 3182.5165 | 3409.8391 | 13480.7594 |  |  | 4.4032 |  | 2862.099 | -574.173 |  |  | 4.4032 | Updated algorithms to include post-insulation circumference | 2875.3087 | -576.823 |  |  | 4.4032 | Updated algorithms to include post-insulation circumference | 2650.744 | -531.7725 |  |  | 4.4032 | Updated algorithms to include post-insulation circumference | 2840.0829 | -569.7563 | 2862.099 | 2875.3087 | 2650.744 | 2840.0829 | 11228.2345 | NA | See 'Unit Savings Calculation' Tab.
698 | Income Qualified | Income Qualified | Showerhead 1.75 gpm - Gas DHW | 1 | 5.4.5 | 0 | 1122 | 1126 | 1038 | 1113 | RS-HWE-LFSH-V05-180101 |  | 11.04 | 11.04 | 11.04 | 11.04 | 100% | 100% | 100% | 100% | 12386.88 | 12431.04 | 11459.52 | 12287.52 | 48564.96 |  |  | 5.88 |  | 6597.36 | -5789.52 |  |  | 5.88 | Updated GPM_base for direct install showerhead | 6620.88 | -5810.16 |  |  | 5.88 | Updated GPM_base for direct install showerhead | 6103.44 | -5356.08 |  |  | 5.88 | Updated GPM_base for direct install showerhead | 6544.44 | -5743.08 | 6597.36 | 6620.88 | 6103.44 | 6544.44 | 25866.12 | NA | See 'Unit Savings Calculation' Tab.
677 | Income Qualified | Income Qualified | Faucet Aerator - Gas DHW | 1 | 5.4.4 | 0 | 1795 | 1801 | 1661 | 1781 | RS-HWE-LFFA-V06-180101 |  | 2.94 | 2.94 | 2.94 | 2.94 | 100% | 100% | 100% | 100% | 5277.3 | 5294.94 | 4883.34 | 5236.14 | 20691.72 |  |  | 4.18 |  | 7503.1 | 2225.8 |  |  | 4.18 | Updated GPM_base for each faucet type | 7528.18 | 2233.24 |  |  | 4.18 | Updated GPM_base for each faucet type | 6942.98 | 2059.64 |  |  | 4.18 | Updated GPM_base for each faucet type | 7444.58 | 2208.44 | 7503.1 | 7528.18 | 6942.98 | 7444.58 | 29418.84 | NA | See 'Unit Savings Calculation' Tab.
637 | Income Qualified | Income Qualified | Air Sealing - Gas Heat w/ AC | 1 | 5.6.1 | 0 | 718 | 720 | 664 | 712 | RS-SHL-AIRS-V06-180101 |  | 115.4834 | 115.4834 | 115.4834 | 115.4834 | 100% | 100% | 100% | 100% | 82917.0779 | 83148.0447 | 76680.9745 | 82224.1775 | 324970.2745 |  |  | 107.9192 |  | 77486.0093 | -5431.0686 |  |  | 107.9192 | Added cooling, fan, and gas heating adjustment factors (withouth attic insulation) | 77701.8477 | -5446.1969 |  |  | 107.9192 | Added cooling, fan, and gas heating adjustment factors (withouth attic insulation) | 71658.3707 | -5022.6038 |  |  | 107.9192 | Added cooling, fan, and gas heating adjustment factors (withouth attic insulation) | 76838.4939 | -5385.6836 | 77486.0093 | 77701.8477 | 71658.3707 | 76838.4939 | 303684.7215 | NA | See 'Unit Savings Calculation' Tab.
693 | Income Qualified | Income Qualified | R-11 Wall Insulation - Gas Heat w/ AC | 1 | 5.6.4 | 0 | 135 | 135 | 125 | 134 | RS-SHL-AINS-V07-180101 |  | 52.7049 | 52.7049 | 52.7049 | 52.7049 | 100% | 100% | 100% | 100% | 7115.1639 | 7115.1639 | 6588.1147 | 7062.459 | 27880.9015 |  |  | 52.7049 |  | 7115.1639 | 0 |  |  | 52.7049 | Updated measure title | 7115.1639 | 0 |  |  | 52.7049 | Updated measure title | 6588.1147 | 0 |  |  | 52.7049 | Updated measure title | 7062.459 | 0 | 7115.1639 | 7115.1639 | 6588.1147 | 7062.459 | 27880.9015 | NA | See 'Unit Savings Calculation' Tab.
695 | Income Qualified | Income Qualified | Rim Joist Insulation - Gas Heat w/ AC | 1 | 5.6.6 | 0 | 314 | 315 | 291 | 312 | RS-SHL-AINS-V07-180101 |  | 2.7097 | 2.7097 | 2.7097 | 2.7097 | 100% | 100% | 100% | 100% | 850.8409 | 853.5506 | 788.5182 | 845.4216 | 3338.3313 |  |  | 2.7097 |  | 850.8409 | 0 |  |  | 2.7097 | - Updated measure title and renamed TRM section code in Measure Level Adjustments Tab - Updated measure life to 20 years - Savings calcs currently uses non-TRM algorithm | 853.5506 | 0 |  |  | 2.7097 | - Updated measure title and renamed TRM section code in Measure Level Adjustments Tab - Updated measure life to 20 years - Savings calcs currently uses non-TRM algorithm | 788.5182 | 0 |  |  | 2.7097 | - Updated measure title and renamed TRM section code in Measure Level Adjustments Tab - Updated measure life to 20 years - Savings calcs currently uses non-TRM algorithm | 845.4216 | 0 | 850.8409 | 853.5506 | 788.5182 | 845.4216 | 3338.3313 | NA | See 'Unit Savings Calculation' Tab.
663 | Income Qualified | Income Qualified | Crawl Space Insulation - Gas Heat w/ AC | 1 | 5.6.2 | 0 | 45 | 45 | 42 | 45 | RS-SHL-BINS-V08-180101 |  | 86.0553 | 86.0553 | 86.0553 | 86.0553 | 100% | 100% | 100% | 100% | 3872.4889 | 3872.4889 | 3614.323 | 3872.4889 | 15231.7896 |  |  | 11.8697 |  | 534.1364 | -3338.3525 |  |  | 11.8697 | N/A | 534.1364 | -3338.3525 |  |  | 11.8697 | N/A | 498.5273 | -3115.7956 |  |  | 11.8697 | N/A | 534.1364 | -3338.3525 | 534.1364 | 534.1364 | 498.5273 | 534.1364 | 2100.9365 | NA | See 'Unit Savings Calculation' Tab.
644 | Income Qualified | Income Qualified | Boiler 90% AFUE | 1 | 5.3.6 | 0 | 3 | 3 | 3 | 3 | RS-HVC-GHEB-V06-180101 |  | 144.38 | 144.38 | 144.38 | 144.38 | 100% | 100% | 100% | 100% | 433.14 | 433.14 | 433.14 | 433.14 | 1732.56 |  |  | 107.05 |  | 321.15 | -111.99 |  |  | 107.05 | Updated savings algorithms with new methodology | 321.15 | -111.99 |  |  | 107.05 | Updated savings algorithms with new methodology | 321.15 | -111.99 |  |  | 107.05 | Updated savings algorithms with new methodology | 321.15 | -111.99 | 321.15 | 321.15 | 321.15 | 321.15 | 1284.6 | NA | See 'Unit Savings Calculation' Tab.
691 | Income Qualified | Income Qualified | Programmable Thermostat - Gas Heat Low | 1 | 5.3.11 | 0 | 1170.54 | 1174.635 | 1082.97 | 580.8422 | RS-HVC-PROG-V04-180101 |  | 53.382 | 53.382 | 53.382 | 53.382 | 100% | 100% | 100% | 100% | 62485.7663 | 62704.3656 | 57811.1045 | 31006.5185 | 214007.7548 |  |  | 53.382 |  | 62485.7663 | 0 |  |  | 53.382 | Added savings calculations for mobile and unknown housing types with new household factors, but Plan measures only apply to SF and MF | 62704.3656 | 0 |  |  | 53.382 | Added savings calculations for mobile and unknown housing types with new household factors, but Plan measures only apply to SF and MF | 57811.1045 | 0 |  |  | 53.382 | Added savings calculations for mobile and unknown housing types with new household factors, but Plan measures only apply to SF and MF | 31006.5185 | 0 | 62485.7663 | 62704.3656 | 57811.1045 | 31006.5185 | 214007.7548 | NA | See 'Unit Savings Calculation' Tab.
669 | Income Qualified | Income Qualified | Duct Sealing Low Income Gas Heat SF | 1 | 5.3.4 | 0 | 179 | 180 | 166 | 178 | RS-HVC-DINS-V06-160601 |  | 183.4551 | 183.4551 | 183.4551 | 183.4551 | 100% | 100% | 100% | 100% | 32838.4566 | 33021.9117 | 30453.5408 | 32655.0015 | 128968.9106 |  |  | 183.4551 |  | 32838.4566 | 0 |  |  | 183.4551 | N/A | 33021.9117 | 0 |  |  | 183.4551 | N/A | 30453.5408 | 0 |  |  | 183.4551 | N/A | 32655.0015 | 0 | 32838.4566 | 33021.9117 | 30453.5408 | 32655.0015 | 128968.9106 | NA | See 'Unit Savings Calculation' Tab.
671 | Income Qualified | Income Qualified | Duct Sealing Low Income Gas Heat w/ AC SF | 1 | 5.3.4 | 0 | 179 | 180 | 166 | 178 | RS-HVC-DINS-V06-160601 |  | 183.4551 | 183.4551 | 183.4551 | 183.4551 | 100% | 100% | 100% | 100% | 32838.4566 | 33021.9117 | 30453.5408 | 32655.0015 | 128968.9106 |  |  | 183.4551 |  | 32838.4566 | 0 |  |  | 183.4551 | N/A | 33021.9117 | 0 |  |  | 183.4551 | N/A | 30453.5408 | 0 |  |  | 183.4551 | N/A | 32655.0015 | 0 | 32838.4566 | 33021.9117 | 30453.5408 | 32655.0015 | 128968.9106 | NA | See 'Unit Savings Calculation' Tab.
634 | Income Qualified | Income Qualified | 95% AFUE Furnace | 1 | 5.3.7 | 0 | 585.27 | 587.3175 | 541.485 | 580.8422 | RS-HVC-GHEF-V07-180101 |  | 140.9211 | 140.9211 | 140.9211 | 140.9211 | 100% | 100% | 100% | 100% | 82476.8645 | 82765.4003 | 76306.6362 | 81852.8946 | 323401.7956 |  |  | 133.9744 |  | 78411.1731 | -4065.6914 |  |  | 133.9744 | Updated savings algorithms with new methodology | 78685.4856 | -4079.9148 |  |  | 133.9744 | Updated savings algorithms with new methodology | 72545.1058 | -3761.5304 |  |  | 133.9744 | Updated savings algorithms with new methodology | 77817.9617 | -4034.9328 | 78411.1731 | 78685.4856 | 72545.1058 | 77817.9617 | 307459.7262 | NA | See 'Unit Savings Calculation' Tab.
702 | Income Qualified | Income Qualified | Single Family In-Unit Smart T-Stat Low Income Gas Heat w/ AC | 1 | 5.3.16 | 0 | 45 | 45 | 42 | 45 | RS-HVC-ADTH-V02-180101 |  | 63.714 | 63.714 | 63.714 | 63.714 | 100% | 100% | 100% | 100% | 2867.13 | 2867.13 | 2675.988 | 2867.13 | 11277.378 |  |  | 63.714 |  | 2867.13 | 0 |  |  | 63.714 | Updated existing efficiency ratings | 2867.13 | 0 |  |  | 63.714 | Updated existing efficiency ratings | 2675.988 | 0 |  |  | 63.714 | Updated existing efficiency ratings | 2867.13 | 0 | 2867.13 | 2867.13 | 2675.988 | 2867.13 | 11277.378 | NA | See 'Unit Savings Calculation' Tab.
703 | Income Qualified | Income Qualified | Single Family In-Unit Smart T-Stat Low Income Gas Heat w/ AC (Other electric Utility) | 1 | 5.3.16 | 0 | 45 | 45 | 42 | 45 | RS-HVC-ADTH-V02-180101 |  | 63.714 | 63.714 | 63.714 | 63.714 | 100% | 100% | 100% | 100% | 2867.13 | 2867.13 | 2675.988 | 2867.13 | 11277.378 |  |  | 63.714 |  | 2867.13 | 0 |  |  | 63.714 | Updated existing efficiency ratings | 2867.13 | 0 |  |  | 63.714 | Updated existing efficiency ratings | 2675.988 | 0 |  |  | 63.714 | Updated existing efficiency ratings | 2867.13 | 0 | 2867.13 | 2867.13 | 2675.988 | 2867.13 | 11277.378 | NA | See 'Unit Savings Calculation' Tab.
668 | Income Qualified | Income Qualified | Duct Sealing Low Income Gas Heat MF | 1 | 5.3.4 | 0 | 81 | 81 | 75 | 80 | RS-HVC-DINS-V06-160601 |  | 183.4551 | 183.4551 | 183.4551 | 183.4551 | 100% | 100% | 100% | 100% | 14859.8603 | 14859.8603 | 13759.1299 | 14676.4052 | 58155.2555 |  |  | 183.4551 |  | 14859.8603 | 0 |  |  | 183.4551 | N/A | 14859.8603 | 0 |  |  | 183.4551 | N/A | 13759.1299 | 0 |  |  | 183.4551 | N/A | 14676.4052 | 0 | 14859.8603 | 14859.8603 | 13759.1299 | 14676.4052 | 58155.2555 | NA | See 'Unit Savings Calculation' Tab.
670 | Income Qualified | Income Qualified | Duct Sealing Low Income Gas Heat w/ AC MF | 1 | 5.3.4 | 0 | 81 | 81 | 75 | 80 | RS-HVC-DINS-V06-160601 |  | 183.4551 | 183.4551 | 183.4551 | 183.4551 | 100% | 100% | 100% | 100% | 14859.8603 | 14859.8603 | 13759.1299 | 14676.4052 | 58155.2555 |  |  | 183.4551 |  | 14859.8603 | 0 |  |  | 183.4551 | N/A | 14859.8603 | 0 |  |  | 183.4551 | N/A | 13759.1299 | 0 |  |  | 183.4551 | N/A | 14676.4052 | 0 | 14859.8603 | 14859.8603 | 13759.1299 | 14676.4052 | 58155.2555 | NA | See 'Unit Savings Calculation' Tab.
638 | Income Qualified | Income Qualified | Air Sealing Low Income Gas Heat w/AC | 1 | 5.6.1 | 0 | 718 | 720 | 664 | 712 | RS-SHL-AIRS-V06-180101 |  | 115.4834 | 115.4834 | 115.4834 | 115.4834 | 100% | 100% | 100% | 100% | 82917.0779 | 83148.0447 | 76680.9745 | 82224.1775 | 324970.2745 |  |  | 107.9192 |  | 77486.0093 | -5431.0686 |  |  | 107.9192 | Added cooling, fan, and gas heating adjustment factors (withouth attic insulation) | 77701.8477 | -5446.1969 |  |  | 107.9192 | Added cooling, fan, and gas heating adjustment factors (withouth attic insulation) | 71658.3707 | -5022.6038 |  |  | 107.9192 | Added cooling, fan, and gas heating adjustment factors (withouth attic insulation) | 76838.4939 | -5385.6836 | 77486.0093 | 77701.8477 | 71658.3707 | 76838.4939 | 303684.7215 | NA | See 'Unit Savings Calculation' Tab.
647 | Income Qualified | Income Qualified | Ceiling Insulation (R-11 to R-38) Low Income Gas Heat w/AC SF | 1 | 5.6.5 | 0 | 144 | 144 | 133 | 142 | RS-SHL-AINS-V07-180101 |  | 71.5029 | 71.5029 | 71.5029 | 71.5029 | 100% | 100% | 100% | 100% | 10296.4115 | 10296.4115 | 9509.8801 | 10153.4058 | 40256.109 |  |  | 85.8034 |  | 12355.6938 | 2059.2823 |  |  | 85.8034 | Updated measure title and renamed TRM section code in Measure Level Adjustments Tab | 12355.6938 | 2059.2823 |  |  | 85.8034 | Updated measure title and renamed TRM section code in Measure Level Adjustments Tab | 11411.8561 | 1901.976 |  |  | 85.8034 | Updated measure title and renamed TRM section code in Measure Level Adjustments Tab | 12184.087 | 2030.6812 | 12355.6938 | 12355.6938 | 11411.8561 | 12184.087 | 48307.3308 | NA | See 'Unit Savings Calculation' Tab.
655 | Income Qualified | Income Qualified | Ceiling Insulation (R-5 to R-38) Low Income Gas Heat w/AC SF | 1 | 5.6.5 | 0 | 36 | 36 | 33 | 36 | RS-SHL-AINS-V07-180101 |  | 192.2632 | 192.2632 | 192.2632 | 192.2632 | 100% | 100% | 100% | 100% | 6921.4766 | 6921.4766 | 6344.6869 | 6921.4766 | 27109.1168 |  |  | 230.7159 |  | 8305.772 | 1384.2953 |  |  | 230.7159 | Updated measure title and renamed TRM section code in Measure Level Adjustments Tab | 8305.772 | 1384.2953 |  |  | 230.7159 | Updated measure title and renamed TRM section code in Measure Level Adjustments Tab | 7613.6243 | 1268.9374 |  |  | 230.7159 | Updated measure title and renamed TRM section code in Measure Level Adjustments Tab | 8305.772 | 1384.2953 | 8305.772 | 8305.772 | 7613.6243 | 8305.772 | 32530.9402 | NA | See 'Unit Savings Calculation' Tab.
646 | Income Qualified | Income Qualified | Ceiling Insulation (R-11 to R-38) Low Income Gas Heat w/AC MF | 1 | 5.6.5 | 0 | 80.6372 | 80.9193 | 74.6046 | 80.0271 | RS-SHL-AINS-V07-180101 |  | 71.5029 | 71.5029 | 71.5029 | 71.5029 | 100% | 100% | 100% | 100% | 5765.7903 | 5785.9612 | 5334.4421 | 5722.1698 | 22608.3633 |  |  | 85.8034 |  | 6918.9483 | 1153.1581 |  |  | 85.8034 | Updated measure title and renamed TRM section code in Measure Level Adjustments Tab | 6943.1534 | 1157.1922 |  |  | 85.8034 | Updated measure title and renamed TRM section code in Measure Level Adjustments Tab | 6401.3305 | 1066.8884 |  |  | 85.8034 | Updated measure title and renamed TRM section code in Measure Level Adjustments Tab | 6866.6037 | 1144.434 | 6918.9483 | 6943.1534 | 6401.3305 | 6866.6037 | 27130.036 | NA | See 'Unit Savings Calculation' Tab.
654 | Income Qualified | Income Qualified | Ceiling Insulation (R-5 to R-38) Low Income Gas Heat w/AC MF | 1 | 5.6.5 | 0 | 20.1593 | 20.2298 | 18.6511 | 20.0068 | RS-SHL-AINS-V07-180101 |  | 192.2632 | 192.2632 | 192.2632 | 192.2632 | 100% | 100% | 100% | 100% | 3875.8923 | 3889.4517 | 3585.9305 | 3846.5697 | 15197.8443 |  |  | 230.7159 |  | 4651.0708 | 775.1785 |  |  | 230.7159 | Updated measure title and renamed TRM section code in Measure Level Adjustments Tab | 4667.342 | 777.8903 |  |  | 230.7159 | Updated measure title and renamed TRM section code in Measure Level Adjustments Tab | 4303.1166 | 717.1861 |  |  | 230.7159 | Updated measure title and renamed TRM section code in Measure Level Adjustments Tab | 4615.8836 | 769.3139 | 4651.0708 | 4667.342 | 4303.1166 | 4615.8836 | 18237.4131 | NA | See 'Unit Savings Calculation' Tab.
689 | Income Qualified | Income Qualified | per foot of pipe insulation Low Income Gas water heat | 1 | 5.4.1 | 0 | 650 | 653 | 602 | 645 | RS-HWE-PINS-V02-150601 |  | 5.2866 | 5.2866 | 5.2866 | 5.2866 | 100% | 100% | 100% | 100% | 3436.272 | 3452.1317 | 3182.5165 | 3409.8391 | 13480.7594 |  |  | 4.4032 |  | 2862.099 | -574.173 |  |  | 4.4032 | Updated algorithms to include post-insulation circumference | 2875.3087 | -576.823 |  |  | 4.4032 | Updated algorithms to include post-insulation circumference | 2650.744 | -531.7725 |  |  | 4.4032 | Updated algorithms to include post-insulation circumference | 2840.0829 | -569.7563 | 2862.099 | 2875.3087 | 2650.744 | 2840.0829 | 11228.2345 | NA | See 'Unit Savings Calculation' Tab.
555 | Income Qualified | Income Qualified | 95% AFUE Furnace Emergency Replacement | 1 | 5.3.7 | 0 | 50 | 50 | 50 | 50 | RS-HVC-GHEF-V07-180101 |  | 140.9211 | 140.9211 | 140.9211 | 140.9211 | 100% | 100% | 100% | 100% | 7046.0526 | 7046.0526 | 7046.0526 | 7046.0526 | 28184.2105 |  |  | 133.9744 |  | 6698.7179 | -347.3347 |  |  | 133.9744 | Updated savings algorithms with new methodology | 6698.7179 | -347.3347 |  |  | 133.9744 | Updated savings algorithms with new methodology | 6698.7179 | -347.3347 |  |  | 133.9744 | Updated savings algorithms with new methodology | 6698.7179 | -347.3347 | 6698.7179 | 6698.7179 | 6698.7179 | 6698.7179 | 26794.8718 | NA | See 'Unit Savings Calculation' Tab.
551 | Income Qualified | Income Qualified | Showerhead 1.75 gpm - Gas DHW | 1 | 5.4.5 | 0 | 1663.2 | 1649.2 | 5593 | 3747.1 | RS-HWE-LFSH-V05-180101 |  | 3.38 | 3.38 | 3.38 | 3.38 | 100% | 100% | 100% | 100% | 5621.616 | 5574.296 | 18904.34 | 12665.198 | 42765.45 |  |  | 3.38 |  | 5621.616 | 0 |  |  | 3.38 | Updated GPM_base for direct install showerhead | 5574.296 | 0 |  |  | 3.38 | Updated GPM_base for direct install showerhead | 18904.34 | 0 |  |  | 3.38 | Updated GPM_base for direct install showerhead | 12665.198 | 0 | 5621.616 | 5574.296 | 18904.34 | 12665.198 | 42765.45 | NA | See 'Unit Savings Calculation' Tab.
547 | Income Qualified | Income Qualified | Bath Faucet Aerator - Gas DHW | 1 | 5.4.4 | 0 | 1663.2 | 1649.2 | 5593 | 3747.1 | RS-HWE-LFFA-V06-180101 |  | 0.35 | 0.35 | 0.35 | 0.35 | 100% | 100% | 100% | 100% | 582.12 | 577.22 | 1957.55 | 1311.485 | 4428.375 |  |  | 0.45 |  | 748.44 | 166.32 |  |  | 0.45 | Updated GPM_base for each faucet type | 742.14 | 164.92 |  |  | 0.45 | Updated GPM_base for each faucet type | 2516.85 | 559.3 |  |  | 0.45 | Updated GPM_base for each faucet type | 1686.195 | 374.71 | 748.44 | 742.14 | 2516.85 | 1686.195 | 5693.625 | NA | See 'Unit Savings Calculation' Tab.
549 | Income Qualified | Income Qualified | Kitchen Faucet Aerator - Gas DHW | 1 | 5.4.4 | 0 | 1663.2 | 1649.2 | 5593 | 3747.1 | RS-HWE-LFFA-V06-180101 |  | 2.41 | 2.41 | 2.41 | 2.41 | 100% | 100% | 100% | 100% | 4008.312 | 3974.572 | 13479.13 | 9030.511 | 30492.525 |  |  | 3.69 |  | 6137.208 | 2128.896 |  |  | 3.69 | Updated GPM_base for each faucet type | 6085.548 | 2110.976 |  |  | 3.69 | Updated GPM_base for each faucet type | 20638.17 | 7159.04 |  |  | 3.69 | Updated GPM_base for each faucet type | 13826.799 | 4796.288 | 6137.208 | 6085.548 | 20638.17 | 13826.799 | 46687.725 | NA | See 'Unit Savings Calculation' Tab.
554 | Income Qualified | Income Qualified | Water Heater Temp Adjustment - Gas DHW | 1 | 5.4.6 | 0 | 1663.2 | 1649.2 | 5593 | 3747.1 | RS-HWE-TMPS-V05-160601 |  | 1.6152 | 1.6152 | 1.6152 | 1.6152 | 100% | 100% | 100% | 100% | 2686.3554 | 2663.743 | 9033.6614 | 6052.214 | 20435.9737 |  |  | 1.6152 |  | 2686.3554 | 0 |  |  | 1.6152 | N/A | 2663.743 | 0 |  |  | 1.6152 | N/A | 9033.6614 | 0 |  |  | 1.6152 | N/A | 6052.214 | 0 | 2686.3554 | 2663.743 | 9033.6614 | 6052.214 | 20435.9737 | NA | See 'Unit Savings Calculation' Tab.
629 | Income Qualified | Income Qualified | Showerhead 1.75 gpm - Gas DHW | 1 | 5.4.5 | 0 | 1663.2 | 1649.2 | 5593 | 3747.1 | RS-HWE-LFSH-V05-180101 |  | 3.38 | 3.38 | 3.38 | 3.38 | 100% | 100% | 100% | 100% | 5621.616 | 5574.296 | 18904.34 | 12665.198 | 42765.45 |  |  | 3.38 |  | 5621.616 | 0 |  |  | 3.38 | Updated GPM_base for direct install showerhead | 5574.296 | 0 |  |  | 3.38 | Updated GPM_base for direct install showerhead | 18904.34 | 0 |  |  | 3.38 | Updated GPM_base for direct install showerhead | 12665.198 | 0 | 5621.616 | 5574.296 | 18904.34 | 12665.198 | 42765.45 | NA | See 'Unit Savings Calculation' Tab.
625 | Income Qualified | Income Qualified | Bath Faucet Aerator - Gas DHW | 1 | 5.4.4 | 0 | 1663.2 | 1649.2 | 5593 | 3747.1 | RS-HWE-LFFA-V06-180101 |  | 0.35 | 0.35 | 0.35 | 0.35 | 100% | 100% | 100% | 100% | 582.12 | 577.22 | 1957.55 | 1311.485 | 4428.375 |  |  | 0.45 |  | 748.44 | 166.32 |  |  | 0.45 | Updated GPM_base for each faucet type | 742.14 | 164.92 |  |  | 0.45 | Updated GPM_base for each faucet type | 2516.85 | 559.3 |  |  | 0.45 | Updated GPM_base for each faucet type | 1686.195 | 374.71 | 748.44 | 742.14 | 2516.85 | 1686.195 | 5693.625 | NA | See 'Unit Savings Calculation' Tab.
627 | Income Qualified | Income Qualified | Kitchen Faucet Aerator - Gas DHW | 1 | 5.4.4 | 0 | 1663.2 | 1649.2 | 5593 | 3747.1 | RS-HWE-LFFA-V06-180101 |  | 2.41 | 2.41 | 2.41 | 2.41 | 100% | 100% | 100% | 100% | 4008.312 | 3974.572 | 13479.13 | 9030.511 | 30492.525 |  |  | 3.69 |  | 6137.208 | 2128.896 |  |  | 3.69 | Updated GPM_base for each faucet type | 6085.548 | 2110.976 |  |  | 3.69 | Updated GPM_base for each faucet type | 20638.17 | 7159.04 |  |  | 3.69 | Updated GPM_base for each faucet type | 13826.799 | 4796.288 | 6137.208 | 6085.548 | 20638.17 | 13826.799 | 46687.725 | NA | See 'Unit Savings Calculation' Tab.
632 | Income Qualified | Income Qualified | Water Heater Temp Adjustment - Gas DHW | 1 | 5.4.6 | 0 | 1663.2 | 1649.2 | 5593 | 3747.1 | RS-HWE-TMPS-V05-160601 |  | 1.6152 | 1.6152 | 1.6152 | 1.6152 | 100% | 100% | 100% | 100% | 2686.3554 | 2663.743 | 9033.6614 | 6052.214 | 20435.9737 |  |  | 1.6152 |  | 2686.3554 | 0 |  |  | 1.6152 | N/A | 2663.743 | 0 |  |  | 1.6152 | N/A | 9033.6614 | 0 |  |  | 1.6152 | N/A | 6052.214 | 0 | 2686.3554 | 2663.743 | 9033.6614 | 6052.214 | 20435.9737 | NA | See 'Unit Savings Calculation' Tab.
530 | Income Qualified | Income Qualified | Showerhead 1.75 gpm - Gas DHW | 1 | 5.4.5 | 0 | 182.8068 | 208.261 | 658.2252 | 514.3023 | RS-HWE-LFSH-V05-180101 |  | 11.04 | 11.04 | 11.04 | 11.04 | 100% | 100% | 100% | 100% | 2018.1867 | 2299.2009 | 7266.8067 | 5677.8973 | 17262.0916 |  |  | 5.88 |  | 1074.9038 | -943.2829 |  |  | 5.88 | Updated GPM_base for direct install showerhead | 1224.5744 | -1074.6265 |  |  | 5.88 | Updated GPM_base for direct install showerhead | 3870.3644 | -3396.4423 |  |  | 5.88 | Updated GPM_base for direct install showerhead | 3024.0975 | -2653.7998 | 1074.9038 | 1224.5744 | 3870.3644 | 3024.0975 | 9193.9401 | NA | See 'Unit Savings Calculation' Tab.
533 | Income Qualified | Income Qualified | Water Heater Temp Adjustment - Gas DHW | 1 | 5.4.6 | 0 | 3713 | 3730 | 3730 | 3730 | RS-HWE-TMPS-V05-160601 |  | 1.6152 | 1.6152 | 1.6152 | 1.6152 | 100% | 100% | 100% | 100% | 5997.1366 | 6024.5945 | 6024.5945 | 6024.5945 | 24070.9201 |  |  | 1.6152 |  | 5997.1366 | 0 |  |  | 1.6152 | N/A | 6024.5945 | 0 |  |  | 1.6152 | N/A | 6024.5945 | 0 |  |  | 1.6152 | N/A | 6024.5945 | 0 | 5997.1366 | 6024.5945 | 6024.5945 | 6024.5945 | 24070.9201 | NA | See 'Unit Savings Calculation' Tab.
490 | #N/A | DCEO New Construction Commitments | 2018 DCEO Carryover | 1 | Custom | 0 | 1 | 0 | 0 | 0 | 0 |  | 11400 | 11400 | 11400 | 11400 | 78% | 78% | 78% | 78% | 8892 | 0 | 0 | 0 | 8892 |  |  | 11400 |  | 8892 | 0 |  |  | 11400 | N/A | 0 | 0 |  |  | 11400 | N/A | 0 | 0 |  |  | 11400 | N/A | 0 | 0 | 8892 | 0 | 0 | 0 | 8892 | NA | See 'Unit Savings Calculation' Tab.
35 | Standard | Standard | Dishwasher, High Temp (Includes Booster Heater) | 1 | 4.2.6 | 0 | 9 | 8 | 8 | 8 | CI-FSE-ESDW-V03-180101 |  | 279 | 279 | 279 | 279 | 67.5% | 67.5% | 67.5% | 67.5% | 1694.925 | 1506.6 | 1506.6 | 1506.6 | 6214.725 |  |  | 279 |  | 1694.925 | 0 |  |  | 279 | N/A | 1506.6 | 0 |  |  | 279 | N/A | 1506.6 | 0 |  |  | 279 | N/A | 1506.6 | 0 | 1694.925 | 1506.6 | 1506.6 | 1506.6 | 6214.725 | NA | See 'Unit Savings Calculation' Tab.
244 | Standard | Standard | Pre-Rinse Sprayers, Gas Booster | 1 | 4.2.11 | 0 | 20 | 20 | 35 | 35 | CI-FSE-SPRY-V04-180101 |  | 172 | 172 | 172 | 172 | 89% | 89% | 89% | 89% | 3061.6 | 3061.6 | 5357.8 | 5357.8 | 16838.8 |  |  | 172 |  | 3061.6 | 0 |  |  | 172 | N/A | 3061.6 | 0 |  |  | 172 | N/A | 5357.8 | 0 |  |  | 172 | N/A | 5357.8 | 0 | 3061.6 | 3061.6 | 5357.8 | 5357.8 | 16838.8 | NA | See 'Unit Savings Calculation' Tab.
61 | Standard | Standard | Early Replacement Furnace | 1 | 4.4.11 | 0 | 70 | 60 | 62 | 64 | CI-HVC-FRNC-V07-180101 |  | 542.5247 | 542.5247 | 542.5247 | 542.5247 | 49.4% | 49.4% | 49.4% | 49.4% | 18760.5053 | 16080.4331 | 16616.4475 | 17152.462 | 68609.8479 |  |  | 522.6146 |  | 18072.0143 | -688.4909 |  |  | 522.6146 | Updated HOURSyear for Office-Mid Rise. | 15490.298 | -590.1351 |  |  | 522.6146 | Updated HOURSyear for Office-Mid Rise. | 16006.6413 | -609.8063 |  |  | 522.6146 | Updated HOURSyear for Office-Mid Rise. | 16522.9845 | -629.4774 | 18072.0143 | 15490.298 | 16006.6413 | 16522.9845 | 66091.9382 | NA | See 'Unit Savings Calculation' Tab.
52 | Standard | Standard | Boiler Lockout/Reset Controls | 1 | 4.4.4 | 0 | 18 | 16 | 23 | 24 | CI-HVC-BLRC-V03-150601 |  | 1337.7268 | 1337.7268 | 1337.7268 | 1337.7268 | 49.4% | 49.4% | 49.4% | 49.4% | 11895.0665 | 10573.3925 | 15199.2517 | 15860.0887 | 53527.7993 |  |  | 1338.6564 |  | 11903.3331 | 8.2666 |  |  | 1338.6564 | N/A | 10580.7405 | 7.3481 |  |  | 1338.6564 | N/A | 15209.8145 | 10.5628 |  |  | 1338.6564 | N/A | 15871.1108 | 11.0221 | 11903.3331 | 10580.7405 | 15209.8145 | 15871.1108 | 53564.9989 | NA | See 'Unit Savings Calculation' Tab.
74 | Standard | Standard | Infrared Heaters | 1 | 4.4.12 | 0 | 18 | 16 | 23 | 30 | CI-HVC-IRHT-V01-120601 |  | 451 | 451 | 451 | 451 | 49.4% | 49.4% | 49.4% | 49.4% | 4010.292 | 3564.704 | 5124.262 | 6683.82 | 19383.078 |  |  | 451 |  | 4010.292 | 0 |  |  | 451 | N/A | 3564.704 | 0 |  |  | 451 | N/A | 5124.262 | 0 |  |  | 451 | N/A | 6683.82 | 0 | 4010.292 | 3564.704 | 5124.262 | 6683.82 | 19383.078 | NA | See 'Unit Savings Calculation' Tab.
230 | Standard | Standard | Condensing Unit Heater | 1 | 4.4.5 | 0 | 4 | 3 | 5 | 10 | CI-HVC-CUHT-V01-120601 |  | 266 | 266 | 266 | 266 | 49.4% | 49.4% | 49.4% | 49.4% | 525.616 | 394.212 | 657.02 | 1314.04 | 2890.888 |  |  | 266 |  | 525.616 | 0 |  |  | 266 | N/A | 394.212 | 0 |  |  | 266 | N/A | 657.02 | 0 |  |  | 266 | N/A | 1314.04 | 0 | 525.616 | 394.212 | 657.02 | 1314.04 | 2890.888 | NA | See 'Unit Savings Calculation' Tab.
177 | Standard | Standard | Commercial Pool covers | 1 | 4.3.4 | 0 | 6 | 5 | 7 | 9 | CI-HWE-PLCV-V01-130601 |  | 587.3 | 587.3 | 587.3 | 587.3 | 67.5% | 67.5% | 67.5% | 67.5% | 2378.565 | 1982.1375 | 2774.9925 | 3567.8475 | 10703.5425 |  |  | 587.3 |  | 2378.565 | 0 |  |  | 587.3 | N/A | 1982.1375 | 0 |  |  | 587.3 | N/A | 2774.9925 | 0 |  |  | 587.3 | N/A | 3567.8475 | 0 | 2378.565 | 1982.1375 | 2774.9925 | 3567.8475 | 10703.5425 | NA | See 'Unit Savings Calculation' Tab.
112 | Standard | Standard | Infrared Upright Broiler | 1 | 4.2.15 | 0 | 1 | 1 | 1 | 2 | CI-FSE-IRUB-V02-180101 |  | 1089 | 1089 | 1089 | 1089 | 67.5% | 67.5% | 67.5% | 67.5% | 735.075 | 735.075 | 735.075 | 1470.15 | 3675.375 |  |  | 1089 |  | 735.075 | 0 |  |  | 1089 | N/A | 735.075 | 0 |  |  | 1089 | N/A | 735.075 | 0 |  |  | 1089 | N/A | 1470.15 | 0 | 735.075 | 735.075 | 735.075 | 1470.15 | 3675.375 | NA | See 'Unit Savings Calculation' Tab.
111 | Standard | Standard | Infrared Salamander Broiler | 1 | 4.2.14 | 0 | 1 | 1 | 1 | 1 | CI-FSE-IRBL-V02-180101 |  | 239 | 239 | 239 | 239 | 67.5% | 67.5% | 67.5% | 67.5% | 161.325 | 161.325 | 161.325 | 161.325 | 645.3 |  |  | 239 |  | 161.325 | 0 |  |  | 239 | N/A | 161.325 | 0 |  |  | 239 | N/A | 161.325 | 0 |  |  | 239 | N/A | 161.325 | 0 | 161.325 | 161.325 | 161.325 | 161.325 | 645.3 | NA | See 'Unit Savings Calculation' Tab.
109 | Standard | Standard | Infrared Char Broiler | 1 | 4.2.12 | 0 | 1 | 1 | 1 | 1 | CI-FSE-IRCB-V02-180101 |  | 661 | 661 | 661 | 661 | 67.5% | 67.5% | 67.5% | 67.5% | 446.175 | 446.175 | 446.175 | 446.175 | 1784.7 |  |  | 661 |  | 446.175 | 0 |  |  | 661 | N/A | 446.175 | 0 |  |  | 661 | N/A | 446.175 | 0 |  |  | 661 | N/A | 446.175 | 0 | 446.175 | 446.175 | 446.175 | 446.175 | 1784.7 | NA | See 'Unit Savings Calculation' Tab.
110 | Standard | Standard | Infrared Rotisserie Oven | 1 | 4.2.13 | 0 | 1 | 1 | 1 | 1 | CI-FSE-IROV-V02-180101 |  | 554 | 554 | 554 | 554 | 67.5% | 67.5% | 67.5% | 67.5% | 373.95 | 373.95 | 373.95 | 373.95 | 1495.8 |  |  | 554 |  | 373.95 | 0 |  |  | 554 | N/A | 373.95 | 0 |  |  | 554 | N/A | 373.95 | 0 |  |  | 554 | N/A | 373.95 | 0 | 373.95 | 373.95 | 373.95 | 373.95 | 1495.8 | NA | See 'Unit Savings Calculation' Tab.
113 | Standard | Standard | Pasta Cooker | 1 | 4.2.17 | 0 | 1 | 0 | 2 | 2 | CI-FSE-PCOK-V02-180101 |  | 1380 | 1380 | 1380 | 1380 | 67.5% | 67.5% | 67.5% | 67.5% | 931.5 | 0 | 1863 | 1863 | 4657.5 |  |  | 1380 |  | 931.5 | 0 |  |  | 1380 | N/A | 0 | 0 |  |  | 1380 | N/A | 1863 | 0 |  |  | 1380 | N/A | 1863 | 0 | 931.5 | 0 | 1863 | 1863 | 4657.5 | NA | See 'Unit Savings Calculation' Tab.
114 | Standard | Standard | Rack Double Oven | 1 | 4.2.18 | 0 | 1 | 1 | 1 | 2 | CI-FSE-RKOV-VO2-180101 |  | 2064 | 2064 | 2064 | 2064 | 67.5% | 67.5% | 67.5% | 67.5% | 1393.2 | 1393.2 | 1393.2 | 2786.4 | 6966 |  |  | 2064 |  | 1393.2 | 0 |  |  | 2064 | N/A | 1393.2 | 0 |  |  | 2064 | N/A | 1393.2 | 0 |  |  | 2064 | N/A | 2786.4 | 0 | 1393.2 | 1393.2 | 1393.2 | 2786.4 | 6966 | NA | See 'Unit Savings Calculation' Tab.
191 | Standard | Standard | Ozone Laundry | 1 | 4.3.6 | 0 | 3 | 3 | 4 | 4 | CI-HWE-OZLD-VO1-140601 |  | 4026.8311 | 4026.8311 | 4026.8311 | 4026.8311 | 67.5% | 67.5% | 67.5% | 67.5% | 8154.3329 | 8154.3329 | 10872.4438 | 10872.4438 | 38053.5534 |  |  | 4530.1849 |  | 9173.6245 | 1019.2916 |  |  | 4530.1849 | Added additional algorithms and variables for secondary kWh savings; updated total kWh savings to include secondary kWh savings. Fixed SUM equations for Gross kWh, kW, and therms saved (cells C7:C9 on each Ozone Laundry tab). Each formula did not sum the entire array for individual savings calculations. | 9173.6245 | 1019.2916 |  |  | 4530.1849 | Added additional algorithms and variables for secondary kWh savings; updated total kWh savings to include secondary kWh savings. Fixed SUM equations for Gross kWh, kW, and therms saved (cells C7:C9 on each Ozone Laundry tab). Each formula did not sum the entire array for individual savings calculations. | 12231.4993 | 1359.0555 |  |  | 4530.1849 | Added additional algorithms and variables for secondary kWh savings; updated total kWh savings to include secondary kWh savings. Fixed SUM equations for Gross kWh, kW, and therms saved (cells C7:C9 on each Ozone Laundry tab). Each formula did not sum the entire array for individual savings calculations. | 12231.4993 | 1359.0555 | 9173.6245 | 9173.6245 | 12231.4993 | 12231.4993 | 42810.2476 | NA | See 'Unit Savings Calculation' Tab.
75 | Standard | Standard | Kitchen Demand Control Ventilation | 1 | 4.2.16 | 0 | 4 | 3 | 3 | 3 | CI-FSE-VENT-V03-160601 |  | 5505.3438 | 5505.3438 | 5505.3438 | 5505.3438 | 67.5% | 67.5% | 67.5% | 67.5% | 14864.4281 | 11148.3211 | 11148.3211 | 11148.3211 | 48309.3914 |  |  | 5505.3438 |  | 14864.4281 | 0 |  |  | 5505.3438 | N/A | 11148.3211 | 0 |  |  | 5505.3438 | N/A | 11148.3211 | 0 |  |  | 5505.3438 | N/A | 11148.3211 | 0 | 14864.4281 | 11148.3211 | 11148.3211 | 11148.3211 | 48309.3914 | NA | See 'Unit Savings Calculation' Tab.
186 | Standard | Standard | ERVs | 1 | 4.4.27 | 0 | 10100 | 6500 | 25400 | 34200 | CI-HVC-ERVE-V02-160601 |  | 0.051875 | 0.051875 | 0.051875 | 0.051875 | 49.4% | 49.4% | 49.4% | 49.4% | 258.8251 | 166.5706 | 650.9067 | 876.4178 | 1952.7203 |  |  | 0.051875 |  | 258.8251 | 0 |  |  | 0.051875 | N/A | 166.5706 | 0 |  |  | 0.051875 | N/A | 650.9067 | 0 |  |  | 0.051875 | N/A | 876.4178 | 0 | 258.8251 | 166.5706 | 650.9067 | 876.4178 | 1952.7203 | NA | See 'Unit Savings Calculation' Tab.
80 | Standard | Standard | Programmable thermostat (new) | 1 | 4.4.18 | 0 | 19 | 6 | 1 | 1 | CI-HVC-PROG-V02-150601 |  | 73.6 | 73.6 | 73.6 | 73.6 | 49.4% | 49.4% | 49.4% | 49.4% | 690.8096 | 218.1504 | 36.3584 | 36.3584 | 981.6768 |  |  | 73.6 |  | 690.8096 | 0 |  |  | 73.6 | N/A | 218.1504 | 0 |  |  | 73.6 | N/A | 36.3584 | 0 |  |  | 73.6 | N/A | 36.3584 | 0 | 690.8096 | 218.1504 | 36.3584 | 36.3584 | 981.6768 | NA | See 'Unit Savings Calculation' Tab.
241 | Standard | Standard | Multifamily Central Domestic Hot Water Plants | 1 | 4.3.7 | 0 | 0 | 0 | 1 | 0 | CI-HWE-MDHW-V02-160601 |  | 10 | 10 | 10 | 10 | 49.4% | 49.4% | 49.4% | 49.4% | 0 | 0 | 4.94 | 0 | 4.94 |  |  | 10 |  | 0 | 0 |  |  | 10 | N/A | 0 | 0 |  |  | 10 | N/A | 4.94 | 0 |  |  | 10 | N/A | 0 | 0 | 0 | 0 | 4.94 | 0 | 4.94 | NA | See 'Unit Savings Calculation' Tab.
231 | Standard | Standard | Controls for Multifamily Central Domestic Hot Water Plants | 1 | 4.3.7 | 0 | 1 | 0 | 1 | 0 | CI-HWE-MDHW-V02-160601 |  | 559 | 559 | 559 | 559 | 49.4% | 49.4% | 49.4% | 49.4% | 276.146 | 0 | 276.146 | 0 | 552.292 |  |  | 559 |  | 276.146 | 0 |  |  | 559 | N/A | 0 | 0 |  |  | 559 | N/A | 276.146 | 0 |  |  | 559 | N/A | 0 | 0 | 276.146 | 0 | 276.146 | 0 | 552.292 | NA | See 'Unit Savings Calculation' Tab.
53 | Standard | Standard | DCV | 1 | 4.4.19 | 0 | 30 | 19 | 30 | 30 | CI-HVC-DCV-V04-180101 |  | 623 | 623 | 623 | 623 | 49.4% | 49.4% | 49.4% | 49.4% | 9232.86 | 5847.478 | 9232.86 | 9232.86 | 33546.058 |  |  | 623 |  | 9232.86 | 0 |  |  | 623 | N/A | 5847.478 | 0 |  |  | 623 | N/A | 9232.86 | 0 |  |  | 623 | N/A | 9232.86 | 0 | 9232.86 | 5847.478 | 9232.86 | 9232.86 | 33546.058 | NA | See 'Unit Savings Calculation' Tab.
240 | Standard | Standard | Low-Flow Showerheads | 1 | 4.3.3 | 0 | 22 | 23 | 24 | 25 | CI-HWE-LFSH-V04-180101 |  | 5.3588 | 5.3588 | 5.3588 | 5.3588 | 60.4% | 60.4% | 60.4% | 60.4% | 71.208 | 74.4447 | 77.6814 | 80.9182 | 304.2523 |  |  | 5.3588 |  | 71.208 | 0 |  |  | 5.3588 | Added additional algorithms and variables for secondary kWh savings; updated total kWh savings to include secondary kWh savings. | 74.4447 | 0 |  |  | 5.3588 | Added additional algorithms and variables for secondary kWh savings; updated total kWh savings to include secondary kWh savings. | 77.6814 | 0 |  |  | 5.3588 | Added additional algorithms and variables for secondary kWh savings; updated total kWh savings to include secondary kWh savings. | 80.9182 | 0 | 71.208 | 74.4447 | 77.6814 | 80.9182 | 304.2523 | NA | See 'Unit Savings Calculation' Tab.
57 | Standard | Standard | Destratification Fans - 20 ft diameter | 1 | 4.4.34 | 0 | 1 | 1 | 1 | 1 | CI-HVC-DSFN-V02-180101 |  | 843.8606 | 843.8606 | 843.8606 | 843.8606 | 67.5% | 67.5% | 67.5% | 67.5% | 569.6059 | 569.6059 | 569.6059 | 569.6059 | 2278.4237 |  |  | 843.8606 |  | 569.6059 | 0 |  |  | 843.8606 | N/A | 569.6059 | 0 |  |  | 843.8606 | N/A | 569.6059 | 0 |  |  | 843.8606 | N/A | 569.6059 | 0 | 569.6059 | 569.6059 | 569.6059 | 569.6059 | 2278.4237 | NA | See 'Unit Savings Calculation' Tab.
58 | Standard | Standard | Destratification Fans - 22 ft diameter | 1 | 4.4.34 | 0 | 2 | 2 | 2 | 2 | CI-HVC-DSFN-V02-180101 |  | 996.5824 | 996.5824 | 996.5824 | 996.5824 | 67.5% | 67.5% | 67.5% | 67.5% | 1345.3862 | 1345.3862 | 1345.3862 | 1345.3862 | 5381.5448 |  |  | 996.5824 |  | 1345.3862 | 0 |  |  | 996.5824 | N/A | 1345.3862 | 0 |  |  | 996.5824 | N/A | 1345.3862 | 0 |  |  | 996.5824 | N/A | 1345.3862 | 0 | 1345.3862 | 1345.3862 | 1345.3862 | 1345.3862 | 5381.5448 | NA | See 'Unit Savings Calculation' Tab.
59 | Standard | Standard | Destratification Fans - 24 ft diameter | 1 | 4.4.34 | 0 | 2 | 2 | 2 | 2 | CI-HVC-DSFN-V02-180101 |  | 1089.48 | 1089.48 | 1089.48 | 1089.48 | 67.5% | 67.5% | 67.5% | 67.5% | 1470.798 | 1470.798 | 1470.798 | 1470.798 | 5883.192 |  |  | 1089.48 |  | 1470.798 | 0 |  |  | 1089.48 | N/A | 1470.798 | 0 |  |  | 1089.48 | N/A | 1470.798 | 0 |  |  | 1089.48 | N/A | 1470.798 | 0 | 1470.798 | 1470.798 | 1470.798 | 1470.798 | 5883.192 | NA | See 'Unit Savings Calculation' Tab.
85 | Standard | Standard | Steam Trap real-time monitoring | 1 | 4.4.16 | 0 | 150 | 120 | 114 | 64 | CI-HVC-STRE-V05-180101 |  | 208.56 | 208.56 | 208.56 | 208.56 | 60.8% | 60.8% | 60.8% | 60.8% | 19020.672 | 15216.5376 | 14455.7107 | 8115.4867 | 56808.407 |  |  | 208.56 |  | 19020.672 | 0 |  |  | 208.56 | N/A | 15216.5376 | 0 |  |  | 208.56 | N/A | 14455.7107 | 0 |  |  | 208.56 | N/A | 8115.4867 | 0 | 19020.672 | 15216.5376 | 14455.7107 | 8115.4867 | 56808.407 | NA | See 'Unit Savings Calculation' Tab.
239 | Standard | Standard | Low-Flow Faucet Aerators | 1 | 4.3.2 | 0 | 700 | 700 | 846 | 844 | CI-HWE-LFFA-V07-180101 |  | 5.4316 | 5.4316 | 5.4316 | 5.4316 | 60.4% | 60.4% | 60.4% | 60.4% | 2296.4962 | 2296.4962 | 2775.4796 | 2768.9182 | 10137.3902 |  |  | 5.4316 |  | 2296.4962 | 0 |  |  | 5.4316 | Added additional algorithms and variables for secondary kWh savings; updated total kWh savings to include secondary kWh savings. | 2296.4962 | 0 |  |  | 5.4316 | Added additional algorithms and variables for secondary kWh savings; updated total kWh savings to include secondary kWh savings. | 2775.4796 | 0 |  |  | 5.4316 | Added additional algorithms and variables for secondary kWh savings; updated total kWh savings to include secondary kWh savings. | 2768.9182 | 0 | 2296.4962 | 2296.4962 | 2775.4796 | 2768.9182 | 10137.3902 | NA | See 'Unit Savings Calculation' Tab.
238 | Standard | Standard | Laminar Flow Restrictors | 1 | 4.3.2 | 0 | 1200 | 1200 | 1692 | 1687 | CI-HWE-LFFA-V07-180101 |  | 7.4895 | 7.4895 | 7.4895 | 7.4895 | 60.4% | 60.4% | 60.4% | 60.4% | 5428.3792 | 5428.3792 | 7654.0147 | 7631.3964 | 26142.1695 |  |  | 7.4895 |  | 5428.3792 | 0 |  |  | 7.4895 | Added additional algorithms and variables for secondary kWh savings; updated total kWh savings to include secondary kWh savings. | 5428.3792 | 0 |  |  | 7.4895 | Added additional algorithms and variables for secondary kWh savings; updated total kWh savings to include secondary kWh savings. | 7654.0147 | 0 |  |  | 7.4895 | Added additional algorithms and variables for secondary kWh savings; updated total kWh savings to include secondary kWh savings. | 7631.3964 | 0 | 5428.3792 | 5428.3792 | 7654.0147 | 7631.3964 | 26142.1695 | NA | See 'Unit Savings Calculation' Tab.
47 | Standard | Standard | Advanced Thermostats | 1 | n/a | 0 | 65 | 0 | 0 | 0 | n/a |  | 61.4829 | 61.4829 | 61.4829 | 61.4829 | 49.4% | 49.4% | 49.4% | 49.4% | 1974.2159 | 0 | 0 | 0 | 1974.2159 |  |  | 61.4829 |  | 1974.2159 | 0 |  |  | 61.4829 | N/A | 0 | 0 |  |  | 61.4829 | N/A | 0 | 0 |  |  | 61.4829 | N/A | 0 | 0 | 1974.2159 | 0 | 0 | 0 | 1974.2159 | NA | See 'Unit Savings Calculation' Tab.
242 | Standard | Standard | Pipe Insulation | 1 | 4.4.14 | 0 | 6000 | 5000 | 9000 | 9000 | CI-HVC-PINS-V04-160601 |  | 1.6 | 1.6 | 1.6 | 1.6 | 60.4% | 60.4% | 60.4% | 60.4% | 5798.4 | 4832 | 8697.6 | 8697.6 | 28025.6 |  |  | 1.6 |  | 5798.4 | 0 |  |  | 1.6 | N/A | 4832 | 0 |  |  | 1.6 | N/A | 8697.6 | 0 |  |  | 1.6 | N/A | 8697.6 | 0 | 5798.4 | 4832 | 8697.6 | 8697.6 | 28025.6 | NA | See 'Unit Savings Calculation' Tab.
223 | Standard | Standard | Industrial Air Curtains | 1 | 4.4.33 | 0 | 1 | 2 | 2 | 2 | CI-MSC-AIRC-V01-160601 |  | 632.8 | 632.8 | 632.8 | 632.8 | 67.5% | 67.5% | 67.5% | 67.5% | 427.14 | 854.28 | 854.28 | 854.28 | 2989.98 |  |  | 632.8 |  | 427.14 | 0 |  |  | 632.8 | N/A | 854.28 | 0 |  |  | 632.8 | N/A | 854.28 | 0 |  |  | 632.8 | N/A | 854.28 | 0 | 427.14 | 854.28 | 854.28 | 854.28 | 2989.98 | NA | See 'Unit Savings Calculation' Tab.
97 | Standard | Standard | Unitary HVAC Condensing Furnace | 1 | 4.4.34 | 0 | 14 | 10 | 23 | 23 | CI-HVC-DSFN-V02-180101 |  | 1410.9147 | 1410.9147 | 1410.9147 | 1410.9147 | 49.4% | 49.4% | 49.4% | 49.4% | 9757.8863 | 6969.9188 | 16030.8132 | 16030.8132 | 48789.4314 |  |  | 1410.9147 |  | 9757.8863 | 0 |  |  | 1410.9147 | N/A | 6969.9188 | 0 |  |  | 1410.9147 | N/A | 16030.8132 | 0 |  |  | 1410.9147 | N/A | 16030.8132 | 0 | 9757.8863 | 6969.9188 | 16030.8132 | 16030.8132 | 48789.4314 | NA | See 'Unit Savings Calculation' Tab.
190 | Standard | Standard | Modulated Commercial Gas Clothes Dryer | 1 | 4.8.4 | 0 | 5 | 4 | 5 | 6 | CI-MSC-MODD-V01-160601 |  | 405.144 | 405.144 | 405.144 | 405.144 | 67.5% | 67.5% | 67.5% | 67.5% | 1367.361 | 1093.8888 | 1367.361 | 1640.8332 | 5469.444 |  |  | 405.144 |  | 1367.361 | 0 |  |  | 405.144 | N/A | 1093.8888 | 0 |  |  | 405.144 | N/A | 1367.361 | 0 |  |  | 405.144 | N/A | 1640.8332 | 0 | 1367.361 | 1093.8888 | 1367.361 | 1640.8332 | 5469.444 | NA | See 'Unit Savings Calculation' Tab.
66 | Standard | Standard | Gas Boiler Tune-Up | 1 | 4.4.3 | 0 | 26 | 20 | 28 | 35 | CI-HVC-PBTU-V05-160601 |  | 1596.9923 | 1596.9923 | 1596.9923 | 1596.9923 | 49.4% | 49.4% | 49.4% | 49.4% | 20511.7695 | 15778.2842 | 22089.5979 | 27611.9974 | 85991.6489 |  |  | 1596.6214 |  | 20507.0048 | -4.7647 |  |  | 1596.6214 | N/A | 15774.6191 | -3.6652 |  |  | 1596.6214 | N/A | 22084.4667 | -5.1312 |  |  | 1596.6214 | N/A | 27605.5833 | -6.414 | 20507.0048 | 15774.6191 | 22084.4667 | 27605.5833 | 85971.6738 | NA | See 'Unit Savings Calculation' Tab.
65 | Standard | Standard | Gas Boiler Replacement (Thermal Eff 90%) | 1 | 4.4.10 | 0 | 30 | 24 | 29 | 33 | CI-HVC-BOIL-V05-150601 |  | 1071.574 | 1071.574 | 1071.574 | 1071.574 | 49.4% | 49.4% | 49.4% | 49.4% | 15880.7271 | 12704.5817 | 15351.3695 | 17468.7998 | 61405.478 |  |  | 1071.7733 |  | 15883.6809 | 2.9538 |  |  | 1071.7733 | N/A | 12706.9447 | 2.3631 |  |  | 1071.7733 | N/A | 15354.2249 | 2.8554 |  |  | 1071.7733 | N/A | 17472.049 | 3.2492 | 15883.6809 | 12706.9447 | 15354.2249 | 17472.049 | 61416.8994 | NA | See 'Unit Savings Calculation' Tab.
68 | Standard | Standard | Gas Furnace Replacement (94% AFUE) | 1 | 4.4.11 | 0 | 60 | 55 | 60 | 60 | CI-HVC-FRNC-V07-180101 |  | 228.889 | 228.889 | 228.889 | 228.889 | 49.4% | 49.4% | 49.4% | 49.4% | 6784.2685 | 6218.9128 | 6784.2685 | 6784.2685 | 26571.7184 |  |  | 225.2671 |  | 6676.9158 | -107.3527 |  |  | 225.2671 | Updated HOURSyear for Office-Mid Rise. | 6120.5062 | -98.4067 |  |  | 225.2671 | Updated HOURSyear for Office-Mid Rise. | 6676.9158 | -107.3527 |  |  | 225.2671 | Updated HOURSyear for Office-Mid Rise. | 6676.9158 | -107.3527 | 6676.9158 | 6120.5062 | 6676.9158 | 6676.9158 | 26151.2536 | NA | See 'Unit Savings Calculation' Tab.
236 | Standard | Standard | High Efficiency Tankless Water Heater (gas) | 1 | 4.3.5 | 0 | 15 | 12 | 15 | 15 | CI-HWE-TKWH-V03-160601 |  | 172.09 | 172.09 | 172.09 | 172.09 | 49.4% | 49.4% | 49.4% | 49.4% | 1275.1869 | 1020.1495 | 1275.1869 | 1275.1869 | 4845.7102 |  |  | 172.09 |  | 1275.1869 | 0 |  |  | 172.09 | N/A | 1020.1495 | 0 |  |  | 172.09 | N/A | 1275.1869 | 0 |  |  | 172.09 | N/A | 1275.1869 | 0 | 1275.1869 | 1020.1495 | 1275.1869 | 1275.1869 | 4845.7102 | NA | See 'Unit Savings Calculation' Tab.
233 | Standard | Standard | High Efficiency Condensing Tanked Water Heater (gas) | 1 | 4.3.1 | 0 | 35 | 30 | 42 | 42 | CI-HWE-STWH-V03-180101 |  | 75.4469 | 75.4469 | 75.4469 | 75.4469 | 49.4% | 49.4% | 49.4% | 49.4% | 1304.4777 | 1118.1238 | 1565.3733 | 1565.3733 | 5553.3481 |  |  | 260.0108 |  | 4495.586 | 3191.1083 |  |  | 260.0108 | Updated baseline and efficient options from EF to UEF. Updated algorithm reference tables on measure tabs to reflect v7 changes. | 3853.3594 | 2735.2357 |  |  | 260.0108 | Updated baseline and efficient options from EF to UEF. Updated algorithm reference tables on measure tabs to reflect v7 changes. | 5394.7032 | 3829.3299 |  |  | 260.0108 | Updated baseline and efficient options from EF to UEF. Updated algorithm reference tables on measure tabs to reflect v7 changes. | 5394.7032 | 3829.3299 | 4495.586 | 3853.3594 | 5394.7032 | 5394.7032 | 19138.3519 | NA | See 'Unit Savings Calculation' Tab.
235 | Standard | Standard | High Efficiency Tanked Water Heater (gas) | 1 | 4.3.1 | 0 | 70 | 70 | 75 | 80 | CI-HWE-STWH-V03-180101 |  | 62.8063 | 62.8063 | 62.8063 | 62.8063 | 49.4% | 49.4% | 49.4% | 49.4% | 2171.8426 | 2171.8426 | 2326.9742 | 2482.1059 | 9152.7653 |  |  | 247.3701 |  | 8554.0592 | 6382.2166 |  |  | 247.3701 | Updated baseline and efficient options from EF to UEF. Updated algorithm reference tables on measure tabs to reflect v7 changes. | 8554.0592 | 6382.2166 |  |  | 247.3701 | Updated baseline and efficient options from EF to UEF. Updated algorithm reference tables on measure tabs to reflect v7 changes. | 9165.0634 | 6838.0892 |  |  | 247.3701 | Updated baseline and efficient options from EF to UEF. Updated algorithm reference tables on measure tabs to reflect v7 changes. | 9776.0676 | 7293.9618 | 8554.0592 | 8554.0592 | 9165.0634 | 9776.0676 | 36049.2494 | NA | See 'Unit Savings Calculation' Tab.
107 | Standard | Standard | Gas Steamer (5 pan) | 1 | 4.2.3 | 0 | 4 | 2 | 4 | 4 | CI-FSE-STMC-V04-160601 |  | 1321 | 1321 | 1321 | 1321 | 67.5% | 67.5% | 67.5% | 67.5% | 3566.7 | 1783.35 | 3566.7 | 3566.7 | 12483.45 |  |  | 1321 |  | 3566.7 | 0 |  |  | 1321 | N/A | 1783.35 | 0 |  |  | 1321 | N/A | 3566.7 | 0 |  |  | 1321 | N/A | 3566.7 | 0 | 3566.7 | 1783.35 | 3566.7 | 3566.7 | 12483.45 | NA | See 'Unit Savings Calculation' Tab.
108 | Standard | Standard | Gas Steamer (6 pan) | 1 | 4.2.3 | 0 | 4 | 2 | 4 | 4 | CI-FSE-STMC-V04-160601 |  | 1591 | 1591 | 1591 | 1591 | 67.5% | 67.5% | 67.5% | 67.5% | 4295.7 | 2147.85 | 4295.7 | 4295.7 | 15034.95 |  |  | 1591 |  | 4295.7 | 0 |  |  | 1591 | N/A | 2147.85 | 0 |  |  | 1591 | N/A | 4295.7 | 0 |  |  | 1591 | N/A | 4295.7 | 0 | 4295.7 | 2147.85 | 4295.7 | 4295.7 | 15034.95 | NA | See 'Unit Savings Calculation' Tab.
106 | Standard | Standard | Gas Griddle | 1 | 4.2.8 | 0 | 10 | 9 | 11 | 11 | CI-FSE-ESGR-V02-160601 |  | 149 | 149 | 149 | 149 | 67.5% | 67.5% | 67.5% | 67.5% | 1005.75 | 905.175 | 1106.325 | 1106.325 | 4123.575 |  |  | 149 |  | 1005.75 | 0 |  |  | 149 | N/A | 905.175 | 0 |  |  | 149 | N/A | 1106.325 | 0 |  |  | 149 | N/A | 1106.325 | 0 | 1005.75 | 905.175 | 1106.325 | 1106.325 | 4123.575 | NA | See 'Unit Savings Calculation' Tab.
105 | Standard | Standard | Gas Fryer | 1 | 4.2.7 | 0 | 17 | 16 | 20 | 22 | CI-FSE-ESFR-V01-120601 |  | 505.2347 | 505.2347 | 505.2347 | 505.2347 | 67.5% | 67.5% | 67.5% | 67.5% | 5797.5679 | 5456.5345 | 6820.6681 | 7502.7349 | 25577.5052 |  |  | 505.2347 |  | 5797.5679 | 0 |  |  | 505.2347 | TRM v7 now includes separate assumptions for standard and large vat fryers. Current Ameren assumptions match those for standard fryers per TRM v7. | 5456.5345 | 0 |  |  | 505.2347 | TRM v7 now includes separate assumptions for standard and large vat fryers. Current Ameren assumptions match those for standard fryers per TRM v7. | 6820.6681 | 0 |  |  | 505.2347 | TRM v7 now includes separate assumptions for standard and large vat fryers. Current Ameren assumptions match those for standard fryers per TRM v7. | 7502.7349 | 0 | 5797.5679 | 5456.5345 | 6820.6681 | 7502.7349 | 25577.5052 | NA | See 'Unit Savings Calculation' Tab.
86 | Standard | Standard | Steam Trap Repair / Replacement (HVAC) | 1 | 4.4.16 | 0 | 190 | 190 | 215 | 225 | CI-HVC-STRE-V05-180101 |  | 297.6504 | 297.6504 | 297.6504 | 297.6504 | 60.8% | 60.8% | 60.8% | 60.8% | 34384.5779 | 34384.5779 | 38908.8644 | 40718.5791 | 148396.5992 |  |  | 297.6504 |  | 34384.5779 | 0 |  |  | 297.6504 | N/A | 34384.5779 | 0 |  |  | 297.6504 | N/A | 38908.8644 | 0 |  |  | 297.6504 | N/A | 40718.5791 | 0 | 34384.5779 | 34384.5779 | 38908.8644 | 40718.5791 | 148396.5992 | NA | See 'Unit Savings Calculation' Tab.
87 | Standard | Standard | Steam Trap Repair / Replacement (Industrial Process or Multi-use HVAC/Process Boilers over 7,750 hours per year operation) | 1 | 4.4.16 | 0 | 285 | 269 | 0 | 0 | CI-HVC-STRE-V05-180101 |  | 4382.0433 | 4382.0433 | 4382.0433 | 4382.0433 | 60.8% | 60.8% | 60.8% | 60.8% | 759320.4582 | 716691.9413 | 0 | 0 | 1476012.3995 |  |  | 4382.0433 |  | 759320.4582 | 0 |  |  | 4382.0433 | N/A | 716691.9413 | 0 |  |  | 4382.0433 | N/A | 0 | 0 |  |  | 4382.0433 | N/A | 0 | 0 | 759320.4582 | 716691.9413 | 0 | 0 | 1476012.3995 | NA | See 'Unit Savings Calculation' Tab.
103 | Standard | Standard | Combination Oven - Gas | 1 | 4.2.1 | 0 | 1 | 1 | 2 | 2 | CI-FSE-CBOV-V02-160601 |  | 257 | 257 | 257 | 257 | 67.5% | 67.5% | 67.5% | 67.5% | 173.475 | 173.475 | 346.95 | 346.95 | 1040.85 |  |  | 257 |  | 173.475 | 0 |  |  | 257 | N/A | 173.475 | 0 |  |  | 257 | N/A | 346.95 | 0 |  |  | 257 | N/A | 346.95 | 0 | 173.475 | 173.475 | 346.95 | 346.95 | 1040.85 | NA | See 'Unit Savings Calculation' Tab.
48 | Standard | Standard | Advanced Thermostats | 1 | n/a | 0 | 0 | 66 | 91 | 95 | n/a |  | 61.4829 | 61.4829 | 61.4829 | 61.4829 | 49.4% | 49.4% | 49.4% | 49.4% | 0 | 2004.5885 | 2763.9023 | 2885.3925 | 7653.8833 |  |  | 61.4829 |  | 0 | 0 |  |  | 61.4829 | N/A | 2004.5885 | 0 |  |  | 61.4829 | N/A | 2763.9023 | 0 |  |  | 61.4829 | N/A | 2885.3925 | 0 | 0 | 2004.5885 | 2763.9023 | 2885.3925 | 7653.8833 | NA | See 'Unit Savings Calculation' Tab.
88 | Standard | Standard | Steam Trap Repair / Replacement (Industrial Process or Multi-use HVAC/Process Boilers over 7,750 hours per year operation) | 1 | 4.4.16 | 0 | 0 | 0 | 50 | 50 | CI-HVC-STRE-V05-180101 |  | 4382.0433 | 4382.0433 | 4382.0433 | 4382.0433 | 60.8% | 60.8% | 60.8% | 60.8% | 0 | 0 | 133214.1155 | 133214.1155 | 266428.231 |  |  | 4382.0433 |  | 0 | 0 |  |  | 4382.0433 | N/A | 0 | 0 |  |  | 4382.0433 | N/A | 133214.1155 | 0 |  |  | 4382.0433 | N/A | 133214.1155 | 0 | 0 | 0 | 133214.1155 | 133214.1155 | 266428.231 | NA | See 'Unit Savings Calculation' Tab.
336 | Standard | Standard-Public Buildings | Pre-Rinse Sprayers, Gas Booster | 1 | 4.2.11 | 0 | 15 | 15 | 15 | 15 | CI-FSE-SPRY-V04-180101 |  | 172 | 172 | 172 | 172 | 90% | 90% | 90% | 90% | 2322 | 2322 | 2322 | 2322 | 9288 |  |  | 172 |  | 2322 | 0 |  |  | 172 | N/A | 2322 | 0 |  |  | 172 | N/A | 2322 | 0 |  |  | 172 | N/A | 2322 | 0 | 2322 | 2322 | 2322 | 2322 | 9288 | NA | See 'Unit Savings Calculation' Tab.
272 | Standard | Standard-Public Buildings | Commercial Pool covers | 1 | 4.3.4 | 0 | 5 | 5 | 5 | 5 | CI-HWE-PLCV-V01-130601 |  | 587.3 | 587.3 | 587.3 | 587.3 | 90% | 90% | 90% | 90% | 2642.85 | 2642.85 | 2642.85 | 2642.85 | 10571.4 |  |  | 587.3 |  | 2642.85 | 0 |  |  | 587.3 | N/A | 2642.85 | 0 |  |  | 587.3 | N/A | 2642.85 | 0 |  |  | 587.3 | N/A | 2642.85 | 0 | 2642.85 | 2642.85 | 2642.85 | 2642.85 | 10571.4 | NA | See 'Unit Savings Calculation' Tab.
310 | Standard | Standard-Public Buildings | Infrared Upright Broiler | 1 | 4.2.15 | 0 | 0 | 1 | 0 | 1 | CI-FSE-IRUB-V02-180101 |  | 1089 | 1089 | 1089 | 1089 | 90% | 90% | 90% | 90% | 0 | 980.1 | 0 | 980.1 | 1960.2 |  |  | 1089 |  | 0 | 0 |  |  | 1089 | N/A | 980.1 | 0 |  |  | 1089 | N/A | 0 | 0 |  |  | 1089 | N/A | 980.1 | 0 | 0 | 980.1 | 0 | 980.1 | 1960.2 | NA | See 'Unit Savings Calculation' Tab.
307 | Standard | Standard-Public Buildings | Infrared Char Broiler | 1 | 4.2.12 | 0 | 0 | 0 | 0 | 1 | CI-FSE-IRCB-V02-180101 |  | 661 | 661 | 661 | 661 | 90% | 90% | 90% | 90% | 0 | 0 | 0 | 594.9 | 594.9 |  |  | 661 |  | 0 | 0 |  |  | 661 | N/A | 0 | 0 |  |  | 661 | N/A | 0 | 0 |  |  | 661 | N/A | 594.9 | 0 | 0 | 0 | 0 | 594.9 | 594.9 | NA | See 'Unit Savings Calculation' Tab.
333 | Standard | Standard-Public Buildings | Pasta Cooker | 1 | 4.2.17 | 0 | 0 | 1 | 0 | 0 | CI-FSE-PCOK-V02-180101 |  | 1380 | 1380 | 1380 | 1380 | 90% | 90% | 90% | 90% | 0 | 1242 | 0 | 0 | 1242 |  |  | 1380 |  | 0 | 0 |  |  | 1380 | N/A | 1242 | 0 |  |  | 1380 | N/A | 0 | 0 |  |  | 1380 | N/A | 0 | 0 | 0 | 1242 | 0 | 0 | 1242 | NA | See 'Unit Savings Calculation' Tab.
338 | Standard | Standard-Public Buildings | Rack Double Oven | 1 | 4.2.18 | 0 | 1 | 0 | 1 | 1 | CI-FSE-RKOV-VO2-180101 |  | 2064 | 2064 | 2064 | 2064 | 90% | 90% | 90% | 90% | 1857.6 | 0 | 1857.6 | 1857.6 | 5572.8 |  |  | 2064 |  | 1857.6 | 0 |  |  | 2064 | N/A | 0 | 0 |  |  | 2064 | N/A | 1857.6 | 0 |  |  | 2064 | N/A | 1857.6 | 0 | 1857.6 | 0 | 1857.6 | 1857.6 | 5572.8 | NA | See 'Unit Savings Calculation' Tab.
332 | Standard | Standard-Public Buildings | Ozone Laundry | 1 | 4.3.6 | 0 | 2 | 2 | 2 | 2 | CI-HWE-OZLD-VO1-140601 |  | 4026.8311 | 4026.8311 | 4026.8311 | 4026.8311 | 90% | 90% | 90% | 90% | 7248.2959 | 7248.2959 | 7248.2959 | 7248.2959 | 28993.1836 |  |  | 4530.1849 |  | 8154.3329 | 906.037 |  |  | 4530.1849 | Added additional algorithms and variables for secondary kWh savings; updated total kWh savings to include secondary kWh savings. Fixed SUM equations for Gross kWh, kW, and therms saved (cells C7:C9 on each Ozone Laundry tab). Each formula did not sum the entire array for individual savings calculations. | 8154.3329 | 906.037 |  |  | 4530.1849 | Added additional algorithms and variables for secondary kWh savings; updated total kWh savings to include secondary kWh savings. Fixed SUM equations for Gross kWh, kW, and therms saved (cells C7:C9 on each Ozone Laundry tab). Each formula did not sum the entire array for individual savings calculations. | 8154.3329 | 906.037 |  |  | 4530.1849 | Added additional algorithms and variables for secondary kWh savings; updated total kWh savings to include secondary kWh savings. Fixed SUM equations for Gross kWh, kW, and therms saved (cells C7:C9 on each Ozone Laundry tab). Each formula did not sum the entire array for individual savings calculations. | 8154.3329 | 906.037 | 8154.3329 | 8154.3329 | 8154.3329 | 8154.3329 | 32617.3315 | NA | See 'Unit Savings Calculation' Tab.
312 | Standard | Standard-Public Buildings | Kitchen Demand Control Ventilation | 1 | 4.2.16 | 0 | 7 | 7 | 7 | 7 | CI-FSE-VENT-V03-160601 |  | 5505.3438 | 5505.3438 | 5505.3438 | 5505.3438 | 90% | 90% | 90% | 90% | 34683.6656 | 34683.6656 | 34683.6656 | 34683.6656 | 138734.6625 |  |  | 5505.3438 |  | 34683.6656 | 0 |  |  | 5505.3438 | N/A | 34683.6656 | 0 |  |  | 5505.3438 | N/A | 34683.6656 | 0 |  |  | 5505.3438 | N/A | 34683.6656 | 0 | 34683.6656 | 34683.6656 | 34683.6656 | 34683.6656 | 138734.6625 | NA | See 'Unit Savings Calculation' Tab.
285 | Standard | Standard-Public Buildings | ERVs | 1 | 4.4.27 | 0 | 15000 | 15000 | 15000 | 15000 | CI-HVC-ERVE-V02-160601 |  | 0.051875 | 0.051875 | 0.051875 | 0.051875 | 90% | 90% | 90% | 90% | 700.3125 | 700.3125 | 700.3125 | 700.3125 | 2801.25 |  |  | 0.051875 |  | 700.3125 | 0 |  |  | 0.051875 | N/A | 700.3125 | 0 |  |  | 0.051875 | N/A | 700.3125 | 0 |  |  | 0.051875 | N/A | 700.3125 | 0 | 700.3125 | 700.3125 | 700.3125 | 700.3125 | 2801.25 | NA | See 'Unit Savings Calculation' Tab.
337 | Standard | Standard-Public Buildings | Programmable thermostat (new) | 1 | 4.4.18 | 0 | 12 | 4 | 1 | 1 | CI-HVC-PROG-V02-150601 |  | 73.6 | 73.6 | 73.6 | 73.6 | 90% | 90% | 90% | 90% | 794.88 | 264.96 | 66.24 | 66.24 | 1192.32 |  |  | 73.6 |  | 794.88 | 0 |  |  | 73.6 | N/A | 264.96 | 0 |  |  | 73.6 | N/A | 66.24 | 0 |  |  | 73.6 | N/A | 66.24 | 0 | 794.88 | 264.96 | 66.24 | 66.24 | 1192.32 | NA | See 'Unit Savings Calculation' Tab.
273 | Standard | Standard-Public Buildings | DCV | 1 | 4.4.19 | 0 | 48 | 40 | 50 | 50 | CI-HVC-DCV-V04-180101 |  | 623 | 623 | 623 | 623 | 90% | 90% | 90% | 90% | 26913.6 | 22428 | 28035 | 28035 | 105411.6 |  |  | 623 |  | 26913.6 | 0 |  |  | 623 | N/A | 22428 | 0 |  |  | 623 | N/A | 28035 | 0 |  |  | 623 | N/A | 28035 | 0 | 26913.6 | 22428 | 28035 | 28035 | 105411.6 | NA | See 'Unit Savings Calculation' Tab.
323 | Standard | Standard-Public Buildings | Low-Flow Showerheads | 1 | 4.3.3 | 0 | 20 | 20 | 20 | 20 | CI-HWE-LFSH-V04-180101 |  | 5.4166 | 5.4166 | 5.4166 | 5.4166 | 90% | 90% | 90% | 90% | 97.4987 | 97.4987 | 97.4987 | 97.4987 | 389.9949 |  |  | 5.4166 |  | 97.4987 | 0 |  |  | 5.4166 | Added additional algorithms and variables for secondary kWh savings; updated total kWh savings to include secondary kWh savings. | 97.4987 | 0 |  |  | 5.4166 | Added additional algorithms and variables for secondary kWh savings; updated total kWh savings to include secondary kWh savings. | 97.4987 | 0 |  |  | 5.4166 | Added additional algorithms and variables for secondary kWh savings; updated total kWh savings to include secondary kWh savings. | 97.4987 | 0 | 97.4987 | 97.4987 | 97.4987 | 97.4987 | 389.9949 | NA | See 'Unit Savings Calculation' Tab.
322 | Standard | Standard-Public Buildings | Low-Flow Faucet Aerators | 1 | 4.3.2 | 0 | 1173 | 1107 | 1110 | 1111 | CI-HWE-LFFA-V07-180101 |  | 5.4316 | 5.4316 | 5.4316 | 5.4316 | 90% | 90% | 90% | 90% | 5734.1793 | 5411.54 | 5426.2055 | 5431.0939 | 22003.0187 |  |  | 5.4316 |  | 5734.1793 | 0 |  |  | 5.4316 | Added additional algorithms and variables for secondary kWh savings; updated total kWh savings to include secondary kWh savings. | 5411.54 | 0 |  |  | 5.4316 | Added additional algorithms and variables for secondary kWh savings; updated total kWh savings to include secondary kWh savings. | 5426.2055 | 0 |  |  | 5.4316 | Added additional algorithms and variables for secondary kWh savings; updated total kWh savings to include secondary kWh savings. | 5431.0939 | 0 | 5734.1793 | 5411.54 | 5426.2055 | 5431.0939 | 22003.0187 | NA | See 'Unit Savings Calculation' Tab.
313 | Standard | Standard-Public Buildings | Laminar Flow Restrictors | 1 | 4.3.2 | 0 | 236 | 222 | 222 | 223 | CI-HWE-LFFA-V07-180101 |  | 7.4895 | 7.4895 | 7.4895 | 7.4895 | 90% | 90% | 90% | 90% | 1590.7667 | 1496.3992 | 1496.3992 | 1503.1398 | 6086.705 |  |  | 7.4895 |  | 1590.7667 | 0 |  |  | 7.4895 | Added additional algorithms and variables for secondary kWh savings; updated total kWh savings to include secondary kWh savings. | 1496.3992 | 0 |  |  | 7.4895 | Added additional algorithms and variables for secondary kWh savings; updated total kWh savings to include secondary kWh savings. | 1496.3992 | 0 |  |  | 7.4895 | Added additional algorithms and variables for secondary kWh savings; updated total kWh savings to include secondary kWh savings. | 1503.1398 | 0 | 1590.7667 | 1496.3992 | 1496.3992 | 1503.1398 | 6086.705 | NA | See 'Unit Savings Calculation' Tab.
264 | Standard | Standard-Public Buildings | Advanced Thermostats 2018 | 1 | n/a | 0 | 40 | 0 | 0 | 0 | n/a |  | 61.4829 | 61.4829 | 61.4829 | 61.4829 | 90% | 90% | 90% | 90% | 2213.3844 | 0 | 0 | 0 | 2213.3844 |  |  | 61.4829 |  | 2213.3844 | 0 |  |  | 61.4829 | N/A | 0 | 0 |  |  | 61.4829 | N/A | 0 | 0 |  |  | 61.4829 | N/A | 0 | 0 | 2213.3844 | 0 | 0 | 0 | 2213.3844 | NA | See 'Unit Savings Calculation' Tab.
362 | Standard | Standard-Public Buildings | Unitary HVAC Condensing Furnace | 1 | 4.4.34 | 0 | 6 | 6 | 6 | 6 | CI-HVC-DSFN-V02-180101 |  | 1410.9147 | 1410.9147 | 1410.9147 | 1410.9147 | 90% | 90% | 90% | 90% | 7618.9395 | 7618.9395 | 7618.9395 | 7618.9395 | 30475.7582 |  |  | 1410.9147 |  | 7618.9395 | 0 |  |  | 1410.9147 | N/A | 7618.9395 | 0 |  |  | 1410.9147 | N/A | 7618.9395 | 0 |  |  | 1410.9147 | N/A | 7618.9395 | 0 | 7618.9395 | 7618.9395 | 7618.9395 | 7618.9395 | 30475.7582 | NA | See 'Unit Savings Calculation' Tab.
324 | Standard | Standard-Public Buildings | Modulated Commercial Gas Clothes Dryer | 1 | 4.8.4 | 0 | 2 | 2 | 3 | 2 | CI-MSC-MODD-V01-160601 |  | 405.144 | 405.144 | 405.144 | 405.144 | 90% | 90% | 90% | 90% | 729.2592 | 729.2592 | 1093.8888 | 729.2592 | 3281.6664 |  |  | 405.144 |  | 729.2592 | 0 |  |  | 405.144 | N/A | 729.2592 | 0 |  |  | 405.144 | N/A | 1093.8888 | 0 |  |  | 405.144 | N/A | 729.2592 | 0 | 729.2592 | 729.2592 | 1093.8888 | 729.2592 | 3281.6664 | NA | See 'Unit Savings Calculation' Tab.
291 | Standard | Standard-Public Buildings | Gas Boiler Tune-Up | 1 | 4.4.3 | 0 | 36 | 36 | 36 | 36 | CI-HVC-PBTU-V05-160601 |  | 1596.9923 | 1596.9923 | 1596.9923 | 1596.9923 | 90% | 90% | 90% | 90% | 51742.5514 | 51742.5514 | 51742.5514 | 51742.5514 | 206970.2057 |  |  | 1596.6214 |  | 51730.5321 | -12.0193 |  |  | 1596.6214 | N/A | 51730.5321 | -12.0193 |  |  | 1596.6214 | N/A | 51730.5321 | -12.0193 |  |  | 1596.6214 | N/A | 51730.5321 | -12.0193 | 51730.5321 | 51730.5321 | 51730.5321 | 51730.5321 | 206922.1285 | NA | See 'Unit Savings Calculation' Tab.
290 | Standard | Standard-Public Buildings | Gas Boiler Replacement (Thermal Eff 90%) | 1 | 4.4.10 | 0 | 22 | 22 | 22 | 22 | CI-HVC-BOIL-V05-150601 |  | 1071.574 | 1071.574 | 1071.574 | 1071.574 | 90% | 90% | 90% | 90% | 21217.1657 | 21217.1657 | 21217.1657 | 21217.1657 | 84868.6629 |  |  | 1071.7733 |  | 21221.1121 | 3.9464 |  |  | 1071.7733 | N/A | 21221.1121 | 3.9464 |  |  | 1071.7733 | N/A | 21221.1121 | 3.9464 |  |  | 1071.7733 | N/A | 21221.1121 | 3.9464 | 21221.1121 | 21221.1121 | 21221.1121 | 21221.1121 | 84884.4485 | NA | See 'Unit Savings Calculation' Tab.
293 | Standard | Standard-Public Buildings | Gas Furnace Replacement (94% AFUE) | 1 | 4.4.11 | 0 | 36 | 32 | 32 | 29 | CI-HVC-FRNC-V07-180101 |  | 228.889 | 228.889 | 228.889 | 228.889 | 90% | 90% | 90% | 90% | 7416.002 | 6592.0018 | 6592.0018 | 5974.0016 | 26574.0073 |  |  | 225.2671 |  | 7298.6529 | -117.3491 |  |  | 225.2671 | Updated HOURSyear for Office-Mid Rise. | 6487.6915 | -104.3103 |  |  | 225.2671 | Updated HOURSyear for Office-Mid Rise. | 6487.6915 | -104.3103 |  |  | 225.2671 | Updated HOURSyear for Office-Mid Rise. | 5879.4704 | -94.5312 | 7298.6529 | 6487.6915 | 6487.6915 | 5879.4704 | 26153.5062 | NA | See 'Unit Savings Calculation' Tab.
301 | Standard | Standard-Public Buildings | High Efficiency Tankless Water Heater (gas) | 1 | 4.3.5 | 0 | 1 | 1 | 1 | 1 | CI-HWE-TKWH-V03-160601 |  | 172.09 | 172.09 | 172.09 | 172.09 | 90% | 90% | 90% | 90% | 154.881 | 154.881 | 154.881 | 154.881 | 619.524 |  |  | 172.09 |  | 154.881 | 0 |  |  | 172.09 | N/A | 154.881 | 0 |  |  | 172.09 | N/A | 154.881 | 0 |  |  | 172.09 | N/A | 154.881 | 0 | 154.881 | 154.881 | 154.881 | 154.881 | 619.524 | NA | See 'Unit Savings Calculation' Tab.
297 | Standard | Standard-Public Buildings | High Efficiency Condensing Tanked Water Heater (gas) | 1 | 4.3.1 | 0 | 7 | 7 | 7 | 7 | CI-HWE-STWH-V03-180101 |  | 75.4469 | 75.4469 | 75.4469 | 75.4469 | 90% | 90% | 90% | 90% | 475.3158 | 475.3158 | 475.3158 | 475.3158 | 1901.2631 |  |  | 260.0108 |  | 1638.0678 | 1162.752 |  |  | 260.0108 | Updated baseline and efficient options from EF to UEF. Updated algorithm reference tables on measure tabs to reflect v7 changes. | 1638.0678 | 1162.752 |  |  | 260.0108 | Updated baseline and efficient options from EF to UEF. Updated algorithm reference tables on measure tabs to reflect v7 changes. | 1638.0678 | 1162.752 |  |  | 260.0108 | Updated baseline and efficient options from EF to UEF. Updated algorithm reference tables on measure tabs to reflect v7 changes. | 1638.0678 | 1162.752 | 1638.0678 | 1638.0678 | 1638.0678 | 1638.0678 | 6552.2711 | NA | See 'Unit Savings Calculation' Tab.
300 | Standard | Standard-Public Buildings | High Efficiency Tanked Water Heater (gas) | 1 | 4.3.1 | 0 | 7 | 7 | 7 | 7 | CI-HWE-STWH-V03-180101 |  | 62.8063 | 62.8063 | 62.8063 | 62.8063 | 90% | 90% | 90% | 90% | 395.6798 | 395.6798 | 395.6798 | 395.6798 | 1582.7193 |  |  | 247.3701 |  | 1558.4318 | 1162.752 |  |  | 247.3701 | Updated baseline and efficient options from EF to UEF. Updated algorithm reference tables on measure tabs to reflect v7 changes. | 1558.4318 | 1162.752 |  |  | 247.3701 | Updated baseline and efficient options from EF to UEF. Updated algorithm reference tables on measure tabs to reflect v7 changes. | 1558.4318 | 1162.752 |  |  | 247.3701 | Updated baseline and efficient options from EF to UEF. Updated algorithm reference tables on measure tabs to reflect v7 changes. | 1558.4318 | 1162.752 | 1558.4318 | 1558.4318 | 1558.4318 | 1558.4318 | 6233.7273 | NA | See 'Unit Savings Calculation' Tab.
295 | Standard | Standard-Public Buildings | Gas Steamer (5 pan) | 1 | 4.2.3 | 0 | 0 | 1 | 0 | 0 | CI-FSE-STMC-V04-160601 |  | 1321 | 1321 | 1321 | 1321 | 90% | 90% | 90% | 90% | 0 | 1188.9 | 0 | 0 | 1188.9 |  |  | 1321 |  | 0 | 0 |  |  | 1321 | N/A | 1188.9 | 0 |  |  | 1321 | N/A | 0 | 0 |  |  | 1321 | N/A | 0 | 0 | 0 | 1188.9 | 0 | 0 | 1188.9 | NA | See 'Unit Savings Calculation' Tab.
296 | Standard | Standard-Public Buildings | Gas Steamer (6 pan) | 1 | 4.2.3 | 0 | 0 | 0 | 1 | 1 | CI-FSE-STMC-V04-160601 |  | 1591 | 1591 | 1591 | 1591 | 90% | 90% | 90% | 90% | 0 | 0 | 1431.9 | 1431.9 | 2863.8 |  |  | 1591 |  | 0 | 0 |  |  | 1591 | N/A | 0 | 0 |  |  | 1591 | N/A | 1431.9 | 0 |  |  | 1591 | N/A | 1431.9 | 0 | 0 | 0 | 1431.9 | 1431.9 | 2863.8 | NA | See 'Unit Savings Calculation' Tab.
294 | Standard | Standard-Public Buildings | Gas Griddle | 1 | 4.2.8 | 0 | 2 | 1 | 1 | 1 | CI-FSE-ESGR-V02-160601 |  | 149 | 149 | 149 | 149 | 90% | 90% | 90% | 90% | 268.2 | 134.1 | 134.1 | 134.1 | 670.5 |  |  | 149 |  | 268.2 | 0 |  |  | 149 | N/A | 134.1 | 0 |  |  | 149 | N/A | 134.1 | 0 |  |  | 149 | N/A | 134.1 | 0 | 268.2 | 134.1 | 134.1 | 134.1 | 670.5 | NA | See 'Unit Savings Calculation' Tab.
292 | Standard | Standard-Public Buildings | Gas Fryer | 1 | 4.2.7 | 0 | 2 | 1 | 1 | 1 | CI-FSE-ESFR-V01-120601 |  | 505.2347 | 505.2347 | 505.2347 | 505.2347 | 90% | 90% | 90% | 90% | 909.4224 | 454.7112 | 454.7112 | 454.7112 | 2273.556 |  |  | 505.2347 |  | 909.4224 | 0 |  |  | 505.2347 | TRM v7 now includes separate assumptions for standard and large vat fryers. Current Ameren assumptions match those for standard fryers per TRM v7. | 454.7112 | 0 |  |  | 505.2347 | TRM v7 now includes separate assumptions for standard and large vat fryers. Current Ameren assumptions match those for standard fryers per TRM v7. | 454.7112 | 0 |  |  | 505.2347 | TRM v7 now includes separate assumptions for standard and large vat fryers. Current Ameren assumptions match those for standard fryers per TRM v7. | 454.7112 | 0 | 909.4224 | 454.7112 | 454.7112 | 454.7112 | 2273.556 | NA | See 'Unit Savings Calculation' Tab.
349 | Standard | Standard-Public Buildings | Steam Trap Repair / Replacement (HVAC) | 1 | 4.4.16 | 0 | 100 | 100 | 100 | 100 | CI-HVC-STRE-V05-180101 |  | 297.6504 | 297.6504 | 297.6504 | 297.6504 | 90% | 90% | 90% | 90% | 26788.5389 | 26788.5389 | 26788.5389 | 26788.5389 | 107154.1554 |  |  | 297.6504 |  | 26788.5389 | 0 |  |  | 297.6504 | N/A | 26788.5389 | 0 |  |  | 297.6504 | N/A | 26788.5389 | 0 |  |  | 297.6504 | N/A | 26788.5389 | 0 | 26788.5389 | 26788.5389 | 26788.5389 | 26788.5389 | 107154.1554 | NA | See 'Unit Savings Calculation' Tab.
350 | Standard | Standard-Public Buildings | Steam Trap Repair / Replacement (Industrial Process or Multi-use HVAC/Process Boilers over 7,750 hours per year operation) | 1 | 4.4.16 | 0 | 5 | 5 | 5 | 5 | CI-HVC-STRE-V05-180101 |  | 4382.0433 | 4382.0433 | 4382.0433 | 4382.0433 | 90% | 90% | 90% | 90% | 19719.1947 | 19719.1947 | 19719.1947 | 19719.1947 | 78876.7789 |  |  | 4382.0433 |  | 19719.1947 | 0 |  |  | 4382.0433 | N/A | 19719.1947 | 0 |  |  | 4382.0433 | N/A | 19719.1947 | 0 |  |  | 4382.0433 | N/A | 19719.1947 | 0 | 19719.1947 | 19719.1947 | 19719.1947 | 19719.1947 | 78876.7789 | NA | See 'Unit Savings Calculation' Tab.
271 | Standard | Standard-Public Buildings | Combination Oven - Gas | 1 | 4.2.1 | 0 | 1 | 0 | 1 | 1 | CI-FSE-CBOV-V02-160601 |  | 257 | 257 | 257 | 257 | 90% | 90% | 90% | 90% | 231.3 | 0 | 231.3 | 231.3 | 693.9 |  |  | 257 |  | 231.3 | 0 |  |  | 257 | N/A | 0 | 0 |  |  | 257 | N/A | 231.3 | 0 |  |  | 257 | N/A | 231.3 | 0 | 231.3 | 0 | 231.3 | 231.3 | 693.9 | NA | See 'Unit Savings Calculation' Tab.
366 | Standard | Standard-Public Buildings | Advanced Thermostats Post 2018 | 1 | n/a | 0 | 0 | 35 | 45 | 45 | n/a |  | 61.4829 | 61.4829 | 61.4829 | 61.4829 | 90% | 90% | 90% | 90% | 0 | 1936.7114 | 2490.0575 | 2490.0575 | 6916.8263 |  |  | 61.4829 |  | 0 | 0 |  |  | 61.4829 | N/A | 1936.7114 | 0 |  |  | 61.4829 | N/A | 2490.0575 | 0 |  |  | 61.4829 | N/A | 2490.0575 | 0 | 0 | 1936.7114 | 2490.0575 | 2490.0575 | 6916.8263 | NA | See 'Unit Savings Calculation' Tab.
274 | Standard | Standard-Public Buildings | Dishwasher, High Temp (Includes Booster Heater) | 1 | 4.2.6 | 0 | 6 | 6 | 6 | 6 | CI-FSE-ESDW-V03-180101 |  | 279 | 279 | 279 | 279 | 90% | 90% | 90% | 90% | 1506.6 | 1506.6 | 1506.6 | 1506.6 | 6026.4 |  |  | 279 |  | 1506.6 | 0 |  |  | 279 | N/A | 1506.6 | 0 |  |  | 279 | N/A | 1506.6 | 0 |  |  | 279 | N/A | 1506.6 | 0 | 1506.6 | 1506.6 | 1506.6 | 1506.6 | 6026.4 | NA | See 'Unit Savings Calculation' Tab.
276 | Standard | Standard-Public Buildings | Early Replacement Furnace | 1 | 4.4.11 | 0 | 34 | 30 | 30 | 30 | CI-HVC-FRNC-V07-180101 |  | 542.5247 | 542.5247 | 542.5247 | 542.5247 | 90% | 90% | 90% | 90% | 16601.2569 | 14648.1678 | 14648.1678 | 14648.1678 | 60545.7603 |  |  | 522.6146 |  | 15992.0081 | -609.2488 |  |  | 522.6146 | Updated HOURSyear for Office-Mid Rise. | 14110.5954 | -537.5725 |  |  | 522.6146 | Updated HOURSyear for Office-Mid Rise. | 14110.5954 | -537.5725 |  |  | 522.6146 | Updated HOURSyear for Office-Mid Rise. | 14110.5954 | -537.5725 | 15992.0081 | 14110.5954 | 14110.5954 | 14110.5954 | 58323.7941 | NA | See 'Unit Savings Calculation' Tab.
269 | Standard | Standard-Public Buildings | Boiler Lockout/Reset Controls | 1 | 4.4.4 | 0 | 29 | 25 | 30 | 30 | CI-HVC-BLRC-V03-150601 |  | 1337.7268 | 1337.7268 | 1337.7268 | 1337.7268 | 90% | 90% | 90% | 90% | 34914.6689 | 30098.8525 | 36118.623 | 36118.623 | 137250.7674 |  |  | 1338.6564 |  | 34938.9331 | 24.2642 |  |  | 1338.6564 | N/A | 30119.7699 | 20.9174 |  |  | 1338.6564 | N/A | 36143.7239 | 25.1009 |  |  | 1338.6564 | N/A | 36143.7239 | 25.1009 | 34938.9331 | 30119.7699 | 36143.7239 | 36143.7239 | 137346.1509 | NA | See 'Unit Savings Calculation' Tab.
404 | Standard | Standard-Small Business | Boiler Lockout/Reset Controls | 1 | 4.4.4 | 0 | 20 | 20 | 20 | 20 | CI-HVC-BLRC-V03-150601 |  | 1337.7268 | 1337.7268 | 1337.7268 | 1337.7268 | 96.2% | 96.2% | 96.2% | 96.2% | 25737.8632 | 25737.8632 | 25737.8632 | 25737.8632 | 102951.4528 |  |  | 1338.6564 |  | 25755.7499 | 17.8867 |  |  | 1338.6564 | N/A | 25755.7499 | 17.8867 |  |  | 1338.6564 | N/A | 25755.7499 | 17.8867 |  |  | 1338.6564 | N/A | 25755.7499 | 17.8867 | 25755.7499 | 25755.7499 | 25755.7499 | 25755.7499 | 103022.9998 | NA | See 'Unit Savings Calculation' Tab.
414 | Standard | Standard-Small Business | Kitchen Demand Control Ventilation | 1 | 4.2.16 | 0 | 23 | 16 | 16 | 23 | CI-FSE-VENT-V03-160601 |  | 5505.3438 | 5505.3438 | 5505.3438 | 5505.3438 | 96.2% | 96.2% | 96.2% | 96.2% | 121811.2358 | 84738.251 | 84738.251 | 121811.2358 | 413098.9736 |  |  | 5505.3438 |  | 121811.2358 | 0 |  |  | 5505.3438 | N/A | 84738.251 | 0 |  |  | 5505.3438 | N/A | 84738.251 | 0 |  |  | 5505.3438 | N/A | 121811.2358 | 0 | 121811.2358 | 84738.251 | 84738.251 | 121811.2358 | 413098.9736 | NA | See 'Unit Savings Calculation' Tab.
424 | Standard | Standard-Small Business | Programmable thermostat (new) | 1 | 4.4.18 | 0 | 34 | 1 | 1 | 1 | CI-HVC-PROG-V02-150601 |  | 73.6 | 73.6 | 73.6 | 73.6 | 96.2% | 96.2% | 96.2% | 96.2% | 2407.3088 | 70.8032 | 70.8032 | 70.8032 | 2619.7184 |  |  | 73.6 |  | 2407.3088 | 0 |  |  | 73.6 | N/A | 70.8032 | 0 |  |  | 73.6 | N/A | 70.8032 | 0 |  |  | 73.6 | N/A | 70.8032 | 0 | 2407.3088 | 70.8032 | 70.8032 | 70.8032 | 2619.7184 | NA | See 'Unit Savings Calculation' Tab.
406 | Standard | Standard-Small Business | DCV | 1 | 4.4.19 | 0 | 40 | 37 | 44 | 37 | CI-HVC-DCV-V04-180101 |  | 623 | 623 | 623 | 623 | 96.2% | 96.2% | 96.2% | 96.2% | 23973.04 | 22175.062 | 26370.344 | 22175.062 | 94693.508 |  |  | 623 |  | 23973.04 | 0 |  |  | 623 | N/A | 22175.062 | 0 |  |  | 623 | N/A | 26370.344 | 0 |  |  | 623 | N/A | 22175.062 | 0 | 23973.04 | 22175.062 | 26370.344 | 22175.062 | 94693.508 | NA | See 'Unit Savings Calculation' Tab.
419 | Standard | Standard-Small Business | Low-Flow Showerheads | 1 | 4.3.3 | 0 | 150 | 150 | 150 | 150 | CI-HWE-LFSH-V04-180101 |  | 5.3588 | 5.3588 | 5.3588 | 5.3588 | 96.2% | 96.2% | 96.2% | 96.2% | 773.2776 | 773.2776 | 773.2776 | 773.2776 | 3093.1103 |  |  | 5.3588 |  | 773.2776 | 0 |  |  | 5.3588 | Added additional algorithms and variables for secondary kWh savings; updated total kWh savings to include secondary kWh savings. | 773.2776 | 0 |  |  | 5.3588 | Added additional algorithms and variables for secondary kWh savings; updated total kWh savings to include secondary kWh savings. | 773.2776 | 0 |  |  | 5.3588 | Added additional algorithms and variables for secondary kWh savings; updated total kWh savings to include secondary kWh savings. | 773.2776 | 0 | 773.2776 | 773.2776 | 773.2776 | 773.2776 | 3093.1103 | NA | See 'Unit Savings Calculation' Tab.
467 | Standard | Standard-Small Business | Low-Flow Faucet Aerators | 1 | 4.3.2 | 0 | 620 | 450 | 526 | 518 | CI-HWE-LFFA-V07-180101 |  | 5.4316 | 5.4316 | 5.4316 | 5.4316 | 96.2% | 96.2% | 96.2% | 96.2% | 3239.6456 | 2351.3557 | 2748.4735 | 2706.6717 | 11046.1465 |  |  | 5.4316 |  | 3239.6456 | 0 |  |  | 5.4316 | Added additional algorithms and variables for secondary kWh savings; updated total kWh savings to include secondary kWh savings. | 2351.3557 | 0 |  |  | 5.4316 | Added additional algorithms and variables for secondary kWh savings; updated total kWh savings to include secondary kWh savings. | 2748.4735 | 0 |  |  | 5.4316 | Added additional algorithms and variables for secondary kWh savings; updated total kWh savings to include secondary kWh savings. | 2706.6717 | 0 | 3239.6456 | 2351.3557 | 2748.4735 | 2706.6717 | 11046.1465 | NA | See 'Unit Savings Calculation' Tab.
466 | Standard | Standard-Small Business | Laminar Flow Restrictors | 1 | 4.3.2 | 0 | 620 | 450 | 526 | 518 | CI-HWE-LFFA-V07-180101 |  | 7.4895 | 7.4895 | 7.4895 | 7.4895 | 96.2% | 96.2% | 96.2% | 96.2% | 4467.0288 | 3242.1983 | 3789.7696 | 3732.1305 | 15231.1273 |  |  | 7.4895 |  | 4467.0288 | 0 |  |  | 7.4895 | Added additional algorithms and variables for secondary kWh savings; updated total kWh savings to include secondary kWh savings. | 3242.1983 | 0 |  |  | 7.4895 | Added additional algorithms and variables for secondary kWh savings; updated total kWh savings to include secondary kWh savings. | 3789.7696 | 0 |  |  | 7.4895 | Added additional algorithms and variables for secondary kWh savings; updated total kWh savings to include secondary kWh savings. | 3732.1305 | 0 | 4467.0288 | 3242.1983 | 3789.7696 | 3732.1305 | 15231.1273 | NA | See 'Unit Savings Calculation' Tab.
433 | Standard | Standard-Small Business | Advanced Thermostats 2018 | 1 | n/a | 0 | 75 | 0 | 0 | 0 | n/a |  | 61.4829 | 61.4829 | 61.4829 | 61.4829 | 96.2% | 96.2% | 96.2% | 96.2% | 4435.9912 | 0 | 0 | 0 | 4435.9912 |  |  | 61.4829 |  | 4435.9912 | 0 |  |  | 61.4829 | N/A | 0 | 0 |  |  | 61.4829 | N/A | 0 | 0 |  |  | 61.4829 | N/A | 0 | 0 | 4435.9912 | 0 | 0 | 0 | 4435.9912 | NA | See 'Unit Savings Calculation' Tab.
432 | Standard | Standard-Small Business | Advanced Thermostats Post 2018 | 1 | n/a | 0 | 0 | 70 | 75 | 70 | n/a |  | 61.4829 | 61.4829 | 61.4829 | 61.4829 | 96.2% | 96.2% | 96.2% | 96.2% | 0 | 4140.2585 | 4435.9912 | 4140.2585 | 12716.5082 |  |  | 61.4829 |  | 0 | 0 |  |  | 61.4829 | N/A | 4140.2585 | 0 |  |  | 61.4829 | N/A | 4435.9912 | 0 |  |  | 61.4829 | N/A | 4140.2585 | 0 | 0 | 4140.2585 | 4435.9912 | 4140.2585 | 12716.5082 | NA | See 'Unit Savings Calculation' Tab.
11 | Custom | Custom | Custom 2018 | 1 | n/a | 0 | 1 | 0 | 0 | 0 | n/a |  | 438059.4 | 438059.4 | 438059.4 | 438059.4 | 93.9% | 93.9% | 93.9% | 93.9% | 411337.7766 | 0 | 0 | 0 | 411337.7766 |  |  | 438059.4 |  | 411337.7766 | 0 |  |  | 438059.4 | N/A | 0 | 0 |  |  | 438059.4 | N/A | 0 | 0 |  |  | 438059.4 | N/A | 0 | 0 | 411337.7766 | 0 | 0 | 0 | 411337.7766 | NA | See 'Unit Savings Calculation' Tab.
12 | Custom | Custom | Custom 2019 | 1 | n/a | 0 | 0 | 1 | 0 | 0 | n/a |  | 374503.2 | 374503.2 | 374503.2 | 374503.2 | 93.9% | 93.9% | 93.9% | 93.9% | 0 | 351658.5048 | 0 | 0 | 351658.5048 |  |  | 374503.2 |  | 0 | 0 |  |  | 374503.2 | N/A | 351658.5048 | 0 |  |  | 374503.2 | N/A | 0 | 0 |  |  | 374503.2 | N/A | 0 | 0 | 0 | 351658.5048 | 0 | 0 | 351658.5048 | NA | See 'Unit Savings Calculation' Tab.
13 | Custom | Custom | Custom 2020 | 1 | n/a | 0 | 0 | 0 | 1 | 0 | n/a |  | 356051.4 | 356051.4 | 356051.4 | 356051.4 | 93.9% | 93.9% | 93.9% | 93.9% | 0 | 0 | 334332.2646 | 0 | 334332.2646 |  |  | 356051.4 |  | 0 | 0 |  |  | 356051.4 | N/A | 0 | 0 |  |  | 356051.4 | N/A | 334332.2646 | 0 |  |  | 356051.4 | N/A | 0 | 0 | 0 | 0 | 334332.2646 | 0 | 334332.2646 | NA | See 'Unit Savings Calculation' Tab.
10 | Custom | Custom | Custom 2021 | 1 | n/a | 0 | 0 | 0 | 0 | 1 | n/a |  | 365619 | 365619 | 365619 | 365619 | 93.9% | 93.9% | 93.9% | 93.9% | 0 | 0 | 0 | 343316.241 | 343316.241 |  |  | 365619 |  | 0 | 0 |  |  | 365619 | N/A | 0 | 0 |  |  | 365619 | N/A | 0 | 0 |  |  | 365619 | N/A | 343316.241 | 0 | 0 | 0 | 0 | 343316.241 | 343316.241 | NA | See 'Unit Savings Calculation' Tab.
16 | Custom | Custom-Public | Custom-Public 2018 | 1 | n/a | 0 | 1 | 0 | 0 | 0 | n/a |  | 137118.0769 | 137118.0769 | 137118.0769 | 137118.0769 | 70.2% | 70.2% | 70.2% | 70.2% | 96256.89 | 0 | 0 | 0 | 96256.89 |  |  | 137118.0769 |  | 96256.89 | 0 |  |  | 137118.0769 | N/A | 0 | 0 |  |  | 137118.0769 | N/A | 0 | 0 |  |  | 137118.0769 | N/A | 0 | 0 | 96256.89 | 0 | 0 | 0 | 96256.89 | NA | See 'Unit Savings Calculation' Tab.
17 | Custom | Custom-Public | Custom-Public 2019 | 1 | n/a | 0 | 0 | 1 | 0 | 0 | n/a |  | 124523.7904 | 124523.7904 | 124523.7904 | 124523.7904 | 77.3% | 77.3% | 77.3% | 77.3% | 0 | 96256.89 | 0 | 0 | 96256.89 |  |  | 124523.7904 |  | 0 | 0 |  |  | 124523.7904 | N/A | 96256.89 | 0 |  |  | 124523.7904 | N/A | 0 | 0 |  |  | 124523.7904 | N/A | 0 | 0 | 0 | 96256.89 | 0 | 0 | 96256.89 | NA | See 'Unit Savings Calculation' Tab.
18 | Custom | Custom-Public | Custom-Public 2020 | 1 | n/a | 0 | 0 | 0 | 1 | 0 | n/a |  | 124523.7904 | 124523.7904 | 124523.7904 | 124523.7904 | 77.3% | 77.3% | 77.3% | 77.3% | 0 | 0 | 96256.89 | 0 | 96256.89 |  |  | 124523.7904 |  | 0 | 0 |  |  | 124523.7904 | N/A | 0 | 0 |  |  | 124523.7904 | N/A | 96256.89 | 0 |  |  | 124523.7904 | N/A | 0 | 0 | 0 | 0 | 96256.89 | 0 | 96256.89 | NA | See 'Unit Savings Calculation' Tab.
19 | Custom | Custom-Public | Custom-Public 2021 | 1 | n/a | 0 | 0 | 0 | 0 | 1 | n/a |  | 162553.0262 | 162553.0262 | 162553.0262 | 162553.0262 | 60.4% | 60.4% | 60.4% | 60.4% | 0 | 0 | 0 | 98182.0278 | 98182.0278 |  |  | 162553.0262 |  | 0 | 0 |  |  | 162553.0262 | N/A | 0 | 0 |  |  | 162553.0262 | N/A | 0 | 0 |  |  | 162553.0262 | N/A | 98182.0278 | 0 | 0 | 0 | 0 | 98182.0278 | 98182.0278 | NA | See 'Unit Savings Calculation' Tab.
21 | Retro-commissioning | Retro-commissioning | Retro-commissioning 2018 | 1 | n/a | 0 | 1 | 0 | 0 | 0 | n/a |  | 306816 | 306816 | 306816 | 306816 | 91.4% | 91.4% | 91.4% | 91.4% | 280429.824 | 0 | 0 | 0 | 280429.824 |  |  | 306816 |  | 280429.824 | 0 |  |  | 306816 | N/A | 0 | 0 |  |  | 306816 | N/A | 0 | 0 |  |  | 306816 | N/A | 0 | 0 | 280429.824 | 0 | 0 | 0 | 280429.824 | NA | See 'Unit Savings Calculation' Tab.
22 | Retro-commissioning | Retro-commissioning | Retro-commissioning 2019 | 1 | n/a | 0 | 0 | 1 | 0 | 0 | n/a |  | 287640 | 287640 | 287640 | 287640 | 91.4% | 91.4% | 91.4% | 91.4% | 0 | 262902.96 | 0 | 0 | 262902.96 |  |  | 287640 |  | 0 | 0 |  |  | 287640 | N/A | 262902.96 | 0 |  |  | 287640 | N/A | 0 | 0 |  |  | 287640 | N/A | 0 | 0 | 0 | 262902.96 | 0 | 0 | 262902.96 | NA | See 'Unit Savings Calculation' Tab.
23 | Retro-commissioning | Retro-commissioning | Retro-commissioning 2020 | 1 | n/a | 0 | 0 | 0 | 1 | 0 | n/a |  | 306816 | 306816 | 306816 | 306816 | 91.4% | 91.4% | 91.4% | 91.4% | 0 | 0 | 280429.824 | 0 | 280429.824 |  |  | 306816 |  | 0 | 0 |  |  | 306816 | N/A | 0 | 0 |  |  | 306816 | N/A | 280429.824 | 0 |  |  | 306816 | N/A | 0 | 0 | 0 | 0 | 280429.824 | 0 | 280429.824 | NA | See 'Unit Savings Calculation' Tab.
20 | Retro-commissioning | Retro-commissioning | Retro-commissioning 2021 | 1 | n/a | 0 | 0 | 0 | 0 | 1 | n/a |  | 306816 | 306816 | 306816 | 306816 | 91.4% | 91.4% | 91.4% | 91.4% | 0 | 0 | 0 | 280429.824 | 280429.824 |  |  | 306816 |  | 0 | 0 |  |  | 306816 | N/A | 0 | 0 |  |  | 306816 | N/A | 0 | 0 |  |  | 306816 | N/A | 280429.824 | 0 | 0 | 0 | 0 | 280429.824 | 280429.824 | NA | See 'Unit Savings Calculation' Tab.
26 | Retro-commissioning | Retro-commissioning-Public | Retro-commissioning Public 2018 | 1 | n/a | 0 | 1 | 0 | 0 | 0 | n/a |  | 47940 | 47940 | 47940 | 47940 | 91.4% | 91.4% | 91.4% | 91.4% | 43817.16 | 0 | 0 | 0 | 43817.16 |  |  | 47940 |  | 43817.16 | 0 |  |  | 47940 | N/A | 0 | 0 |  |  | 47940 | N/A | 0 | 0 |  |  | 47940 | N/A | 0 | 0 | 43817.16 | 0 | 0 | 0 | 43817.16 | NA | See 'Unit Savings Calculation' Tab.
27 | Retro-commissioning | Retro-commissioning-Public | Retro-commissioning Public 2019 | 1 | n/a | 0 | 0 | 1 | 0 | 0 | n/a |  | 47940 | 47940 | 47940 | 47940 | 91.4% | 91.4% | 91.4% | 91.4% | 0 | 43817.16 | 0 | 0 | 43817.16 |  |  | 47940 |  | 0 | 0 |  |  | 47940 | N/A | 43817.16 | 0 |  |  | 47940 | N/A | 0 | 0 |  |  | 47940 | N/A | 0 | 0 | 0 | 43817.16 | 0 | 0 | 43817.16 | NA | See 'Unit Savings Calculation' Tab.
28 | Retro-commissioning | Retro-commissioning-Public | Retro-commissioning Public 2020 | 1 | n/a | 0 | 0 | 0 | 1 | 0 | n/a |  | 47940 | 47940 | 47940 | 47940 | 91.4% | 91.4% | 91.4% | 91.4% | 0 | 0 | 43817.16 | 0 | 43817.16 |  |  | 47940 |  | 0 | 0 |  |  | 47940 | N/A | 0 | 0 |  |  | 47940 | N/A | 43817.16 | 0 |  |  | 47940 | N/A | 0 | 0 | 0 | 0 | 43817.16 | 0 | 43817.16 | NA | See 'Unit Savings Calculation' Tab.
29 | Retro-commissioning | Retro-commissioning-Public | Retro-commissioning Public 2021 | 1 | n/a | 0 | 0 | 0 | 0 | 1 | n/a |  | 47940 | 47940 | 47940 | 47940 | 91.4% | 91.4% | 91.4% | 91.4% | 0 | 0 | 0 | 43817.16 | 43817.16 |  |  | 47940 |  | 0 | 0 |  |  | 47940 | N/A | 0 | 0 |  |  | 47940 | N/A | 0 | 0 |  |  | 47940 | N/A | 43817.16 | 0 | 0 | 0 | 0 | 43817.16 | 43817.16 | NA | See 'Unit Savings Calculation' Tab.
|  |  | Gas to Electric Conversion Savings | 0 | #N/A | #N/A | [14 empty] | -441008.823 | -441008.823 | -441008.823 | -441008.823 | -1764035.2922 | [24 empty] | -441008.823 | -441008.823 | -441008.823 | -441008.823 | -1764035.2922
|  | Portfolio Total (Therms) | [18 empty] | 3716492.4029 | 3524551.0062 | 3074613.3316 | 3129203.8553 | 13444860.596 | [5 empty] | 1154.0531 | [5 empty] | 679.1158 | [5 empty] | 10373.6384 | [5 empty] | 5604.3164 | 3717646.456 | 3525230.122 | 3084986.97 | 3134808.1717 | 13462671.7197
[7 empty] | 367425.8298 | 362322.8667 | 419740.8017 | 414187.8317
Note on C1: The Measure-Level Adjustments Tab should be completed first before completing the Program-Level Adjustments Tab. As a general principle, when completing the EEPS Adjustable Savings Goal Template, Program Administrators should follow the calculation instructions specified in the header row containing column labels (row 7) in the EEPS Adjustable Savings Goal Template, unless a deviation is specified.
Note on C2: Please specify the current date in this cell and in the filename when saving the document.
Note on C3: Please specify the name of the Program Administrator.
Note on AG4: IL-TRM Adjustments: Energy savings goals will be adjusted annually based upon the updated IL-TRM values, where applicable. Program Administrators will file the updated EEPS Adjustable Savings Goal Template showing the adjusted energy savings goals within sixty (60) days after Commission approval of the annual IL-TRM update. If the updated IL-TRM identifies errata that are applicable to a previous Program Year, the EEPS Adjustable Savings Goal Template will need to be updated for all Program Years impacted by the errata. Template guidelines to support the IL-TRM adjusted energy savings goal calculation include the following: Complete the IL-TRM adjustment for the second Program Year of the Plan, namely the 2019 Savings Goal Adjustment, by completing the following columns: column (ae) – IL-TRM Measure Code from the 2019 IL-TRM or errata applicable to 2019, column (af) – Reference Document Explaining Gross Unit Savings Calculation Details, column (ag) – 2019 Gross Unit Savings (Therms), column (ah) – Gross Unit Savings Adjustment Explanation, column (ai) – 2019 Adjusted Goal, column (aj) – 2019 IL-TRM Adjustment, and column (ax) – 2019 Final Savings Goal (Therms), by following the calculation instructions specified in the headers of these columns within the Measure-Level Adjustments Tab. Note: Complete column (af) – Reference Document Explaining Gross Unit Savings Calculation Details by providing the name of the document, and date and tab name if applicable, where the supporting calculation details, Key Custom Input Assumptions, any necessary adjustments made to the Key IL-TRM Input Assumptions based upon IL-TRM updates, and any SAG consensus extenuating circumstance adjustment notes and documentation (see provisions contained in the guidelines for columns (bb) and (bc)), are specified for calculating the 2019 Gross Unit Savings values contained in column (ag) for the relevant Measure. As described in the provisions contained in these guidelines for column (c), the rows of Measures that are not IL-TRM Adjustable (column (c)=0) should be left blank and shaded gray for columns (y) – (av) and (bb) – (bc). The value contained in column (ax) – 2019 Final Savings Goal (Therms) should be set equal to the value contained in column (u) – 2019 Plan Goal for each row with a Measure that is not IL-TRM Adjustable (column (c)=0). The value contained in column (ax) – 2019 Final Savings Goal (Therms) should be set equal to the value contained in column (ai) – 2019 Adjusted Goal for each row with a Measure designated as IL-TRM Adjustable (column (c)=1).
Note on AS4: IL-TRM Adjustments: Energy savings goals will be adjusted annually based upon the updated IL-TRM values, where applicable. Program Administrators will file the updated EEPS Adjustable Savings Goal Template showing the adjusted energy savings goals within sixty (60) days after Commission approval of the annual IL-TRM update. If the updated IL-TRM identifies errata that are applicable to a previous Program Year, the EEPS Adjustable Savings Goal Template will need to be updated for all Program Years impacted by the errata. Template guidelines to support the IL-TRM adjusted energy savings goal calculation include the following: Complete the IL-TRM adjustment for the fourth Program Year of the Plan, namely the 2021 Savings Goal Adjustment, by completing the following columns: column (aq) – IL-TRM Measure Code from the 2021 IL-TRM or errata applicable to 2021, column (ar) – Reference Document Explaining Gross Unit Savings Calculation Details, column (as) – 2021 Gross Unit Savings (Therms), column (at) – Gross Unit Savings Adjustment Explanation, column (au) – 2021 Adjusted Goal, column (av) – 2021 IL-TRM Adjustment, and column (az) – 2021 Final Savings Goal (Therms), by following the calculation instructions specified in the headers of these columns within the Measure-Level Adjustments Tab. Note: Complete column (ar) – Reference Document Explaining Gross Unit Savings Calculation Details by providing the name of the document, and date and tab name if applicable, where the supporting calculation details, Key Custom Input Assumptions, any necessary adjustments made to the Key IL-TRM Input Assumptions based upon IL-TRM updates, and any SAG consensus extenuating circumstance adjustment notes and documentation (see provisions contained in these guidelines for columns (bb) and (bc)), are specified for calculating the 2021 Gross Unit Savings values contained in column (as) for the relevant Measure. As described in the provisions contained in these guidelines for column (c), the rows of Measures that are not IL-TRM Adjustable (column (c)=0) should be left blank and shaded gray for columns (y) – (av) and (bb) – (bc). The value contained in column (az) – 2021 Final Savings Goal (Therms) should be set equal to the value contained in column (w) – 2021 Plan Goal for each row with a Measure that is not IL-TRM Adjustable (column (c)=0). The value contained in column (az) – 2021 Final Savings Goal (Therms) should be set equal to the value contained in column (au) – 2021 Adjusted Goal for each row with a Measure designated as IL-TRM Adjustable (column (c)=1).
Note on R5: Columns (p), (q), (r), and (s) – Plan NTG (Fixed): Insert the assumed NTG value for the applicable Program Year, used to derive the Plan Energy Savings Goals set forth in columns (t), (u), (v), and (w). Note: These NTG values identified in the approved Plan and in columns (p), (q), (r), and (s) that are used to derive the Plan Energy Savings Goals set forth in columns (t), (u), (v), and (w) will be fixed for the entirety of the Plan period for the purpose of calculating the Final Adjusted Net Energy Savings Goals set forth in columns (aw), (ax), (ay), and (az).
Note on C6: Column (a) – Program: List the name of the Energy Efficiency Program. The name of the Program should correspond with one of the Program names specified in column (a) of the Program-Level Adjustments Tab.
Note on D6: Column (b) – Measure: List the detailed name of the Energy Efficiency Measure, including the efficiency level, where applicable. For example, Gas High Efficiency Furnace 95% AFUE Early Replacement.
Note on E6: Column (c) – IL-TRM Adjustable? (1 if yes; 0 if no): For Measures that are not significant to the overall Portfolio-level savings, recognizing the time and effort needed to provide information related to adjustable savings goals, Program Administrators will specify, prior to the start of the Plan, any Measures that will not be adjusted by annual IL-TRM changes for purposes of adjusting savings goals. Note that this flexibility is intended for Measures where the time and effort to make them adjustable per the Adjustable Savings Goals policy is high, and the Measures are not impactful to the Portfolio of Programs. Answer “1” if a Measure will adjust the savings goal based upon IL-TRM changes. Answer “0” if a Measure is not covered by the IL-TRM Version 6.0 and/or if the Program Administrator will not adjust the savings goal for a low-impact Measure based upon IL-TRM changes. Note: Once a decision is made concerning whether the Measure is IL-TRM Adjustable, that decision is effective for the entirety of the Plan period and it cannot be changed in subsequent Program Years of the Plan, unless consensus is reached at SAG that the extenuating circumstance warrants such a change. For those Measures that are not IL-TRM Adjustable (column (c)=0), these “non-adjustable” rows should be shaded gray for columns (y) – (av) and (bb) – (bc) and no calculations should be performed for these shaded gray cells, leave them blank. For those rows with Measures that are not IL-TRM Adjustable, the values contained in columns (aw), (ax), (ay), (az), and (ba) should be set equal to the values contained in columns (t), (u), (v), (w), and (x), respectively, in calculating the Final Adjusted Net Energy Savings Goals. For those rows with Measures that are IL-TRM Adjustable (column (c)=1), the values contained in columns (aw), (ax), (ay), and (az) should be set equal to the values contained in columns (ac), (ai), (ao), and (au), respectively, in calculating the Final Adjusted Net Energy Savings Goals.
Note on F6: Column (d) – IL-TRM Section / Custom: If the Measure is using the IL-TRM to calculate savings, insert the IL-TRM section number that corresponds to this Measure. For example, 5.3.16 is the IL-TRM section number for Advanced Thermostats. If savings are calculated on a custom basis, insert the word “Custom”.
Note on G6: Column (e) – Unit of Participation: Describe the unit of participation for the Measure. For example, is participation calculated on a per home basis?
Note on H6: Column (f) – 2018 Plan Number of Units (Fixed): Complete the forecasted Measure participation levels for 2018 used to derive the 2018 Plan Goal set forth in column (t). Note: These Measure participation levels identified in the approved Plan and in columns (f), (g), (h), and (i) that are used to derive the Plan Energy Savings Goals set forth in columns (t), (u), (v), and (w) will be fixed for the entirety of the Plan period for the purpose of calculating the Final Adjusted Net Energy Savings Goals set forth in columns (aw), (ax), (ay), and (az).
Note on I6: Column (g) – 2019 Plan Number of Units (Fixed): Complete the forecasted Measure participation levels for 2019 used to derive the 2019 Plan Goal set forth in column (u). Note: These Measure participation levels identified in the approved Plan and in columns (f), (g), (h), and (i) that are used to derive the Plan Energy Savings Goals set forth in columns (t), (u), (v), and (w) will be fixed for the entirety of the Plan period for the purpose of calculating the Final Adjusted Net Energy Savings Goals set forth in columns (aw), (ax), (ay), and (az).
Note on J6: Column (h) – 2020 Plan Number of Units (Fixed): Complete the forecasted Measure participation levels for 2020 used to derive the 2020 Plan Goal set forth in column (v). Note: These Measure participation levels identified in the approved Plan and in columns (f), (g), (h), and (i) that are used to derive the Plan Energy Savings Goals set forth in columns (t), (u), (v), and (w) will be fixed for the entirety of the Plan period for the purpose of calculating the Final Adjusted Net Energy Savings Goals set forth in columns (aw), (ax), (ay), and (az).
Note on K6: Column (i) – 2021 Plan Number of Units (Fixed): Complete the forecasted Measure participation levels for 2021 used to derive the 2021 Plan Goal set forth in column (w). Note: These Measure participation levels identified in the approved Plan and in columns (f), (g), (h), and (i) that are used to derive the Plan Energy Savings Goals set forth in columns (t), (u), (v), and (w) will be fixed for the entirety of the Plan period for the purpose of calculating the Final Adjusted Net Energy Savings Goals set forth in columns (aw), (ax), (ay), and (az).
Note on L6: Column (j) – IL-TRM Measure Code from IL-TRMv6.0: List the applicable IL-TRM Measure Code from the IL-TRM Version 6.0, dated February 8, 2017. The IL-TRM Measure Code can be found at the end of each Measure characterization in the IL-TRM and is structured using five parts: Code Structure = Market + End-use Category + Measure + Version # + Effective Date. The IL-TRM Measure Codes are used to uniquely identify each Measure in the IL-TRM through the use of abbreviations for the major organizational elements of the IL-TRM. When these abbreviations are combined and delimited by a dash (‘-‘) a unique, approximately 18-character alphanumeric code is formed that can be used for tracking the Measures and their associated savings estimates. For example, RS-HVC-ADTH-V02-180101 is the IL-TRM Measure Code for Advanced Thermostats. Leave blank for Measures not covered by the IL-TRMv6.0. The official IL-TRMv6.0 is filed in ICC Docket No. 17-0106 and can be downloaded from the following webpage: https://www.icc.illinois.gov/downloads/public/edocket/442527.pdf
Note on M6: Column (k) – Reference Document Explaining Gross Unit Savings Calculation Details: Provide the name of the document, and date and tab name if applicable, where the supporting calculation details and Key Custom and IL-TRM Input Assumptions for calculating the Plan Gross Unit Savings values contained in columns (l), (m), (n), and (o) can be found for the relevant Measure.
Note on N6: Column (l) – 2018 Plan Gross Unit Savings: Complete the gross Therm savings per unit of participation, for 2018, used to derive the 2018 Plan Goal set forth in column (t). Program Administrators will specify the calculation details associated with these Plan Gross Unit Savings values within the reference document cited in column (k), and Program Administrators will outline the Key Custom and IL-TRM Input Assumptions and values used in the calculation for the IL-TRM Adjustable Measures (column (c)=1) within the reference document and in columns (bb) and (bc), or in another location as allowed for per the provisions described in columns (bb) and (bc).
Note on O6: Column (m) – 2019 Plan Gross Unit Savings: Complete the gross Therm savings per unit of participation, for 2019, used to derive the 2019 Plan Goal set forth in column (u). Program Administrators will specify the calculation details associated with these Plan Gross Unit Savings values within the reference document cited in column (k), and Program Administrators will outline the Key Custom and IL-TRM Input Assumptions and values used in the calculation for the IL-TRM Adjustable Measures (column (c)=1) within the reference document and in columns (bb) and (bc), or in another location as allowed for per the provisions described in columns (bb) and (bc).
Note on P6: Column (n) – 2020 Plan Gross Unit Savings: Complete the gross Therm savings per unit of participation, for 2020, used to derive the 2020 Plan Goal set forth in column (v). Program Administrators will specify the calculation details associated with these Plan Gross Unit Savings values within the reference document cited in column (k), and Program Administrators will outline the Key Custom and IL-TRM Input Assumptions and values used in the calculation for the IL-TRM Adjustable Measures (column (c)=1) within the reference document and in columns (bb) and (bc), or in another location as allowed for per the provisions described in columns (bb) and (bc).
Note on Q6: Column (o) – 2021 Plan Gross Unit Savings: Complete the gross Therm savings per unit of participation, for 2021, used to derive the 2021 Plan Goal set forth in column (w). Program Administrators will specify the calculation details associated with these Plan Gross Unit Savings values within the reference document cited in column (k), and Program Administrators will outline the Key Custom and IL-TRM Input Assumptions and values used in the calculation for the IL-TRM Adjustable Measures (column (c)=1) within the reference document and in columns (bb) and (bc), or in another location as allowed for per the provisions described in columns (bb) and (bc).
Note on R6: Column (p) – 2018 Plan NTG: Insert the assumed NTG value for 2018, used to derive the 2018 Plan Goal set forth in column (t). Note: These NTG values identified in the approved Plan and in columns (p), (q), (r), and (s) that are used to derive the Plan Energy Savings Goals set forth in columns (t), (u), (v), and (w) will be fixed for the entirety of the Plan period for the purpose of calculating the Final Adjusted Net Energy Savings Goals set forth in columns (aw), (ax), (ay), and (az).
Note on S6: Column (q) – 2019 Plan NTG: Insert the assumed NTG value for 2019, used to derive the 2019 Plan Goal set forth in column (u). Note: These NTG values identified in the approved Plan and in columns (p), (q), (r), and (s) that are used to derive the Plan Energy Savings Goals set forth in columns (t), (u), (v), and (w) will be fixed for the entirety of the Plan period for the purpose of calculating the Final Adjusted Net Energy Savings Goals set forth in columns (aw), (ax), (ay), and (az).
Note on T6: Column (r) – 2020 Plan NTG: Insert the assumed NTG value for 2020, used to derive the 2020 Plan Goal set forth in column (v). Note: These NTG values identified in the approved Plan and in columns (p), (q), (r), and (s) that are used to derive the Plan Energy Savings Goals set forth in columns (t), (u), (v), and (w) will be fixed for the entirety of the Plan period for the purpose of calculating the Final Adjusted Net Energy Savings Goals set forth in columns (aw), (ax), (ay), and (az).
Note on U6: Column (s) – 2021 Plan NTG: Insert the assumed NTG value for 2021, used to derive the 2021 Plan Goal set forth in column (w). Note: These NTG values identified in the approved Plan and in columns (p), (q), (r), and (s) that are used to derive the Plan Energy Savings Goals set forth in columns (t), (u), (v), and (w) will be fixed for the entirety of the Plan period for the purpose of calculating the Final Adjusted Net Energy Savings Goals set forth in columns (aw), (ax), (ay), and (az).
Note on V6: Column (t) – 2018 Plan Goal: Calculate the Plan energy savings goal for 2018; column (t)=(f x l x p). The value contained in column (t) – 2018 Plan Goal should be calculated by taking the product of the values contained in column (f) – 2018 Plan Number of Units (Fixed), column (l) – 2018 Plan Gross Unit Savings, and column (p) – 2018 Plan NTG (Fixed).
Note on W6: Column (u) – 2019 Plan Goal: Calculate the Plan energy savings goal for 2019; column (u)=(g x m x q). The value contained in column (u) – 2019 Plan Goal should be calculated by taking the product of the values contained in column (g) – 2019 Plan Number of Units (Fixed), column (m) – 2019 Plan Gross Unit Savings, and column (q) – 2019 Plan NTG (Fixed).
Note on X6: Column (v) – 2020 Plan Goal: Calculate the Plan energy savings goal for 2020; column (v)=(h x n x r). The value contained in column (v) – 2020 Plan Goal should be calculated by taking the product of the values contained in column (h) – 2020 Plan Number of Units (Fixed), column (n) – 2020 Plan Gross Unit Savings, and column (r) – 2020 Plan NTG (Fixed).
Note on Y6: Column (w) – 2021 Plan Goal: Calculate the Plan energy savings goal for 2021; column (w)=(i x o x s). The value contained in column (w) – 2021 Plan Goal should be calculated by taking the product of the values contained in column (i) – 2021 Plan Number of Units (Fixed), column (o) – 2021 Plan Gross Unit Savings, and column (s) – 2021 Plan NTG (Fixed).
Note on Z6: Column (x) – Total Plan Period Goal: Calculate the total Plan energy savings goal; column (x)=(t+u+v+w). The value contained in column (x) – Total Plan Period Goal should be calculated by taking the sum of the values contained in column (t) – 2018 Plan Goal, column (u) – 2019 Plan Goal, column (v) – 2020 Plan Goal, and column (w) – 2021 Plan Goal.
Note on AA6: Column (y) – IL-TRM Measure Code from IL-TRMv6.0 or errata applicable to 2018: List the applicable IL-TRM Measure Code from the IL-TRM Version 6.0 or errata applicable to 2018. The IL-TRM Measure Code can be found at the end of each Measure characterization in the IL-TRM. If the IL-TRM Measure Code is identical to the one contained in the IL-TRM Version 6.0, responses in column (y) – IL-TRM Measure Code from IL-TRMv6.0 or errata applicable to 2018 and column (aa) – 2018 Gross Unit Savings (Therms) should be the same as the approved Plan assumptions specified in column (j) – IL-TRM Measure Code from IL-TRMv6.0 and column (l) – 2018 Plan Gross Unit Savings, respectively. If the IL-TRM Measure Code is different from the one contained in the IL-TRM Version 6.0 and the IL-TRM Measure change warrants a savings goal adjustment and IL-TRM adjustment to the Gross Unit Savings calculated for the Measure due to a change to one of the Key IL-TRM Input Assumptions specified in column (bc) (see provisions contained in the guidelines for columns (bb) and (bc)), provide the IL-TRM adjusted Gross Unit Savings calculated for the Measure from applying the updated applicable IL-TRM assumptions in column (aa) – 2018 Gross Unit Savings. The details and specific changes to the Key IL-TRM Input Assumptions underlying this IL-TRM adjusted Gross Unit Savings calculation for the Measure should be clearly specified in the document listed in column (z) – Reference Document Explaining Gross Unit Savings Calculation Details. Note: Errata are generally posted to the following ICC webpage: https://www.icc.illinois.gov/Electricity/programs/TRM.aspx
Note on AB6: Column (z) – Reference Document Explaining Gross Unit Savings Calculation Details: Provide the name of the document, and date and tab name if applicable, where the supporting calculation details, Key Custom Input Assumptions, any necessary adjustments made to the Key IL-TRM Input Assumptions based upon IL-TRM updates, and any SAG consensus extenuating circumstance adjustment notes and documentation (see provisions contained in the guidelines for columns (bb) and (bc)), are specified for calculating the 2018 Gross Unit Savings values contained in column (aa) for the relevant Measure.
Note on AC6: Column (aa) – 2018 Gross Unit Savings (Therms): Complete the gross Therm savings per unit of participation for 2018 by applying the applicable IL-TRM provisions contained in the IL-TRM Version 6.0 or errata document applicable to 2018 as described below. In cases where the IL-TRM Measure Code change also results in a change to one of the Key IL-TRM Input Assumptions specified in column (bc), the Key IL-TRM Input Assumptions should be adjusted to align with the updated applicable IL-TRM assumptions when calculating the 2018 Gross Unit Savings for the Measure. The calculation details and specific changes to Key IL-TRM Input Assumptions associated with the 2018 Gross Unit Savings calculation for the Measure should be clearly specified in the document listed in column (z) – Reference Document Explaining Gross Unit Savings Calculation Details. Note: If the IL-TRM Measure Code specified in column (y) is identical to the one contained in column (j), the resulting value contained in column (aa) – 2018 Gross Unit Savings should be set equal to the approved Plan value specified in column (l) – 2018 Plan Gross Unit Savings.
Note on AD6: Column (ab) – Gross Unit Savings Adjustment Explanation: Briefly describe the cause of the adjusted Gross Unit Savings reflected in column (aa) – 2018 Gross Unit Savings. Note: Where applicable, document in both column (ab) and the reference document specified in column (z) if the adjustment is the result of SAG consensus concerning an extenuating circumstance as contemplated in the provisions contained in the guidelines for columns (bb) and (bc).
Note on AE6: Column (ac) – 2018 Adjusted Goal: Calculate the adjusted energy savings goal for 2018 by taking the product of the values contained in column (f) – 2018 Plan Number of Units (Fixed), column (aa) – 2018 Gross Unit Savings (Therms), and column (p) – 2018 Plan NTG (Fixed); column (ac)=(f x aa x p).
Note on AF6: Column (ad) – 2018 IL-TRM Adjustment: Calculate the savings differential between the 2018 Adjusted Goal and the 2018 Plan Goal by following the calculation instructions specified in the header row containing column labels; column (ad)=(ac-t).
Note on AG6: Column (ae) – IL-TRM Measure Code from the 2019 IL-TRM or errata applicable to 2019: List the applicable IL-TRM Measure Code from the 2019 IL-TRM or errata applicable to 2019. The IL-TRM Measure Code can be found at the end of each Measure characterization in the IL-TRM or errata document.
Note on AH6: Column (af) – Reference Document Explaining Gross Unit Savings Calculation Details: Provide the name of the document, and date and tab name if applicable, where the supporting calculation details, Key Custom Input Assumptions, any necessary adjustments made to the Key IL-TRM Input Assumptions based upon IL-TRM updates, and any SAG consensus extenuating circumstance adjustment notes and documentation (see provisions contained in these guidelines for columns (bb) and (bc)), are specified for calculating the 2019 Gross Unit Savings values contained in column (ag) for the relevant Measure.
Note on AI6: Column (ag) – 2019 Gross Unit Savings (Therms): Complete the gross Therm savings per unit of participation for 2019 by applying the applicable IL-TRM provisions contained in the 2019 IL-TRM or errata document applicable to 2019 as described below. In cases where the IL-TRM Measure Code change also results in a change to one of the Key IL-TRM Input Assumptions specified in column (bc), the Key IL-TRM Input Assumptions should be adjusted to align with the updated applicable IL-TRM assumptions when calculating the 2019 Gross Unit Savings for the Measure. The calculation details and specific changes to Key IL-TRM Input Assumptions associated with the 2019 Gross Unit Savings calculation for the Measure should be clearly specified in the document listed in column (af) – Reference Document Explaining Gross Unit Savings Calculation Details. Note: If the IL-TRM Measure Code specified in column (ae) is identical to the one contained in column (j), the resulting value contained in column (ag) – 2019 Gross Unit Savings (Therms) should be set equal to the approved Plan value specified in column (m) – 2019 Plan Gross Unit Savings.
Note on AJ6: Column (ah) – Gross Unit Savings Adjustment Explanation: Briefly describe the cause of the adjusted Gross Unit Savings reflected in column (ag) – 2019 Gross Unit Savings. Note: Where applicable, document in both column (ah) and the reference document specified in column (af) if the adjustment is the result of SAG consensus concerning an extenuating circumstance as contemplated in the provisions contained in the guidelines for columns (bb) and (bc).
Note on AK6: Column (ai) – 2019 Adjusted Goal: Calculate the adjusted energy savings goal for 2019 by taking the product of the values contained in column (g) – 2019 Plan Number of Units (Fixed), column (ag) – 2019 Gross Unit Savings (Therms), and column (q) – 2019 Plan NTG (Fixed); column (ai)=(g x ag x q).
Note on AL6: Column (aj) – 2019 IL-TRM Adjustment: Calculate the savings differential between the 2019 Adjusted Goal and the 2019 Plan Goal by following the calculation instructions specified in the header row containing column labels; column (aj)=(ai-u).
Note on AM6: Column (ak) – IL-TRM Measure Code from the 2020 IL-TRM or errata applicable to 2020: List the applicable IL-TRM Measure Code from the 2020 IL-TRM or errata applicable to 2020. The IL-TRM Measure Code can be found at the end of each Measure characterization in the IL-TRM or errata document. Note: Errata are generally posted to the following ICC webpage: https://www.icc.illinois.gov/Electricity/programs/TRM.aspx
Note on AN6: Column (al) – Reference Document Explaining Gross Unit Savings Calculation Details: Provide the name of the document, and date and tab name if applicable, where the supporting calculation details, Key Custom Input Assumptions, any necessary adjustments made to the Key IL-TRM Input Assumptions based upon IL-TRM updates, and any SAG consensus extenuating circumstance adjustment notes and documentation (see provisions contained in these guidelines for columns (bb) and (bc)), are specified for calculating the 2020 Gross Unit Savings values contained in column (am) for the relevant Measure.
Note on AO6: Column (am) – 2020 Gross Unit Savings (Therms): Complete the gross Therm savings per unit of participation for 2020 by applying the applicable IL-TRM provisions contained in the 2020 IL-TRM or errata document applicable to 2020 as described below. In cases where the IL-TRM Measure Code change also results in a change to one of the Key IL-TRM Input Assumptions specified in column (bc), the Key IL-TRM Input Assumptions should be adjusted to align with the updated applicable IL-TRM assumptions when calculating the 2020 Gross Unit Savings for the Measure. The calculation details and specific changes to Key IL-TRM Input Assumptions associated with the 2020 Gross Unit Savings calculation for the Measure should be clearly specified in the document listed in column (al) – Reference Document Explaining Gross Unit Savings Calculation Details. Note: If the IL-TRM Measure Code specified in column (ak) is identical to the one contained in column (j), the resulting value contained in column (am) – 2020 Gross Unit Savings should be set equal to the approved Plan value specified in column (n) – 2020 Plan Gross Unit Savings.
Note on AP6: Column (an) – Gross Unit Savings Adjustment Explanation: Briefly describe the cause of the adjusted Gross Unit Savings reflected in column (am) – 2020 Gross Unit Savings. Note: Where applicable, document in both column (an) and the reference document specified in column (al) if the adjustment is the result of SAG consensus concerning an extenuating circumstance as contemplated in the provisions contained in the guidelines for columns (bb) and (bc).
Note on AQ6: Column (ao) – 2020 Adjusted Goal: Calculate the adjusted energy savings goal for 2020 by taking the product of the values contained in column (h) – 2020 Plan Number of Units (Fixed), column (am) – 2020 Gross Unit Savings (Therms), and column (r) – 2020 Plan NTG (Fixed); column (ao)=(h x am x r).
Note on AR6: Column (ap) – 2020 IL-TRM Adjustment: Calculate the savings differential between the 2020 Adjusted Goal and the 2020 Plan Goal by following the calculation instructions specified in the header row containing column labels; column (ap)=(ao-v).
Note on AS6: Column (aq) – IL-TRM Measure Code from the 2021 IL-TRM or errata applicable to 2021: List the applicable IL-TRM Measure Code from the 2021 IL-TRM or errata applicable to 2021. The IL-TRM Measure Code can be found at the end of each Measure characterization in the IL-TRM or errata document. If the IL-TRM Measure Code is identical to the one contained in the IL-TRM Version 6.0, responses in column (aq) – IL-TRM Measure Code from the 2021 IL-TRM or errata applicable to 2021 and column (as) – 2021 Gross Unit Savings (Therms) should be the same as the approved Plan assumptions specified in column (j) – IL-TRM Measure Code from IL-TRMv6.0 and column (o) – 2021 Plan Gross Unit Savings, respectively. If the IL-TRM Measure Code is different from the one contained in the IL-TRM Version 6.0 and the IL-TRM Measure change warrants a savings goal adjustment and IL-TRM adjustment to the Gross Unit Savings calculated for the Measure due to a change to one of the Key IL-TRM Input Assumptions specified in column (bc) (see provisions contained in the guidelines for columns (bb) and (bc)), provide the IL-TRM adjusted Gross Unit Savings calculated for the Measure from applying the updated applicable IL-TRM assumptions in column (as) – 2021 Gross Unit Savings (Therms). The details and specific changes to the Key IL-TRM Input Assumptions underlying this IL-TRM adjusted Gross Unit Savings calculation for the Measure should be clearly specified in the document listed in column (ar) – Reference Document Explaining Gross Unit Savings Calculation Details. Note: Errata are generally posted to the following ICC webpage: https://www.icc.illinois.gov/Electricity/programs/TRM.aspx
Note on AT6: Column (ar) – Reference Document Explaining Gross Unit Savings Calculation Details: Provide the name of the document, and date and tab name if applicable, where the supporting calculation details, Key Custom Input Assumptions, any necessary adjustments made to the Key IL-TRM Input Assumptions based upon IL-TRM updates, and any SAG consensus extenuating circumstance adjustment notes and documentation (see provisions contained in these guidelines for columns (bb) and (bc)), are specified for calculating the 2021 Gross Unit Savings values contained in column (as) for the relevant Measure.
Note on AU6: Column (as) – 2021 Gross Unit Savings (Therms): Complete the gross Therm savings per unit of participation for 2021 by applying the applicable IL-TRM provisions contained in the 2021 IL-TRM or errata document applicable to 2021 as described below. In cases where the IL-TRM Measure Code change also results in a change to one of the Key IL-TRM Input Assumptions specified in column (bc), the Key IL-TRM Input Assumptions should be adjusted to align with the updated applicable IL-TRM assumptions when calculating the 2021 Gross Unit Savings for the Measure. The calculation details and specific changes to Key IL-TRM Input Assumptions associated with the 2021 Gross Unit Savings calculation for the Measure should be clearly specified in the document listed in column (ar) – Reference Document Explaining Gross Unit Savings Calculation Details. Note: If the IL-TRM Measure Code specified in column (aq) is identical to the one contained in column (j), the resulting value contained in column (as) – 2021 Gross Unit Savings should be set equal to the approved Plan value specified in column (o) – 2021 Plan Gross Unit Savings.
Note on AV6: Column (at) – Gross Unit Savings Adjustment Explanation: Briefly describe the cause of the adjusted Gross Unit Savings reflected in column (as) – 2021 Gross Unit Savings. Note: Where applicable, document in both column (at) and the reference document specified in column (ar) if the adjustment is the result of SAG consensus concerning an extenuating circumstance as contemplated in the provisions contained in the guidelines for columns (bb) and (bc).
Note on AW6: Column (au) – 2021 Adjusted Goal: Calculate the adjusted energy savings goal for 2021 by taking the product of the values contained in column (i) – 2021 Plan Number of Units (Fixed), column (as) – 2021 Gross Unit Savings (Therms), and column (s) – 2021 Plan NTG (Fixed); column (au)=(i x as x s).
Note on AX6: Column (av) – 2021 IL-TRM Adjustment: Calculate the savings differential between the 2021 Adjusted Goal and the 2021 Plan Goal by following the calculation instructions specified in the header row containing column labels; column (av)=(au-w).
Note on AY6: Column (aw) – 2018 Final Savings Goal: Set equal to the value contained in column (ac) – 2018 Adjusted Goal for the rows containing Measures designated as IL-TRM Adjustable (column (c)=1). Column (aw) – 2018 Final Savings Goal: Set equal to the value contained in column (t) – 2018 Plan Goal for the rows of Measures that are not IL-TRM Adjustable (column (c)=0).
Note on AZ6: Column (ax) – 2019 Final Savings Goal: Set equal to the value contained in column (ai) – 2019 Adjusted Goal for each row with a Measure designated as IL-TRM Adjustable (column (c)=1). Column (ax) – 2019 Final Savings Goal: Set equal to the value contained in column (u) – 2019 Plan Goal for each row with a Measure that is not IL-TRM Adjustable (column (c)=0).
Note on BA6: Column (ay) – 2020 Final Savings Goal: Set equal to the value contained in column (ao) – 2020 Adjusted Goal for each row with a Measure designated as IL-TRM Adjustable (column (c)=1). Column (ay) – 2020 Final Savings Goal: Set equal to the value contained in column (v) – 2020 Plan Goal for each row with a Measure that is not IL-TRM Adjustable (column (c)=0).
Note on BB6: Column (az) – 2021 Final Savings Goal: Set equal to the value contained in column (au) – 2021 Adjusted Goal for each row with a Measure designated as IL-TRM Adjustable (column (c)=1). Column (az) – 2021 Final Savings Goal: Set equal to the value contained in column (w) – 2021 Plan Goal for each row with a Measure that is not IL-TRM Adjustable (column (c)=0).
Note on BC6: Calculate an estimate of the Plan Period Final Adjusted Net Energy Savings Goal by completing column (ba) – Plan Period Final Savings Goal (Therms) for all Measures by following the calculation instructions specified in the header row of the column: column (ba)=(aw+ax+ay+az); and then below the list of Measures, include the Portfolio Total (Therms) savings by calculating the sum of the rows of Measure savings for column (ba) to determine an estimate of the Portfolio Final Adjusted Net Energy Savings Goal for the Plan Period. Note: Each Program Administrator’s actual Portfolio Final Adjusted Net Energy Savings Goal for the Plan Period may not be known until after the Commission approves the 2022 IL-TRM, which may include IL-TRM updates specified as errata Measures applicable to 2021 that might necessitate additional energy savings goal adjustments to be made for the last Program Year to obtain an accurate calculation of the Final Adjusted Net Energy Savings Goal for the Plan Period. Note: Below the list of Measures in the row, Portfolio Total (Therms), calculate a total summation of all the Measure savings to determine the Portfolio savings goal. The value contained in the row, Portfolio Total (Therms), of the Measure-Level Adjustments Tab for column (ba) – Plan Period Final Savings Goal (Therms) should be equal to the value contained in the row, Portfolio Total (Therms), in the Program-Level Adjustments Tab for column (s) – Plan Period Adjusted Energy Savings Goal (Therms).
Note on BD6: Column (bb) – Key Custom Input Assumptions (if none, specify NA): Assumptions in savings estimates that are custom and are not derived from values in the IL-TRM, and therefore will not necessitate a change in savings goals if the IL-TRM is updated, unless consensus is reached at SAG that the extenuating circumstance warrants an adjustment. List any custom assumptions selected by the Program Administrator to calculate the Plan Gross Unit Savings for the IL-TRM Adjustable Measure in the Plan and specified in columns (l), (m), (n), and (o). Answer “NA” if there are no custom assumptions selected by the Program Administrator to calculate the Plan Gross Unit Savings for the IL-TRM Adjustable Measure. The assumptions listed in column (bb) should be consistent with and clearly outlined in the reference document specified in column (k) – Reference Document Explaining Gross Unit Savings Calculation Details. Program Administrators have the flexibility to specify the custom assumptions selected by the Program Administrator within a separate tab or across multiple columns of the Measure-Level Adjustments Tab. In cases where the custom assumptions are provided within a separate tab, the name of the tab where the custom assumptions can be found should be clearly specified in column (bb). Note: In general, if a custom input assumption specified in this column (bb) is changed by the Program Administrator during Program implementation and tracking of the Measure savings during the Plan period, given such a change to the custom input assumptions during Program implementation of the Measure is not the result of a change to the IL-TRM, the changed custom input assumption should not be used to adjust the Program Administrator’s energy savings goals. In other words, the custom input assumptions selected by the Program Administrator in its Plan filing (as specified in column (bb)) should remain fixed over the Plan period when calculating the Gross Unit Savings for the applicable Program Years set forth in columns (aa), (ag), (am) and (as) and the Final Adjusted Net Energy Savings Goals set forth in columns (aw), (ax), (ay), (az), and (ba) unless consensus is reached at SAG that the extenuating circumstance warrants an adjustment.
Note on BE6: Column (bc) – Key IL-TRM Input Assumptions: Assumptions derived from the IL-TRM that, if changed in the IL-TRM in the future, would necessitate a savings goal adjustment, unless consensus is reached at SAG that the extenuating circumstance warrants no adjustment. List the specific assumptions and values from the IL-TRM relied upon to calculate the Plan Gross Unit Savings for the Measure specified in columns (l), (m), (n), and (o). The assumptions listed in column (bc) should be consistent with and clearly outlined in the reference document specified in column (k) – Reference Document Explaining Gross Unit Savings Calculation Details. Program Administrators have the flexibility to specify the assumptions and values derived from the IL-TRM to calculate the Plan Gross Unit Savings for the Measure within a separate tab or across multiple columns of the Measure-Level Adjustments Tab. In cases where the assumptions and values derived from the IL-TRM are provided within a separate tab, the name of the tab where the assumptions and values derived from the IL-TRM can be found should be clearly specified in column (bc). Examples of Key IL-TRM Input Assumptions: 1) Cooling_Reduction = 8.0% for 5.3.16 Advanced Thermostats Measure; or 2) Hours (Unknown Installation Location) = 847 for 5.5.8 LED Screw Based Omnidirectional Bulbs Measure.
Note on AY7: Note: (aw)=(ac) for IL-TRM Adjustable Measures (if column (c)=1); (aw)=(t) for Measures that are not IL-TRM Adjustable (if column (c)=0).
Note on AZ7: Note: (ax)=(ai) for IL-TRM Adjustable Measures (if column (c)=1); (ax)=(u) for Measures that are not IL-TRM Adjustable (if column (c)=0).
Note on BA7: Note: (ay)=(ao) for IL-TRM Adjustable Measures (if column (c)=1); (ay)=(v) for Measures that are not IL-TRM Adjustable (if column (c)=0).
Note on BB7: Note: (az)=(au) for IL-TRM Adjustable Measures (if column (c)=1); (az)=(w) for Measures that are not IL-TRM Adjustable (if column (c)=0).
Note on C227: Portfolio Total (Therms): Below the list of Measures, calculate a total summation of all the Measure savings (with applicable fuel type savings (Therms)) to determine the Portfolio savings goals and adjustments for columns (t) – (x), (ad), (aj), (ap), (av) – (az), and (ba). Note: The values contained in the row, Portfolio Total (Therms), of the Measure-Level Adjustments Tab for columns (t), (u), (v), (w), and (x) – Plan Energy Savings Goals, and columns (aw), (ax), (ay), (az), and (ba) – Final Adjusted Net Energy Savings Goals, should be equal to the values contained in the row, Portfolio Total (Therms), in the Program-Level Adjustments Tab for columns (b), (f), (j), (n), and (r) – Plan Energy Savings Goal, and columns (c), (g), (k), (o), and (s) – Adjusted Energy Savings Goal, respectively.
Note on V227: Portfolio Total (Therms) 2018 Plan Goal: Calculate the sum of the rows of Measure savings within the column for the respective fuel type (Therms) to determine the Portfolio savings goal. Note: The value contained in the row, Portfolio Total (Therms), in the Program-Level Adjustments Tab for column (b) – 2018 Plan Energy Savings Goal should be equal to the value contained in the row, Portfolio Total (Therms), of the Measure-Level Adjustments Tab for column (t) – 2018 Plan Goal.
Note on W227: Portfolio Total (Therms) 2019 Plan Goal: Calculate the sum of the rows of Measure savings within the column for the respective fuel type (Therms) to determine the Portfolio savings goal. Note: The value contained in the row, Portfolio Total (Therms), in the Program-Level Adjustments Tab for column (f) – 2019 Plan Energy Savings Goal should be equal to the value contained in the row, Portfolio Total (Therms), of the Measure-Level Adjustments Tab for column (u) – 2019 Plan Goal.
Note on X227: Portfolio Total (Therms) 2020 Plan Goal: Calculate the sum of the rows of Measure savings within the column for the respective fuel type (Therms) to determine the Portfolio savings goal. Note: The value contained in the row, Portfolio Total (Therms), in the Program-Level Adjustments Tab for column (j) – 2020 Plan Energy Savings Goal should be equal to the value contained in the row, Portfolio Total (Therms), of the Measure-Level Adjustments Tab for column (v) – 2020 Plan Goal.
Note on Y227: Portfolio Total (Therms) 2021 Plan Goal: Calculate the sum of the rows of Measure savings within the column for the respective fuel type (Therms) to determine the Portfolio savings goal. Note: The value contained in the row, Portfolio Total (Therms), in the Program-Level Adjustments Tab for column (n) – 2021 Plan Energy Savings Goal should be equal to the value contained in the row, Portfolio Total (Therms), of the Measure-Level Adjustments Tab for column (w) – 2021 Plan Goal.
Note on Z227: Portfolio Total (Therms) Plan Period Goal: Calculate the sum of the rows of Measure savings within the column for the respective fuel type (Therms) to arrive at the Portfolio Total (Therms) Plan Period Plan Energy Savings Goal. Note: The value contained in the row, Portfolio Total (Therms), in the Program-Level Adjustments Tab for column (r), should be equal to the value of the Program Administrator’s energy savings goal specified in its approved Plan from the Plan docket, and this value should also be equal to the value contained in column (x) in the row, Portfolio Total (Therms), of the Measure-Level Adjustments Tab.
Note on AY227: Portfolio Total (Therms) 2018 Final Savings Goal: Calculate the sum of the rows of Measure savings within the column for the respective fuel type (Therms). The value contained in the row, Portfolio Total (Therms), of the Measure-Level Adjustments Tab for column (aw) – 2018 Final Savings Goal should be equal to the value contained in the row, Portfolio Total (Therms), in the Program-Level Adjustments Tab for column (c) – 2018 Adjusted Energy Savings Goal.
Note on AZ227: Portfolio Total (Therms) 2019 Final Savings Goal: Calculate the sum of the rows of Measure savings within the column for the respective fuel type (Therms). The value contained in the row, Portfolio Total (Therms), of the Measure-Level Adjustments Tab for column (ax) should be equal to the value contained in the row, Portfolio Total (Therms), in the Program-Level Adjustments Tab for column (g).
Note on BA227: Portfolio Total (Therms) 2020 Final Savings Goal: Calculate the sum of the rows of Measure savings within the column for the respective fuel type (Therms). Note: The value contained in the row, Portfolio Total (Therms), of the Measure-Level Adjustments Tab for column (ay) should be equal to the value contained in the row, Portfolio Total (Therms), in the Program-Level Adjustments Tab for column (k).
Note on BB227: Portfolio Total (Therms) 2021 Final Savings Goal: Calculate the sum of the rows of Measure savings within the column for the respective fuel type (Therms). Note: The value contained in the row, Portfolio Total (Therms), of the Measure-Level Adjustments Tab for column (az) should be equal to the value contained in the row, Portfolio Total (Therms), in the Program-Level Adjustments Tab for column (o).
Note on BC227: Portfolio Total (Therms) Plan Period Final Savings Goal: Calculate the sum of the rows of Measure savings within the column for the respective fuel type (Therms). Note: The value contained in the row, Portfolio Total (Therms), in the Program-Level Adjustments Tab for column (s) should be equal to the value contained in the row, Portfolio Total (Therms), of the Measure-Level Adjustments Tab for column (ba). Note: Each Program Administrator’s actual Portfolio Final Adjusted Net Energy Savings Goal for the Plan Period may not be known until after the Commission approves the 2022 IL-TRM, which may include IL-TRM updates specified as errata Measures applicable to 2021 that might necessitate additional energy savings goal adjustments to be made for the last Program Year to obtain an accurate calculation of the Final Adjusted Net Energy Savings Goal for the Plan Period.

## Sheet4 (hidden)
Sector | Program | Initiative
Res | Appliance Recycling | Appliance Recycling
Res | Behavior Modification | Behavior Modification
Res | Direct Distribution Efficient Products | Direct Distribution of Efficient Products
Res | HVAC | HVAC
Res | Income Qualified | Income Qualified
Res | Multifamily | Multifamily
Res | Public Housing | Public Housing
Res | Retail Products | Retail Products
Bus | Ameren Owned ER Streetlights | Streetlighting
Bus | Custom | Custom
Bus | Custom-Public | Custom
Bus | Retro-commissioning | Retro-commissioning
Bus | Retro-commissioning-Public | Retro-commissioning
Bus | Standard | Standard
Bus | Standard-Public Buildings | Standard
Bus | Standard-Public Streetlights | Streetlighting
Bus | Standard-Small Business | Standard
Initiative
Appliance Recycling
Behavior Modification
Direct Distribution of Efficient Products
HVAC
Income Qualified
Multifamily
Public Housing
Retail Products
Streetlighting
Custom
Retro-commissioning
Standard

## Portfolio Summary (hidden)
AIC 2018 Plan Adjusted Goal Spreadsheet
| Energy Efficiency | Annual MWH Savings | [11 empty] | Annual Therm Savings
|  | 2018 Filed Goal | 2018 Compliance Goal | 2018 Goal Difference | 2019 Filed Goal | 2019 Compliance Goal | 2019 Goal Difference | 2020 Filed Goal | 2020 Compliance Goal | 2020 Goal Difference | 2021 Filed Goal | 2021 Compliance Goal | 2021 Goal Difference | 2018 Filed Goal | 2018 Compliance Goal | 2018 Goal Difference | 2019 Filed Goal | 2019 Compliance Goal | 2019 Goal Difference | 2020 Filed Goal | 2020 Compliance Goal | 2020 Goal Difference | 2021 Filed Goal | 2021 Compliance Goal | 2021 Goal Difference
Residential_HVAC | RES-HVAC | 3574.7963 | #REF! | #REF! | 4751.4258 | #REF! | #REF! | 6643.3032 | #REF! | #REF! | 6643.3032 | #REF! | #REF! | 192389.0891 | #REF! | #REF! | 192389.0891 | #REF! | #REF! | 192389.0891 | #REF! | #REF! | 192389.0891 | #REF! | #REF!
Residential_Multifamily | RES-Multifamily | 1373.0801 | #REF! | #REF! | 1373.0801 | #REF! | #REF! | 1544.3782 | #REF! | #REF! | 1544.3782 | #REF! | #REF! | 78418.6832 | #REF! | #REF! | 78418.6832 | #REF! | #REF! | 91913.1722 | #REF! | #REF! | 91913.1722 | #REF! | #REF!
Residential_Appliance Recycling | RES-Appliance Recycling | 2842.0401 | #REF! | #REF! | 2842.0401 | #REF! | #REF! | 2842.0401 | #REF! | #REF! | 2842.0401 | #REF! | #REF! | 0 | #REF! | #REF! | 0 | #REF! | #REF! | 0 | #REF! | #REF! | 0 | #REF! | #REF!
Residential_Direct Distribution Efficient Products | RES-Direct Distribution Efficient Products | 1363.3904 | #REF! | #REF! | 1446.3327 | #REF! | #REF! | 1516.5147 | #REF! | #REF! | 1516.5147 | #REF! | #REF! | 50010.4886 | #REF! | #REF! | 50010.4886 | #REF! | #REF! | 50010.4886 | #REF! | #REF! | 50010.4886 | #REF! | #REF!
Residential_Retail Products | RES-Retail Products | 51596.2146 | #REF! | #REF! | 49871.167 | #REF! | #REF! | 32928.688 | #REF! | #REF! | 29123.7364 | 29123.7364 | 0 | 305808 | #REF! | #REF! | 305808 | #REF! | #REF! | 382260 | #REF! | #REF! | 382260 | #REF! | #REF!
Residential_Behavior Modification | RES-Behavior Modification | 6290 | #REF! | #REF! | 6290 | #REF! | #REF! | 6290 | #REF! | #REF! | 6290 | #REF! | #REF! | 230000 | #REF! | #REF! | 230000 | #REF! | #REF! | 230000 | #REF! | #REF! | 230000 | #REF! | #REF!
Residential_Public Housing | RES-Public Housing | 617.842 | #REF! | #REF! | 617.842 | #REF! | #REF! | 617.842 | #REF! | #REF! | 617.842 | #REF! | #REF! | 52040.0855 | #REF! | #REF! | 52040.0855 | #REF! | #REF! | 52040.0855 | #REF! | #REF! | 52040.0855 | #REF! | #REF!
Residential_Income Qualified | RES-Income Qualified | 25313.7462 | #REF! | #REF! | 25318.6243 | #REF! | #REF! | 18172.7947 | #REF! | #REF! | 17088.4643 | #REF! | #REF! | 957922.5819 | #REF! | #REF! | 985590.9267 | #REF! | #REF! | 955972.9218 | #REF! | #REF! | 955973.2802 | #REF! | #REF!
Residential_DCEO New Construction Commitments | RES-DCEO New Construction Commitments | 1010.5228 | #REF! |  | 0 | #REF! |  | 0 | #REF! |  | 0 | #REF! |  | 8892 | #REF! | #REF! | 0 | #REF! | #REF! | 0 | #REF! | #REF! | 0 | #REF! | #REF!
| RESIDENTIAL PORTFOLIO TOTAL | 93981.6325 | #REF! | #REF! | 92510.512 | #REF! | #REF! | 70555.561 | #REF! | #REF! | 65666.279 | #REF! | #REF! | 1875480.9284 | #REF! | #REF! | 1894257.2731 | #REF! | #REF! | 1954585.7571 | #REF! | #REF! | 1954586.1156 | #REF! | #REF!
Business_Standard | BUS-Standard | 106140.5463 | #REF! | #REF! | 101989.0126 | #REF! | #REF! | 101641.2713 | #REF! | #REF! | 99853.3355 | #REF! | #REF! | 985845.2465 | #REF! | #REF! | 908518.7791 | #REF! | #REF! | 380145.8011 | #REF! | #REF! | 390740.3239 | #REF! | #REF!
Business_Standard-Small Business | BUS-Standard-Small Business | 34024.196 | #REF! | #REF! | 32174.5735 | #REF! | #REF! | 30898.447 | #REF! | #REF! | 30723.1637 | #REF! | #REF! | 186845.3911 | #REF! | #REF! | 143229.0695 | #REF! | #REF! | 148664.7734 | #REF! | #REF! | 181147.3025 | #REF! | #REF!
Business_Standard-Public Buildings | BUS-Standard-Public Buildings | 15191.8416 | #REF! | #REF! | 14095.0866 | #REF! | #REF! | 13742.957 | #REF! | #REF! | 13595.8742 | #REF! | #REF! | 277488.0095 | #REF! | #REF! | 264919.1928 | #REF! | #REF! | 277389.6844 | #REF! | #REF! | 277993.6836 | #REF! | #REF!
Business_Standard-Public Streetlights | BUS-Standard-Public Streetlights | 223.4944 | #REF! | #REF! | 223.4944 | #REF! | #REF! | 223.4944 | #REF! | #REF! | 223.4944 | #REF! | #REF! | 0 | #REF! | #REF! | 0 | #REF! | #REF! | 0 | #REF! | #REF! | 0 | #REF! | #REF!
Business_Custom | BUS-Custom | 61893.3879 | #REF! | #REF! | 67776.9774 | #REF! | #REF! | 73077.011 | #REF! | #REF! | 104246.1665 | #REF! | #REF! | 411337.7766 | #REF! | #REF! | 351658.5048 | #REF! | #REF! | 334332.2646 | #REF! | #REF! | 343316.241 | #REF! | #REF!
Business_Custom-Public | BUS-Custom-Public | 6572.7492 | #REF! | #REF! | 6657.0152 | #REF! | #REF! | 6657.0152 | #REF! | #REF! | 6657.0152 | #REF! | #REF! | 96256.89 | #REF! | #REF! | 96256.89 | #REF! | #REF! | 96256.89 | #REF! | #REF! | 98182.0278 | #REF! | #REF!
Business_Retro-commissioning | BUS-Retro-commissioning | 10124.4986 | #REF! | #REF! | 10381.9012 | #REF! | #REF! | 10424.8016 | #REF! | #REF! | 10253.1999 | #REF! | #REF! | 280429.824 | #REF! | #REF! | 262902.96 | #REF! | #REF! | 280429.824 | #REF! | #REF! | 280429.824 | #REF! | #REF!
Business_Retro-commissioning-Public | BUS-Retro-commissioning-Public | 514.805 | #REF! | #REF! | 514.805 | #REF! | #REF! | 514.805 | #REF! | #REF! | 514.805 | #REF! | #REF! | 43817.16 | #REF! | #REF! | 43817.16 | #REF! | #REF! | 43817.16 | #REF! | #REF! | 43817.16 | #REF! | #REF!
Business_Ameren Owned ER Streetlights | BUS-Ameren Owned ER Streetlights | 5587.3607 | #REF! | #REF! | 5587.3607 | #REF! | #REF! | 5587.3607 | #REF! | #REF! | 5587.3607 | #REF! | #REF! | 0 | #REF! | #REF! | 0 | #REF! | #REF! | 0 | #REF! | #REF! | 0 | #REF! | #REF!
| BUSINESS PORTFOLIO TOTAL | 240272.8797 | #REF! | #REF! | 239400.2266 | #REF! | #REF! | 242767.1632 | #REF! | #REF! | 271654.4151 | #REF! | #REF! | 2282020.2976 | #REF! | #REF! | 2071302.5562 | #REF! | #REF! | 1561036.3975 | #REF! | #REF! | 1615626.5628 | #REF! | #REF!
| Gas to Electric Conversion Savings | 12921.5585 | 12921.5585 |  | 12921.5585 | 12921.5585 |  | 12921.5585 | 12921.5585 |  | 12921.5585 | 12921.5585 |  | -441008.823 | -441008.823 |  | -441008.823 | -441008.823 |  | -441008.823 | -441008.823 |  | -441008.823 | -441008.823
| AMEREN ILLINOIS PORTFOLIO TOTAL | 347176.0708 | #REF! | #REF! | 344832.2971 | #REF! | #REF! | 326244.2827 | #REF! | #REF! | 350242.2526 | #REF! | #REF! | 3716492.4029 | #REF! | #REF! | 3524551.0062 | #REF! | #REF! | 3074613.3316 | #REF! | #REF! | 3129203.8553 | #REF! | #REF!
Note: This spreadsheet demonstrates that the adjusted 2018 Plan Compliance Goal updated with the IL-TRM measure codes (Ver. 6.0) approved in Docket 17-0106. Future updates will be made consistent with the Adjustable Goals Framework and/or Final Commission Order.
| Streetlighting | 5810.8552 | [11 empty] | 0
| Custom | 68466.137 | [11 empty] | 507594.6666
| Retro-commissioning | 10639.3037 | [11 empty] | 324246.984
| Standard | 155356.5839 | [11 empty] | 1450178.647
|  | 240272.8797 | [11 empty] | 2282020.2976

## Measure Codes (hidden)
4 | 5 | 6 | 7 | 8 | 9 | 10 | 11 | 12 | 13
BenCost Rank | Sector | Program | Measure | Measure End Use | TRM Chapter | TRM Measure Code | IL-TRM Adjustable? (1 if yes; 0 if no) | Unit of Participation | Fuel | Name | End Use
518 | Residential | HVAC | Single Family In-Unit Programmable T-Stat Market Rate ASHP Market Rate | Single Family | 5.3.11 | RS-HVC-PROG-V04-180101 | 1 |  | Electric | Programmable Thermostats | HVAC
519 | Residential | HVAC | Single Family In-Unit Programmable T-Stat Market Rate Electric Resistance Heat Market Rate | Single Family | 5.3.11 | RS-HVC-PROG-V04-180101 | 1 |  | Electric | Programmable Thermostats | HVAC
520 | Residential | HVAC | Single Family In-Unit Programmable T-Stat Market Rate Electric Resistance Heat w/ AC Market Rate | Single Family | 5.3.11 | RS-HVC-PROG-V04-180101 | 1 |  | Electric | Programmable Thermostats | HVAC
522 | Residential | HVAC | Single Family In-Unit Programmable T-Stat Market Rate Gas Heat w/ AC Market Rate | Single Family | 5.3.11 | RS-HVC-PROG-V04-180101 | 1 |  | Gas | Programmable Thermostats | HVAC
523 | Residential | HVAC | Smart Thermostat - Electric Heat Pump | Single Family | 5.3.16 | RS-HVC-ADTH-V02-180101 | 1 |  | Electric | Advanced Thermostats | HVAC
524 | Residential | HVAC | Smart Thermostat - Gas Heat | Single Family | 5.3.16 | RS-HVC-ADTH-V02-180101 | 1 |  | Gas | Advanced Thermostats | HVAC
503 | Residential | HVAC | ASHP 16.0+ SEER - SF | HVAC | 5.3.1 | RS-HVC-ASHP-V07-180101 | 1 |  | Electric | Air Source Heat Pump | HVAC
504 | Residential | HVAC | ASHP ER 16.0+ SEER - ASHP Repl. - SF | HVAC | 5.3.1 | RS-HVC-ASHP-V07-180101 | 1 |  | Electric | Air Source Heat Pump | HVAC
505 | Residential | HVAC | ASHP ER 16.0+ SEER - Elec Res Repl. - SF | HVAC | 5.3.1 | RS-HVC-ASHP-V07-180101 | 1 |  | Electric | Air Source Heat Pump | HVAC
507 | Residential | HVAC | BPM Blower Motor | HVAC | 5.3.5 | RS-HVC-FBMT-V03-150601 | 1 |  | Electric | Furnace Blower Motor | HVAC
508 | Residential | HVAC | CAC SEER 16 | HVAC | 5.3.3 | RS-HVC-CAC1-V07-180101 | 1 |  | Electric | Central Air Conditioning > 14.5 SEER | HVAC
511 | Residential | HVAC | ER CAC SEER 16 | HVAC | 5.3.3 | RS-HVC-CAC1-V07-180101 | 1 |  | Electric | Central Air Conditioning > 14.5 SEER | HVAC
525 | Residential | HVAC | Heat Pump Water Heater | Water Heating | 5.4.3 | RS-HWE-HPWH-V06-180101 | 1 |  | Electric | Heat Pump Water Heaters | Hot Water
509 | Residential | HVAC | Ductless Heat Pumps | HVAC | 5.3.12 | RS-HVC-DHP-V05-180101 | 1 |  | Electric | Ductless Heat Pumps | HVAC
687 | Residential | Multifamily | Multifamily In-Unit 43w replaced by 10w LED - Post-EISA | Lighting | 5.5.8 | RS-LTG-LEDA-V05-180101 | 1 |  | Electric | LED Screw Based Omnidirectional Bulbs | Lighting
688 | Residential | Multifamily | Multifamily In-Unit 53w replaced by 13w LED - Post-EISA | Lighting | 5.5.8 | RS-LTG-LEDA-V05-180101 | 1 |  | Electric | LED Screw Based Omnidirectional Bulbs | Lighting
689 | Residential | Multifamily | Multifamily In-Unit 72w replaced by 17w LED - Post-EISA | Lighting | 5.5.8 | RS-LTG-LEDA-V05-180101 | 1 |  | Electric | LED Screw Based Omnidirectional Bulbs | Lighting
691 | Residential | Multifamily | Multifamily In-Unit Globe 60 W to 7 W LED | Lighting | 5.5.6 | RS-LTG-LEDD-V07-180101 | 1 |  | Electric | LED Specialty Lamps | Lighting
690 | Residential | Multifamily | Multifamily In-Unit Candelabra base 40 W to 5 W LED | Lighting | 5.5.6 | RS-LTG-LEDD-V07-180101 | 1 |  | Electric | LED Specialty Lamps | Lighting
692 | Residential | Multifamily | Multifamily In-Unit Interior reflector 65 W to 12 W LED | Lighting | 5.5.6 | RS-LTG-LEDD-V07-180101 | 1 |  | Electric | LED Specialty Lamps | Lighting
698 | Residential | Multifamily | Multifamily In-Unit Showerhead - Electric DHW | Water Heating | 5.4.5 | RS-HWE-LFSH-V05-180101 | 1 |  | Electric | Low Flow Showerheads | Hot Water
696 | Residential | Multifamily | Multifamily In-Unit Faucet Aerator - Electric DHW | Water Heating | 5.4.4 | RS-HWE-LFFA-V06-180101 | 1 |  | Electric | Low Flow Faucet Aerators | Hot Water
699 | Residential | Multifamily | Multifamily In-Unit Showerhead 1.75 gpm - Gas DHW | Water Heating | 5.4.5 | RS-HWE-LFSH-V05-180101 | 1 |  | Gas | Low Flow Showerheads | Hot Water
697 | Residential | Multifamily | Multifamily In-Unit Faucet Aerator - Gas DHW | Water Heating | 5.4.4 | RS-HWE-LFFA-V06-180101 | 1 |  | Gas | Low Flow Faucet Aerators | Hot Water
675 | Residential | Multifamily | Multifamily In-Unit Programmable Thermostat - Electric Heat | HVAC | 5.3.11 | RS-HVC-PROG-V04-180101 | 1 |  | Electric | Programmable Thermostats | HVAC
676 | Residential | Multifamily | Multifamily In-Unit Programmable Thermostat - Gas Heat | HVAC | 5.3.11 | RS-HVC-PROG-V04-180101 | 1 |  | Gas | Programmable Thermostats | HVAC
680 | Residential | Multifamily | Multifamily CAL Exterior 43w replaced by 10w LED - Post-EISA | Lighting | 5.5.6 | RS-LTG-LEDD-V07-180101 | 1 |  | Electric | LED Specialty Lamps | Lighting
681 | Residential | Multifamily | Multifamily CAL Exterior 53w replaced by 13w LED - Post-EISA | Lighting | 5.5.6 | RS-LTG-LEDD-V07-180101 | 1 |  | Electric | LED Specialty Lamps | Lighting
682 | Residential | Multifamily | Multifamily CAL Exterior 72w replaced by 17w LED - Post-EISA | Lighting | 5.5.6 | RS-LTG-LEDD-V07-180101 | 1 |  | Electric | LED Specialty Lamps | Lighting
685 | Residential | Multifamily | Multifamily CAL Speciality Globe 60 W to 7 W LED | Lighting | 5.5.6 | RS-LTG-LEDD-V07-180101 | 1 |  | Electric | LED Specialty Lamps | Lighting
683 | Residential | Multifamily | Multifamily CAL Speciality Candelabra base 40 W to 5 W LED | Lighting | 5.5.6 | RS-LTG-LEDD-V07-180101 | 1 |  | Electric | LED Specialty Lamps | Lighting
686 | Residential | Multifamily | Multifamily CAL Speciality Interior reflector 65 W to 12 W LED | Lighting | 5.5.6 | RS-LTG-LEDD-V07-180101 | 1 |  | Electric | LED Specialty Lamps | Lighting
684 | Residential | Multifamily | Multifamily CAL Speciality Exterior Exterior reflector 65 W to 12 W LED | Lighting | 5.5.6 | RS-LTG-LEDD-V07-180101 | 1 |  | Electric | LED Specialty Lamps | Lighting
695 | Residential | Multifamily | Tier 2 Powerstrip | Misc | 5.2.2 | RS-CEL-APS2-V02-180101 | 1 |  | Electric | Tier 2 Advanced Power Strips (APS) – Residential Audio Visual | Consumer Electronics
693 | Residential | Multifamily | per foot of pipe insulation Market Rate Electric Water Heat Market Rate | Market Rate | 5.4.1 | RS-HWE-PINS-V02-150601 | 1 |  | Electric | Domestic Hot Water Pipe Insulation | Hot Water
694 | Residential | Multifamily | per foot of pipe insulation Market Rate Gas water heat Market Rate | Market Rate | 5.4.1 | RS-HWE-PINS-V02-150601 | 1 |  | Gas | Domestic Hot Water Pipe Insulation | Hot Water
491 | Residential | Direct Distribution Efficient Products | 43w replaced by 10w LED - Post-EISA | School Kits | 5.5.8 | RS-LTG-LEDA-V05-180101 | 1 |  | Electric | LED Screw Based Omnidirectional Bulbs | Lighting
498 | Residential | Direct Distribution Efficient Products | Showerhead 1.75 gpm - Electric DHW | School Kits | 5.4.5 | RS-HWE-LFSH-V05-180101 | 1 |  | Electric | Low Flow Showerheads | Hot Water
494 | Residential | Direct Distribution Efficient Products | Bath Faucet Aerator - Electric DHW | School Kits | 5.4.4 | RS-HWE-LFFA-V06-180101 | 1 |  | Electric | Low Flow Faucet Aerators | Hot Water
496 | Residential | Direct Distribution Efficient Products | Kitchen Faucet Aerator - Electric DHW | School Kits | 5.4.4 | RS-HWE-LFFA-V06-180101 | 1 |  | Electric | Low Flow Faucet Aerators | Hot Water
501 | Residential | Direct Distribution Efficient Products | Water Heater Temp Adjustment - Electric DHW | School Kits | 5.4.6 | RS-HWE-TMPS-V05-160601 | 1 |  | Electric | Water Heater Temperature Setback | Hot Water
499 | Residential | Direct Distribution Efficient Products | Showerhead 1.75 gpm - Gas DHW | School Kits | 5.4.5 | RS-HWE-LFSH-V05-180101 | 1 |  | Gas | Low Flow Showerheads | Hot Water
495 | Residential | Direct Distribution Efficient Products | Bath Faucet Aerator - Gas DHW | School Kits | 5.4.4 | RS-HWE-LFFA-V06-180101 | 1 |  | Gas | Low Flow Faucet Aerators | Hot Water
497 | Residential | Direct Distribution Efficient Products | Kitchen Faucet Aerator - Gas DHW | School Kits | 5.4.4 | RS-HWE-LFFA-V06-180101 | 1 |  | Gas | Low Flow Faucet Aerators | Hot Water
502 | Residential | Direct Distribution Efficient Products | Water Heater Temp Adjustment - Gas DHW | School Kits | 5.4.6 | RS-HWE-TMPS-V05-160601 | 1 |  | Gas | Water Heater Temperature Setback | Hot Water
492 | Residential | Direct Distribution Efficient Products | 43w replaced by 10w LED - Post-EISA Y2 Install | School Kits | 5.5.8 | RS-LTG-LEDA-V05-180101 | 1 |  | Electric | LED Screw Based Omnidirectional Bulbs | Lighting
493 | Residential | Direct Distribution Efficient Products | 43w replaced by 10w LED - Post-EISA Y3 Install | School Kits | 5.5.8 | RS-LTG-LEDA-V05-180101 | 1 |  | Electric | LED Screw Based Omnidirectional Bulbs | Lighting
500 | Residential | Direct Distribution Efficient Products | Tier 1 - 7 plug | School Kits | 5.2.1 | RS-CEL-SSTR-V03-180101 | 1 |  | Electric | Advanced Power Strip – Tier 1 | Consumer Electronics
905 | Residential | Retail Products | HVAC Smart Thermostat - Gas Heat w/ AC | HVAC | 5.3.16 | RS-HVC-ADTH-V02-180101 | 1 |  | Gas | Advanced Thermostats | HVAC
766 | Residential | Public Housing | Showerhead 1.75 gpm - Electric DHW SF | Low Income | 5.4.5 | RS-HWE-LFSH-V05-180101 | 1 |  | Electric | Low Flow Showerheads | Hot Water
751 | Residential | Public Housing | Faucet Aerator - Electric DHW SF | Low Income | 5.4.4 | RS-HWE-LFFA-V06-180101 | 1 |  | Electric | Low Flow Faucet Aerators | Hot Water
767 | Residential | Public Housing | Showerhead 1.75 gpm - Gas DHW SF | Low Income | 5.4.5 | RS-HWE-LFSH-V05-180101 | 1 |  | Gas | Low Flow Showerheads | Hot Water
752 | Residential | Public Housing | Faucet Aerator - Gas DHW SF | Low Income | 5.4.4 | RS-HWE-LFFA-V06-180101 | 1 |  | Gas | Low Flow Faucet Aerators | Hot Water
711 | Residential | Public Housing | Air Sealing - Electric Heat SF | Low Income | 5.6.1 | RS-SHL-AIRS-V06-180101 | 1 |  | Electric | Air Sealing | Shell
762 | Residential | Public Housing | R-11 Wall Insulation - Electric Heat SF | Low Income | 5.6.4 | RS-SHL-AINS-V07-180101 | 1 |  | Electric | Wall and Ceiling/Attic Insulation | Shell
764 | Residential | Public Housing | Rim Joist Insulation - Electric Heat SF | Low Income | 5.6.4 | RS-SHL-AINS-V07-180101 | 1 |  | Electric | Wall and Ceiling/Attic Insulation | Shell
737 | Residential | Public Housing | Crawl Space Insulation - Electric Heat SF | Low Income | 5.6.2 | RS-SHL-BINS-V08-180101 | 1 |  | Electric | Basement Sidewall Insulation | Shell
712 | Residential | Public Housing | Air Sealing - Gas Heat w/ AC SF | Low Income | 5.6.1 | RS-SHL-AIRS-V06-180101 | 1 |  | Gas | Air Sealing | Shell
763 | Residential | Public Housing | R-11 Wall Insulation - Gas Heat w/ AC SF | Low Income | 5.6.4 | RS-SHL-AINS-V07-180101 | 1 |  | Gas | Wall and Ceiling/Attic Insulation | Shell
765 | Residential | Public Housing | Rim Joist Insulation - Gas Heat w/ AC SF | Low Income | 5.6.4 | RS-SHL-AINS-V07-180101 | 1 |  | Gas | Wall and Ceiling/Attic Insulation | Shell
738 | Residential | Public Housing | Crawl Space Insulation - Gas Heat w/ AC SF | Low Income | 5.6.2 | RS-SHL-BINS-V08-180101 | 1 |  | Gas | Basement Sidewall Insulation | Shell
720 | Residential | Public Housing | BPM Blower Motor w/ furnace SF | Low Income | 5.3.5 | RS-HVC-FBMT-V03-150601 | 1 |  | Electric | Furnace Blower Motor | HVAC
760 | Residential | Public Housing | Programmable Thermostat - Electric Heat Pump SF | Low Income | 5.3.11 | RS-HVC-PROG-V04-180101 | 1 |  | Electric | Programmable Thermostats | HVAC
719 | Residential | Public Housing | Boiler 90% AFUE SF | Low Income | 5.3.6 | RS-HVC-GHEB-V06-180101 | 1 |  | Gas | Gas High Efficiency Boiler | HVAC
761 | Residential | Public Housing | Programmable Thermostat - Gas Heat SF | Low Income | 5.3.11 | RS-HVC-PROG-V04-180101 | 1 |  | Gas | Programmable Thermostats | HVAC
716 | Residential | Public Housing | Air Sealing Low Income Resistance, heat only MF | Low Income | 5.6.1 | RS-SHL-AIRS-V06-180101 | 1 |  | Electric | Air Sealing | Shell
747 | Residential | Public Housing | ECM retrofit in existing furance MF | Low Income | 5.3.5 | RS-HVC-FBMT-V03-150601 | 1 |  | Electric | Furnace Blower Motor | HVAC
741 | Residential | Public Housing | Duct Sealing Low Income Electric Heat w/ AC MF | Low Income | 5.3.4 | RS-HVC-DINS-V06-160601 | 1 |  | Electric | Duct Insulation and Sealing | HVAC
745 | Residential | Public Housing | Duct Sealing Low Income Gas Heat w/ AC MF | Low Income | 5.3.4 | RS-HVC-DINS-V06-160601 | 1 |  | Gas | Duct Insulation and Sealing | HVAC
727 | Residential | Public Housing | Ceiling Insulation (R-11 to R-38) Low Income Resistance, heat only MF | Low Income | 5.6.4 | RS-SHL-AINS-V07-180101 | 1 |  | Electric | Wall and Ceiling/Attic Insulation | Shell
732 | Residential | Public Housing | Ceiling Insulation (R-5 to R-38) Low Income Heat pump SF | Low Income | 5.6.4 | RS-SHL-AINS-V07-180101 | 1 |  | Electric | Wall and Ceiling/Attic Insulation | Shell
734 | Residential | Public Housing | Ceiling Insulation (R-5 to R-38) Low Income Resistance w/ AC SF | Low Income | 5.6.4 | RS-SHL-AINS-V07-180101 | 1 |  | Electric | Wall and Ceiling/Attic Insulation | Shell
724 | Residential | Public Housing | Ceiling Insulation (R-11 to R-38) Low Income Heat pump SF | Low Income | 5.6.4 | RS-SHL-AINS-V07-180101 | 1 |  | Electric | Wall and Ceiling/Attic Insulation | Shell
726 | Residential | Public Housing | Ceiling Insulation (R-11 to R-38) Low Income Resistance w/ AC SF | Low Income | 5.6.4 | RS-SHL-AINS-V07-180101 | 1 |  | Electric | Wall and Ceiling/Attic Insulation | Shell
748 | Residential | Public Housing | ECM retrofit in existing furance SF | Low Income | 5.3.5 | RS-HVC-FBMT-V03-150601 | 1 |  | Electric | Furnace Blower Motor | HVAC
710 | Residential | Public Housing | 95% AFUE SF | Low Income | 5.3.7 | RS-HVC-GHEF-V07-180101 | 1 |  | Gas | Gas High Efficiency Furnace | HVAC
768 | Residential | Public Housing | Single Family In-Unit Smart T-Stat Low Income ASHP SF | Low Income | 5.3.16 | RS-HVC-ADTH-V02-180101 | 1 |  | Electric | Advanced Thermostats | HVAC
770 | Residential | Public Housing | Single Family In-Unit Smart T-Stat Low Income Electric Resistance Heat w/ AC SF | Low Income | 5.3.16 | RS-HVC-ADTH-V02-180101 | 1 |  | Electric | Advanced Thermostats | HVAC
772 | Residential | Public Housing | Single Family In-Unit Smart T-Stat Low Income Gas Heat w/ AC SF | Low Income | 5.3.16 | RS-HVC-ADTH-V02-180101 | 1 |  | Gas | Advanced Thermostats | HVAC
771 | Residential | Public Housing | Single Family In-Unit Smart T-Stat Low Income Gas Heat w/ AC (Other electric Utility) SF | Low Income | 5.3.16 | RS-HVC-ADTH-V02-180101 | 1 |  | Gas | Advanced Thermostats | HVAC
740 | Residential | Public Housing | Duct Sealing Low Income Electric Heat SF | Low Income | 5.3.4 | RS-HVC-DINS-V06-160601 | 1 |  | Electric | Duct Insulation and Sealing | HVAC
742 | Residential | Public Housing | Duct Sealing Low Income Electric Heat w/ AC SF | Low Income | 5.3.4 | RS-HVC-DINS-V06-160601 | 1 |  | Electric | Duct Insulation and Sealing | HVAC
744 | Residential | Public Housing | Duct Sealing Low Income Gas Heat SF | Low Income | 5.3.4 | RS-HVC-DINS-V06-160601 | 1 |  | Gas | Duct Insulation and Sealing | HVAC
746 | Residential | Public Housing | Duct Sealing Low Income Gas Heat w/ AC SF | Low Income | 5.3.4 | RS-HVC-DINS-V06-160601 | 1 |  | Gas | Duct Insulation and Sealing | HVAC
713 | Residential | Public Housing | Air Sealing Low Income Gas Heat w/AC MF | Low Income | 5.6.1 | RS-SHL-AIRS-V06-180101 | 1 |  | Gas | Air Sealing | Shell
722 | Residential | Public Housing | Ceiling Insulation (R-11 to R-38) Low Income Gas Heat w/AC MF 1 | Low Income | 5.6.4 | RS-SHL-AINS-V07-180101 | 1 |  | Gas | Wall and Ceiling/Attic Insulation | Shell
730 | Residential | Public Housing | Ceiling Insulation (R-5 to R-38) Low Income Gas Heat w/AC MF 1 | Low Income | 5.6.4 | RS-SHL-AINS-V07-180101 | 1 |  | Gas | Wall and Ceiling/Attic Insulation | Shell
721 | Residential | Public Housing | Ceiling Insulation (R-11 to R-38) Low Income Gas Heat w/AC MF | Low Income | 5.6.4 | RS-SHL-AINS-V07-180101 | 1 |  | Gas | Wall and Ceiling/Attic Insulation | Shell
729 | Residential | Public Housing | Ceiling Insulation (R-5 to R-38) Low Income Gas Heat w/AC MF | Low Income | 5.6.4 | RS-SHL-AINS-V07-180101 | 1 |  | Gas | Wall and Ceiling/Attic Insulation | Shell
758 | Residential | Public Housing | per foot of pipe insulation Low Income Electric Water Heat SF | Low Income | 5.4.1 | RS-HWE-PINS-V02-150601 | 1 |  | Electric | Domestic Hot Water Pipe Insulation | Hot Water
759 | Residential | Public Housing | per foot of pipe insulation Low Income Gas water heat SF | Low Income | 5.4.1 | RS-HWE-PINS-V02-150601 | 1 |  | Gas | Domestic Hot Water Pipe Insulation | Hot Water
749 | Residential | Public Housing | ER Air Source HP at least 16 SEER- early retirement Replace ASHP SF | Low Income | 5.3.1 | RS-HVC-ASHP-V07-180101 | 1 |  | Electric | Air Source Heat Pump | HVAC
706 | Residential | Public Housing | Showerhead 1.75 gpm - Electric DHW MF | Energy Resources Center - Low Income Mutlifamily | 5.4.5 | RS-HWE-LFSH-V05-180101 | 1 |  | Electric | Low Flow Showerheads | Hot Water
702 | Residential | Public Housing | Faucet Aerator, kitchen - Electric DHW MF | Energy Resources Center - Low Income Mutlifamily | 5.4.4 | RS-HWE-LFFA-V06-180101 | 1 |  | Electric | Low Flow Faucet Aerators | Hot Water
701 | Residential | Public Housing | Faucet Aerator, bath - Electric DHW MF | Energy Resources Center - Low Income Mutlifamily | 5.4.4 | RS-HWE-LFFA-V06-180101 | 1 |  | Electric | Low Flow Faucet Aerators | Hot Water
703 | Residential | Public Housing | LED Ligthing 2018 | Energy Resources Center - Low Income Mutlifamily | 5.5.8 | RS-LTG-LEDA-V05-180101 | 1 |  | Electric | LED Screw Based Omnidirectional Bulbs | Lighting
704 | Residential | Public Housing | LED Ligthing 2019 | Energy Resources Center - Low Income Mutlifamily | 5.5.8 | RS-LTG-LEDA-V05-180101 | 1 |  | Electric | LED Screw Based Omnidirectional Bulbs | Lighting
705 | Residential | Public Housing | LED Ligthing 2020+ | Energy Resources Center - Low Income Mutlifamily | 5.5.8 | RS-LTG-LEDA-V05-180101 | 1 |  | Electric | LED Screw Based Omnidirectional Bulbs | Lighting
708 | Residential | Public Housing | Wall and Ceiling/Attic Insulation (Wood Frame) - | Energy Resources Center - Low Income Mutlifamily | 5.6.4 | RS-SHL-AINS-V07-180101 | 1 |  | Electric | Wall and Ceiling/Attic Insulation | Shell
707 | Residential | Public Housing | Wall and Ceiling/Attic Insulation (Masonry) | Energy Resources Center - Low Income Mutlifamily | 5.6.4 | RS-SHL-AINS-V07-180101 | 1 |  | Electric | Wall and Ceiling/Attic Insulation | Shell
700 | Residential | Public Housing | Air Sealing - MF | Energy Resources Center - Low Income Mutlifamily | 5.6.1 | RS-SHL-AIRS-V06-180101 | 1 |  | Electric | Air Sealing | Shell
815 | Residential | Retail Products | 2018 TOS, A-Line LED, 310 - 749 Lumens, Year 1 Install | Lighting | 5.5.8 | RS-LTG-LEDA-V05-180101 | 1 |  | Electric | LED Screw Based Omnidirectional Bulbs | Lighting
816 | Residential | Retail Products | 2018 TOS, A-Line LED, 310 - 749 Lumens, Year 2 Install | Lighting | 5.5.8 | RS-LTG-LEDA-V05-180101 | 1 |  | Electric | LED Screw Based Omnidirectional Bulbs | Lighting
817 | Residential | Retail Products | 2018 TOS, A-Line LED, 310 - 749 Lumens, Year 3 Install | Lighting | 5.5.8 | RS-LTG-LEDA-V05-180101 | 1 |  | Electric | LED Screw Based Omnidirectional Bulbs | Lighting
843 | Residential | Retail Products | 2019 TOS, A-Line LED, 310 - 749 Lumens, Year 1 Install | Lighting | 5.5.8 | RS-LTG-LEDA-V05-180101 | 1 |  | Electric | LED Screw Based Omnidirectional Bulbs | Lighting
844 | Residential | Retail Products | 2019 TOS, A-Line LED, 310 - 749 Lumens, Year 2 Install | Lighting | 5.5.8 | RS-LTG-LEDA-V05-180101 | 1 |  | Electric | LED Screw Based Omnidirectional Bulbs | Lighting
845 | Residential | Retail Products | 2019 TOS, A-Line LED, 310 - 749 Lumens, Year 3 Install | Lighting | 5.5.8 | RS-LTG-LEDA-V05-180101 | 1 |  | Electric | LED Screw Based Omnidirectional Bulbs | Lighting
818 | Residential | Retail Products | 2018 TOS, A-Line LED, 750 - 1049 Lumens, Year 1 Install | Lighting | 5.5.8 | RS-LTG-LEDA-V05-180101 | 1 |  | Electric | LED Screw Based Omnidirectional Bulbs | Lighting
819 | Residential | Retail Products | 2018 TOS, A-Line LED, 750 - 1049 Lumens, Year 2 Install | Lighting | 5.5.8 | RS-LTG-LEDA-V05-180101 | 1 |  | Electric | LED Screw Based Omnidirectional Bulbs | Lighting
820 | Residential | Retail Products | 2018 TOS, A-Line LED, 750 - 1049 Lumens, Year 3 Install | Lighting | 5.5.8 | RS-LTG-LEDA-V05-180101 | 1 |  | Electric | LED Screw Based Omnidirectional Bulbs | Lighting
846 | Residential | Retail Products | 2019 TOS, A-Line LED, 750 - 1049 Lumens, Year 1 Install | Lighting | 5.5.8 | RS-LTG-LEDA-V05-180101 | 1 |  | Electric | LED Screw Based Omnidirectional Bulbs | Lighting
847 | Residential | Retail Products | 2019 TOS, A-Line LED, 750 - 1049 Lumens, Year 2 Install | Lighting | 5.5.8 | RS-LTG-LEDA-V05-180101 | 1 |  | Electric | LED Screw Based Omnidirectional Bulbs | Lighting
848 | Residential | Retail Products | 2019 TOS, A-Line LED, 750 - 1049 Lumens, Year 3 Install | Lighting | 5.5.8 | RS-LTG-LEDA-V05-180101 | 1 |  | Electric | LED Screw Based Omnidirectional Bulbs | Lighting
809 | Residential | Retail Products | 2018 TOS, A-Line LED, 1050 - 1489 Lumens, Year 1 Install | Lighting | 5.5.8 | RS-LTG-LEDA-V05-180101 | 1 |  | Electric | LED Screw Based Omnidirectional Bulbs | Lighting
810 | Residential | Retail Products | 2018 TOS, A-Line LED, 1050 - 1489 Lumens, Year 2 Install | Lighting | 5.5.8 | RS-LTG-LEDA-V05-180101 | 1 |  | Electric | LED Screw Based Omnidirectional Bulbs | Lighting
811 | Residential | Retail Products | 2018 TOS, A-Line LED, 1050 - 1489 Lumens, Year 3 Install | Lighting | 5.5.8 | RS-LTG-LEDA-V05-180101 | 1 |  | Electric | LED Screw Based Omnidirectional Bulbs | Lighting
837 | Residential | Retail Products | 2019 TOS, A-Line LED, 1050 - 1489 Lumens, Year 1 Install | Lighting | 5.5.8 | RS-LTG-LEDA-V05-180101 | 1 |  | Electric | LED Screw Based Omnidirectional Bulbs | Lighting
838 | Residential | Retail Products | 2019 TOS, A-Line LED, 1050 - 1489 Lumens, Year 2 Install | Lighting | 5.5.8 | RS-LTG-LEDA-V05-180101 | 1 |  | Electric | LED Screw Based Omnidirectional Bulbs | Lighting
839 | Residential | Retail Products | 2019 TOS, A-Line LED, 1050 - 1489 Lumens, Year 3 Install | Lighting | 5.5.8 | RS-LTG-LEDA-V05-180101 | 1 |  | Electric | LED Screw Based Omnidirectional Bulbs | Lighting
812 | Residential | Retail Products | 2018 TOS, A-Line LED, 1490 - 2600 Lumens, Year 1 Install | Lighting | 5.5.8 | RS-LTG-LEDA-V05-180101 | 1 |  | Electric | LED Screw Based Omnidirectional Bulbs | Lighting
813 | Residential | Retail Products | 2018 TOS, A-Line LED, 1490 - 2600 Lumens, Year 2 Install | Lighting | 5.5.8 | RS-LTG-LEDA-V05-180101 | 1 |  | Electric | LED Screw Based Omnidirectional Bulbs | Lighting
814 | Residential | Retail Products | 2018 TOS, A-Line LED, 1490 - 2600 Lumens, Year 3 Install | Lighting | 5.5.8 | RS-LTG-LEDA-V05-180101 | 1 |  | Electric | LED Screw Based Omnidirectional Bulbs | Lighting
840 | Residential | Retail Products | 2019 TOS, A-Line LED, 1490 - 2600 Lumens, Year 1 Install | Lighting | 5.5.8 | RS-LTG-LEDA-V05-180101 | 1 |  | Electric | LED Screw Based Omnidirectional Bulbs | Lighting
841 | Residential | Retail Products | 2019 TOS, A-Line LED, 1490 - 2600 Lumens, Year 2 Install | Lighting | 5.5.8 | RS-LTG-LEDA-V05-180101 | 1 |  | Electric | LED Screw Based Omnidirectional Bulbs | Lighting
842 | Residential | Retail Products | 2019 TOS, A-Line LED, 1490 - 2600 Lumens, Year 3 Install | Lighting | 5.5.8 | RS-LTG-LEDA-V05-180101 | 1 |  | Electric | LED Screw Based Omnidirectional Bulbs | Lighting
793 | Residential | Retail Products | 2018 TOS, 10W LED Specialty Lamp - Recessed Downlight, Year 1 Install | Lighting | 5.5.6 | RS-LTG-LEDD-V07-180101 | 1 |  | Electric | LED Specialty Lamps | Lighting
821 | Residential | Retail Products | 2019 TOS, 10W LED Specialty Lamp - Recessed Downlight, Year 1 Install | Lighting | 5.5.6 | RS-LTG-LEDD-V07-180101 | 1 |  | Electric | LED Specialty Lamps | Lighting
849 | Residential | Retail Products | 2020 TOS, 10W LED Specialty Lamp - Recessed Downlight, Year 1 Install | Lighting | 5.5.6 | RS-LTG-LEDD-V07-180101 | 1 |  | Electric | LED Specialty Lamps | Lighting
877 | Residential | Retail Products | 2021 TOS, 10W LED Specialty Lamp - Recessed Downlight, Year 1 Install | Lighting | 5.5.6 | RS-LTG-LEDD-V07-180101 | 1 |  | Electric | LED Specialty Lamps | Lighting
794 | Residential | Retail Products | 2018 TOS, 12W LED Specialty Lamp - Decorative, Year 1 Install | Lighting | 5.5.6 | RS-LTG-LEDD-V07-180101 | 1 |  | Electric | LED Specialty Lamps | Lighting
795 | Residential | Retail Products | 2018 TOS, 12W LED Specialty Lamp - Decorative, Year 2 Install | Lighting | 5.5.6 | RS-LTG-LEDD-V07-180101 | 1 |  | Electric | LED Specialty Lamps | Lighting
796 | Residential | Retail Products | 2018 TOS, 12W LED Specialty Lamp - Decorative, Year 3 Install | Lighting | 5.5.6 | RS-LTG-LEDD-V07-180101 | 1 |  | Electric | LED Specialty Lamps | Lighting
822 | Residential | Retail Products | 2019 TOS, 12W LED Specialty Lamp - Decorative, Year 1 Install | Lighting | 5.5.6 | RS-LTG-LEDD-V07-180101 | 1 |  | Electric | LED Specialty Lamps | Lighting
823 | Residential | Retail Products | 2019 TOS, 12W LED Specialty Lamp - Decorative, Year 2 Install | Lighting | 5.5.6 | RS-LTG-LEDD-V07-180101 | 1 |  | Electric | LED Specialty Lamps | Lighting
824 | Residential | Retail Products | 2019 TOS, 12W LED Specialty Lamp - Decorative, Year 3 Install | Lighting | 5.5.6 | RS-LTG-LEDD-V07-180101 | 1 |  | Electric | LED Specialty Lamps | Lighting
850 | Residential | Retail Products | 2020 TOS, 12W LED Specialty Lamp - Decorative, Year 1 Install | Lighting | 5.5.6 | RS-LTG-LEDD-V07-180101 | 1 |  | Electric | LED Specialty Lamps | Lighting
851 | Residential | Retail Products | 2020 TOS, 12W LED Specialty Lamp - Decorative, Year 2 Install | Lighting | 5.5.6 | RS-LTG-LEDD-V07-180101 | 1 |  | Electric | LED Specialty Lamps | Lighting
852 | Residential | Retail Products | 2020 TOS, 12W LED Specialty Lamp - Decorative, Year 3 Install | Lighting | 5.5.6 | RS-LTG-LEDD-V07-180101 | 1 |  | Electric | LED Specialty Lamps | Lighting
878 | Residential | Retail Products | 2021 TOS, 12W LED Specialty Lamp - Decorative, Year 1 Install | Lighting | 5.5.6 | RS-LTG-LEDD-V07-180101 | 1 |  | Electric | LED Specialty Lamps | Lighting
879 | Residential | Retail Products | 2021 TOS, 12W LED Specialty Lamp - Decorative, Year 2 Install | Lighting | 5.5.6 | RS-LTG-LEDD-V07-180101 | 1 |  | Electric | LED Specialty Lamps | Lighting
880 | Residential | Retail Products | 2021 TOS, 12W LED Specialty Lamp - Decorative, Year 3 Install | Lighting | 5.5.6 | RS-LTG-LEDD-V07-180101 | 1 |  | Electric | LED Specialty Lamps | Lighting
797 | Residential | Retail Products | 2018 TOS, 17W LED Specialty Lamp - Reflector, Year 1 Install | Lighting | 5.5.6 | RS-LTG-LEDD-V07-180101 | 1 |  | Electric | LED Specialty Lamps | Lighting
798 | Residential | Retail Products | 2018 TOS, 17W LED Specialty Lamp - Reflector, Year 2 Install | Lighting | 5.5.6 | RS-LTG-LEDD-V07-180101 | 1 |  | Electric | LED Specialty Lamps | Lighting
799 | Residential | Retail Products | 2018 TOS, 17W LED Specialty Lamp - Reflector, Year 3 Install | Lighting | 5.5.6 | RS-LTG-LEDD-V07-180101 | 1 |  | Electric | LED Specialty Lamps | Lighting
825 | Residential | Retail Products | 2019 TOS, 17W LED Specialty Lamp - Reflector, Year 1 Install | Lighting | 5.5.6 | RS-LTG-LEDD-V07-180101 | 1 |  | Electric | LED Specialty Lamps | Lighting
826 | Residential | Retail Products | 2019 TOS, 17W LED Specialty Lamp - Reflector, Year 2 Install | Lighting | 5.5.6 | RS-LTG-LEDD-V07-180101 | 1 |  | Electric | LED Specialty Lamps | Lighting
827 | Residential | Retail Products | 2019 TOS, 17W LED Specialty Lamp - Reflector, Year 3 Install | Lighting | 5.5.6 | RS-LTG-LEDD-V07-180101 | 1 |  | Electric | LED Specialty Lamps | Lighting
853 | Residential | Retail Products | 2020 TOS, 17W LED Specialty Lamp - Reflector, Year 1 Install | Lighting | 5.5.6 | RS-LTG-LEDD-V07-180101 | 1 |  | Electric | LED Specialty Lamps | Lighting
854 | Residential | Retail Products | 2020 TOS, 17W LED Specialty Lamp - Reflector, Year 2 Install | Lighting | 5.5.6 | RS-LTG-LEDD-V07-180101 | 1 |  | Electric | LED Specialty Lamps | Lighting
855 | Residential | Retail Products | 2020 TOS, 17W LED Specialty Lamp - Reflector, Year 3 Install | Lighting | 5.5.6 | RS-LTG-LEDD-V07-180101 | 1 |  | Electric | LED Specialty Lamps | Lighting
881 | Residential | Retail Products | 2021 TOS, 17W LED Specialty Lamp - Reflector, Year 1 Install | Lighting | 5.5.6 | RS-LTG-LEDD-V07-180101 | 1 |  | Electric | LED Specialty Lamps | Lighting
882 | Residential | Retail Products | 2021 TOS, 17W LED Specialty Lamp - Reflector, Year 2 Install | Lighting | 5.5.6 | RS-LTG-LEDD-V07-180101 | 1 |  | Electric | LED Specialty Lamps | Lighting
883 | Residential | Retail Products | 2021 TOS, 17W LED Specialty Lamp - Reflector, Year 3 Install | Lighting | 5.5.6 | RS-LTG-LEDD-V07-180101 | 1 |  | Electric | LED Specialty Lamps | Lighting
800 | Residential | Retail Products | 2018 TOS, 23W LED Specialty Lamp - Reflector, Year 1 Install | Lighting | 5.5.6 | RS-LTG-LEDD-V07-180101 | 1 |  | Electric | LED Specialty Lamps | Lighting
801 | Residential | Retail Products | 2018 TOS, 23W LED Specialty Lamp - Reflector, Year 2 Install | Lighting | 5.5.6 | RS-LTG-LEDD-V07-180101 | 1 |  | Electric | LED Specialty Lamps | Lighting
802 | Residential | Retail Products | 2018 TOS, 23W LED Specialty Lamp - Reflector, Year 3 Install | Lighting | 5.5.6 | RS-LTG-LEDD-V07-180101 | 1 |  | Electric | LED Specialty Lamps | Lighting
828 | Residential | Retail Products | 2019 TOS, 23W LED Specialty Lamp - Reflector, Year 1 Install | Lighting | 5.5.6 | RS-LTG-LEDD-V07-180101 | 1 |  | Electric | LED Specialty Lamps | Lighting
829 | Residential | Retail Products | 2019 TOS, 23W LED Specialty Lamp - Reflector, Year 2 Install | Lighting | 5.5.6 | RS-LTG-LEDD-V07-180101 | 1 |  | Electric | LED Specialty Lamps | Lighting
830 | Residential | Retail Products | 2019 TOS, 23W LED Specialty Lamp - Reflector, Year 3 Install | Lighting | 5.5.6 | RS-LTG-LEDD-V07-180101 | 1 |  | Electric | LED Specialty Lamps | Lighting
856 | Residential | Retail Products | 2020 TOS, 23W LED Specialty Lamp - Reflector, Year 1 Install | Lighting | 5.5.6 | RS-LTG-LEDD-V07-180101 | 1 |  | Electric | LED Specialty Lamps | Lighting
857 | Residential | Retail Products | 2020 TOS, 23W LED Specialty Lamp - Reflector, Year 2 Install | Lighting | 5.5.6 | RS-LTG-LEDD-V07-180101 | 1 |  | Electric | LED Specialty Lamps | Lighting
858 | Residential | Retail Products | 2020 TOS, 23W LED Specialty Lamp - Reflector, Year 3 Install | Lighting | 5.5.6 | RS-LTG-LEDD-V07-180101 | 1 |  | Electric | LED Specialty Lamps | Lighting
884 | Residential | Retail Products | 2021 TOS, 23W LED Specialty Lamp - Reflector, Year 1 Install | Lighting | 5.5.6 | RS-LTG-LEDD-V07-180101 | 1 |  | Electric | LED Specialty Lamps | Lighting
885 | Residential | Retail Products | 2021 TOS, 23W LED Specialty Lamp - Reflector, Year 2 Install | Lighting | 5.5.6 | RS-LTG-LEDD-V07-180101 | 1 |  | Electric | LED Specialty Lamps | Lighting
886 | Residential | Retail Products | 2021 TOS, 23W LED Specialty Lamp - Reflector, Year 3 Install | Lighting | 5.5.6 | RS-LTG-LEDD-V07-180101 | 1 |  | Electric | LED Specialty Lamps | Lighting
803 | Residential | Retail Products | 2018 TOS, 3W LED Specialty Lamp - Decorative, Year 1 Install | Lighting | 5.5.6 | RS-LTG-LEDD-V07-180101 | 1 |  | Electric | LED Specialty Lamps | Lighting
804 | Residential | Retail Products | 2018 TOS, 3W LED Specialty Lamp - Decorative, Year 2 Install | Lighting | 5.5.6 | RS-LTG-LEDD-V07-180101 | 1 |  | Electric | LED Specialty Lamps | Lighting
805 | Residential | Retail Products | 2018 TOS, 3W LED Specialty Lamp - Decorative, Year 3 Install | Lighting | 5.5.6 | RS-LTG-LEDD-V07-180101 | 1 |  | Electric | LED Specialty Lamps | Lighting
831 | Residential | Retail Products | 2019 TOS, 3W LED Specialty Lamp - Decorative, Year 1 Install | Lighting | 5.5.6 | RS-LTG-LEDD-V07-180101 | 1 |  | Electric | LED Specialty Lamps | Lighting
832 | Residential | Retail Products | 2019 TOS, 3W LED Specialty Lamp - Decorative, Year 2 Install | Lighting | 5.5.6 | RS-LTG-LEDD-V07-180101 | 1 |  | Electric | LED Specialty Lamps | Lighting
833 | Residential | Retail Products | 2019 TOS, 3W LED Specialty Lamp - Decorative, Year 3 Install | Lighting | 5.5.6 | RS-LTG-LEDD-V07-180101 | 1 |  | Electric | LED Specialty Lamps | Lighting
859 | Residential | Retail Products | 2020 TOS, 3W LED Specialty Lamp - Decorative, Year 1 Install | Lighting | 5.5.6 | RS-LTG-LEDD-V07-180101 | 1 |  | Electric | LED Specialty Lamps | Lighting
860 | Residential | Retail Products | 2020 TOS, 3W LED Specialty Lamp - Decorative, Year 2 Install | Lighting | 5.5.6 | RS-LTG-LEDD-V07-180101 | 1 |  | Electric | LED Specialty Lamps | Lighting
861 | Residential | Retail Products | 2020 TOS, 3W LED Specialty Lamp - Decorative, Year 3 Install | Lighting | 5.5.6 | RS-LTG-LEDD-V07-180101 | 1 |  | Electric | LED Specialty Lamps | Lighting
887 | Residential | Retail Products | 2021 TOS, 3W LED Specialty Lamp - Decorative, Year 1 Install | Lighting | 5.5.6 | RS-LTG-LEDD-V07-180101 | 1 |  | Electric | LED Specialty Lamps | Lighting
888 | Residential | Retail Products | 2021 TOS, 3W LED Specialty Lamp - Decorative, Year 2 Install | Lighting | 5.5.6 | RS-LTG-LEDD-V07-180101 | 1 |  | Electric | LED Specialty Lamps | Lighting
889 | Residential | Retail Products | 2021 TOS, 3W LED Specialty Lamp - Decorative, Year 3 Install | Lighting | 5.5.6 | RS-LTG-LEDD-V07-180101 | 1 |  | Electric | LED Specialty Lamps | Lighting
806 | Residential | Retail Products | 2018 TOS, 9W LED Specialty Lamp - Reflector, Year 1 Install | Lighting | 5.5.6 | RS-LTG-LEDD-V07-180101 | 1 |  | Electric | LED Specialty Lamps | Lighting
807 | Residential | Retail Products | 2018 TOS, 9W LED Specialty Lamp - Reflector, Year 2 Install | Lighting | 5.5.6 | RS-LTG-LEDD-V07-180101 | 1 |  | Electric | LED Specialty Lamps | Lighting
808 | Residential | Retail Products | 2018 TOS, 9W LED Specialty Lamp - Reflector, Year 3 Install | Lighting | 5.5.6 | RS-LTG-LEDD-V07-180101 | 1 |  | Electric | LED Specialty Lamps | Lighting
834 | Residential | Retail Products | 2019 TOS, 9W LED Specialty Lamp - Reflector, Year 1 Install | Lighting | 5.5.6 | RS-LTG-LEDD-V07-180101 | 1 |  | Electric | LED Specialty Lamps | Lighting
835 | Residential | Retail Products | 2019 TOS, 9W LED Specialty Lamp - Reflector, Year 2 Install | Lighting | 5.5.6 | RS-LTG-LEDD-V07-180101 | 1 |  | Electric | LED Specialty Lamps | Lighting
836 | Residential | Retail Products | 2019 TOS, 9W LED Specialty Lamp - Reflector, Year 3 Install | Lighting | 5.5.6 | RS-LTG-LEDD-V07-180101 | 1 |  | Electric | LED Specialty Lamps | Lighting
862 | Residential | Retail Products | 2020 TOS, 9W LED Specialty Lamp - Reflector, Year 1 Install | Lighting | 5.5.6 | RS-LTG-LEDD-V07-180101 | 1 |  | Electric | LED Specialty Lamps | Lighting
863 | Residential | Retail Products | 2020 TOS, 9W LED Specialty Lamp - Reflector, Year 2 Install | Lighting | 5.5.6 | RS-LTG-LEDD-V07-180101 | 1 |  | Electric | LED Specialty Lamps | Lighting
864 | Residential | Retail Products | 2020 TOS, 9W LED Specialty Lamp - Reflector, Year 3 Install | Lighting | 5.5.6 | RS-LTG-LEDD-V07-180101 | 1 |  | Electric | LED Specialty Lamps | Lighting
890 | Residential | Retail Products | 2021 TOS, 9W LED Specialty Lamp - Reflector, Year 1 Install | Lighting | 5.5.6 | RS-LTG-LEDD-V07-180101 | 1 |  | Electric | LED Specialty Lamps | Lighting
891 | Residential | Retail Products | 2021 TOS, 9W LED Specialty Lamp - Reflector, Year 2 Install | Lighting | 5.5.6 | RS-LTG-LEDD-V07-180101 | 1 |  | Electric | LED Specialty Lamps | Lighting
892 | Residential | Retail Products | 2021 TOS, 9W LED Specialty Lamp - Reflector, Year 3 Install | Lighting | 5.5.6 | RS-LTG-LEDD-V07-180101 | 1 |  | Electric | LED Specialty Lamps | Lighting
780 | Residential | Retail Products | ENERGY STAR Ceiling Fan | Appliance | 5.3.15 | RS-HVC-CFAN-V02-180101 | 1 |  | Electric | ENERGY STAR Ceiling Fan | HVAC
783 | Residential | Retail Products | ENERGY STAR Dehumidifier | Appliance | 5.1.3 | RS-APL-ESDH-V03-160601 | 1 |  | Electric | ENERGY STAR Dehumidifier | Appliances
778 | Residential | Retail Products | ENERGY STAR Air Purifier | Appliance | 5.1.1 | RS-APL-ESAP-V02-160601 | 1 |  | Electric | ENERGY STAR Air Purifier/Cleaner | Appliances
782 | Residential | Retail Products | ENERGY STAR Clothes Washer (front-loading) | Appliance | 5.1.2 | RS-APL-ESCL-V04-160601 | 1 |  | Electric | ENERGY STAR and ENERGY STAR Most Efficient Clothes Washers | Appliances
781 | Residential | Retail Products | Energy Star Clothes Dryer | Appliance | 5.1.10 | RS-APL-ESDR-V01-150601 | 1 |  | Electric | ENERGY STAR Clothes Dryer | Appliances
792 | Residential | Retail Products | Heat Pump Clothes Dryer | Appliance | 5.1.10 | RS-APL-ESDR-V01-150601 | 1 |  | Electric | ENERGY STAR Clothes Dryer | Appliances
789 | Residential | Retail Products | ENERGY STAR Refrigerator (top-mount freezer) | Appliance | 5.1.6 | RS-APL-ESRE-V05-180101 | 1 |  | Electric | ENERGY STAR and CEE Tier 2 Refrigerator | Appliances
774 | Residential | Retail Products | CEE Tier 2 Refrigerator (top-mount freezer) | Appliance | 5.1.6 | RS-APL-ESRE-V05-180101 | 1 |  | Electric | ENERGY STAR and CEE Tier 2 Refrigerator | Appliances
785 | Residential | Retail Products | ENERGY STAR Freezer (Chest) | Appliance | 5.1.5 | RS-APL-ESFR-V02-140601 | 1 |  | Electric | ENERGY STAR Freezer | Appliances
786 | Residential | Retail Products | ENERGY STAR Freezer (Upright) | Appliance | 5.1.5 | RS-APL-ESFR-V02-140601 | 1 |  | Electric | ENERGY STAR Freezer | Appliances
784 | Residential | Retail Products | ENERGY STAR Dishwasher | Appliance | 5.1.4 | RS-APL-ESDI-V03-160601 | 1 |  | Electric | ENERGY STAR Dishwasher | Appliances
791 | Residential | Retail Products | ENERGY STAR Water Cooler | Appliance | 5.1.11 | RS-APL-WTCL-V01-180101 | 0 |  | Electric | ENERGY STAR Water Coolers | Appliances
777 | Residential | Retail Products | ENERGY STAR - Room Air Conditioner | Appliance | 5.1.7 | RS-APL-ESRA-V06-180101 | 1 |  | Electric | ENERGY STAR Room Air Conditioner | Appliances
788 | Residential | Retail Products | Energy Star Pool Pump- Multi-speed | Appliance | 5.7.1 | RS-MSC-RPLP-V01-180101 | 1 |  | Electric | High Efficiency Pool Pumps | Miscellaneous
787 | Residential | Retail Products | Energy Star Pool Pump- Variable-speed | Appliance | 5.7.1 | RS-MSC-RPLP-V01-180101 | 1 |  | Electric | High Efficiency Pool Pumps | Miscellaneous
779 | Residential | Retail Products | Energy Star Bathroom exhaust fan | Appliance | 5.3.9 | RS-HVC-BAFA-V01-120601 | 1 |  | Electric | High Efficiency Bathroom Exhaust Fan | HVAC
775 | Residential | Retail Products | Energy Star - Tier 1 Power Strips | Appliance | 5.2.1 | RS-CEL-SSTR-V03-180101 | 1 |  | Electric | Advanced Power Strip – Tier 1 | Consumer Electronics
906 | Residential | Retail Products | Heat Pump Water Heater | Water Heating | 5.4.3 | RS-HWE-HPWH-V06-180101 | 1 |  | Electric | Heat Pump Water Heaters | Hot Water
470 | Residential | Behavior Modification | 2018 1st Year Savings | Dual Fuel | 6.1.1 | CC-BEH-BEHP-V02-160601 | 0 |  | Dual Fuel | Adjustments to Behavior Savings to Account for Persistence | Cross Cutting
475 | Residential | Behavior Modification | 2019 1st Year Savings | Dual Fuel | 6.1.1 | CC-BEH-BEHP-V02-160601 | 0 |  | Dual Fuel | Adjustments to Behavior Savings to Account for Persistence | Cross Cutting
480 | Residential | Behavior Modification | 2020 1st Year Savings | Dual Fuel | 6.1.1 | CC-BEH-BEHP-V02-160601 | 0 |  | Dual Fuel | Adjustments to Behavior Savings to Account for Persistence | Cross Cutting
485 | Residential | Behavior Modification | 2021 1st Year Savings | Dual Fuel | 6.1.1 | CC-BEH-BEHP-V02-160601 | 0 |  | Dual Fuel | Adjustments to Behavior Savings to Account for Persistence | Cross Cutting
471 | Residential | Behavior Modification | 2018 Persistence Y1 | Dual Fuel | 6.1.1 | CC-BEH-BEHP-V02-160601 | 0 |  | Dual Fuel | Adjustments to Behavior Savings to Account for Persistence | Cross Cutting
472 | Residential | Behavior Modification | 2018 Persistence Y2 | Dual Fuel | 6.1.1 | CC-BEH-BEHP-V02-160601 | 0 |  | Dual Fuel | Adjustments to Behavior Savings to Account for Persistence | Cross Cutting
473 | Residential | Behavior Modification | 2018 Persistence Y3 | Dual Fuel | 6.1.1 | CC-BEH-BEHP-V02-160601 | 0 |  | Dual Fuel | Adjustments to Behavior Savings to Account for Persistence | Cross Cutting
474 | Residential | Behavior Modification | 2018 Persistence Y4 | Dual Fuel | 6.1.1 | CC-BEH-BEHP-V02-160601 | 0 |  | Dual Fuel | Adjustments to Behavior Savings to Account for Persistence | Cross Cutting
476 | Residential | Behavior Modification | 2019 Persistence Y1 | Dual Fuel | 6.1.1 | CC-BEH-BEHP-V02-160601 | 0 |  | Dual Fuel | Adjustments to Behavior Savings to Account for Persistence | Cross Cutting
477 | Residential | Behavior Modification | 2019 Persistence Y2 | Dual Fuel | 6.1.1 | CC-BEH-BEHP-V02-160601 | 0 |  | Dual Fuel | Adjustments to Behavior Savings to Account for Persistence | Cross Cutting
478 | Residential | Behavior Modification | 2019 Persistence Y3 | Dual Fuel | 6.1.1 | CC-BEH-BEHP-V02-160601 | 0 |  | Dual Fuel | Adjustments to Behavior Savings to Account for Persistence | Cross Cutting
479 | Residential | Behavior Modification | 2019 Persistence Y4 | Dual Fuel | 6.1.1 | CC-BEH-BEHP-V02-160601 | 0 |  | Dual Fuel | Adjustments to Behavior Savings to Account for Persistence | Cross Cutting
481 | Residential | Behavior Modification | 2020 Persistence Y1 | Dual Fuel | 6.1.1 | CC-BEH-BEHP-V02-160601 | 0 |  | Dual Fuel | Adjustments to Behavior Savings to Account for Persistence | Cross Cutting
482 | Residential | Behavior Modification | 2020 Persistence Y2 | Dual Fuel | 6.1.1 | CC-BEH-BEHP-V02-160601 | 0 |  | Dual Fuel | Adjustments to Behavior Savings to Account for Persistence | Cross Cutting
483 | Residential | Behavior Modification | 2020 Persistence Y3 | Dual Fuel | 6.1.1 | CC-BEH-BEHP-V02-160601 | 0 |  | Dual Fuel | Adjustments to Behavior Savings to Account for Persistence | Cross Cutting
484 | Residential | Behavior Modification | 2020 Persistence Y4 | Dual Fuel | 6.1.1 | CC-BEH-BEHP-V02-160601 | 0 |  | Dual Fuel | Adjustments to Behavior Savings to Account for Persistence | Cross Cutting
486 | Residential | Behavior Modification | 2021 Persistence Y1 | Dual Fuel | 6.1.1 | CC-BEH-BEHP-V02-160601 | 0 |  | Dual Fuel | Adjustments to Behavior Savings to Account for Persistence | Cross Cutting
487 | Residential | Behavior Modification | 2021 Persistence Y2 | Dual Fuel | 6.1.1 | CC-BEH-BEHP-V02-160601 | 0 |  | Dual Fuel | Adjustments to Behavior Savings to Account for Persistence | Cross Cutting
488 | Residential | Behavior Modification | 2021 Persistence Y3 | Dual Fuel | 6.1.1 | CC-BEH-BEHP-V02-160601 | 0 |  | Dual Fuel | Adjustments to Behavior Savings to Account for Persistence | Cross Cutting
489 | Residential | Behavior Modification | 2021 Persistence Y4 | Dual Fuel | 6.1.1 | CC-BEH-BEHP-V02-160601 | 0 |  | Dual Fuel | Adjustments to Behavior Savings to Account for Persistence | Cross Cutting
594 | Residential | Low Income | Showerhead 1.75 gpm - Electric DHW | Low Income | 5.4.5 | RS-HWE-LFSH-V05-180101 | 1 |  | Electric | Low Flow Showerheads | Hot Water
579 | Residential | Low Income | Faucet Aerator - Electric DHW | Low Income | 5.4.4 | RS-HWE-LFFA-V06-180101 | 1 |  | Electric | Low Flow Faucet Aerators | Hot Water
595 | Residential | Low Income | Showerhead 1.75 gpm - Gas DHW | Low Income | 5.4.5 | RS-HWE-LFSH-V05-180101 | 1 |  | Gas | Low Flow Showerheads | Hot Water
580 | Residential | Low Income | Faucet Aerator - Gas DHW | Low Income | 5.4.4 | RS-HWE-LFFA-V06-180101 | 1 |  | Gas | Low Flow Faucet Aerators | Hot Water
539 | Residential | Low Income | Air Sealing - Electric Heat | Low Income | 5.6.1 | RS-SHL-AIRS-V06-180101 | 1 |  | Electric | Air Sealing | Shell
590 | Residential | Low Income | R-11 Wall Insulation - Electric Heat | Low Income | 5.6.4 | RS-SHL-AINS-V07-180101 | 1 |  | Electric | Wall and Ceiling/Attic Insulation | Shell
592 | Residential | Low Income | Rim Joist Insulation - Electric Heat | Low Income | 5.6.4 | RS-SHL-AINS-V07-180101 | 1 |  | Electric | Wall and Ceiling/Attic Insulation | Shell
565 | Residential | Low Income | Crawl Space Insulation - Electric Heat | Low Income | 5.6.2 | RS-SHL-BINS-V08-180101 | 1 |  | Electric | Basement Sidewall Insulation | Shell
540 | Residential | Low Income | Air Sealing - Gas Heat w/ AC | Low Income | 5.6.1 | RS-SHL-AIRS-V06-180101 | 1 |  | Gas | Air Sealing | Shell
591 | Residential | Low Income | R-11 Wall Insulation - Gas Heat w/ AC | Low Income | 5.6.4 | RS-SHL-AINS-V07-180101 | 1 |  | Gas | Wall and Ceiling/Attic Insulation | Shell
593 | Residential | Low Income | Rim Joist Insulation - Gas Heat w/ AC | Low Income | 5.6.4 | RS-SHL-AINS-V07-180101 | 1 |  | Gas | Wall and Ceiling/Attic Insulation | Shell
566 | Residential | Low Income | Crawl Space Insulation - Gas Heat w/ AC | Low Income | 5.6.2 | RS-SHL-BINS-V08-180101 | 1 |  | Gas | Basement Sidewall Insulation | Shell
548 | Residential | Low Income | BPM Blower Motor w/ furnace | Low Income | 5.3.5 | RS-HVC-FBMT-V03-150601 | 1 |  | Electric | Furnace Blower Motor | HVAC
588 | Residential | Low Income | Programmable Thermostat - Electric Heat Pump | Low Income | 5.3.11 | RS-HVC-PROG-V04-180101 | 1 |  | Electric | Programmable Thermostats | HVAC
547 | Residential | Low Income | Boiler 90% AFUE | Low Income | 5.3.6 | RS-HVC-GHEB-V06-180101 | 1 |  | Gas | Gas High Efficiency Boiler | HVAC
589 | Residential | Low Income | Programmable Thermostat - Gas Heat | Low Income | 5.3.11 | RS-HVC-PROG-V04-180101 | 1 |  | Gas | Programmable Thermostats | HVAC
542 | Residential | Low Income | Air Sealing Low Income Heat pump | Low Income | 5.6.1 | RS-SHL-AIRS-V06-180101 | 1 |  | Electric | Air Sealing | Shell
544 | Residential | Low Income | Air Sealing Low Income Resistance, heat only | Low Income | 5.6.1 | RS-SHL-AIRS-V06-180101 | 1 |  | Electric | Air Sealing | Shell
543 | Residential | Low Income | Air Sealing Low Income Resistance w/ AC | Low Income | 5.6.1 | RS-SHL-AIRS-V06-180101 | 1 |  | Electric | Air Sealing | Shell
575 | Residential | Low Income | ECM retrofit in existing furance | Low Income | 5.3.5 | RS-HVC-FBMT-V03-150601 | 1 |  | Electric | Furnace Blower Motor | HVAC
568 | Residential | Low Income | Duct Sealing Low Income Electric Heat SF | Low Income | 5.3.4 | RS-HVC-DINS-V06-160601 | 1 |  | Electric | Duct Insulation and Sealing | HVAC
570 | Residential | Low Income | Duct Sealing Low Income Electric Heat w/ AC SF | Low Income | 5.3.4 | RS-HVC-DINS-V06-160601 | 1 |  | Electric | Duct Insulation and Sealing | HVAC
572 | Residential | Low Income | Duct Sealing Low Income Gas Heat SF | Low Income | 5.3.4 | RS-HVC-DINS-V06-160601 | 1 |  | Gas | Duct Insulation and Sealing | HVAC
574 | Residential | Low Income | Duct Sealing Low Income Gas Heat w/ AC SF | Low Income | 5.3.4 | RS-HVC-DINS-V06-160601 | 1 |  | Gas | Duct Insulation and Sealing | HVAC
560 | Residential | Low Income | Ceiling Insulation (R-5 to R-38) Low Income Heat pump SF | Low Income | 5.6.4 | RS-SHL-AINS-V07-180101 | 1 |  | Electric | Wall and Ceiling/Attic Insulation | Shell
564 | Residential | Low Income | Ceiling Insulation (R-5 to R-38) Low Income Resistance, heat only SF | Low Income | 5.6.4 | RS-SHL-AINS-V07-180101 | 1 |  | Electric | Wall and Ceiling/Attic Insulation | Shell
562 | Residential | Low Income | Ceiling Insulation (R-5 to R-38) Low Income Resistance w/ AC SF | Low Income | 5.6.4 | RS-SHL-AINS-V07-180101 | 1 |  | Electric | Wall and Ceiling/Attic Insulation | Shell
552 | Residential | Low Income | Ceiling Insulation (R-11 to R-38) Low Income Heat pump SF | Low Income | 5.6.4 | RS-SHL-AINS-V07-180101 | 1 |  | Electric | Wall and Ceiling/Attic Insulation | Shell
556 | Residential | Low Income | Ceiling Insulation (R-11 to R-38) Low Income Resistance, heat only SF | Low Income | 5.6.4 | RS-SHL-AINS-V07-180101 | 1 |  | Electric | Wall and Ceiling/Attic Insulation | Shell
554 | Residential | Low Income | Ceiling Insulation (R-11 to R-38) Low Income Resistance w/ AC SF | Low Income | 5.6.4 | RS-SHL-AINS-V07-180101 | 1 |  | Electric | Wall and Ceiling/Attic Insulation | Shell
559 | Residential | Low Income | Ceiling Insulation (R-5 to R-38) Low Income Heat pump MF | Low Income | 5.6.4 | RS-SHL-AINS-V07-180101 | 1 |  | Electric | Wall and Ceiling/Attic Insulation | Shell
563 | Residential | Low Income | Ceiling Insulation (R-5 to R-38) Low Income Resistance, heat only MF | Low Income | 5.6.4 | RS-SHL-AINS-V07-180101 | 1 |  | Electric | Wall and Ceiling/Attic Insulation | Shell
561 | Residential | Low Income | Ceiling Insulation (R-5 to R-38) Low Income Resistance w/ AC MF | Low Income | 5.6.4 | RS-SHL-AINS-V07-180101 | 1 |  | Electric | Wall and Ceiling/Attic Insulation | Shell
551 | Residential | Low Income | Ceiling Insulation (R-11 to R-38) Low Income Heat pump MF | Low Income | 5.6.4 | RS-SHL-AINS-V07-180101 | 1 |  | Electric | Wall and Ceiling/Attic Insulation | Shell
555 | Residential | Low Income | Ceiling Insulation (R-11 to R-38) Low Income Resistance, heat only MF | Low Income | 5.6.4 | RS-SHL-AINS-V07-180101 | 1 |  | Electric | Wall and Ceiling/Attic Insulation | Shell
553 | Residential | Low Income | Ceiling Insulation (R-11 to R-38) Low Income Resistance w/ AC MF | Low Income | 5.6.4 | RS-SHL-AINS-V07-180101 | 1 |  | Electric | Wall and Ceiling/Attic Insulation | Shell
576 | Residential | Low Income | ECM retrofit in existing furance Low Income | Low Income | 5.3.5 | RS-HVC-FBMT-V03-150601 | 1 |  | Gas | Furnace Blower Motor | HVAC
538 | Residential | Low Income | 95% AFUE Low Income | Low Income | 5.3.7 | RS-HVC-GHEF-V07-180101 | 1 |  | Gas | Gas High Efficiency Furnace | HVAC
537 | Residential | Low Income | 16 SEER AC Low Income Gas heat w/electric service | Low Income | 5.3.3 | RS-HVC-CAC1-V07-180101 | 1 |  | Electric | Central Air Conditioning > 14.5 SEER | HVAC
596 | Residential | Low Income | Single Family In-Unit Smart T-Stat Low Income ASHP | Low Income | 5.3.16 | RS-HVC-ADTH-V02-180101 | 1 |  | Electric | Advanced Thermostats | HVAC
597 | Residential | Low Income | Single Family In-Unit Smart T-Stat Low Income Electric Resistance Heat | Low Income | 5.3.16 | RS-HVC-ADTH-V02-180101 | 1 |  | Electric | Advanced Thermostats | HVAC
598 | Residential | Low Income | Single Family In-Unit Smart T-Stat Low Income Electric Resistance Heat w/ AC | Low Income | 5.3.16 | RS-HVC-ADTH-V02-180101 | 1 |  | Electric | Advanced Thermostats | HVAC
599 | Residential | Low Income | Single Family In-Unit Smart T-Stat Low Income Gas Heat w/ AC | Low Income | 5.3.16 | RS-HVC-ADTH-V02-180101 | 1 |  | Gas | Advanced Thermostats | HVAC
600 | Residential | Low Income | Single Family In-Unit Smart T-Stat Low Income Gas Heat w/ AC (Other electric Utility) | Low Income | 5.3.16 | RS-HVC-ADTH-V02-180101 | 1 |  | Gas | Advanced Thermostats | HVAC
567 | Residential | Low Income | Duct Sealing Low Income Electric Heat MF | Low Income | 5.3.4 | RS-HVC-DINS-V06-160601 | 1 |  | Electric | Duct Insulation and Sealing | HVAC
569 | Residential | Low Income | Duct Sealing Low Income Electric Heat w/ AC MF | Low Income | 5.3.4 | RS-HVC-DINS-V06-160601 | 1 |  | Electric | Duct Insulation and Sealing | HVAC
571 | Residential | Low Income | Duct Sealing Low Income Gas Heat MF | Low Income | 5.3.4 | RS-HVC-DINS-V06-160601 | 1 |  | Gas | Duct Insulation and Sealing | HVAC
573 | Residential | Low Income | Duct Sealing Low Income Gas Heat w/ AC MF | Low Income | 5.3.4 | RS-HVC-DINS-V06-160601 | 1 |  | Gas | Duct Insulation and Sealing | HVAC
541 | Residential | Low Income | Air Sealing Low Income Gas Heat w/AC | Low Income | 5.6.1 | RS-SHL-AIRS-V06-180101 | 1 |  | Gas | Air Sealing | Shell
550 | Residential | Low Income | Ceiling Insulation (R-11 to R-38) Low Income Gas Heat w/AC SF | Low Income | 5.6.4 | RS-SHL-AINS-V07-180101 | 1 |  | Gas | Wall and Ceiling/Attic Insulation | Shell
558 | Residential | Low Income | Ceiling Insulation (R-5 to R-38) Low Income Gas Heat w/AC SF | Low Income | 5.6.4 | RS-SHL-AINS-V07-180101 | 1 |  | Gas | Wall and Ceiling/Attic Insulation | Shell
549 | Residential | Low Income | Ceiling Insulation (R-11 to R-38) Low Income Gas Heat w/AC MF | Low Income | 5.6.4 | RS-SHL-AINS-V07-180101 | 1 |  | Gas | Wall and Ceiling/Attic Insulation | Shell
557 | Residential | Low Income | Ceiling Insulation (R-5 to R-38) Low Income Gas Heat w/AC MF | Low Income | 5.6.4 | RS-SHL-AINS-V07-180101 | 1 |  | Gas | Wall and Ceiling/Attic Insulation | Shell
586 | Residential | Low Income | per foot of pipe insulation Low Income Electric Water Heat | Low Income | 5.4.1 | RS-HWE-PINS-V02-150601 | 1 |  | Electric | Domestic Hot Water Pipe Insulation | Hot Water
587 | Residential | Low Income | per foot of pipe insulation Low Income Gas water heat | Low Income | 5.4.1 | RS-HWE-PINS-V02-150601 | 1 |  | Gas | Domestic Hot Water Pipe Insulation | Hot Water
578 | Residential | Low Income | ER Air Source HP at least 18 SEER- early retirement Replace ASHP | Low Income | 5.3.1 | RS-HVC-ASHP-V07-180101 | 1 |  | Electric | Air Source Heat Pump | HVAC
546 | Residential | Low Income | Air Source HP at least 18 SEER Electric Heat | Low Income | 5.3.1 | RS-HVC-ASHP-V07-180101 | 1 |  | Electric | Air Source Heat Pump | HVAC
577 | Residential | Low Income | ER Air Source HP at least 16 SEER- early retirement Replace ASHP | Low Income | 5.6.1 | RS-SHL-AIRS-V06-180101 | 1 |  | Electric | Air Sealing | Shell
545 | Residential | Low Income | Air Source HP at least 16 SEER Electric Heat | Low Income | 5.3.1 | RS-HVC-ASHP-V07-180101 | 1 |  | Electric | Air Source Heat Pump | HVAC
529 | Residential | Low Income | LED Ligthing 2018 | Energy Resources Center - Low Income Mutlifamily | 5.5.8 | RS-LTG-LEDA-V05-180101 | 1 |  | Electric | LED Screw Based Omnidirectional Bulbs | Lighting
530 | Residential | Low Income | LED Ligthing 2019 | Energy Resources Center - Low Income Mutlifamily | 5.5.8 | RS-LTG-LEDA-V05-180101 | 1 |  | Electric | LED Screw Based Omnidirectional Bulbs | Lighting
531 | Residential | Low Income | LED Ligthing 2020+ | Energy Resources Center - Low Income Mutlifamily | 5.5.8 | RS-LTG-LEDA-V05-180101 | 1 |  | Electric | LED Screw Based Omnidirectional Bulbs | Lighting
534 | Residential | Low Income | Wall and Ceiling/Attic Insulation (Wood Frame) | Energy Resources Center - Low Income Mutlifamily | 5.6.4 | RS-SHL-AINS-V07-180101 | 1 |  | Electric | Wall and Ceiling/Attic Insulation | Shell
533 | Residential | Low Income | Wall and Ceiling/Attic Insulation (Masonry) | Energy Resources Center - Low Income Mutlifamily | 5.6.4 | RS-SHL-AINS-V07-180101 | 1 |  | Electric | Wall and Ceiling/Attic Insulation | Shell
526 | Residential | Low Income | Air Sealing | Energy Resources Center - Low Income Mutlifamily | 5.6.1 | RS-SHL-AIRS-V06-180101 | 1 |  | Electric | Air Sealing | Shell
665 | Residential | Low Income | Showerhead 1.75 gpm - Electric DHW SF | Mod Income | 5.4.5 | RS-HWE-LFSH-V05-180101 | 1 |  | Electric | Low Flow Showerheads | Hot Water
644 | Residential | Low Income | Faucet Aerator - Electric DHW | Mod Income | 5.4.4 | RS-HWE-LFFA-V06-180101 | 1 |  | Electric | Low Flow Faucet Aerators | Hot Water
666 | Residential | Low Income | Showerhead 1.75 gpm - Gas DHW | Mod Income | 5.4.5 | RS-HWE-LFSH-V05-180101 | 1 |  | Gas | Low Flow Showerheads | Hot Water
645 | Residential | Low Income | Faucet Aerator - Gas DHW | Mod Income | 5.4.4 | RS-HWE-LFFA-V06-180101 | 1 |  | Gas | Low Flow Faucet Aerators | Hot Water
604 | Residential | Low Income | Air Sealing - Electric Heat | Mod Income | 5.6.1 | RS-SHL-AIRS-V06-180101 | 1 |  | Electric | Air Sealing | Shell
660 | Residential | Low Income | R-11 Wall Insulation - Electric Heat | Mod Income | 5.6.4 | RS-SHL-AINS-V07-180101 | 1 |  | Electric | Wall and Ceiling/Attic Insulation | Shell
662 | Residential | Low Income | Rim Joist Insulation - Electric Heat | Mod Income | 5.6.4 | RS-SHL-AINS-V07-180101 | 1 |  | Electric | Wall and Ceiling/Attic Insulation | Shell
630 | Residential | Low Income | Crawl Space Insulation - Electric Heat | Mod Income | 5.6.2 | RS-SHL-BINS-V08-180101 | 1 |  | Electric | Basement Sidewall Insulation | Shell
605 | Residential | Low Income | Air Sealing - Gas Heat w/ AC | Mod Income | 5.6.1 | RS-SHL-AIRS-V06-180101 | 1 |  | Gas | Air Sealing | Shell
661 | Residential | Low Income | R-11 Wall Insulation - Gas Heat w/ AC | Mod Income | 5.6.4 | RS-SHL-AINS-V07-180101 | 1 |  | Gas | Wall and Ceiling/Attic Insulation | Shell
663 | Residential | Low Income | Rim Joist Insulation - Gas Heat w/ AC | Mod Income | 5.6.4 | RS-SHL-AINS-V07-180101 | 1 |  | Gas | Wall and Ceiling/Attic Insulation | Shell
631 | Residential | Low Income | Crawl Space Insulation - Gas Heat w/ AC | Mod Income | 5.6.2 | RS-SHL-BINS-V08-180101 | 1 |  | Gas | Basement Sidewall Insulation | Shell
613 | Residential | Low Income | BPM Blower Motor w/ furnace | Mod Income | 5.3.5 | RS-HVC-FBMT-V03-150601 | 1 |  | Electric | Furnace Blower Motor | HVAC
658 | Residential | Low Income | Programmable Thermostat - Electric Heat Pump | Mod Income | 5.3.11 | RS-HVC-PROG-V04-180101 | 1 |  | Electric | Programmable Thermostats | HVAC
612 | Residential | Low Income | Boiler 90% AFUE | Mod Income | 5.3.6 | RS-HVC-GHEB-V06-180101 | 1 |  | Gas | Gas High Efficiency Boiler | HVAC
659 | Residential | Low Income | Programmable Thermostat - Gas Heat Low | Mod Income | 5.3.11 | RS-HVC-PROG-V04-180101 | 1 |  | Gas | Programmable Thermostats | HVAC
607 | Residential | Low Income | Air Sealing Low Income Heat pump | Mod Income | 5.6.1 | RS-SHL-AIRS-V06-180101 | 1 |  | Electric | Air Sealing | Shell
609 | Residential | Low Income | Air Sealing Low Income Resistance, heat only | Mod Income | 5.6.1 | RS-SHL-AIRS-V06-180101 | 1 |  | Electric | Air Sealing | Shell
608 | Residential | Low Income | Air Sealing Low Income Resistance w/ AC | Mod Income | 5.6.1 | RS-SHL-AIRS-V06-180101 | 1 |  | Electric | Air Sealing | Shell
641 | Residential | Low Income | ECM retrofit in existing furance SF | Mod Income | 5.3.5 | RS-HVC-FBMT-V03-150601 | 1 |  | Electric | Furnace Blower Motor | HVAC
633 | Residential | Low Income | Duct Sealing Low Income Electric Heat SF | Mod Income | 5.3.4 | RS-HVC-DINS-V06-160601 | 1 |  | Electric | Duct Insulation and Sealing | HVAC
635 | Residential | Low Income | Duct Sealing Low Income Electric Heat w/ AC SF | Mod Income | 5.3.4 | RS-HVC-DINS-V06-160601 | 1 |  | Electric | Duct Insulation and Sealing | HVAC
637 | Residential | Low Income | Duct Sealing Low Income Gas Heat SF | Mod Income | 5.3.4 | RS-HVC-DINS-V06-160601 | 1 |  | Gas | Duct Insulation and Sealing | HVAC
639 | Residential | Low Income | Duct Sealing Low Income Gas Heat w/ AC SF | Mod Income | 5.3.4 | RS-HVC-DINS-V06-160601 | 1 |  | Gas | Duct Insulation and Sealing | HVAC
625 | Residential | Low Income | Ceiling Insulation (R-5 to R-38) Low Income Heat pump SF | Mod Income | 5.6.4 | RS-SHL-AINS-V07-180101 | 1 |  | Electric | Wall and Ceiling/Attic Insulation | Shell
629 | Residential | Low Income | Ceiling Insulation (R-5 to R-38) Low Income Resistance, heat only SF | Mod Income | 5.6.4 | RS-SHL-AINS-V07-180101 | 1 |  | Electric | Wall and Ceiling/Attic Insulation | Shell
627 | Residential | Low Income | Ceiling Insulation (R-5 to R-38) Low Income Resistance w/ AC SF | Mod Income | 5.6.4 | RS-SHL-AINS-V07-180101 | 1 |  | Electric | Wall and Ceiling/Attic Insulation | Shell
617 | Residential | Low Income | Ceiling Insulation (R-11 to R-38) Low Income Heat pump SF | Mod Income | 5.6.4 | RS-SHL-AINS-V07-180101 | 1 |  | Electric | Wall and Ceiling/Attic Insulation | Shell
621 | Residential | Low Income | Ceiling Insulation (R-11 to R-38) Low Income Resistance, heat only SF | Mod Income | 5.6.4 | RS-SHL-AINS-V07-180101 | 1 |  | Electric | Wall and Ceiling/Attic Insulation | Shell
619 | Residential | Low Income | Ceiling Insulation (R-11 to R-38) Low Income Resistance w/ AC SF | Mod Income | 5.6.4 | RS-SHL-AINS-V07-180101 | 1 |  | Electric | Wall and Ceiling/Attic Insulation | Shell
624 | Residential | Low Income | Ceiling Insulation (R-5 to R-38) Low Income Heat pump MF | Mod Income | 5.6.4 | RS-SHL-AINS-V07-180101 | 1 |  | Electric | Wall and Ceiling/Attic Insulation | Shell
628 | Residential | Low Income | Ceiling Insulation (R-5 to R-38) Low Income Resistance, heat only MF | Mod Income | 5.6.4 | RS-SHL-AINS-V07-180101 | 1 |  | Electric | Wall and Ceiling/Attic Insulation | Shell
626 | Residential | Low Income | Ceiling Insulation (R-5 to R-38) Low Income Resistance w/ AC MF | Mod Income | 5.6.4 | RS-SHL-AINS-V07-180101 | 1 |  | Electric | Wall and Ceiling/Attic Insulation | Shell
616 | Residential | Low Income | Ceiling Insulation (R-11 to R-38) Low Income Heat pump MF | Mod Income | 5.6.4 | RS-SHL-AINS-V07-180101 | 1 |  | Electric | Wall and Ceiling/Attic Insulation | Shell
620 | Residential | Low Income | Ceiling Insulation (R-11 to R-38) Low Income Resistance, heat only MF | Mod Income | 5.6.4 | RS-SHL-AINS-V07-180101 | 1 |  | Electric | Wall and Ceiling/Attic Insulation | Shell
618 | Residential | Low Income | Ceiling Insulation (R-11 to R-38) Low Income Resistance w/ AC MF | Mod Income | 5.6.4 | RS-SHL-AINS-V07-180101 | 1 |  | Electric | Wall and Ceiling/Attic Insulation | Shell
640 | Residential | Low Income | ECM retrofit in existing furance MF | Mod Income | 5.3.5 | RS-HVC-FBMT-V03-150601 | 1 |  | Gas | Furnace Blower Motor | HVAC
602 | Residential | Low Income | 95% AFUE Furnace | Mod Income | 5.3.7 | RS-HVC-GHEF-V07-180101 | 1 |  | Gas | Gas High Efficiency Furnace | HVAC
601 | Residential | Low Income | 16 SEER AC Low Income Gas heat w/electric service | Mod Income | 5.3.3 | RS-HVC-CAC1-V07-180101 | 1 |  | Electric | Central Air Conditioning > 14.5 SEER | HVAC
667 | Residential | Low Income | Single Family In-Unit Smart T-Stat Low Income ASHP | Mod Income | 5.3.16 | RS-HVC-ADTH-V02-180101 | 1 |  | Electric | Advanced Thermostats | HVAC
668 | Residential | Low Income | Single Family In-Unit Smart T-Stat Low Income Electric Resistance Heat | Mod Income | 5.3.16 | RS-HVC-ADTH-V02-180101 | 1 |  | Electric | Advanced Thermostats | HVAC
669 | Residential | Low Income | Single Family In-Unit Smart T-Stat Low Income Electric Resistance Heat w/ AC | Mod Income | 5.3.16 | RS-HVC-ADTH-V02-180101 | 1 |  | Electric | Advanced Thermostats | HVAC
670 | Residential | Low Income | Single Family In-Unit Smart T-Stat Low Income Gas Heat w/ AC | Mod Income | 5.3.16 | RS-HVC-ADTH-V02-180101 | 1 |  | Gas | Advanced Thermostats | HVAC
671 | Residential | Low Income | Single Family In-Unit Smart T-Stat Low Income Gas Heat w/ AC (Other electric Utility) | Mod Income | 5.3.16 | RS-HVC-ADTH-V02-180101 | 1 |  | Gas | Advanced Thermostats | HVAC
632 | Residential | Low Income | Duct Sealing Low Income Electric Heat MF | Mod Income | 5.3.4 | RS-HVC-DINS-V06-160601 | 1 |  | Electric | Duct Insulation and Sealing | HVAC
634 | Residential | Low Income | Duct Sealing Low Income Electric Heat w/ AC MF | Mod Income | 5.3.4 | RS-HVC-DINS-V06-160601 | 1 |  | Electric | Duct Insulation and Sealing | HVAC
636 | Residential | Low Income | Duct Sealing Low Income Gas Heat MF | Mod Income | 5.3.4 | RS-HVC-DINS-V06-160601 | 1 |  | Gas | Duct Insulation and Sealing | HVAC
638 | Residential | Low Income | Duct Sealing Low Income Gas Heat w/ AC MF | Mod Income | 5.3.4 | RS-HVC-DINS-V06-160601 | 1 |  | Gas | Duct Insulation and Sealing | HVAC
606 | Residential | Low Income | Air Sealing Low Income Gas Heat w/AC | Mod Income | 5.6.1 | RS-SHL-AIRS-V06-180101 | 1 |  | Gas | Air Sealing | Shell
615 | Residential | Low Income | Ceiling Insulation (R-11 to R-38) Low Income Gas Heat w/AC SF | Mod Income | 5.6.4 | RS-SHL-AINS-V07-180101 | 1 |  | Gas | Wall and Ceiling/Attic Insulation | Shell
623 | Residential | Low Income | Ceiling Insulation (R-5 to R-38) Low Income Gas Heat w/AC SF | Mod Income | 5.6.4 | RS-SHL-AINS-V07-180101 | 1 |  | Gas | Wall and Ceiling/Attic Insulation | Shell
614 | Residential | Low Income | Ceiling Insulation (R-11 to R-38) Low Income Gas Heat w/AC MF | Mod Income | 5.6.4 | RS-SHL-AINS-V07-180101 | 1 |  | Gas | Wall and Ceiling/Attic Insulation | Shell
622 | Residential | Low Income | Ceiling Insulation (R-5 to R-38) Low Income Gas Heat w/AC MF | Mod Income | 5.6.4 | RS-SHL-AINS-V07-180101 | 1 |  | Gas | Wall and Ceiling/Attic Insulation | Shell
656 | Residential | Low Income | per foot of pipe insulation Low Income Electric Water Heat | Mod Income | 5.4.1 | RS-HWE-PINS-V02-150601 | 1 |  | Electric | Domestic Hot Water Pipe Insulation | Hot Water
657 | Residential | Low Income | per foot of pipe insulation Low Income Gas water heat | Mod Income | 5.4.1 | RS-HWE-PINS-V02-150601 | 1 |  | Gas | Domestic Hot Water Pipe Insulation | Hot Water
643 | Residential | Low Income | ER Air Source HP at least 18 SEER- early retirement Replace ASHP | Mod Income | 5.3.1 | RS-HVC-ASHP-V07-180101 | 1 |  | Electric | Air Source Heat Pump | HVAC
611 | Residential | Low Income | Air Source HP at least 18 SEER Electric Heat | Mod Income | 5.3.1 | RS-HVC-ASHP-V07-180101 | 1 |  | Electric | Air Source Heat Pump | HVAC
642 | Residential | Low Income | ER Air Source HP at least 16 SEER- early retirement Replace ASHP | Mod Income | 5.3.1 | RS-HVC-ASHP-V07-180101 | 1 |  | Electric | Air Source Heat Pump | HVAC
610 | Residential | Low Income | Air Source HP at least 16 SEER Electric Heat Low Income | Mod Income | 5.3.1 | RS-HVC-ASHP-V07-180101 | 1 |  | Electric | Air Source Heat Pump | HVAC
648 | Residential | Low Income | LED Ligthing 2018 | Mod Income | 5.5.8 | RS-LTG-LEDA-V05-180101 | 1 |  | Electric | LED Screw Based Omnidirectional Bulbs | Lighting
649 | Residential | Low Income | LED Ligthing 2019 | Mod Income | 5.5.8 | RS-LTG-LEDA-V05-180101 | 1 |  | Electric | LED Screw Based Omnidirectional Bulbs | Lighting
650 | Residential | Low Income | LED Ligthing 2020+ | Mod Income | 5.5.8 | RS-LTG-LEDA-V05-180101 | 1 |  | Electric | LED Screw Based Omnidirectional Bulbs | Lighting
673 | Residential | Low Income | Wall and Ceiling/Attic Insulation (Wood Frame) | Mod Income | 5.6.4 | RS-SHL-AINS-V07-180101 | 1 |  | Electric | Wall and Ceiling/Attic Insulation | Shell
672 | Residential | Low Income | Wall and Ceiling/Attic Insulation (Masonry) | Mod Income | 5.6.4 | RS-SHL-AINS-V07-180101 | 1 |  | Electric | Wall and Ceiling/Attic Insulation | Shell
603 | Residential | Low Income | Air Sealing | Mod Income | 5.6.1 | RS-SHL-AIRS-V06-180101 | 1 |  | Electric | Air Sealing | Shell
535 | Residential | Low Income | 95% AFUE Furnace Emergency Replacement | HVAC | 5.3.7 | RS-HVC-GHEF-V07-180101 | 1 |  | Gas | Gas High Efficiency Furnace | HVAC
536 | Residential | Low Income | Multifamily Ductless Heat Pumps | HVAC | 5.3.12 | RS-HVC-DHP-V05-180101 | 1 |  | Electric | Ductless Heat Pumps | HVAC
490 | Residential | DCEO New Construction Commitments | 2018 DCEO Carryover | Dual Fuel | Custom |  | 0 |  | Dual Fuel | #N/A | #N/A
469 | Residential | Appliance Recycling | Recycled Refrigerator |  | 5.1.8 | RS-APL-RFRC-V06-160601 | 1 |  | Electric | Refrigerator and Freezer Recycling | Appliances
468 | Residential | Appliance Recycling | Recycled Freezer |  | 5.1.8 | RS-APL-RFRC-V06-160601 | 1 |  | Electric | Refrigerator and Freezer Recycling | Appliances
664 |  |  | Showerhead 1.75 gpm - Electric DHW MF |  | 5.4.5 | RS-HWE-LFSH-V05-180101 |  |  | Electric | Low Flow Showerheads | Hot Water
647 |  |  | Faucet Aerator, kitchen - Electric DHW |  | 5.4.4 | RS-HWE-LFFA-V06-180101 |  |  | Electric | Low Flow Faucet Aerators | Hot Water
646 |  |  | Faucet Aerator, bath - Electric DHW |  | 5.4.4 | RS-HWE-LFFA-V06-180101 |  |  | Electric | Low Flow Faucet Aerators | Hot Water
516 |  |  | per foot of pipe insulation Market Rate Electric Water Heat Market Rate |  | 5.4.1 | RS-HWE-PINS-V02-150601 |  |  | Electric | Domestic Hot Water Pipe Insulation | Hot Water
517 |  |  | per foot of pipe insulation Market Rate Gas water heat Market Rate |  | 5.4.1 | RS-HWE-PINS-V02-150601 |  |  | Gas | Domestic Hot Water Pipe Insulation | Hot Water
521 |  |  | Single Family In-Unit Programmable T-Stat Market Rate Gas Heat w/ AC (Other electric Utility) Market Rate |  | 5.3.11 | RS-HVC-PROG-V04-180101 |  |  | Gas | Programmable Thermostats | HVAC
514 |  |  | Furnace 95% AFUE |  | 5.3.7 | RS-HVC-GHEF-V07-180101 |  |  | Gas | Gas High Efficiency Furnace | HVAC
512 |  |  | ER Furnace 95% AFUE |  | 5.3.7 | RS-HVC-GHEF-V07-180101 |  |  | Gas | Gas High Efficiency Furnace | HVAC
515 |  |  | Furnace 97% AFUE |  | 5.3.7 | RS-HVC-GHEF-V07-180101 |  |  | Gas | Gas High Efficiency Furnace | HVAC
513 |  |  | ER Furnace 97% AFUE |  | 5.3.7 | RS-HVC-GHEF-V07-180101 |  |  | Gas | Gas High Efficiency Furnace | HVAC
506 |  |  | Boiler 90% AFUE |  | 5.3.6 | RS-HVC-GHEB-V06-180101 |  |  | Gas | Gas High Efficiency Boiler | HVAC
510 |  |  | ER Boiler 90% AFUE |  | 5.3.6 | RS-HVC-GHEB-V06-180101 |  |  | Gas | Gas High Efficiency Boiler | HVAC
581 |  |  | Mutifamily In-Unit Smart T-Stat |  | 5.3.16 | RS-HVC-ADTH-V02-180101 |  |  | Electric | Advanced Thermostats | HVAC
584 |  |  | Mutifamily In-Unit Smart T-Stat Low Income Gas Heat w/ AC |  | 5.3.16 | RS-HVC-ADTH-V02-180101 |  |  | Dual Fuel | Advanced Thermostats | HVAC
582 |  |  | Mutifamily In-Unit Smart T-Stat Low Income ASHP |  | 5.3.16 | RS-HVC-ADTH-V02-180101 |  |  | Electric | Advanced Thermostats | HVAC
583 |  |  | Mutifamily In-Unit Smart T-Stat Low Income Electric Resistance Heat w/ AC |  | 5.3.16 | RS-HVC-ADTH-V02-180101 |  |  | Electric | Advanced Thermostats | HVAC
585 |  |  | Mutifamily In-Unit Smart T-Stat Low Income Gas Heat w/ AC (Other electric Utility) |  | 5.3.16 | RS-HVC-ADTH-V02-180101 |  |  | Dual Fuel | Advanced Thermostats | HVAC
532 |  |  | Showerhead 1.75 gpm - Electric DHW |  | 5.4.5 | RS-HWE-LFSH-V05-180101 |  |  | Electric | Low Flow Showerheads | Hot Water
528 |  |  | Faucet Aerator, kitchen - Electric DHW |  | 5.4.4 | RS-HWE-LFFA-V06-180101 |  |  | Electric | Low Flow Faucet Aerators | Hot Water
527 |  |  | Faucet Aerator, bath - Electric DHW |  | 5.4.4 | RS-HWE-LFFA-V06-180101 |  |  | Electric | Low Flow Faucet Aerators | Hot Water
655 |  |  | Mutifamily In-Unit Smart T-Stat Low Income Electric Resistance Heat |  | 5.3.16 | RS-HVC-ADTH-V02-180101 |  |  | Electric | Advanced Thermostats | HVAC
653 |  |  | Mutifamily In-Unit Smart T-Stat Low Income Gas Heat w/ AC |  | 5.3.16 | RS-HVC-ADTH-V02-180101 |  |  | Dual Fuel | Advanced Thermostats | HVAC
651 |  |  | Mutifamily In-Unit Smart T-Stat Low Income ASHP |  | 5.3.16 | RS-HVC-ADTH-V02-180101 |  |  | Electric | Advanced Thermostats | HVAC
652 |  |  | Mutifamily In-Unit Smart T-Stat Low Income Electric Resistance Heat w/ AC |  | 5.3.16 | RS-HVC-ADTH-V02-180101 |  |  | Electric | Advanced Thermostats | HVAC
654 |  |  | Mutifamily In-Unit Smart T-Stat Low Income Gas Heat w/ AC (Other electric Utility) |  | 5.3.16 | RS-HVC-ADTH-V02-180101 |  |  | Dual Fuel | Advanced Thermostats | HVAC
677 |  |  | Multifamily CAL 43w replaced by 10w LED - Post-EISA | Lighting | 5.5.6 | RS-LTG-LEDD-V07-180101 |  |  | Electric | LED Specialty Lamps | Lighting
678 |  |  | Multifamily CAL 53w replaced by 13w LED - Post-EISA | Lighting | 5.5.6 | RS-LTG-LEDD-V07-180101 |  |  | Electric | LED Specialty Lamps | Lighting
679 |  |  | Multifamily CAL 72w replaced by 17w LED - Post-EISA | Lighting | 5.5.6 | RS-LTG-LEDD-V07-180101 |  |  | Electric | LED Specialty Lamps | Lighting
674 |  |  | Ductless Heat Pumps | HVAC | 5.3.12 | RS-HVC-DHP-V05-180101 |  |  | Electric | Ductless Heat Pumps | HVAC
714 |  |  | Air Sealing Low Income Heat pump MF |  | 5.6.1 | RS-SHL-AIRS-V06-180101 |  |  | Electric | Air Sealing | Shell
715 |  |  | Air Sealing Low Income Resistance w/ AC MF |  | 5.6.1 | RS-SHL-AIRS-V06-180101 |  |  | Electric | Air Sealing | Shell
739 |  |  | Duct Sealing Low Income Electric Heat MF |  | 5.3.4 | RS-HVC-DINS-V06-160601 |  |  | Electric | Duct Insulation and Sealing | HVAC
743 |  |  | Duct Sealing Low Income Gas Heat MF |  | 5.3.4 | RS-HVC-DINS-V06-160601 |  |  | Gas | Duct Insulation and Sealing | HVAC
757 |  |  | Mutifamily In-Unit Smart T-Stat Low Income Electric Resistance Heat MF |  | 5.3.16 | RS-HVC-ADTH-V02-180101 |  |  | Electric | Advanced Thermostats | HVAC
756 |  |  | Mutifamily In-Unit Smart T-Stat Low Income Gas Heat w/ AC MF |  | 5.3.16 | RS-HVC-ADTH-V02-180101 |  |  | Dual Fuel | Advanced Thermostats | HVAC
753 |  |  | Mutifamily In-Unit Smart T-Stat Low Income ASHP MF |  | 5.3.16 | RS-HVC-ADTH-V02-180101 |  |  | Electric | Advanced Thermostats | HVAC
754 |  |  | Mutifamily In-Unit Smart T-Stat Low Income Electric Resistance Heat w/ AC MF |  | 5.3.16 | RS-HVC-ADTH-V02-180101 |  |  | Electric | Advanced Thermostats | HVAC
755 |  |  | Mutifamily In-Unit Smart T-Stat Low Income Gas Heat w/ AC (Other electric Utility) MF |  | 5.3.16 | RS-HVC-ADTH-V02-180101 |  |  | Dual Fuel | Advanced Thermostats | HVAC
731 |  |  | Ceiling Insulation (R-5 to R-38) Low Income Heat pump MF |  | 5.6.4 | RS-SHL-AINS-V07-180101 |  |  | Electric | Wall and Ceiling/Attic Insulation | Shell
735 |  |  | Ceiling Insulation (R-5 to R-38) Low Income Resistance, heat only MF |  | 5.6.4 | RS-SHL-AINS-V07-180101 |  |  | Electric | Wall and Ceiling/Attic Insulation | Shell
733 |  |  | Ceiling Insulation (R-5 to R-38) Low Income Resistance w/ AC MF |  | 5.6.4 | RS-SHL-AINS-V07-180101 |  |  | Electric | Wall and Ceiling/Attic Insulation | Shell
723 |  |  | Ceiling Insulation (R-11 to R-38) Low Income Heat pump MF |  | 5.6.4 | RS-SHL-AINS-V07-180101 |  |  | Electric | Wall and Ceiling/Attic Insulation | Shell
725 |  |  | Ceiling Insulation (R-11 to R-38) Low Income Resistance w/ AC MF |  | 5.6.4 | RS-SHL-AINS-V07-180101 |  |  | Electric | Wall and Ceiling/Attic Insulation | Shell
736 |  |  | Ceiling Insulation (R-5 to R-38) Low Income Resistance, heat only SF |  | 5.6.4 | RS-SHL-AINS-V07-180101 |  |  | Electric | Wall and Ceiling/Attic Insulation | Shell
728 |  |  | Ceiling Insulation (R-11 to R-38) Low Income Resistance, heat only SF |  | 5.6.4 | RS-SHL-AINS-V07-180101 |  |  | Electric | Wall and Ceiling/Attic Insulation | Shell
709 |  |  | 16 SEER AC Low Income Gas heat w/electric service SF |  | 5.3.3 | RS-HVC-CAC1-V07-180101 |  |  | Electric | Central Air Conditioning > 14.5 SEER | HVAC
769 |  |  | Single Family In-Unit Smart T-Stat Low Income Electric Resistance Heat SF |  | 5.3.16 | RS-HVC-ADTH-V02-180101 |  |  | Electric | Advanced Thermostats | HVAC
750 |  |  | ER Air Source HP at least 18 SEER- early retirement Replace ASHP SF |  | 5.3.1 | RS-HVC-ASHP-V07-180101 |  |  | Electric | Air Source Heat Pump | HVAC
718 |  |  | Air Source HP at least 18 SEER Electric Heat SF |  | 5.3.1 | RS-HVC-ASHP-V07-180101 |  |  | Electric | Air Source Heat Pump | HVAC
717 |  |  | Air Source HP at least 16 SEER Electric Heat SF |  | 5.3.1 | RS-HVC-ASHP-V07-180101 |  |  | Electric | Air Source Heat Pump | HVAC
790 |  |  | ENERGY STAR TVs |  | n/a | n/a |  |  | Electric | n/a | n/a
776 |  |  | Energy Star - Tier 2 Power Strips |  | 5.2.2 | RS-CEL-APS2-V02-180101 |  |  | Electric | Tier 2 Advanced Power Strips (APS) – Residential Audio Visual | Consumer Electronics
871 |  |  | 2020 TOS, A-Line LED, 310 - 749 Lumens, Year 1 Install |  | 5.5.8 | RS-LTG-LEDA-V05-180101 |  |  | Electric | LED Screw Based Omnidirectional Bulbs | Lighting
872 |  |  | 2020 TOS, A-Line LED, 310 - 749 Lumens, Year 2 Install |  | 5.5.8 | RS-LTG-LEDA-V05-180101 |  |  | Electric | LED Screw Based Omnidirectional Bulbs | Lighting
873 |  |  | 2020 TOS, A-Line LED, 310 - 749 Lumens, Year 3 Install |  | 5.5.8 | RS-LTG-LEDA-V05-180101 |  |  | Electric | LED Screw Based Omnidirectional Bulbs | Lighting
899 |  |  | 2021 TOS, A-Line LED, 310 - 749 Lumens, Year 1 Install |  | 5.5.8 | RS-LTG-LEDA-V05-180101 |  |  | Electric | LED Screw Based Omnidirectional Bulbs | Lighting
900 |  |  | 2021 TOS, A-Line LED, 310 - 749 Lumens, Year 2 Install |  | 5.5.8 | RS-LTG-LEDA-V05-180101 |  |  | Electric | LED Screw Based Omnidirectional Bulbs | Lighting
901 |  |  | 2021 TOS, A-Line LED, 310 - 749 Lumens, Year 3 Install |  | 5.5.8 | RS-LTG-LEDA-V05-180101 |  |  | Electric | LED Screw Based Omnidirectional Bulbs | Lighting
874 |  |  | 2020 TOS, A-Line LED, 750 - 1049 Lumens, Year 1 Install |  | 5.5.8 | RS-LTG-LEDA-V05-180101 |  |  | Electric | LED Screw Based Omnidirectional Bulbs | Lighting
875 |  |  | 2020 TOS, A-Line LED, 750 - 1049 Lumens, Year 2 Install |  | 5.5.8 | RS-LTG-LEDA-V05-180101 |  |  | Electric | LED Screw Based Omnidirectional Bulbs | Lighting
876 |  |  | 2020 TOS, A-Line LED, 750 - 1049 Lumens, Year 3 Install |  | 5.5.8 | RS-LTG-LEDA-V05-180101 |  |  | Electric | LED Screw Based Omnidirectional Bulbs | Lighting
902 |  |  | 2021 TOS, A-Line LED, 750 - 1049 Lumens, Year 1 Install |  | 5.5.8 | RS-LTG-LEDA-V05-180101 |  |  | Electric | LED Screw Based Omnidirectional Bulbs | Lighting
903 |  |  | 2021 TOS, A-Line LED, 750 - 1049 Lumens, Year 2 Install |  | 5.5.8 | RS-LTG-LEDA-V05-180101 |  |  | Electric | LED Screw Based Omnidirectional Bulbs | Lighting
904 |  |  | 2021 TOS, A-Line LED, 750 - 1049 Lumens, Year 3 Install |  | 5.5.8 | RS-LTG-LEDA-V05-180101 |  |  | Electric | LED Screw Based Omnidirectional Bulbs | Lighting
865 |  |  | 2020 TOS, A-Line LED, 1050 - 1489 Lumens, Year 1 Install |  | 5.5.8 | RS-LTG-LEDA-V05-180101 |  |  | Electric | LED Screw Based Omnidirectional Bulbs | Lighting
866 |  |  | 2020 TOS, A-Line LED, 1050 - 1489 Lumens, Year 2 Install |  | 5.5.8 | RS-LTG-LEDA-V05-180101 |  |  | Electric | LED Screw Based Omnidirectional Bulbs | Lighting
867 |  |  | 2020 TOS, A-Line LED, 1050 - 1489 Lumens, Year 3 Install |  | 5.5.8 | RS-LTG-LEDA-V05-180101 |  |  | Electric | LED Screw Based Omnidirectional Bulbs | Lighting
893 |  |  | 2021 TOS, A-Line LED, 1050 - 1489 Lumens, Year 1 Install |  | 5.5.8 | RS-LTG-LEDA-V05-180101 |  |  | Electric | LED Screw Based Omnidirectional Bulbs | Lighting
894 |  |  | 2021 TOS, A-Line LED, 1050 - 1489 Lumens, Year 2 Install |  | 5.5.8 | RS-LTG-LEDA-V05-180101 |  |  | Electric | LED Screw Based Omnidirectional Bulbs | Lighting
895 |  |  | 2021 TOS, A-Line LED, 1050 - 1489 Lumens, Year 3 Install |  | 5.5.8 | RS-LTG-LEDA-V05-180101 |  |  | Electric | LED Screw Based Omnidirectional Bulbs | Lighting
868 |  |  | 2020 TOS, A-Line LED, 1490 - 2600 Lumens, Year 1 Install |  | 5.5.8 | RS-LTG-LEDA-V05-180101 |  |  | Electric | LED Screw Based Omnidirectional Bulbs | Lighting
869 |  |  | 2020 TOS, A-Line LED, 1490 - 2600 Lumens, Year 2 Install |  | 5.5.8 | RS-LTG-LEDA-V05-180101 |  |  | Electric | LED Screw Based Omnidirectional Bulbs | Lighting
870 |  |  | 2020 TOS, A-Line LED, 1490 - 2600 Lumens, Year 3 Install |  | 5.5.8 | RS-LTG-LEDA-V05-180101 |  |  | Electric | LED Screw Based Omnidirectional Bulbs | Lighting
896 |  |  | 2021 TOS, A-Line LED, 1490 - 2600 Lumens, Year 1 Install |  | 5.5.8 | RS-LTG-LEDA-V05-180101 |  |  | Electric | LED Screw Based Omnidirectional Bulbs | Lighting
897 |  |  | 2021 TOS, A-Line LED, 1490 - 2600 Lumens, Year 2 Install |  | 5.5.8 | RS-LTG-LEDA-V05-180101 |  |  | Electric | LED Screw Based Omnidirectional Bulbs | Lighting
898 |  |  | 2021 TOS, A-Line LED, 1490 - 2600 Lumens, Year 3 Install |  | 5.5.8 | RS-LTG-LEDA-V05-180101 |  |  | Electric | LED Screw Based Omnidirectional Bulbs | Lighting
383 |  |  | LED Street Lighting 2018 |  | n/a | n/a |  |  | Electric | n/a | Lighting
384 |  |  | LED Street Lighting 2019 |  | n/a | n/a |  |  | Electric | n/a | Lighting
385 |  |  | LED Street Lighting 2020 |  | n/a | n/a |  |  | Electric | n/a | Lighting
386 |  |  | LED Street Lighting 2021 |  | n/a | n/a |  |  | Electric | n/a | Lighting
9 |  |  | Ameren Owned ER Streetlights |  | n/a | n/a |  |  | Electric | n/a | Lighting
14 |  |  | Custom Electric (Includes New Const.) |  | n/a | n/a |  |  | Electric | n/a | n/a
15 |  |  | Custom Gas (Includes New Const.) |  | n/a | n/a |  |  | Gas | n/a | n/a
11 |  |  | Custom 2018 |  | n/a | n/a |  |  | n/a | n/a | n/a
12 |  |  | Custom 2019 |  | n/a | n/a |  |  | n/a | n/a | n/a
13 |  |  | Custom 2020 |  | n/a | n/a |  |  | n/a | n/a | n/a
10 |  |  | Custom 2021 |  | n/a | n/a |  |  | n/a | n/a | n/a
16 |  |  | Custom-Public 2018 |  | n/a | n/a |  |  | n/a | n/a | n/a
17 |  |  | Custom-Public 2019 |  | n/a | n/a |  |  | n/a | n/a | n/a
18 |  |  | Custom-Public 2020 |  | n/a | n/a |  |  | n/a | n/a | n/a
19 |  |  | Custom-Public 2021 |  | n/a | n/a |  |  | n/a | n/a | n/a
24 |  |  | Retro-commissioning Electric (includes LF, CA, IR, GS) | n/a | n/a | n/a | n/a | n/a | n/a | n/a | n/a
25 |  |  | Retro-commissioning Gas (includes LF, GS) | n/a | n/a | n/a | n/a | n/a | n/a | n/a | n/a
21 |  |  | Retro-commissioning 2018 | n/a | n/a | n/a | n/a | n/a | n/a | n/a | n/a
22 |  |  | Retro-commissioning 2019 | n/a | n/a | n/a | n/a | n/a | n/a | n/a | n/a
23 |  |  | Retro-commissioning 2020 | n/a | n/a | n/a | n/a | n/a | n/a | n/a | n/a
20 |  |  | Retro-commissioning 2021 | n/a | n/a | n/a | n/a | n/a | n/a | n/a | n/a
26 |  |  | Retro-commissioning Public 2018 | n/a | n/a | n/a | n/a | n/a | n/a | n/a | n/a
27 |  |  | Retro-commissioning Public 2019 | n/a | n/a | n/a | n/a | n/a | n/a | n/a | n/a
28 |  |  | Retro-commissioning Public 2020 | n/a | n/a | n/a | n/a | n/a | n/a | n/a | n/a
29 |  |  | Retro-commissioning Public 2021 | n/a | n/a | n/a | n/a | n/a | n/a | n/a | n/a
116 |  |  | 2-foot T8 lamps (17W) and ballasts replacing 2-foot T12 lamps/ballasts OR replacing 4-foot T12 U-tube lamps/ballasts |  | 4.5.3 | CI-LTG-T8FX-V06-160601 |  |  | Electric | High Performance and Reduced Wattage T8 Fixtures and Lamps | Lighting
435 |  |  | 2-foot T8 lamps (17W) and ballasts replacing 2-foot T12 lamps/ballasts OR replacing 4-foot T12 U-tube lamps/ballasts |  | 4.5.3 | CI-LTG-T8FX-V06-160601 |  |  | Electric | High Performance and Reduced Wattage T8 Fixtures and Lamps | Lighting
248 |  |  | 2-foot T8 lamps (17W) and ballasts replacing 2-foot T12 lamps/ballasts OR replacing 4-foot T12 U-tube lamps/ballasts |  | 4.5.3 | CI-LTG-T8FX-V06-160601 |  |  | Electric | High Performance and Reduced Wattage T8 Fixtures and Lamps | Lighting
117 |  |  | 3-foot T8 replacing 3-foot T12 |  | 4.5.3 | CI-LTG-T8FX-V06-160601 |  |  | Electric | High Performance and Reduced Wattage T8 Fixtures and Lamps | Lighting
47 |  |  | Advanced Thermostats 2018 |  | n/a | n/a |  |  | Dual Fuel | n/a | HVAC
433 |  |  | Advanced Thermostats 2018 |  | n/a | n/a |  |  | Dual Fuel | n/a | HVAC
264 |  |  | Advanced Thermostats 2018 |  | n/a | n/a |  |  | Dual Fuel | n/a | HVAC
48 |  |  | Advanced Thermostats Post 2018 |  | n/a | n/a |  |  | Dual Fuel | n/a | HVAC
432 |  |  | Advanced Thermostats Post 2018 |  | n/a | n/a |  |  | Dual Fuel | n/a | HVAC
366 |  |  | Advanced Thermostats Post 2018 |  | n/a | n/a |  |  | Dual Fuel | n/a | HVAC
49 |  |  | Air Conditioner Tune-Up |  | 4.4.1 | CI-HVC-ACTU-V04-180101 |  |  | Electric | Air Conditioner Tune-up | HVAC
265 |  |  | Air Conditioner Tune-Up |  | 4.4.1 | CI-HVC-ACTU-V04-180101 |  |  | Electric | Air Conditioner Tune-up | HVAC
50 |  |  | Air-Cooled Chillers (150 tons and larger) |  | 4.4.6 | CI-HVC-CHIL-V05-180101 |  |  | Electric | Electric Chiller | HVAC
266 |  |  | Air-Cooled Chillers (150 tons and larger) |  | 4.4.6 | CI-HVC-CHIL-V05-180101 |  |  | Electric | Electric Chiller | HVAC
51 |  |  | Air-Cooled Chillers (up to 150 tons) |  | 4.4.6 | CI-HVC-CHIL-V05-180101 |  |  | Electric | Electric Chiller | HVAC
267 |  |  | Air-Cooled Chillers (up to 150 tons) |  | 4.4.6 | CI-HVC-CHIL-V05-180101 |  |  | Electric | Electric Chiller | HVAC
206 |  |  | Anti Sweat Heater Control, Cooler |  | 4.6.3 | CI-RFG-DHCT-V01-120601 |  |  | Electric | Door Heater Controls for Cooler or Freezer | Refrigeration
207 |  |  | Anti Sweat Heater Control, Freezer |  | 4.6.3 | CI-RFG-DHCT-V01-120601 |  |  | Electric | Door Heater Controls for Cooler or Freezer | Refrigeration
208 |  |  | Auto Closer for Display Case Door: Reach-in Cooler Door or Reach-in Freezer Door |  | 4.6.1 | CI-RFG-ATDC-V01-120601 |  |  | Electric | Automatic Door Closer for Walk-In Coolers and Freezers | Refrigeration
209 |  |  | Automatic Door Closer for Walk-in Freezer/Cooler (back access door) or Walk-in Cooler Door, or Walk-in Freezer Door |  | 4.6.1 | CI-RFG-ATDC-V01-120601 |  |  | Electric | Automatic Door Closer for Walk-In Coolers and Freezers | Refrigeration
175 |  |  | Battery Chargers |  | 4.8.9 | CI-MSC-BACH-V01-180101 |  |  | Electric | High Frequency Battery Chargers | Miscellaneous
402 |  |  | Battery Chargers |  | 4.8.9 | CI-MSC-BACH-V01-180101 |  |  | Electric | High Frequency Battery Chargers | Miscellaneous
176 |  |  | Beverage Machine Control |  | 4.6.2 | CI-RFG-BEVM-V02-150601 |  |  | Electric | Beverage and Snack Machine Controls | Refrigeration
403 |  |  | Beverage Machine Control |  | 4.6.2 | CI-RFG-BEVM-V02-150601 |  |  | Electric | Beverage and Snack Machine Controls | Refrigeration
268 |  |  | Beverage Machine Control |  | 4.6.2 | CI-RFG-BEVM-V02-150601 |  |  |  | Beverage and Snack Machine Controls | Refrigeration
52 |  |  | Boiler Lockout/Reset Controls |  | 4.4.4 | CI-HVC-BLRC-V03-150601 |  |  | Gas | Boiler Lockout/Reset Controls | HVAC
404 |  |  | Boiler Lockout/Reset Controls |  | 4.4.4 | CI-HVC-BLRC-V03-150601 |  |  | Gas | Boiler Lockout/Reset Controls | HVAC
269 |  |  | Boiler Lockout/Reset Controls |  | 4.4.4 | CI-HVC-BLRC-V03-150601 |  |  | Gas | Boiler Lockout/Reset Controls | HVAC
102 |  |  | Combination Oven - Electric |  | 4.2.1 | CI-FSE-CBOV-V02-160601 |  |  |  | Combination Oven | Food Service Equipment
270 |  |  | Combination Oven - Electric |  | 4.2.1 | CI-FSE-CBOV-V02-160601 |  |  |  | Combination Oven | Food Service Equipment
103 |  |  | Combination Oven - Gas |  | 4.2.1 | CI-FSE-CBOV-V02-160601 |  |  |  | Combination Oven | Food Service Equipment
271 |  |  | Combination Oven - Gas |  | 4.2.1 | CI-FSE-CBOV-V02-160601 |  |  |  | Combination Oven | Food Service Equipment
177 |  |  | Commercial Pool covers |  | 4.3.4 | CI-HWE-PLCV-V01-130601 |  |  |  | Commercial Pool Covers | Hot Water
272 |  |  | Commercial Pool covers |  | 4.3.4 | CI-HWE-PLCV-V01-130601 |  |  |  | Commercial Pool Covers | Hot Water
44 |  |  | Compressed Air Leak Survey and Repair |  | n/a | n/a |  |  | Gas | n/a | Compressed Air
178 |  |  | Computer Power Management Software |  | 4.8.3 | CI-MSC-CPMS-V01-150601 |  |  |  | Computer Power Management Software | Miscellaneous
230 |  |  | Condensing Unit Heater |  | 4.4.5 | CI-HVC-CUHT-V01-120601 |  |  |  | Condensing Unit Heaters | HVAC
231 |  |  | Controls for Multifamily Central Domestic Hot Water Plants |  | 4.3.7 | CI-HWE-MDHW-V02-160601 |  |  |  | Multifamily Central Domestic Hot Water Plants | Hot Water
179 |  |  | Cycling Compressed Air Dryers |  | 4.7.5 | CI-CPA-CADR-V01-160601 |  |  |  | Efficient Refrigerated Compressed Air Dryer | Compressed Air
53 |  |  | DCV |  | 4.4.19 | CI-HVC-DCV-V04-180101 |  |  |  | Demand Controlled Ventilation | HVAC
406 |  |  | DCV |  | 4.4.19 | CI-HVC-DCV-V04-180101 |  |  |  | Demand Controlled Ventilation | HVAC
273 |  |  | DCV |  | 4.4.19 | CI-HVC-DCV-V04-180101 |  |  |  | Demand Controlled Ventilation | HVAC
181 |  |  | Desktop Virtualization - Pilot |  | n/a | n/a |  |  | Electric | n/a | Miscellaneous
57 |  |  | Destratification Fans - 20 ft diameter |  | 4.4.34 | CI-HVC-DSFN-V02-180101 |  |  |  | Destratification Fan | HVAC
58 |  |  | Destratification Fans - 22 ft diameter |  | 4.4.34 | CI-HVC-DSFN-V02-180101 |  |  |  | Destratification Fan | HVAC
59 |  |  | Destratification Fans - 24 ft diameter |  | 4.4.34 | CI-HVC-DSFN-V02-180101 |  |  |  | Destratification Fan | HVAC
35 |  |  | Dishwasher, High Temp (Includes Booster Heater) |  | 4.2.6 | CI-FSE-ESDW-V03-180101 |  |  |  | ENERGY STAR Dishwasher | Food Service Equipment
274 |  |  | Dishwasher, High Temp (Includes Booster Heater) |  | 4.2.6 | CI-FSE-ESDW-V03-180101 |  |  |  | ENERGY STAR Dishwasher | Food Service Equipment
60 |  |  | Ductless Heat Pumps |  | 4.4.9 | CI-HVC-HPSY-V05-180101 |  |  |  | Heat Pump Systems | HVAC
275 |  |  | Ductless Heat Pumps |  | 4.4.9 | CI-HVC-HPSY-V05-180101 |  |  |  | Heat Pump Systems | HVAC
61 |  |  | Early Replacement Furnace |  | 4.4.11 | CI-HVC-FRNC-V07-180101 |  |  |  | High Efficiency Furnace | HVAC
276 |  |  | Early Replacement Furnace |  | 4.4.11 | CI-HVC-FRNC-V07-180101 |  |  |  | High Efficiency Furnace | HVAC
210 |  |  | EC Motor for Reach-In Cooler |  | 4.6.4 | CI-RFG-ECMF-V02-180101 |  |  |  | Electronically Commutated Motors (ECM) for Walk-in and Reach-in Coolers / Freezers | Refrigeration
211 |  |  | EC Motor for Reach-In Freezer |  | 4.6.4 | CI-RFG-ECMF-V02-180101 |  |  |  | Electronically Commutated Motors (ECM) for Walk-in and Reach-in Coolers / Freezers | Refrigeration
212 |  |  | EC Motor for Walk-in Cooler |  | 4.6.4 | CI-RFG-ECMF-V02-180101 |  |  |  | Electronically Commutated Motors (ECM) for Walk-in and Reach-in Coolers / Freezers | Refrigeration
213 |  |  | EC Motor for Walk-in Freezer |  | 4.6.4 | CI-RFG-ECMF-V02-180101 |  |  |  | Electronically Commutated Motors (ECM) for Walk-in and Reach-in Coolers / Freezers | Refrigeration
232 |  |  | Efficient compressed air nozzles |  | 4.7.4 | CI-MSC-CNOZ-V01-150601 |  |  |  | Efficient Compressed Air Nozzles | Compressed Air
104 |  |  | Electric Convection Oven |  | 4.2.5 | CI-FSE-ESCV-V02-180101 |  |  |  | ENERGY STAR Convection Oven | Food Service Equipment
277 |  |  | Electric Convection Oven |  | 4.2.5 | CI-FSE-ESCV-V02-180101 |  |  |  | ENERGY STAR Convection Oven | Food Service Equipment
36 |  |  | Electric Griddle |  | 4.2.8 | CI-FSE-ESGR-V02-160601 |  |  |  | ENERGY STAR Griddle | Food Service Equipment
278 |  |  | Electric Griddle |  | 4.2.8 | CI-FSE-ESGR-V02-160601 |  |  |  | ENERGY STAR Griddle | Food Service Equipment
37 |  |  | Electric Steamer (3 pan) |  | 4.2.3 | CI-FSE-STMC-V04-160601 |  |  |  | Commercial Steam Cooker | Food Service Equipment
279 |  |  | Electric Steamer (3 pan) |  | 4.2.3 | CI-FSE-STMC-V04-160601 |  |  |  | Commercial Steam Cooker | Food Service Equipment
38 |  |  | Electric Steamer (4 pan) |  | 4.2.3 | CI-FSE-STMC-V04-160601 |  |  |  | Commercial Steam Cooker | Food Service Equipment
280 |  |  | Electric Steamer (4 pan) |  | 4.2.3 | CI-FSE-STMC-V04-160601 |  |  |  | Commercial Steam Cooker | Food Service Equipment
39 |  |  | Electric Steamer (5 pan) |  | 4.2.3 | CI-FSE-STMC-V04-160601 |  |  |  | Commercial Steam Cooker | Food Service Equipment
281 |  |  | Electric Steamer (5 pan) |  | 4.2.3 | CI-FSE-STMC-V04-160601 |  |  |  | Commercial Steam Cooker | Food Service Equipment
40 |  |  | Electric Steamer (6 pan) |  | 4.2.3 | CI-FSE-STMC-V04-160601 |  |  |  | Commercial Steam Cooker | Food Service Equipment
282 |  |  | Electric Steamer (6 pan) |  | 4.2.3 | CI-FSE-STMC-V04-160601 |  |  |  | Commercial Steam Cooker | Food Service Equipment
183 |  |  | Energy Star Beverage Vending Machine |  | 4.6.5 | CI-RFG-ESVE-V02-150601 |  |  |  | ENERGY STAR Refrigerated Beverage Vending Machine | Refrigeration
283 |  |  | Energy Star Beverage Vending Machine |  | 4.6.5 | CI-RFG-ESVE-V02-150601 |  |  |  | ENERGY STAR Refrigerated Beverage Vending Machine | Refrigeration
184 |  |  | Energy Star Desktop Computer |  | 4.8.6 | CI-MSC-COMP-V01-180101 |  |  |  | ENERGY STAR Computers | Miscellaneous
284 |  |  | Energy Star Desktop Computer |  | 4.8.6 | CI-MSC-COMP-V01-180101 |  |  |  | ENERGY STAR Computers | Miscellaneous
185 |  |  | Equipment Heater Timers |  | 4.1.1 | RS-APL-ESDH-V01-120601 |  |  |  | Engine Block Timer for Agricultural Equipment | Agricultural
186 |  |  | ERVs |  | 4.4.27 | CI-HVC-ERVE-V02-160601 |  |  |  | Energy Recovery Ventilator | HVAC
285 |  |  | ERVs |  | 4.4.27 | CI-HVC-ERVE-V02-160601 |  |  |  | Energy Recovery Ventilator | HVAC
214 |  |  | Evaporator Fan Controls |  | 4.6.6 | CI-RFG-EVPF-V03-180101 |  |  |  | Evaporator Fan Control for Electrically Commutated Motors | Refrigeration
286 |  |  | Evaporator Fan Controls |  | 4.6.6 | CI-RFG-EVPF-V03-180101 |  |  |  | Evaporator Fan Control for Electrically Commutated Motors | Refrigeration
118 |  |  | Exterior Lighting After 2018 Install |  | 4.5.8 | CI-LTG-MSCI-V02-140601 |  |  |  | Miscellaneous Commercial/Industrial Lighting | Lighting
408 |  |  | Exterior Lighting After 2018 Install |  | 4.5.8 | CI-LTG-MSCI-V02-140601 |  |  |  | Miscellaneous Commercial/Industrial Lighting | Lighting
119 |  |  | Exterior Lighting 2018 |  | 4.5.8 | CI-LTG-MSCI-V02-140601 |  |  |  | Miscellaneous Commercial/Industrial Lighting | Lighting
287 |  |  | Exterior Lighting 2018 |  | 4.5.8 | CI-LTG-MSCI-V02-140601 |  |  |  | Miscellaneous Commercial/Industrial Lighting | Lighting
436 |  |  | Exterior Lighting 2018 |  | 4.5.8 | CI-LTG-MSCI-V02-140601 |  |  |  | Miscellaneous Commercial/Industrial Lighting | Lighting
367 |  |  | Exterior Lighting Post 2018 Install |  | 4.5.8 | CI-LTG-MSCI-V02-140601 |  |  |  | Miscellaneous Commercial/Industrial Lighting | Lighting
120 |  |  | Fixture mounted occupancy sensor for fluorescent or LED systems |  | 4.5.10 | CI-LTG-OSLC-V04-160601 |  |  |  | Occupancy Sensor Lighting Controls | Lighting
437 |  |  | Fixture mounted occupancy sensor for fluorescent or LED systems |  | 4.5.10 | CI-LTG-OSLC-V04-160601 |  |  |  | Occupancy Sensor Lighting Controls | Lighting
288 |  |  | Fixture mounted occupancy sensor for fluorescent or LED systems |  | 4.5.10 | CI-LTG-OSLC-V04-160601 |  |  |  | Occupancy Sensor Lighting Controls | Lighting
121 |  |  | Fixture mounted occupancy sensor for new LED systems |  | 4.5.10 | CI-LTG-OSLC-V04-160601 |  |  |  | Occupancy Sensor Lighting Controls | Lighting
438 |  |  | Fixture mounted occupancy sensor for new LED systems |  | 4.5.10 | CI-LTG-OSLC-V04-160601 |  |  |  | Occupancy Sensor Lighting Controls | Lighting
289 |  |  | Fixture mounted occupancy sensor for new LED systems |  | 4.5.10 | CI-LTG-OSLC-V04-160601 |  |  |  | Occupancy Sensor Lighting Controls | Lighting
65 |  |  | Gas Boiler Replacement (Thermal Eff 90%) |  | 4.4.10 | CI-HVC-BOIL-V05-150601 |  |  |  | High Efficiency Boiler | HVAC
290 |  |  | Gas Boiler Replacement (Thermal Eff 90%) |  | 4.4.10 | CI-HVC-BOIL-V05-150601 |  |  |  | High Efficiency Boiler | HVAC
66 |  |  | Gas Boiler Tune-Up |  | 4.4.3 | CI-HVC-PBTU-V05-160601 |  |  |  | Process Boiler Tune-up | HVAC
291 |  |  | Gas Boiler Tune-Up |  | 4.4.3 | CI-HVC-PBTU-V05-160601 |  |  |  | Process Boiler Tune-up | HVAC
105 |  |  | Gas Fryer |  | 4.2.7 | CI-FSE-ESFR-V01-120601 |  |  |  | ENERGY STAR Fryer | Food Service Equipment
292 |  |  | Gas Fryer |  | 4.2.7 | CI-FSE-ESFR-V01-120601 |  |  |  | ENERGY STAR Fryer | Food Service Equipment
68 |  |  | Gas Furnace Replacement (94% AFUE) |  | 4.4.11 | CI-HVC-FRNC-V07-180101 |  |  |  | High Efficiency Furnace | HVAC
293 |  |  | Gas Furnace Replacement (94% AFUE) |  | 4.4.11 | CI-HVC-FRNC-V07-180101 |  |  |  | High Efficiency Furnace | HVAC
106 |  |  | Gas Griddle |  | 4.2.8 | CI-FSE-ESGR-V02-160601 |  |  |  | ENERGY STAR Griddle | Food Service Equipment
294 |  |  | Gas Griddle |  | 4.2.8 | CI-FSE-ESGR-V02-160601 |  |  |  | ENERGY STAR Griddle | Food Service Equipment
107 |  |  | Gas Steamer (5 pan) |  | 4.2.3 | CI-FSE-STMC-V04-160601 |  |  |  | Commercial Steam Cooker | Food Service Equipment
295 |  |  | Gas Steamer (5 pan) |  | 4.2.3 | CI-FSE-STMC-V04-160601 |  |  |  | Commercial Steam Cooker | Food Service Equipment
108 |  |  | Gas Steamer (6 pan) |  | 4.2.3 | CI-FSE-STMC-V04-160601 |  |  |  | Commercial Steam Cooker | Food Service Equipment
296 |  |  | Gas Steamer (6 pan) |  | 4.2.3 | CI-FSE-STMC-V04-160601 |  |  |  | Commercial Steam Cooker | Food Service Equipment
215 |  |  | Glass Door Freezer (31-50 cu ft) |  | 4.2.2 | CI-FSE-CSDO-V01-120601 |  |  |  | Commercial Solid and Glass Door Refrigerators & Freezers | Food Service Equipment
216 |  |  | Glass Door Freezer (51 cu ft or more) |  | 4.2.2 | CI-FSE-CSDO-V01-120601 |  |  |  | Commercial Solid and Glass Door Refrigerators & Freezers | Food Service Equipment
122 |  |  | Glass Door LED Cooler/Freezer Lighting 2018 |  | 4.5.4 | CI-LTG-LEDB-V06-180101 |  |  |  | LED Bulbs and Fixtures | Lighting
409 |  |  | Glass Door LED Cooler/Freezer Lighting 2018 |  | 4.5.4 | CI-LTG-LEDB-V06-180101 |  |  |  | LED Bulbs and Fixtures | Lighting
123 |  |  | Glass Door LED Cooler/Freezer Lighting After 2018 Install |  | 4.5.4 | CI-LTG-LEDB-V06-180101 |  |  |  | LED Bulbs and Fixtures | Lighting
410 |  |  | Glass Door LED Cooler/Freezer Lighting After 2018 Install |  | 4.5.4 | CI-LTG-LEDB-V06-180101 |  |  |  | LED Bulbs and Fixtures | Lighting
124 |  |  | Glass Door LED cooler/Freezer Lighting Controls/Sensors |  | 4.5.10 | CI-LTG-OSLC-V04-160601 |  |  |  | Occupancy Sensor Lighting Controls | Lighting
411 |  |  | Glass Door LED cooler/Freezer Lighting Controls/Sensors |  | 4.5.10 | CI-LTG-OSLC-V04-160601 |  |  |  | Occupancy Sensor Lighting Controls | Lighting
71 |  |  | Heat Recovery Grease Trap Filter |  | 4.3.9 | CI-HWE-GRTF-V01-160601 |  |  |  | Heat Recovery Grease Trap Filter | Hot Water
217 |  |  | High Efficiency Circulation Fans (24-35 in diameter) |  | 4.1.3 | CI-AGE-HSF_-V01-120601 |  |  |  | High Speed Fans | Agricultural
218 |  |  | High Efficiency Circulation Fans (36-47 in diameter) |  | 4.1.3 | CI-AGE-HSF_-V01-120601 |  |  |  | High Speed Fans | Agricultural
219 |  |  | High Efficiency Circulation Fans (48-71 in diameter) |  | 4.1.3 | CI-AGE-HSF_-V01-120601 |  |  |  | High Speed Fans | Agricultural
233 |  |  | High Efficiency Condensing Tanked Water Heater (gas) |  | 4.3.1 | CI-HWE-STWH-V03-180101 |  |  |  | Storage Water Heater | Hot Water
297 |  |  | High Efficiency Condensing Tanked Water Heater (gas) |  | 4.3.1 | CI-HWE-STWH-V03-180101 |  |  |  | Storage Water Heater | Hot Water
220 |  |  | High Efficiency High Speed Exhaust/Ventilation Fans (24-35 in diameter) |  | 4.1.3 | CI-AGE-HSF_-V01-120601 |  |  |  | High Speed Fans | Agricultural
221 |  |  | High Efficiency High Speed Exhaust/Ventilation Fans (36-47 in diameter) |  | 4.1.3 | CI-AGE-HSF_-V01-120601 |  |  |  | High Speed Fans | Agricultural
222 |  |  | High Efficiency High Speed Exhaust/Ventilation Fans (48-71 in diameter) |  | 4.1.3 | CI-AGE-HSF_-V01-120601 |  |  |  | High Speed Fans | Agricultural
125 |  |  | High efficiency T5 or T8 fluorescent fixtures replacing existing T12 recessed or surface mounted troffer (prismatic, parabolic, or semi-indirect fixture) |  | 4.5.12 | CI-LTG-T5FX-V05-180101 |  |  |  | T5 Fixtures and Lamps | Lighting
439 |  |  | High efficiency T5 or T8 fluorescent fixtures replacing existing T12 recessed or surface mounted troffer (prismatic, parabolic, or semi-indirect fixture) |  | 4.5.12 | CI-LTG-T5FX-V05-180101 |  |  |  | T5 Fixtures and Lamps | Lighting
298 |  |  | High efficiency T5 or T8 fluorescent fixtures replacing existing T12 recessed or surface mounted troffer (prismatic, parabolic, or semi-indirect fixture) |  | 4.5.12 | CI-LTG-T5FX-V05-180101 |  |  |  | T5 Fixtures and Lamps | Lighting
234 |  |  | High Efficiency Tanked Water Heater (electric) |  | 4.3.1 | CI-HWE-STWH-V03-180101 |  |  |  | Storage Water Heater | Hot Water
299 |  |  | High Efficiency Tanked Water Heater (electric) |  | 4.3.1 | CI-HWE-STWH-V03-180101 |  |  |  | Storage Water Heater | Hot Water
235 |  |  | High Efficiency Tanked Water Heater (gas) |  | 4.3.1 | CI-HWE-STWH-V03-180101 |  |  |  | Storage Water Heater | Hot Water
300 |  |  | High Efficiency Tanked Water Heater (gas) |  | 4.3.1 | CI-HWE-STWH-V03-180101 |  |  |  | Storage Water Heater | Hot Water
236 |  |  | High Efficiency Tankless Water Heater (gas) |  | 4.3.5 | CI-HWE-TKWH-V03-160601 |  |  |  | Tankless Water Heater | Hot Water
301 |  |  | High Efficiency Tankless Water Heater (gas) |  | 4.3.5 | CI-HWE-TKWH-V03-160601 |  |  |  | Tankless Water Heater | Hot Water
237 |  |  | High Efficiency Tankless Water Heaters (electric) |  | 4.3.5 | CI-HWE-TKWH-V03-160601 |  |  |  | Tankless Water Heater | Hot Water
302 |  |  | High Efficiency Tankless Water Heaters (electric) |  | 4.3.5 | CI-HWE-TKWH-V03-160601 |  |  |  | Tankless Water Heater | Hot Water
187 |  |  | High Volume Low Speed (HVLS) Fans |  | 4.1.2 | CI-AGE-HVSF-V01-120601 |  |  |  | High Volume Low Speed Fans | Agricultural
126 |  |  | Highbay Fixture Replacement Option |  | 4.5.3 | CI-LTG-T8FX-V06-160601 |  |  |  | High Performance and Reduced Wattage T8 Fixtures and Lamps | Lighting
440 |  |  | Highbay Fixture Replacement Option |  | 4.5.3 | CI-LTG-T8FX-V06-160601 |  |  |  | High Performance and Reduced Wattage T8 Fixtures and Lamps | Lighting
303 |  |  | Highbay Fixture Replacement Option |  | 4.5.3 | CI-LTG-T8FX-V06-160601 |  |  |  | High Performance and Reduced Wattage T8 Fixtures and Lamps | Lighting
41 |  |  | Hot Holding Cabinet (full size) |  | 4.2.9 | CI-FSE-ESHH-V02-160601 |  |  |  | ENERGY STAR Hot Food Holding Cabinets | Food Service Equipment
304 |  |  | Hot Holding Cabinet (full size) |  | 4.2.9 | CI-FSE-ESHH-V02-160601 |  |  |  | ENERGY STAR Hot Food Holding Cabinets | Food Service Equipment
42 |  |  | Hot Holding Cabinet (half size) |  | 4.2.9 | CI-FSE-ESHH-V02-160601 |  |  |  | ENERGY STAR Hot Food Holding Cabinets | Food Service Equipment
305 |  |  | Hot Holding Cabinet (half size) |  | 4.2.9 | CI-FSE-ESHH-V02-160601 |  |  |  | ENERGY STAR Hot Food Holding Cabinets | Food Service Equipment
43 |  |  | Hot Holding Cabinet (three-quarter size) |  | 4.2.9 | CI-FSE-ESHH-V02-160601 |  |  |  | ENERGY STAR Hot Food Holding Cabinets | Food Service Equipment
306 |  |  | Hot Holding Cabinet (three-quarter size) |  | 4.2.9 | CI-FSE-ESHH-V02-160601 |  |  |  | ENERGY STAR Hot Food Holding Cabinets | Food Service Equipment
223 |  |  | Industrial Air Curtains |  | 4.4.33 | CI-MSC-AIRC-V01-160601 |  |  |  | Industrial Air Curtain | HVAC
109 |  |  | Infrared Char Broiler |  | 4.2.12 | CI-FSE-IRCB-V02-180101 |  |  |  | Infrared Charbroiler | Food Service Equipment
307 |  |  | Infrared Char Broiler |  | 4.2.12 | CI-FSE-IRCB-V02-180101 |  |  |  | Infrared Charbroiler | Food Service Equipment
74 |  |  | Infrared Heaters |  | 4.4.12 | CI-HVC-IRHT-V01-120601 |  |  |  | Infrared Heaters (all sizes), Low Intensity | HVAC
110 |  |  | Infrared Rotisserie Oven |  | 4.2.13 | CI-FSE-IROV-V02-180101 |  |  |  | Infrared Rotisserie Oven | Food Service Equipment
111 |  |  | Infrared Salamander Broiler |  | 4.2.14 | CI-FSE-IRBL-V02-180101 |  |  |  | Infrared Salamander Broiler | Food Service Equipment
112 |  |  | Infrared Upright Broiler |  | 4.2.15 | CI-FSE-IRUB-V02-180101 |  |  |  | Infrared Upright Broiler | Food Service Equipment
310 |  |  | Infrared Upright Broiler |  | 4.2.15 | CI-FSE-IRUB-V02-180101 |  |  |  | Infrared Upright Broiler | Food Service Equipment
127 |  |  | Interior LED Lamps and Fixtures 2018 |  | 4.5.4 | CI-LTG-LEDB-V06-180101 |  |  |  | LED Bulbs and Fixtures | Lighting
441 |  |  | Interior LED Lamps and Fixtures 2018 |  | 4.5.4 | CI-LTG-LEDB-V06-180101 |  |  |  | LED Bulbs and Fixtures | Lighting
311 |  |  | Interior LED Lamps and Fixtures 2018 |  | 4.5.4 | CI-LTG-LEDB-V06-180101 |  |  |  | LED Bulbs and Fixtures | Lighting
128 |  |  | Interior LED Lamps and Fixtures After 2018 Install |  | 4.5.4 | CI-LTG-LEDB-V06-180101 |  |  |  | LED Bulbs and Fixtures | Lighting
413 |  |  | Interior LED Lamps and Fixtures After 2018 Install |  | 4.5.4 | CI-LTG-LEDB-V06-180101 |  |  |  | LED Bulbs and Fixtures | Lighting
368 |  |  | Interior LED Lamps and Fixtures Post 2018 Install |  | 4.5.4 | CI-LTG-LEDB-V06-180101 |  |  |  | LED Bulbs and Fixtures | Lighting
75 |  |  | Kitchen Demand Control Ventilation |  | 4.2.16 | CI-FSE-VENT-V03-160601 |  |  |  | Kitchen Demand Ventilation Controls | Food Service Equipment
414 |  |  | Kitchen Demand Control Ventilation |  | 4.2.16 | CI-FSE-VENT-V03-160601 |  |  |  | Kitchen Demand Ventilation Controls | Food Service Equipment
312 |  |  | Kitchen Demand Control Ventilation |  | 4.2.16 | CI-FSE-VENT-V03-160601 |  |  |  | Kitchen Demand Ventilation Controls | Food Service Equipment
238 |  |  | Laminar Flow Restrictors |  | 4.3.2 | CI-HWE-LFFA-V07-180101 |  |  |  | Low Flow Faucet Aerators | Hot Water
466 |  |  | Laminar Flow Restrictors |  | 4.3.2 | CI-HWE-LFFA-V07-180101 |  |  |  | Low Flow Faucet Aerators | Hot Water
313 |  |  | Laminar Flow Restrictors |  | 4.3.2 | CI-HWE-LFFA-V07-180101 |  |  |  | Low Flow Faucet Aerators | Hot Water
129 |  |  | LED Exit Sign Retro-fit Kit 6W or less |  | 4.5.10 | CI-LTG-OSLC-V04-160601 |  |  |  | Occupancy Sensor Lighting Controls | Lighting
442 |  |  | LED Exit Sign Retro-fit Kit 6W or less |  | 4.5.10 | CI-LTG-OSLC-V04-160601 |  |  |  | Occupancy Sensor Lighting Controls | Lighting
314 |  |  | LED Exit Sign Retro-fit Kit 6W or less |  | 4.5.10 | CI-LTG-OSLC-V04-160601 |  |  |  | Occupancy Sensor Lighting Controls | Lighting
138 |  |  | LED lamp 2018 |  | 4.5.4 | CI-LTG-LEDB-V06-180101 |  |  |  | LED Bulbs and Fixtures | Lighting
443 |  |  | LED lamp 2018 |  | 4.5.4 | CI-LTG-LEDB-V06-180101 |  |  |  | LED Bulbs and Fixtures | Lighting
315 |  |  | LED lamp 2018 Install |  | 4.5.4 | CI-LTG-LEDB-V06-180101 |  |  |  | LED Bulbs and Fixtures | Lighting
139 |  |  | LED lamp 2019 Install |  | 4.5.4 | CI-LTG-LEDB-V06-180101 |  |  |  | LED Bulbs and Fixtures | Lighting
415 |  |  | LED lamp 2019 Install |  | 4.5.4 | CI-LTG-LEDB-V06-180101 |  |  |  | LED Bulbs and Fixtures | Lighting
369 |  |  | LED lamp 2019 Install |  | 4.5.4 | CI-LTG-LEDB-V06-180101 |  |  |  | LED Bulbs and Fixtures | Lighting
140 |  |  | LED lamp 2020 Install |  | 4.5.4 | CI-LTG-LEDB-V06-180101 |  |  |  | LED Bulbs and Fixtures | Lighting
416 |  |  | LED lamp 2020 Install |  | 4.5.4 | CI-LTG-LEDB-V06-180101 |  |  |  | LED Bulbs and Fixtures | Lighting
370 |  |  | LED lamp 2020 Install |  | 4.5.4 | CI-LTG-LEDB-V06-180101 |  |  |  | LED Bulbs and Fixtures | Lighting
417 |  |  | LED lamp 2021 Install |  | 4.5.4 | CI-LTG-LEDB-V06-180101 |  |  |  | LED Bulbs and Fixtures | Lighting
371 |  |  | LED lamp 2021 Install |  | 4.5.4 | CI-LTG-LEDB-V06-180101 |  |  |  | LED Bulbs and Fixtures | Lighting
141 |  |  | LED lamp 2021 Install |  | 4.5.4 | CI-LTG-LEDB-V06-180101 |  |  |  | LED Bulbs and Fixtures | Lighting
142 |  |  | LED recessed down fixture 2018 |  | 4.5.4 | CI-LTG-LEDB-V06-180101 |  |  |  | LED Bulbs and Fixtures | Lighting
444 |  |  | LED recessed down fixture 2018 |  | 4.5.4 | CI-LTG-LEDB-V06-180101 |  |  |  | LED Bulbs and Fixtures | Lighting
316 |  |  | LED recessed down fixture 2018 |  | 4.5.4 | CI-LTG-LEDB-V06-180101 |  |  |  | LED Bulbs and Fixtures | Lighting
143 |  |  | LED recessed down fixture 2019 |  | 4.5.4 | CI-LTG-LEDB-V06-180101 |  |  |  | LED Bulbs and Fixtures | Lighting
372 |  |  | LED recessed down fixture 2019 |  | 4.5.4 | CI-LTG-LEDB-V06-180101 |  |  |  | LED Bulbs and Fixtures | Lighting
445 |  |  | LED recessed down fixture 2019 |  | 4.5.4 | CI-LTG-LEDB-V06-180101 |  |  |  | LED Bulbs and Fixtures | Lighting
144 |  |  | LED recessed down fixture 2020 |  | 4.5.4 | CI-LTG-LEDB-V06-180101 |  |  |  | LED Bulbs and Fixtures | Lighting
373 |  |  | LED recessed down fixture 2020 |  | 4.5.4 | CI-LTG-LEDB-V06-180101 |  |  |  | LED Bulbs and Fixtures | Lighting
446 |  |  | LED recessed down fixture 2020 |  | 4.5.4 | CI-LTG-LEDB-V06-180101 |  |  |  | LED Bulbs and Fixtures | Lighting
145 |  |  | LED recessed down fixture 2021 |  | 4.5.4 | CI-LTG-LEDB-V06-180101 |  |  |  | LED Bulbs and Fixtures | Lighting
374 |  |  | LED recessed down fixture 2021 |  | 4.5.4 | CI-LTG-LEDB-V06-180101 |  |  |  | LED Bulbs and Fixtures | Lighting
447 |  |  | LED recessed down fixture 2021 |  | 4.5.4 | CI-LTG-LEDB-V06-180101 |  |  |  | LED Bulbs and Fixtures | Lighting
147 |  |  | LED Wallpack Fixture (Midstream) |  | 4.5.4 | CI-LTG-LEDB-V06-180101 |  |  |  | LED Bulbs and Fixtures | Lighting
317 |  |  | LED Wallpack Fixture (Midstream) |  | 4.5.4 | CI-LTG-LEDB-V06-180101 |  |  |  | LED Bulbs and Fixtures | Lighting
148 |  |  | LED, T-1 or electroluminescent exit sign |  | 4.5.10 | CI-LTG-OSLC-V04-160601 |  |  |  | Occupancy Sensor Lighting Controls | Lighting
448 |  |  | LED, T-1 or electroluminescent exit sign |  | 4.5.10 | CI-LTG-OSLC-V04-160601 |  |  |  | Occupancy Sensor Lighting Controls | Lighting
318 |  |  | LED, T-1 or electroluminescent exit sign |  | 4.5.10 | CI-LTG-OSLC-V04-160601 |  |  |  | Occupancy Sensor Lighting Controls | Lighting
449 |  |  | Linear Tube 2' LED (Midstream) 2018 |  | 4.5.4 | CI-LTG-LEDB-V06-180101 |  |  |  | LED Bulbs and Fixtures | Lighting
319 |  |  | Linear Tube 2' LED (Midstream) 2018 |  | 4.5.4 | CI-LTG-LEDB-V06-180101 |  |  |  | LED Bulbs and Fixtures | Lighting
149 |  |  | Linear Tube 2' LED (Midstream) 2018 |  | 4.5.4 | CI-LTG-LEDB-V06-180101 |  |  |  | LED Bulbs and Fixtures | Lighting
450 |  |  | Linear Tube 2' LED (Midstream) 2019 |  | 4.5.4 | CI-LTG-LEDB-V06-180101 |  |  |  | LED Bulbs and Fixtures | Lighting
375 |  |  | Linear Tube 2' LED (Midstream) 2019 |  | 4.5.4 | CI-LTG-LEDB-V06-180101 |  |  |  | LED Bulbs and Fixtures | Lighting
150 |  |  | Linear Tube 2' LED (Midstream) 2019-2021 |  | 4.5.4 | CI-LTG-LEDB-V06-180101 |  |  |  | LED Bulbs and Fixtures | Lighting
451 |  |  | Linear Tube 2' LED (Midstream) 2020-2021 |  | 4.5.4 | CI-LTG-LEDB-V06-180101 |  |  |  | LED Bulbs and Fixtures | Lighting
376 |  |  | Linear Tube 2' LED (Midstream) 2020-2021 |  | 4.5.4 | CI-LTG-LEDB-V06-180101 |  |  |  | LED Bulbs and Fixtures | Lighting
377 |  |  | Linear Tube LED (Midstream) 2020 & 2021 |  | 4.5.4 | CI-LTG-LEDB-V06-180101 |  |  |  | LED Bulbs and Fixtures | Lighting
151 |  |  | Linear Tube LED (Midstream) 2018 |  | 4.5.4 | CI-LTG-LEDB-V06-180101 |  |  |  | LED Bulbs and Fixtures | Lighting
320 |  |  | Linear Tube LED (Midstream) 2018 |  | 4.5.4 | CI-LTG-LEDB-V06-180101 |  |  |  | LED Bulbs and Fixtures | Lighting
152 |  |  | Linear Tube LED (Midstream) 2019 |  | 4.5.4 | CI-LTG-LEDB-V06-180101 |  |  |  | LED Bulbs and Fixtures | Lighting
378 |  |  | Linear Tube LED (Midstream) 2019 |  | 4.5.4 | CI-LTG-LEDB-V06-180101 |  |  |  | LED Bulbs and Fixtures | Lighting
153 |  |  | Linear Tube LED (Midstream) 2020 |  | 4.5.4 | CI-LTG-LEDB-V06-180101 |  |  |  | LED Bulbs and Fixtures | Lighting
154 |  |  | Linear Tube LED (Midstream) 2021 |  | 4.5.4 | CI-LTG-LEDB-V06-180101 |  |  |  | LED Bulbs and Fixtures | Lighting
452 |  |  | Linear Tube LED 2018 |  | 4.5.4 | CI-LTG-LEDB-V06-180101 |  |  |  | LED Bulbs and Fixtures | Lighting
453 |  |  | Linear Tube LED 2019 |  | 4.5.4 | CI-LTG-LEDB-V06-180101 |  |  |  | LED Bulbs and Fixtures | Lighting
454 |  |  | Linear Tube LED 2020 & 2021 |  | 4.5.4 | CI-LTG-LEDB-V06-180101 |  |  |  | LED Bulbs and Fixtures | Lighting
188 |  |  | Live Stock Waterer (electrically heated) |  | 4.1.4 | CI-AGE-LSW1-V01-120601 |  |  |  | Live Stock Waterer | Agricultural
189 |  |  | Live Stock Waterer (energy free or ground source heat) |  | 4.1.4 | CI-AGE-LSW1-V01-120601 |  |  |  | Live Stock Waterer | Agricultural
155 |  |  | Low wattage occupancy sensors or daylight dimming controls |  | 4.5.10 | CI-LTG-OSLC-V04-160601 |  |  |  | Occupancy Sensor Lighting Controls | Lighting
418 |  |  | Low wattage occupancy sensors or daylight dimming controls |  | 4.5.10 | CI-LTG-OSLC-V04-160601 |  |  |  | Occupancy Sensor Lighting Controls | Lighting
321 |  |  | Low wattage occupancy sensors or daylight dimming controls |  | 4.5.10 | CI-LTG-OSLC-V04-160601 |  |  |  | Occupancy Sensor Lighting Controls | Lighting
239 |  |  | Low-Flow Faucet Aerators |  | 4.3.2 | CI-HWE-LFFA-V07-180101 |  |  |  | Low Flow Faucet Aerators | Hot Water
467 |  |  | Low-Flow Faucet Aerators |  | 4.3.2 | CI-HWE-LFFA-V07-180101 |  |  |  | Low Flow Faucet Aerators | Hot Water
322 |  |  | Low-Flow Faucet Aerators |  | 4.3.2 | CI-HWE-LFFA-V07-180101 |  |  |  | Low Flow Faucet Aerators | Hot Water
240 |  |  | Low-Flow Showerheads |  | 4.3.3 | CI-HWE-LFSH-V04-180101 |  |  |  | Low Flow Showerheads | Hot Water
419 |  |  | Low-Flow Showerheads |  | 4.3.3 | CI-HWE-LFSH-V04-180101 |  |  |  | Low Flow Showerheads | Hot Water
323 |  |  | Low-Flow Showerheads |  | 4.3.3 | CI-HWE-LFSH-V04-180101 |  |  |  | Low Flow Showerheads | Hot Water
190 |  |  | Modulated Commercial Gas Clothes Dryer |  | 4.8.4 | CI-MSC-MODD-V01-160601 |  |  |  | Modulating Commercial Gas Clothes Dryer | Miscellaneous
324 |  |  | Modulated Commercial Gas Clothes Dryer |  | 4.8.4 | CI-MSC-MODD-V01-160601 |  |  |  | Modulating Commercial Gas Clothes Dryer | Miscellaneous
241 |  |  | Multifamily Central Domestic Hot Water Plants |  | 4.3.7 | CI-HWE-MDHW-V02-160601 |  |  |  | Multifamily Central Domestic Hot Water Plants | Hot Water
156 |  |  | Multi-level Lighting Controls |  | 4.5.9 | CI-LTG-MLLC-V03-160601 |  |  |  | Multi-Level Lighting Switch | Lighting
420 |  |  | Multi-level Lighting Controls |  | 4.5.9 | CI-LTG-MLLC-V03-160601 |  |  |  | Multi-Level Lighting Switch | Lighting
325 |  |  | Multi-level Lighting Controls |  | 4.5.9 | CI-LTG-MLLC-V03-160601 |  |  |  | Multi-Level Lighting Switch | Lighting
157 |  |  | New high performance T8 fixture (with or without a reflector) replacing an existing T12 fixture |  | 4.5.3 | CI-LTG-T8FX-V06-160601 |  |  |  | High Performance and Reduced Wattage T8 Fixtures and Lamps | Lighting
455 |  |  | New high performance T8 fixture (with or without a reflector) replacing an existing T12 fixture |  | 4.5.3 | CI-LTG-T8FX-V06-160601 |  |  |  | High Performance and Reduced Wattage T8 Fixtures and Lamps | Lighting
326 |  |  | New high performance T8 fixture (with or without a reflector) replacing an existing T12 fixture |  | 4.5.3 | CI-LTG-T8FX-V06-160601 |  |  |  | High Performance and Reduced Wattage T8 Fixtures and Lamps | Lighting
158 |  |  | New T5 fluorescent replacing an existing T12 |  | 4.5.12 | CI-LTG-T5FX-V05-180101 |  |  |  | T5 Fixtures and Lamps | Lighting
456 |  |  | New T5 fluorescent replacing an existing T12 |  | 4.5.12 | CI-LTG-T5FX-V05-180101 |  |  |  | T5 Fixtures and Lamps | Lighting
327 |  |  | New T5 fluorescent replacing an existing T12 |  | 4.5.12 | CI-LTG-T5FX-V05-180101 |  |  |  | T5 Fixtures and Lamps | Lighting
159 |  |  | New, high performance T8 (32W) lamps and ballasts replacing existing T12 lamps and ballasts |  | 4.5.3 | CI-LTG-T8FX-V06-160601 |  |  |  | High Performance and Reduced Wattage T8 Fixtures and Lamps | Lighting
457 |  |  | New, high performance T8 (32W) lamps and ballasts replacing existing T12 lamps and ballasts |  | 4.5.3 | CI-LTG-T8FX-V06-160601 |  |  |  | High Performance and Reduced Wattage T8 Fixtures and Lamps | Lighting
328 |  |  | New, high performance T8 (32W) lamps and ballasts replacing existing T12 lamps and ballasts |  | 4.5.3 | CI-LTG-T8FX-V06-160601 |  |  |  | High Performance and Reduced Wattage T8 Fixtures and Lamps | Lighting
77 |  |  | No-loss condensate drains - compressed air |  | 4.7.3 | CI-MSC-CANCLD-V01-140601 |  |  |  | Compressed Air No-Loss Condensate Drains | Compressed Air
79 |  |  | Notched V-belts for HVAC systems |  | 4.4.30 | CI-HVC-NVBE-V03-180101 |  |  |  | Notched V Belts for HVAC Systems | HVAC
422 |  |  | Notched V-belts for HVAC systems |  | 4.4.30 | CI-HVC-NVBE-V03-180101 |  |  |  | Notched V Belts for HVAC Systems | HVAC
330 |  |  | Notched V-belts for HVAC systems |  | 4.4.30 | CI-HVC-NVBE-V03-180101 |  |  |  | Notched V Belts for HVAC Systems | HVAC
160 |  |  | Occupancy Controlled Bi-level Fixtures |  | 4.5.13 | CI-LTG-OCBL-V02-160601 |  |  |  | Occupancy Controlled Bi-Level Lighting Fixtures | Lighting
331 |  |  | Occupancy Controlled Bi-level Fixtures |  | 4.5.13 | CI-LTG-OCBL-V02-160601 |  |  |  | Occupancy Controlled Bi-Level Lighting Fixtures | Lighting
191 |  |  | Ozone Laundry |  | 4.3.6 | CI-HWE-OZLD-VO1-140601 |  |  |  | Ozone Laundry | Hot Water
332 |  |  | Ozone Laundry |  | 4.3.6 | CI-HWE-OZLD-VO1-140601 |  |  |  | Ozone Laundry | Hot Water
113 |  |  | Pasta Cooker |  | 4.2.17 | CI-FSE-PCOK-V02-180101 |  |  |  | Pasta Cooker | Food Service Equipment
333 |  |  | Pasta Cooker |  | 4.2.17 | CI-FSE-PCOK-V02-180101 |  |  |  | Pasta Cooker | Food Service Equipment
161 |  |  | Permanent Fixture/Lamp Removal 2018 |  | 4.5.2 | CI-LTG-DLMP-V02-140601 |  |  |  | Fluorescent Delamping | Lighting
458 |  |  | Permanent Fixture/Lamp Removal 2018 |  | 4.5.2 | CI-LTG-DLMP-V02-140601 |  |  |  | Fluorescent Delamping | Lighting
334 |  |  | Permanent Fixture/Lamp Removal 2018 |  | 4.5.2 | CI-LTG-DLMP-V02-140601 |  |  |  | Fluorescent Delamping | Lighting
162 |  |  | Permanent Fixture/Lamp Removal After 2018 Install |  | 4.5.2 | CI-LTG-DLMP-V02-140601 |  |  |  | Fluorescent Delamping | Lighting
423 |  |  | Permanent Fixture/Lamp Removal After 2018 Install |  | 4.5.2 | CI-LTG-DLMP-V02-140601 |  |  |  | Fluorescent Delamping | Lighting
379 |  |  | Permanent Fixture/Lamp Removal Post 2018 Install |  | 4.5.2 | CI-LTG-DLMP-V02-140601 |  |  |  | Fluorescent Delamping | Lighting
242 |  |  | Pipe Insulation |  | 4.4.14 | CI-HVC-PINS-V04-160601 |  |  |  | Pipe Insulation | HVAC
243 |  |  | Pre-Rinse Sprayers, Elec Booster |  | 4.2.11 | CI-FSE-SPRY-V04-180101 |  |  |  | High Efficiency Pre-Rinse Spray Valve | Food Service Equipment
335 |  |  | Pre-Rinse Sprayers, Elec Booster |  | 4.2.11 | CI-FSE-SPRY-V04-180101 |  |  |  | High Efficiency Pre-Rinse Spray Valve | Food Service Equipment
244 |  |  | Pre-Rinse Sprayers, Gas Booster |  | 4.2.11 | CI-FSE-SPRY-V04-180101 |  |  |  | High Efficiency Pre-Rinse Spray Valve | Food Service Equipment
336 |  |  | Pre-Rinse Sprayers, Gas Booster |  | 4.2.11 | CI-FSE-SPRY-V04-180101 |  |  |  | High Efficiency Pre-Rinse Spray Valve | Food Service Equipment
80 |  |  | Programmable thermostat (new) |  | 4.4.18 | CI-HVC-PROG-V02-150601 |  |  |  | Small Commercial Programmable Thermostats | HVAC
424 |  |  | Programmable thermostat (new) |  | 4.4.18 | CI-HVC-PROG-V02-150601 |  |  |  | Small Commercial Programmable Thermostats | HVAC
337 |  |  | Programmable thermostat (new) |  | 4.4.18 | CI-HVC-PROG-V02-150601 |  |  |  | Small Commercial Programmable Thermostats | HVAC
81 |  |  | PTAC/PTHP less than 65,000 Btuh input, replacing an existing unit |  | 4.4.13 | CI-HVC-PTAC-V08-180101 |  |  |  | Package Terminal Air Conditioner (PTAC) and Package Terminal Heat Pump (PTHP) | HVAC
82 |  |  | PTAC/PTHP less than 65kBtuh input, new installation |  | 4.4.13 | CI-HVC-PTAC-V08-180101 |  |  |  | Package Terminal Air Conditioner (PTAC) and Package Terminal Heat Pump (PTHP) | HVAC
193 |  |  | Pump Optimization |  | 4.8.1 | CI-MSC-PMPO-V01-150601 |  |  |  | Pump Optimization | Miscellaneous
194 |  |  | Q-Sync Motors |  | n/a | n/a |  |  | Electric | n/a | Miscellaneous
425 |  |  | Q-Sync Motors |  | n/a | n/a |  |  | Electric | n/a | Miscellaneous
114 |  |  | Rack Double Oven |  | 4.2.18 | CI-FSE-RKOV-VO2-180101 |  |  |  | Rack Oven - Double Oven | Food Service Equipment
338 |  |  | Rack Double Oven |  | 4.2.18 | CI-FSE-RKOV-VO2-180101 |  |  |  | Rack Oven - Double Oven | Food Service Equipment
163 |  |  | Reduced wattage T8 (28W) lamps and ballasts replacing existing T12 lamps and ballasts |  | 4.5.3 | CI-LTG-T8FX-V06-160601 |  |  |  | High Performance and Reduced Wattage T8 Fixtures and Lamps | Lighting
459 |  |  | Reduced wattage T8 (28W) lamps and ballasts replacing existing T12 lamps and ballasts |  | 4.5.3 | CI-LTG-T8FX-V06-160601 |  |  |  | High Performance and Reduced Wattage T8 Fixtures and Lamps | Lighting
339 |  |  | Reduced wattage T8 (28W) lamps and ballasts replacing existing T12 lamps and ballasts |  | 4.5.3 | CI-LTG-T8FX-V06-160601 |  |  |  | High Performance and Reduced Wattage T8 Fixtures and Lamps | Lighting
224 |  |  | Refrigeration economizers |  | 4.6.8 | CI-RFG-ECON-V05-150601 |  |  |  | Refrigeration Economizers | Refrigeration
164 |  |  | Remote mounted occupancy sensors using ultrasonic or passive infrared technology |  | 4.5.10 | CI-LTG-OSLC-V04-160601 |  |  |  | Occupancy Sensor Lighting Controls | Lighting
426 |  |  | Remote mounted occupancy sensors using ultrasonic or passive infrared technology |  | 4.5.10 | CI-LTG-OSLC-V04-160601 |  |  |  | Occupancy Sensor Lighting Controls | Lighting
340 |  |  | Remote mounted occupancy sensors using ultrasonic or passive infrared technology |  | 4.5.10 | CI-LTG-OSLC-V04-160601 |  |  |  | Occupancy Sensor Lighting Controls | Lighting
84 |  |  | Rooftop Unit Controls |  | n/a | n/a |  |  | Dual Fuel | n/a | HVAC
427 |  |  | Rooftop Unit Controls |  | n/a | n/a |  |  | Dual Fuel | n/a | HVAC
341 |  |  | Rooftop Unit Controls |  | n/a | n/a |  |  | Dual Fuel | n/a | HVAC
165 |  |  | RW T5 lamps (Midstream) |  | 4.5.12 | CI-LTG-T5FX-V05-180101 |  |  |  | T5 Fixtures and Lamps | Lighting
342 |  |  | RW T5 lamps (Midstream) |  | 4.5.12 | CI-LTG-T5FX-V05-180101 |  |  |  | T5 Fixtures and Lamps | Lighting
166 |  |  | RW T8 lamps (Midstream) |  | 4.5.3 | CI-LTG-T8FX-V06-160601 |  |  |  | High Performance and Reduced Wattage T8 Fixtures and Lamps | Lighting
343 |  |  | RW T8 lamps (Midstream) |  | 4.5.3 | CI-LTG-T8FX-V06-160601 |  |  |  | High Performance and Reduced Wattage T8 Fixtures and Lamps | Lighting
195 |  |  | Snack Machine Control |  | 4.6.2 | CI-RFG-BEVM-V02-150601 |  |  |  | Beverage and Snack Machine Controls | Refrigeration
428 |  |  | Snack Machine Control |  | 4.6.2 | CI-RFG-BEVM-V02-150601 |  |  |  | Beverage and Snack Machine Controls | Refrigeration
344 |  |  | Snack Machine Control |  | 4.6.2 | CI-RFG-BEVM-V02-150601 |  |  |  | Beverage and Snack Machine Controls | Refrigeration
196 |  |  | SnackMizer (Primary with Sensor) SM150 |  | 4.6.2 | CI-RFG-BEVM-V02-150601 |  |  |  | Beverage and Snack Machine Controls | Refrigeration
197 |  |  | SnackMizer (Primary with Sensor) SM170 Machine Mount |  | 4.6.2 | CI-RFG-BEVM-V02-150601 |  |  |  | Beverage and Snack Machine Controls | Refrigeration
198 |  |  | SnackMizer (Secondary W/Cable) SM171 Machine Mount |  | 4.6.2 | CI-RFG-BEVM-V02-150601 |  |  |  | Beverage and Snack Machine Controls | Refrigeration
199 |  |  | SnackMizer SM151-Secondary W/cable |  | 4.6.2 | CI-RFG-BEVM-V02-150601 |  |  |  | Beverage and Snack Machine Controls | Refrigeration
225 |  |  | Solid Door Freezer (15-30 cu ft) |  | 4.2.2 | CI-FSE-CSDO-V01-120601 |  |  |  | Commercial Solid and Glass Door Refrigerators & Freezers | Food Service Equipment
345 |  |  | Solid Door Freezer (15-30 cu ft) |  | 4.2.2 | CI-FSE-CSDO-V01-120601 |  |  |  | Commercial Solid and Glass Door Refrigerators & Freezers | Food Service Equipment
226 |  |  | Solid Door Freezer (31-50 cu ft) |  | 4.2.2 | CI-FSE-CSDO-V01-120601 |  |  |  | Commercial Solid and Glass Door Refrigerators & Freezers | Food Service Equipment
346 |  |  | Solid Door Freezer (31-50 cu ft) |  | 4.2.2 | CI-FSE-CSDO-V01-120601 |  |  |  | Commercial Solid and Glass Door Refrigerators & Freezers | Food Service Equipment
227 |  |  | Solid Door Freezer (51 cu ft or more) |  | 4.2.2 | CI-FSE-CSDO-V01-120601 |  |  |  | Commercial Solid and Glass Door Refrigerators & Freezers | Food Service Equipment
347 |  |  | Solid Door Freezer (51 cu ft or more) |  | 4.2.2 | CI-FSE-CSDO-V01-120601 |  |  |  | Commercial Solid and Glass Door Refrigerators & Freezers | Food Service Equipment
228 |  |  | Solid Door Freezer (up to 15 cu ft) |  | 4.2.2 | CI-FSE-CSDO-V01-120601 |  |  |  | Commercial Solid and Glass Door Refrigerators & Freezers | Food Service Equipment
348 |  |  | Solid Door Freezer (up to 15 cu ft) |  | 4.2.2 | CI-FSE-CSDO-V01-120601 |  |  |  | Commercial Solid and Glass Door Refrigerators & Freezers | Food Service Equipment
85 |  |  | Steam Trap real-time monitoring |  | 4.4.16 | CI-HVC-STRE-V05-180101 |  |  |  | Steam Trap Replacement or Repair | HVAC
86 |  |  | Steam Trap Repair / Replacement (HVAC) |  | 4.4.16 | CI-HVC-STRE-V05-180101 |  |  |  | Steam Trap Replacement or Repair | HVAC
349 |  |  | Steam Trap Repair / Replacement (HVAC) |  | 4.4.16 | CI-HVC-STRE-V05-180101 |  |  |  | Steam Trap Replacement or Repair | HVAC
350 |  |  | Steam Trap Repair / Replacement (Industrial Process or Multi-use HVAC/Process Boilers over 7,750 hours per year operation) |  | 4.4.16 | CI-HVC-STRE-V05-180101 |  |  |  | Steam Trap Replacement or Repair | HVAC
87 |  |  | Steam Trap Repair / Replacement (Industrial Process or Multi-use HVAC/Process Boilers over 7,750 hours per year operation) 2018 & 2019 |  | 4.4.16 | CI-HVC-STRE-V05-180101 |  |  |  | Steam Trap Replacement or Repair | HVAC
88 |  |  | Steam Trap Repair / Replacement (Industrial Process or Multi-use HVAC/Process Boilers over 7,750 hours per year operation) Post 2020 |  | 4.4.16 | CI-HVC-STRE-V05-180101 |  |  |  | Steam Trap Replacement or Repair | HVAC
89 |  |  | Steam Trap Survey (HVAC) |  | 4.4.16 | CI-HVC-STRE-V05-180101 |  |  |  | Steam Trap Replacement or Repair | HVAC
351 |  |  | Steam Trap Survey (HVAC) |  | 4.4.16 | CI-HVC-STRE-V05-180101 |  |  |  | Steam Trap Replacement or Repair | HVAC
352 |  |  | Steam Trap Survey (Industrial Process or Multi-use HVAC/Process Boilers over 7,750 hours per year operation) |  | 4.4.16 | CI-HVC-STRE-V05-180101 |  |  |  | Steam Trap Replacement or Repair | HVAC
90 |  |  | Steam Trap Survey (Industrial Process or Multi-use HVAC/Process Boilers over 7,750 hours per year operation) 2018 & 2019 |  | 4.4.16 | CI-HVC-STRE-V05-180101 |  |  |  | Steam Trap Replacement or Repair | HVAC
91 |  |  | Steam Trap Survey (Industrial Process or Multi-use HVAC/Process Boilers over 7,750 hours per year operation) Post 2020 |  | 4.4.16 | CI-HVC-STRE-V05-180101 |  |  |  | Steam Trap Replacement or Repair | HVAC
229 |  |  | Strip Curtain on Walk-in Coolers or Freezers |  | 4.6.7 | CI-RFG-CRTN-V04-180101 |  |  |  | Strip Curtain for Walk-in Coolers and Freezers | Refrigeration
167 |  |  | T5 Linear LED Lamp Retrofit (Midstream) 2018 & 2019 |  | 4.5.12 | CI-LTG-T5FX-V05-180101 |  |  |  | T5 Fixtures and Lamps | Lighting
353 |  |  | T5 Linear LED Lamp Retrofit (Midstream) 2018 & 2019 |  | 4.5.12 | CI-LTG-T5FX-V05-180101 |  |  |  | T5 Fixtures and Lamps | Lighting
168 |  |  | T5 Linear LED Lamp Retrofit (Midstream) 2020 |  | 4.5.12 | CI-LTG-T5FX-V05-180101 |  |  |  | T5 Fixtures and Lamps | Lighting
380 |  |  | T5 Linear LED Lamp Retrofit (Midstream) 2020 |  | 4.5.12 | CI-LTG-T5FX-V05-180101 |  |  |  | T5 Fixtures and Lamps | Lighting
169 |  |  | T5 Linear LED Lamp Retrofit (Midstream) 2021 |  | 4.5.12 | CI-LTG-T5FX-V05-180101 |  |  |  | T5 Fixtures and Lamps | Lighting
381 |  |  | T5 Linear LED Lamp Retrofit (Midstream) 2021 |  | 4.5.12 | CI-LTG-T5FX-V05-180101 |  |  |  | T5 Fixtures and Lamps | Lighting
460 |  |  | T5 Linear LED Lamp Retrofit 2018 & 2019 |  | 4.5.12 | CI-LTG-T5FX-V05-180101 |  |  |  | T5 Fixtures and Lamps | Lighting
461 |  |  | T5 Linear LED Lamp Retrofit 2020 |  | 4.5.12 | CI-LTG-T5FX-V05-180101 |  |  |  | T5 Fixtures and Lamps | Lighting
462 |  |  | T5 Linear LED Lamp Retrofit 2021 |  | 4.5.12 | CI-LTG-T5FX-V05-180101 |  |  |  | T5 Fixtures and Lamps | Lighting
170 |  |  | T5 or reduced wattage T8 relamp and reballast upgrading an existing 32W T8 |  | 4.5.3 | CI-LTG-T8FX-V06-160601 |  |  |  | High Performance and Reduced Wattage T8 Fixtures and Lamps | Lighting
463 |  |  | T5 or reduced wattage T8 relamp and reballast upgrading an existing 32W T8 |  | 4.5.3 | CI-LTG-T8FX-V06-160601 |  |  |  | High Performance and Reduced Wattage T8 Fixtures and Lamps | Lighting
354 |  |  | T5 or reduced wattage T8 relamp and reballast upgrading an existing 32W T8 |  | 4.5.3 | CI-LTG-T8FX-V06-160601 |  |  |  | High Performance and Reduced Wattage T8 Fixtures and Lamps | Lighting
171 |  |  | T8 U-tube Lamps and Ballasts Replacing T12 U-bend Lamps and Ballasts |  | 4.5.3 | CI-LTG-T8FX-V06-160601 |  |  |  | High Performance and Reduced Wattage T8 Fixtures and Lamps | Lighting
464 |  |  | T8 U-tube Lamps and Ballasts Replacing T12 U-bend Lamps and Ballasts |  | 4.5.3 | CI-LTG-T8FX-V06-160601 |  |  |  | High Performance and Reduced Wattage T8 Fixtures and Lamps | Lighting
355 |  |  | T8 U-tube Lamps and Ballasts Replacing T12 U-bend Lamps and Ballasts |  | 4.5.3 | CI-LTG-T8FX-V06-160601 |  |  |  | High Performance and Reduced Wattage T8 Fixtures and Lamps | Lighting
172 |  |  | Ultra-low wattage T8 (25W) lamps and ballasts replacing existing T12 lamps and ballasts |  | 4.5.3 | CI-LTG-T8FX-V06-160601 |  |  |  | High Performance and Reduced Wattage T8 Fixtures and Lamps | Lighting
465 |  |  | Ultra-low wattage T8 (25W) lamps and ballasts replacing existing T12 lamps and ballasts |  | 4.5.3 | CI-LTG-T8FX-V06-160601 |  |  |  | High Performance and Reduced Wattage T8 Fixtures and Lamps | Lighting
356 |  |  | Ultra-low wattage T8 (25W) lamps and ballasts replacing existing T12 lamps and ballasts |  | 4.5.3 | CI-LTG-T8FX-V06-160601 |  |  |  | High Performance and Reduced Wattage T8 Fixtures and Lamps | Lighting
92 |  |  | Unitary and Split AC Systems and Air Source Heat Pumps (240,000 to 759,999 Btuh input, minimum 10.8 EER/12.0 IPLV) |  | 4.4.15 | CI-HVC-SPUA-V05-180101 |  |  |  | Single-Package and Split System Unitary Air Conditioners | HVAC
357 |  |  | Unitary and Split AC Systems and Air Source Heat Pumps (240,000 to 759,999 Btuh input, minimum 10.8 EER/12.0 IPLV) |  | 4.4.15 | CI-HVC-SPUA-V05-180101 |  |  |  | Single-Package and Split System Unitary Air Conditioners | HVAC
93 |  |  | Unitary and Split AC Systems and Air Source Heat Pumps (65,000 to 134,999 Btuh input, minimum 12 EER) |  | 4.4.15 | CI-HVC-SPUA-V05-180101 |  |  |  | Single-Package and Split System Unitary Air Conditioners | HVAC
358 |  |  | Unitary and Split AC Systems and Air Source Heat Pumps (65,000 to 134,999 Btuh input, minimum 12 EER) |  | 4.4.15 | CI-HVC-SPUA-V05-180101 |  |  |  | Single-Package and Split System Unitary Air Conditioners | HVAC
94 |  |  | Unitary and Split AC Systems and Air Source Heat Pumps (760,000 or more Btuh input, minimum 10.2 EER/11.0 IPLV) |  | 4.4.15 | CI-HVC-SPUA-V05-180101 |  |  |  | Single-Package and Split System Unitary Air Conditioners | HVAC
95 |  |  | Unitary and Split AC Systems and Air Source Heat Pumps (up to 65,000 Btuh input, minimum 15 SEER) |  | 4.4.15 | CI-HVC-SPUA-V05-180101 |  |  |  | Single-Package and Split System Unitary Air Conditioners | HVAC
360 |  |  | Unitary and Split AC Systems and Air Source Heat Pumps (up to 65,000 Btuh input, minimum 15 SEER) |  | 4.4.15 | CI-HVC-SPUA-V05-180101 |  |  |  | Single-Package and Split System Unitary Air Conditioners | HVAC
96 |  |  | Unitary and Split AC Systems and Air Source Heat Pumps 135,000 to 239,999 Btuh input, greater than 12.0 EER) |  | 4.4.15 | CI-HVC-SPUA-V05-180101 |  |  |  | Single-Package and Split System Unitary Air Conditioners | HVAC
361 |  |  | Unitary and Split AC Systems and Air Source Heat Pumps 135,000 to 239,999 Btuh input, greater than 12.0 EER) |  | 4.4.15 | CI-HVC-SPUA-V05-180101 |  |  |  | Single-Package and Split System Unitary Air Conditioners | HVAC
97 |  |  | Unitary HVAC Condensing Furnace |  | 4.4.34 | CI-HVC-DSFN-V02-180101 |  |  |  | Destratification Fan | HVAC
362 |  |  | Unitary HVAC Condensing Furnace |  | 4.4.34 | CI-HVC-DSFN-V02-180101 |  |  |  | Destratification Fan | HVAC
98 |  |  | Variable Frequency Drive on HVAC Motors – Cooling Tower Fans or HVAC Pumps |  | 4.4.17 | CI-HVC-VSDHP-V04-180101 |  |  |  | Variable Speed Drives for HVAC Pumps and Cooling Tower Fans | HVAC
429 |  |  | Variable Frequency Drive on HVAC Motors – Cooling Tower Fans or HVAC Pumps |  | 4.4.17 | CI-HVC-VSDHP-V04-180101 |  |  |  | Variable Speed Drives for HVAC Pumps and Cooling Tower Fans | HVAC
363 |  |  | Variable Frequency Drive on HVAC Motors – Cooling Tower Fans or HVAC Pumps |  | 4.4.17 | CI-HVC-VSDHP-V04-180101 |  |  |  | Variable Speed Drives for HVAC Pumps and Cooling Tower Fans | HVAC
99 |  |  | Variable Frequency Drive on HVAC Motors – Supply or Return Fans |  | 4.4.26 | CI-HVC-VSDF-V02-160601 |  |  |  | Variable Speed Drives for HVAC Supply and Return Fans | HVAC
430 |  |  | Variable Frequency Drive on HVAC Motors – Supply or Return Fans |  | 4.4.26 | CI-HVC-VSDF-V02-160601 |  |  |  | Variable Speed Drives for HVAC Supply and Return Fans | HVAC
364 |  |  | Variable Frequency Drive on HVAC Motors – Supply or Return Fans |  | 4.4.26 | CI-HVC-VSDF-V02-160601 |  |  |  | Variable Speed Drives for HVAC Supply and Return Fans | HVAC
201 |  |  | Vending Miser EZ VM170 |  | 4.6.2 | CI-RFG-BEVM-V02-150601 |  |  |  | Beverage and Snack Machine Controls | Refrigeration
202 |  |  | Vending Miser VM150 |  | 4.6.2 | CI-RFG-BEVM-V02-150601 |  |  |  | Beverage and Snack Machine Controls | Refrigeration
203 |  |  | Vending Miser VM151 |  | 4.6.2 | CI-RFG-BEVM-V02-150601 |  |  |  | Beverage and Snack Machine Controls | Refrigeration
204 |  |  | Vending Mizer EZ VM171 |  | 4.6.2 | CI-RFG-BEVM-V02-150601 |  |  |  | Beverage and Snack Machine Controls | Refrigeration
100 |  |  | VFD |  | 4.7.1 | CI-MSC-VSDA-V01-120601 |  |  |  | VSD Air Compressor | Compressed Air
101 |  |  | VSD for air compressors |  | 4.7.1 | CI-MSC-VSDA-V01-120601 |  |  |  | VSD Air Compressor | Compressed Air
173 |  |  | Wall Switch Occ Sensor |  | 4.5.10 | CI-LTG-OSLC-V04-160601 |  |  |  | Occupancy Sensor Lighting Controls | Lighting
174 |  |  | Wall switch plate mounted occupancy sensors using ultrasonic or passive infrared technology |  | 4.5.10 | CI-LTG-OSLC-V04-160601 |  |  |  | Occupancy Sensor Lighting Controls | Lighting
431 |  |  | Wall switch plate mounted occupancy sensors using ultrasonic or passive infrared technology |  | 4.5.10 | CI-LTG-OSLC-V04-160601 |  |  |  | Occupancy Sensor Lighting Controls | Lighting
365 |  |  | Wall switch plate mounted occupancy sensors using ultrasonic or passive infrared technology |  | 4.5.10 | CI-LTG-OSLC-V04-160601 |  |  |  | Occupancy Sensor Lighting Controls | Lighting

## Assumptions (hidden)
Assumptions |  | Market Rate | Low Income
| Unit | HPwES | MI
Air Sealing | CFM50 | 1575 | 1400 | AIC Plan 3 PY9 Adjustable Goals_04-3-17_Errata.xlsx
Attic R11 | SF | 1250 | 1000
Attic R19 | SF | 1470 | 1000
Wall | SF | 800 | 800
Rim | LF | 145 | 140
Crawl | LF | 145 | 140
Basement | LF | 145 | 140
Attic | SF | 1360 | 1000 | \\ameresco.com\d\aeg\Clients\Ameren\Ameren Illinois Plan 3\Adjustable Goals\PY9\[AIC Plan 3 PY9 Adjustable Goals_05-4-16.xlsx]RES SHELL (TRM)
ECM Retrofit
[5 empty] | IMC | Source
[5 empty] | 97 | IL TRM, 5.3.5
[5 empty] | 280 | MEMD, 2016 | 3.07.01.FESH9.v01
[5 empty] | 200 | Mid Atlantic TRM v5