## WAML
Peoples Gas | Weighted Average Measure Life
| PY7 | PY8 | PY9 | PY10 | PY7-10
Approved Plan | 11.7225 | 12.4426 | 12.4759 | 12.4691 | 12.2683
2019 Adjustable Goals | 12.6907 | 13.1478 | 13.1747 | 13.1641 | 13.0407

## Program-Level Adjustments Tab
EEPS Adjustable Savings Goal Template - Program-Level Adjustments Tab
Updated 01/15/19
Program Administrator: | Peoples Gas
| January 1, 2018 - December 31, 2018, Plan Year 2018 |  |  |  | January 1, 2019 - December 31, 2019, Plan Year 2019 |  |  |  | January 1, 2020 - December 31, 2020, Plan Year 2020 |  |  |  | January 1, 2021 - December 31, 2021, Plan Year 2021 |  |  |  | January 1, 2018 - December 31, 2021 Plan Period
| Plan Energy Savings Goal (Therms) | Adjusted Energy Savings Goal (Therms) | Energy Savings Adjustment to Plan Goal (Therms) | Brief Explanation of Significant Adjustments | Plan Energy Savings Goal (Therms) | Adjusted Energy Savings Goal (Therms) | Energy Savings Adjustment to Plan Goal (Therms) | Brief Explanation of Significant Adjustments | Plan Energy Savings Goal (Therms) | Adjusted Energy Savings Goal (Therms) | Energy Savings Adjustment to Plan Goal (Therms) | Brief Explanation of Significant Adjustments | Plan Energy Savings Goal (Therms) | Adjusted Energy Savings Goal (Therms) | Energy Savings Adjustment to Plan Goal (Therms) | Brief Explanation of Significant Adjustments | Plan Energy Savings Goal (Therms) | Adjusted Energy Savings Goal (Therms) | Energy Savings Adjustment to Plan Goal (Therms)
Program | 2018 | 2018 | 2018 | 2018 | 2019 | 2019 | 2019 | 2019 | 2020 | 2020 | 2020 | 2020 | 2021 | 2021 | 2021 | 2021 | Plan Period | Plan Period | Plan Period
(a) | (b) | (c) | (d)=(c-b) | (e) | (f) | (g) | (h)=(g-f) | (i) | (j) | (k) | (l)=(k-j) | (m) | (n) | (o) | (p)=(o-n) | (q) | (r)=(b+f+j+n) | (s)=(c+g+k+o) | (t)=(s-r)
Res - Outreach & Education | 879280 | 879280 | 0 |  | 515975.129 | 515975.129 | 0 |  | 509381.5103 | 509381.5103 | 0 |  | 503471.6019 | 503471.6019 | 0 |  | 2408108.2413 | 2408108.2413 | 0
Res - SF Assessments | 437242.8743 | 437242.8743 | 0 |  | 437242.8743 | 399530.7137 | -37712.1606 | Showerhead decrease; aerator increase | 407964.3418 | 372792.6013 | -35171.7405 | Showerhead decrease; aerator increase | 437242.8743 | 399530.7137 | -37712.1606 | Showerhead decrease; aerator increase | 1719692.9647 | 1609096.903 | -110596.0617
Res - MF Assessments | 246438.5088 | 246438.5088 | 0 |  | 246438.5088 | 218239.8743 | -28198.6345 | Showerhead decrease; aerator increase | 234286.4153 | 207559.8423 | -26726.573 | Showerhead decrease; aerator increase | 246438.5088 | 218239.8743 | -28198.6345 | Showerhead decrease; aerator increase | 973601.9417 | 890478.0997 | -83123.842
Res - SF Rebates | 508163.716 | 508163.716 | 0 |  | 508163.716 | 489693.5097 | -18470.2062 | Furnace decrease; attic insulation increase | 508163.716 | 489693.5097 | -18470.2062 | Furnace decrease; attic insulation increase | 508163.716 | 489693.5097 | -18470.2062 | Furnace decrease; attic insulation increase | 2032654.8638 | 1977244.2451 | -55410.6187
Res - MF Standard Rebates | 119357.8364 | 119357.8364 | 0 |  | 119357.8364 | 86437.2581 | -32920.5783 | Ozone laundry decrease; Boiler increase | 119357.8364 | 86437.2581 | -32920.5783 | Ozone laundry decrease; Boiler increase | 119357.8364 | 86437.2581 | -32920.5783 | Ozone laundry decrease; Boiler increase | 477431.3456 | 378669.6107 | -98761.7349
Res - MF PTA Rebates | 1532863.2151 | 1532863.2151 | 0 |  | 1532863.2151 | 1471462.5039 | -61400.7112 | Ozone laundry decrease; Boiler increase | 1532863.2151 | 1471462.5039 | -61400.7112 | Ozone laundry decrease; Boiler increase | 1532863.2151 | 1471462.5039 | -61400.7112 | Ozone laundry decrease; Boiler increase | 6131452.8605 | 5947250.7268 | -184202.1336
Res - MF Rebates | 65880 | 65880 | 0 |  | 65880 | 65880 | 0 |  | 65880 | 65880 | 0 |  | 65880 | 65880 | 0 |  | 263520 | 263520 | 0
Bus - CI Assessments | 966188.1496 | 966188.1496 | 0 |  | 966188.1496 | 966188.1496 | 0 |  | 966082.6409 | 966082.6409 | 0 |  | 966188.1496 | 966188.1496 | 0 |  | 3864647.0896 | 3864647.0896 | 0
Bus - SB Assessments | 114463.6798 | 114463.6798 | 0 |  | 114463.6798 | 114463.6798 | 0 |  | 114463.6798 | 114463.6798 | 0 |  | 114463.6798 | 114463.6798 | 0 |  | 457854.7191 | 457854.7191 | 0
Bus - CI Rebates | 1693053.6529 | 1693053.6529 | 0 |  | 1693053.6529 | 1695056.6631 | 2003.0102 | Steamer increase | 1693053.6529 | 1695056.6631 | 2003.0102 | Steamer increase | 1693053.6529 | 1695056.6631 | 2003.0102 | Steamer increase | 6772214.6116 | 6778223.6421 | 6009.0305
Bus - SB Rebates | 454300.1103 | 454300.1103 | 0 |  | 454300.1103 | 460455.683 | 6155.5727 | Steamer increase | 454300.1103 | 460455.683 | 6155.5727 | Steamer increase | 454300.1103 | 460455.683 | 6155.5727 | Steamer increase | 1817200.4411 | 1835667.1592 | 18466.7181
Bus - SB Rebates -PTA | 210210.6571 | 210210.6571 | 0 |  | 210210.6571 | 209119.1 | -1091.5571 | Boiler decrease | 210210.6571 | 209119.1 | -1091.5571 | Boiler decrease | 210210.6571 | 209119.1 | -1091.5571 | Boiler decrease | 840842.6284 | 837567.957 | -3274.6714
Bus - Public Assessments | 545180.6621 | 545180.6621 | 0 |  | 545180.6621 | 545180.6621 | 0 |  | 545180.6621 | 545180.6621 | 0 |  | 545180.6621 | 545180.6621 | 0 |  | 2180722.6485 | 2180722.6485 | 0
Bus - Public Rebates | 611713.3128 | 611713.3128 | 0 |  | 611713.3128 | 615051.6631 | 3338.3503 | Steamer increase | 611713.3128 | 615051.6631 | 3338.3503 | Steamer increase | 611713.3128 | 615051.6631 | 3338.3503 | Steamer increase | 2446853.2513 | 2456868.3022 | 10015.0509
Low Income - Outreach & Education | 0 | 0 | 0 |  | 0 | 0 | 0 |  | 0 | 0 | 0 |  | 0 | 0 | 0 |  | 0 | 0 | 0
Low Income - SF Retrofit | 678580.4889 | 678580.4889 | 0 |  | 678580.4889 | 648573.1878 | -30007.301 | Attic insulation & aerator increase; Showerhead decrease | 678580.4889 | 648573.1878 | -30007.301 | Attic insulation & aerator increase; Showerhead decrease | 678580.4889 | 648573.1878 | -30007.301 | Attic insulation & aerator increase; Showerhead decrease | 2714321.9555 | 2624300.0523 | -90021.9031
Low Income - MF Retrofit | 714169.8667 | 714169.8667 | 0 |  | 714169.8667 | 700436.9641 | -13732.9026 | Showerhead decrease; aerator increase | 714169.8667 | 700436.9641 | -13732.9026 | Showerhead decrease; aerator increase | 714169.8667 | 700436.9641 | -13732.9026 | Showerhead decrease; aerator increase | 2856679.467 | 2815480.7592 | -41198.7078
Low Income - SF New Construction | 30888.5484 | 30888.5484 | 0 |  | 30888.5484 | 29208.9374 | -1679.611 | Furnace decrease | 30888.5484 | 29208.9374 | -1679.611 | Furnace decrease | 30888.5484 | 29208.9374 | -1679.611 | Furnace decrease | 123554.1936 | 118515.3605 | -5038.8331
Low Income - MF New Construction | 61000 | 61000 | 0 |  | 61000 | 61000 | 0 |  | 61000 | 61000 | 0 |  | 61000 | 61000 | 0 |  | 244000 | 244000 | 0
Portfolio Total (Therms) | 9868975.2792 | 9868975.2792 | 0 |  | 9505670.4082 | 9291953.6787 | -213716.7295 |  | 9457540.6548 | 9247836.4069 | -209704.2479 |  | 9493166.8811 | 9279450.1516 | -213716.7295 |  | 38325353.2232 | 37688215.5163 | -637137.7069
single | 945406.5902 |  |  |  | 945406.5902 |  |  |  | 916128.0578 |  |  |  | 945406.5902
multi | 1964539.5603 |  |  |  | 1964539.5603 |  |  |  | 1952387.4668 |  |  |  | 1964539.5603
C&I | 2659241.8025 |  |  |  | 2659241.8025 |  |  |  | 2659136.2938 |  |  |  | 2659241.8025
SB | 778974.4472 |  |  |  | 778974.4472 |  |  |  | 778974.4472 |  |  |  | 778974.4472
Public | 1156893.9749 |  |  |  | 1156893.9749 |  |  |  | 1156893.9749 |  |  |  | 1156893.9749
Note on A1: The Measure-Level Adjustments Tab should be completed first before completing the Program-Level Adjustments Tab. As a general principle, when completing the EEPS Adjustable Savings Goal Template, Program Administrators should follow the calculation instructions specified in the comment boxes as well as the column headers and column labels (row 7) in the EEPS Adjustable Savings Goal Template.
Note on A2: Please specify the current date in this cell and in the filename when saving the document.
Note on A3: Please specify the name of the Program Administrator.
Note on B5: 2018 Plan Energy Savings Goal: The value contained in column (b) – 2018 Plan Energy Savings Goal for the “Program A” row of the Program-Level Adjustments Tab should be equal to the sum of the values set forth in column (t) – 2018 Plan Goal for the rows associated with “Program A” Measures (Program designation specified in column (a)) of the Measure-Level Adjustments Tab.
Note on C5: 2018 Adjusted Energy Savings Goal: The value contained in column (c) – 2018 Adjusted Energy Savings Goal for the “Program A” row of the Program-Level Adjustments Tab should be equal to the sum of the values set forth in column (aw) – 2018 Final Goal for the rows associated with “Program A” Measures (as listed in column (a)) of the Measure-Level Adjustments Tab.
Note on D5: Complete columns (d), (h), (l), (p), and (t) – Energy Savings Adjustment to Plan Goal by following the calculation instructions specified in the header row containing column labels to calculate the savings differential between the Adjusted Energy Savings Goal and the Plan Energy Savings Goal for the applicable Program Year and the Plan period; column (d)=(c-b), column (h)=(g-f), column (l)=(k-j), column (p)=(o-n), and column (t)=(s-r).
Note on E5: Briefly describe the main cause of the significant savings goal adjustments.
Note on F5: 2019 Plan Energy Savings Goal: The value contained in column (f) – 2019 Plan Energy Savings Goal for the “Program A” row of the Program-Level Adjustments Tab should be equal to the sum of the values set forth in column (u) – 2019 Plan Goal for the rows associated with “Program A” Measures (Program designation specified in column (a)) of the Measure-Level Adjustments Tab.
Note on G5: 2019 Adjusted Energy Savings Goal: The value contained in column (g) – 2019 Adjusted Energy Savings Goal for the “Program A” row of the Program-Level Adjustments Tab should be equal to the sum of the values set forth in column (ax) – 2019 Final Goal for the rows associated with “Program A” Measures (as listed in column (a)) of the Measure-Level Adjustments Tab.
Note on H5: Complete columns (d), (h), (l), (p), and (t) – Energy Savings Adjustment to Plan Goal by following the calculation instructions specified in the header row containing column labels to calculate the savings differential between the Adjusted Energy Savings Goal and the Plan Energy Savings Goal for the applicable Program Year and the Plan period; column (d)=(c-b), column (h)=(g-f), column (l)=(k-j), column (p)=(o-n), and column (t)=(s-r).
Note on I5: Briefly describe the main cause of the significant savings goal adjustments.
Note on J5: 2020 Plan Energy Savings Goal: The value contained in column (j) – 2020 Plan Energy Savings Goal for the “Program A” row of the Program-Level Adjustments Tab should be equal to the sum of the values set forth in column (v) – 2020 Plan Goal for the rows associated with “Program A” Measures (Program designation specified in column (a)) of the Measure-Level Adjustments Tab.
Note on K5: 2020 Adjusted Energy Savings Goal: The value contained in column (k) – 2020 Adjusted Energy Savings Goal for the “Program A” row of the Program-Level Adjustments Tab should be equal to the sum of the values set forth in column (ay) – 2020 Final Goal for the rows associated with “Program A” Measures (as listed in column (a)) of the Measure-Level Adjustments Tab.
Note on L5: Complete columns (d), (h), (l), (p), and (t) – Energy Savings Adjustment to Plan Goal by following the calculation instructions specified in the header row containing column labels to calculate the savings differential between the Adjusted Energy Savings Goal and the Plan Energy Savings Goal for the applicable Program Year and the Plan period; column (d)=(c-b), column (h)=(g-f), column (l)=(k-j), column (p)=(o-n), and column (t)=(s-r).
Note on M5: Briefly describe the main cause of the significant savings goal adjustments.
Note on N5: 2021 Plan Energy Savings Goal: The value contained in column (n) – 2021 Plan Energy Savings Goal for the “Program A” row of the Program-Level Adjustments Tab should be equal to the sum of the values set forth in column (w) – 2021 Plan Goal for the rows associated with “Program A” Measures (Program designation specified in column (a)) of the Measure-Level Adjustments Tab.
Note on O5: 2021 Adjusted Energy Savings Goal: The value contained in column (o) – 2021 Adjusted Energy Savings Goal for the “Program A” row of the Program-Level Adjustments Tab should be equal to the sum of the values set forth in column (az) – 2021 Final Goal for the rows associated with “Program A” Measures (as listed in column (a)) of the Measure-Level Adjustments Tab.
Note on P5: Complete columns (d), (h), (l), (p), and (t) – Energy Savings Adjustment to Plan Goal by following the calculation instructions specified in the header row containing column labels to calculate the savings differential between the Adjusted Energy Savings Goal and the Plan Energy Savings Goal for the applicable Program Year and the Plan period; column (d)=(c-b), column (h)=(g-f), column (l)=(k-j), column (p)=(o-n), and column (t)=(s-r).
Note on Q5: Briefly describe the main cause of the significant savings goal adjustments.
Note on R5: Complete column (r) – Plan Period Plan Energy Savings Goal by following the calculation instructions specified in the header row containing column labels; column (r)=(b+f+j+n). Thus, the resulting value contained in column (r) should be equal to the sum of the values contained in column (b) – 2018 Plan Energy Savings Goal, column (f) – 2019 Plan Energy Savings Goal, column (j) – 2020 Plan Energy Savings Goal, and column (n) – 2021 Plan Energy Savings Goal.
Note on S5: Complete column (s) – Plan Period Adjusted Energy Savings Goal by following the calculation instructions specified in the header row containing column labels; column (s)=(c+g+k+o). Thus, the resulting value contained in column (s) should be equal to the sum of the values contained in column (c) – 2018 Adjusted Energy Savings Goal, column (g) – 2019 Adjusted Energy Savings Goal, column (k) – 2020 Adjusted Energy Savings Goal, and column (o) – 2021 Adjusted Energy Savings Goal. Note: Each Program Administrator’s actual Portfolio Final Adjusted Net Energy Savings Goal for the Plan Period may not be known until after the Commission approves the 2022 IL-TRM, which may include IL-TRM updates specified as errata Measures applicable to 2021 that might necessitate additional energy savings goal adjustments to be made for the last Program Year to obtain an accurate calculation of the Final Adjusted Net Energy Savings Goal for the Plan Period.
Note on T5: Complete columns (d), (h), (l), (p), and (t) – Energy Savings Adjustment to Plan Goal by following the calculation instructions specified in the header row containing column labels to calculate the savings differential between the Adjusted Energy Savings Goal and the Plan Energy Savings Goal for the applicable Program Year and the Plan period; column (d)=(c-b), column (h)=(g-f), column (l)=(k-j), column (p)=(o-n), and column (t)=(s-r).
Note on A6: Column (a) – Program: List the name of the Energy Efficiency Program. The name of the Program should correspond with one of the Program names specified in column (a) of the Measure-Level Adjustments Tab.
Note on A27: Portfolio Total (Therms): Below the rows of Programs, calculate the sum of the rows of Program savings within a column for the respective fuel type (Therms). Note: The values contained in the row, Portfolio Total (Therms), in the Program-Level Adjustments Tab for columns (b), (f), (j), (n), and (r) should be equal to the values contained in the row, Portfolio Total (Therms), of the Measure-Level Adjustments Tab for columns (t), (u), (v), (w), and (x) respectively. The values contained in the row, Portfolio Total (Therms), in the Program-Level Adjustments Tab for columns (c), (g), (k), (o), and (s) should be equal to the values contained in the row, Portfolio Total (Therms), of the Measure-Level Adjustments Tab for columns (aw), (ax), (ay), (az), and (ba) respectively.
Note on B27: Portfolio Total (Therms): Below the rows of Programs, calculate the sum of the rows of Program savings for the respective fuel type (Therms) for columns (b), (f), (j), and (n). Note: The values contained in the row, Portfolio Total (Therms), in the Program-Level Adjustments Tab for columns (b), (f), (j), (n), and (r) should be equal to the values contained in the row, Portfolio Total (Therms), of the Measure-Level Adjustments Tab for columns (t), (u), (v), (w), and (x) respectively.
Note on C27: Portfolio Total (Therms): Below the rows of Programs, calculate the sum of the rows of Program savings for the respective fuel type (Therms) for columns (c), (g), (k), and (o). Note: The values contained in the row, Portfolio Total (Therms), in the Program-Level Adjustments Tab for columns (c), (g), (k), (o), and (s) should be equal to the values contained in the row, Portfolio Total (Therms), of the Measure-Level Adjustments Tab for columns (aw), (ax), (ay), (az), and (ba) respectively.
Note on F27: Portfolio Total (Therms): Below the rows of Programs, calculate the sum of the rows of Program savings for the respective fuel type (Therms) for columns (b), (f), (j), and (n). Note: The values contained in the row, Portfolio Total (Therms), in the Program-Level Adjustments Tab for columns (b), (f), (j), (n), and (r) should be equal to the values contained in the row, Portfolio Total (Therms), of the Measure-Level Adjustments Tab for columns (t), (u), (v), (w), and (x) respectively.
Note on G27: Portfolio Total (Therms): Below the rows of Programs, calculate the sum of the rows of Program savings for the respective fuel type (Therms) for columns (c), (g), (k), and (o). Note: The values contained in the row, Portfolio Total (Therms), in the Program-Level Adjustments Tab for columns (c), (g), (k), (o), and (s) should be equal to the values contained in the row, Portfolio Total (Therms), of the Measure-Level Adjustments Tab for columns (aw), (ax), (ay), (az), and (ba) respectively.
Note on J27: Portfolio Total (Therms): Below the rows of Programs, calculate the sum of the rows of Program savings for the respective fuel type (Therms) for columns (b), (f), (j), and (n). Note: The values contained in the row, Portfolio Total (Therms), in the Program-Level Adjustments Tab for columns (b), (f), (j), (n), and (r) should be equal to the values contained in the row, Portfolio Total (Therms), of the Measure-Level Adjustments Tab for columns (t), (u), (v), (w), and (x) respectively.
Note on K27: Portfolio Total (Therms): Below the rows of Programs, calculate the sum of the rows of Program savings for the respective fuel type (Therms) for columns (c), (g), (k), and (o). Note: The values contained in the row, Portfolio Total (Therms), in the Program-Level Adjustments Tab for columns (c), (g), (k), (o), and (s) should be equal to the values contained in the row, Portfolio Total (Therms), of the Measure-Level Adjustments Tab for columns (aw), (ax), (ay), (az), and (ba) respectively.
Note on N27: Portfolio Total (Therms): Below the rows of Programs, calculate the sum of the rows of Program savings for the respective fuel type (Therms) for columns (b), (f), (j), and (n). Note: The values contained in the row, Portfolio Total (Therms), in the Program-Level Adjustments Tab for columns (b), (f), (j), (n), and (r) should be equal to the values contained in the row, Portfolio Total (Therms), of the Measure-Level Adjustments Tab for columns (t), (u), (v), (w), and (x) respectively.
Note on O27: Portfolio Total (Therms): Below the rows of Programs, calculate the sum of the rows of Program savings for the respective fuel type (Therms) for columns (c), (g), (k), and (o). Note: The values contained in the row, Portfolio Total (Therms), in the Program-Level Adjustments Tab for columns (c), (g), (k), (o), and (s) should be equal to the values contained in the row, Portfolio Total (Therms), of the Measure-Level Adjustments Tab for columns (aw), (ax), (ay), (az), and (ba) respectively.
Note on R27: Portfolio Total (Therms) Plan Energy Savings Goal: Below the rows of Programs, calculate the sum of the rows of Program savings within a column for the respective fuel type (Therms). The resulting value contained in column (r) in the row, Portfolio Total (Therms), should be equal to the value of the Program Administrator’s energy savings goal specified in its approved Plan from the Plan docket, and this value should also be equal to the value contained in column (x) in the row, Portfolio Total (Therms), of the Measure-Level Adjustments Tab.
Note on S27: Portfolio Total (Therms) Adjusted Energy Savings Goal: Below the rows of Programs, calculate the sum of the rows of Program savings within a column for the respective fuel type (Therms). Note: The value contained in the row, Portfolio Total (Therms), in the Program-Level Adjustments Tab for column (s) should be equal to the value contained in the row, Portfolio Total (Therms), of the Measure-Level Adjustments Tab for column (ba). Note: Each Program Administrator’s actual Portfolio Final Adjusted Net Energy Savings Goal for the Plan period may not be known until after the Commission approves the 2022 IL-TRM, which may include IL-TRM updates specified as errata Measures applicable to 2021 that might necessitate additional energy savings goal adjustments to be made for the last Program Year to obtain an accurate calculation of the Final Adjusted Net Energy Savings Goal for the Plan Period.

## Measure-Level Adjustments Tab
EEPS Adjustable Savings Goal Template - Measure-Level Adjustments Tab
Updated 01/15/19
Program Administrator: | Peoples Gas | [19 empty] | 8.349% | 4.847% | 4.801% | 4.721%
[6 empty] | Approved Energy Efficiency Plan Key Assumptions - Plan Participation |  |  |  |  | Approved Energy Efficiency Plan Key Assumptions | [5 empty] | Approved Energy Efficiency Plan Key Assumptions | [8 empty] | Plan Year 2018 Savings Goal Adjustment | [5 empty] | Plan Year 2019 Savings Goal Adjustment | [5 empty] | Plan Year 2020 Savings Goal Adjustment | [5 empty] | Plan Year 2021 Savings Goal Adjustment | [5 empty] | Final Adjusted Net Energy Savings Goals |  |  |  |  | Approved Energy Efficiency Plan Key Assumptions - Measure-Level Algorithm Inputs
[6 empty] | Plan Number of Units (Fixed Parameters for Calculating Adjustable Savings Goals) |  |  |  |  | Plan Gross Unit Savings (Therms) | [5 empty] | Plan Net-to-Gross Values (Fixed Parameters for Calculating Adjustable Savings Goals) |  |  |  | Plan Energy Savings Goals (Therms) |  |  |  |  | 2018 Gross Unit Savings, Effective January 1, 2018 - December 31, 2018 |  |  |  | Adjusted Energy Savings Goal (Therms) | Energy Savings Adjustment to Plan Goal (Therms) | 2019 Gross Unit Savings, Effective January 1, 2019 - December 31, 2019 |  |  |  | Adjusted Energy Savings Goal (Therms) | Energy Savings Adjustment to Plan Goal (Therms) | 2020 Gross Unit Savings, Effective January 1, 2020 - December 31, 2020 |  |  |  | Adjusted Energy Savings Goal (Therms) | Energy Savings Adjustment to Plan Goal (Therms) | 2021 Gross Unit Savings, Effective January 1, 2021 - December 31, 2021 |  |  |  | Adjusted Energy Savings Goal (Therms) | Energy Savings Adjustment to Plan Goal (Therms) | [5 empty] | Not derived from values in the IL-TRM, and therefore will not necessitate a change in savings goals if the IL-TRM is updated. Note: The Key Custom Input Assumptions specified in column (bb) should remain fixed over the Plan period when calculating the Gross Unit Savings for the Measure for the applicable Program Years set forth in columns (aa), (ag), (am), and (as), unless consensus is reached at SAG that the extenuating circumstance warrants an adjustment. | Derived from the IL-TRM that, if changed in the IL-TRM in the future, would therefore necessitate a savings goal adjustment, unless consensus is reached at SAG that the extenuating circumstance warrants no adjustment.
Program | Measure | IL-TRM Adjustable? (1 if yes; 0 if no) | IL-TRM Section / Custom | Plan Measure Life | Adjusted Measure Life | Unit of Participation | 2018 Plan Number of Units (Fixed) | 2019 Plan Number of Units (Fixed) | 2020 Plan Number of Units (Fixed) | 2021 Plan Number of Units (Fixed) | IL-TRM Measure Code from IL-TRMv6.0 | Reference Document Explaining Gross Unit Savings Calculation Details | 2018 Plan Gross Unit Savings | 2019 Plan Gross Unit Savings | 2020 Plan Gross Unit Savings | 2021 Plan Gross Unit Savings | 2018 Plan NTG (Fixed) | 2019 Plan NTG (Fixed) | 2020 Plan NTG (Fixed) | 2021 Plan NTG (Fixed) | 2018 Plan Goal | 2019 Plan Goal | 2020 Plan Goal | 2021 Plan Goal | Total Plan Period Goal | IL-TRM Measure Code from IL-TRMv6.0 or errata applicable to 2018 | Reference Document Explaining Gross Unit Savings Calculation Details | 2018 Gross Unit Savings (Therms) | Gross Unit Savings Adjustment Explanation | 2018 Adjusted Goal | 2018 IL-TRM Adjustment | IL-TRM Measure Code from the 2019 IL-TRM or errata applicable to 2019 | Reference Document Explaining Gross Unit Savings Calculation Details | 2019 Gross Unit Savings (Therms) | Gross Unit Savings Adjustment Explanation | 2019 Adjusted Goal | 2019 IL-TRM Adjustment | IL-TRM Measure Code from the 2020 IL-TRM or errata applicable to 2020 | Reference Document Explaining Gross Unit Savings Calculation Details | 2020 Gross Unit Savings (Therms) | Gross Unit Savings Adjustment Explanation | 2020 Adjusted Goal | 2020 IL-TRM Adjustment | IL-TRM Measure Code from the 2021 IL-TRM or errata applicable to 2021 | Reference Document Explaining Gross Unit Savings Calculation Details | 2021 Gross Unit Savings (Therms) | Gross Unit Savings Adjustment Explanation | 2021 Adjusted Goal | 2021 IL-TRM Adjustment | 2018 Final Savings Goal (Therms) | 2019 Final Savings Goal (Therms) | 2020 Final Savings Goal (Therms) | 2021 Final Savings Goal (Therms) | Plan Period Final Savings Goal (Therms) | Key Custom Input Assumptions (if none, specify NA) | Key IL-TRM Input Assumptions
(a) | (b) | (c) | (d) |  |  | (e) | (f) | (g) | (h) | (i) | (j) | (k) | (l) | (m) | (n) | (o) | (p) | (q) | (r) | (s) | (t)=(f x l x p) | (u)=(g x m x q) | (v)=(h x n x r) | (w)=(i x o x s) | (x)=(t+u+v+w) | (y) | (z) | (aa) | (ab) | (ac)=(f x aa x p) | (ad)=(ac-t) | (ae) | (af) | (ag) | (ah) | (ai)=(g x ag x q) | (aj)=(ai-u) | (ak) | (al) | (am) | (an) | (ao)=(h x am x r) | (ap)=(ao-v) | (aq) | (ar) | (as) | (at) | (au)=(i x as x s) | (av)=(au-w) | (aw)=(ac) [if (c)=1]; (aw)=(t) [if (c)=0] | (ax)=(ai) [if (c)=1]; (ax)=(u) [if (c)=0] | (ay)=(ao) [if (c)=1]; (ay)=(v) [if (c)=0] | (az)=(au) [if (c)=1]; (az)=(w) [if (c)=0] | (ba)=(aw+ax+ay+az) | (bb) | (bc)
Res - Outreach & Education | Behavior 2018 1st Year | 1 | 6.1.1 | 1 | 1 | each | 46800 | 0 | 0 | 0 | CC-BEH-BEHP-V02-16061 | Exhibit 1.5B_R Peoples Gas EEPS_Adjustable_Savings_Goal_Template.xlsx, Behavior Tab | 17.6068 | 0 | 0 | 0 | 100% | 100% | 100% | 100% | 824000 | 0 | 0 | 0 | 824000 |  |  | 17.6068 |  | 824000 | 0 |  | 0 | 0 | N/A | 0 | 0 |  |  | 0 | N/A | 0 | 0 |  |  | 0 | N/A | 0 | 0 | 824000 | 0 | 0 | 0 | 824000 | n/a | Exhibit 1.5B_R Peoples Gas EEPS_Adjustable_Savings_Goal_Template.xlsx, Behavior Tab
Res - Outreach & Education | Behavior 2019 1st Year | 1 | 6.1.1 | 1 | 1 | each | 0 | 45900 | 0 | 0 | CC-BEH-BEHP-V02-16061 | Exhibit 1.5B_R Peoples Gas EEPS_Adjustable_Savings_Goal_Template.xlsx, Behavior Tab | 0 | 10.0369 | 0 | 0 | 100% | 100% | 100% | 100% | 0 | 460695.129 | 0 | 0 | 460695.129 |  |  | 0 |  | 0 | 0 |  | 0 | 10.0369 | N/A | 460695.129 | 0 |  |  | 0 | N/A | 0 | 0 |  |  | 0 | N/A | 0 | 0 | 0 | 460695.129 | 0 | 0 | 460695.129 | n/a | Exhibit 1.5B_R Peoples Gas EEPS_Adjustable_Savings_Goal_Template.xlsx, Behavior Tab
Res - Outreach & Education | Behavior 2020 1st Year | 1 | 6.1.1 | 1 | 1 | each | 0 | 0 | 44900 | 0 | CC-BEH-BEHP-V02-16061 | Exhibit 1.5B_R Peoples Gas EEPS_Adjustable_Savings_Goal_Template.xlsx, Behavior Tab | 0 | 0 | 10.1136 | 0 | 100% | 100% | 100% | 100% | 0 | 0 | 454101.5103 | 0 | 454101.5103 |  |  | 0 |  | 0 | 0 |  | 0 | 0 | N/A | 0 | 0 |  |  | 10.1136 | N/A | 454101.5103 | 0 |  |  | 0 | N/A | 0 | 0 | 0 | 0 | 454101.5103 | 0 | 454101.5103 | n/a | Exhibit 1.5B_R Peoples Gas EEPS_Adjustable_Savings_Goal_Template.xlsx, Behavior Tab
Res - Outreach & Education | Behavior 2021 1st Year | 1 | 6.1.1 | 1 | 1 | each | 0 | 0 | 0 | 44000 | CC-BEH-BEHP-V02-16061 | Exhibit 1.5B_R Peoples Gas EEPS_Adjustable_Savings_Goal_Template.xlsx, Behavior Tab | 0 | 0 | 0 | 10.1862 | 100% | 100% | 100% | 100% | 0 | 0 | 0 | 448191.6019 | 448191.6019 |  |  | 0 |  | 0 | 0 |  | 0 | 0 | N/A | 0 | 0 |  |  | 0 | N/A | 0 | 0 |  |  | 10.1862 | N/A | 448191.6019 | 0 | 0 | 0 | 0 | 448191.6019 | 448191.6019 | n/a | Exhibit 1.5B_R Peoples Gas EEPS_Adjustable_Savings_Goal_Template.xlsx, Behavior Tab
Res - Outreach & Education | Behavior 2018 Y1 Persistence | 1 | 6.1.1 | 0 | 0 | each | 0 | 0 | 0 | 0 | CC-BEH-BEHP-V02-16061 | Exhibit 1.5B_R Peoples Gas EEPS_Adjustable_Savings_Goal_Template.xlsx, Behavior Tab | 7.7416 | 0 | 0 | 0 | 100% | 100% | 100% | 100% | 0 | 0 | 0 | 0 | 0 |  |  | 7.7416 |  | 0 | 0 |  | 0 | 0 | N/A | 0 | 0 |  |  | 0 | N/A | 0 | 0 |  |  | 0 | N/A | 0 | 0 | 0 | 0 | 0 | 0 | 0 | n/a | Exhibit 1.5B_R Peoples Gas EEPS_Adjustable_Savings_Goal_Template.xlsx, Behavior Tab
Res - Outreach & Education | Behavior 2018 Y2 Persistence | 1 | 6.1.1 | 0 | 0 | each | 0 | 0 | 0 | 0 | CC-BEH-BEHP-V02-16061 | Exhibit 1.5B_R Peoples Gas EEPS_Adjustable_Savings_Goal_Template.xlsx, Behavior Tab | 3.3619 | 0 | 0 | 0 | 100% | 100% | 100% | 100% | 0 | 0 | 0 | 0 | 0 |  |  | 3.3619 |  | 0 | 0 |  | 0 | 0 | N/A | 0 | 0 |  |  | 0 | N/A | 0 | 0 |  |  | 0 | N/A | 0 | 0 | 0 | 0 | 0 | 0 | 0 | n/a | Exhibit 1.5B_R Peoples Gas EEPS_Adjustable_Savings_Goal_Template.xlsx, Behavior Tab
Res - Outreach & Education | Behavior 2018 Y3 Persistence | 1 | 6.1.1 | 0 | 0 | each | 0 | 0 | 0 | 0 | CC-BEH-BEHP-V02-16061 | Exhibit 1.5B_R Peoples Gas EEPS_Adjustable_Savings_Goal_Template.xlsx, Behavior Tab | 1.4782 | 0 | 0 | 0 | 100% | 100% | 100% | 100% | 0 | 0 | 0 | 0 | 0 |  |  | 1.4782 |  | 0 | 0 |  | 0 | 0 | N/A | 0 | 0 |  |  | 0 | N/A | 0 | 0 |  |  | 0 | N/A | 0 | 0 | 0 | 0 | 0 | 0 | 0 | n/a | Exhibit 1.5B_R Peoples Gas EEPS_Adjustable_Savings_Goal_Template.xlsx, Behavior Tab
Res - Outreach & Education | Behavior 2018 Y4 Persistence | 1 | 6.1.1 | 0 | 0 | each | 0 | 0 | 0 | 0 | CC-BEH-BEHP-V02-16061 | Exhibit 1.5B_R Peoples Gas EEPS_Adjustable_Savings_Goal_Template.xlsx, Behavior Tab | 0.64192 | 0 | 0 | 0 | 100% | 100% | 100% | 100% | 0 | 0 | 0 | 0 | 0 |  |  | 0.64192 |  | 0 | 0 |  | 0 | 0 | N/A | 0 | 0 |  |  | 0 | N/A | 0 | 0 |  |  | 0 | N/A | 0 | 0 | 0 | 0 | 0 | 0 | 0 | n/a | Exhibit 1.5B_R Peoples Gas EEPS_Adjustable_Savings_Goal_Template.xlsx, Behavior Tab
Res - Outreach & Education | Behavior 2019 Y1 Persistence | 1 | 6.1.1 | 0 | 0 | each | 0 | 0 | 0 | 0 | CC-BEH-BEHP-V02-16061 | Exhibit 1.5B_R Peoples Gas EEPS_Adjustable_Savings_Goal_Template.xlsx, Behavior Tab | 0 | 4.4131 | 0 | 0 | 100% | 100% | 100% | 100% | 0 | 0 | 0 | 0 | 0 |  |  | 0 |  | 0 | 0 |  | 0 | 4.4131 | N/A | 0 | 0 |  |  | 0 | N/A | 0 | 0 |  |  | 0 | N/A | 0 | 0 | 0 | 0 | 0 | 0 | 0 | n/a | Exhibit 1.5B_R Peoples Gas EEPS_Adjustable_Savings_Goal_Template.xlsx, Behavior Tab
Res - Outreach & Education | Behavior 2019 Y2 Persistence | 1 | 6.1.1 | 0 | 0 | each | 0 | 0 | 0 | 0 | CC-BEH-BEHP-V02-16061 | Exhibit 1.5B_R Peoples Gas EEPS_Adjustable_Savings_Goal_Template.xlsx, Behavior Tab | 0 | 1.9165 | 0 | 0 | 100% | 100% | 100% | 100% | 0 | 0 | 0 | 0 | 0 |  |  | 0 |  | 0 | 0 |  | 0 | 1.9165 | N/A | 0 | 0 |  |  | 0 | N/A | 0 | 0 |  |  | 0 | N/A | 0 | 0 | 0 | 0 | 0 | 0 | 0 | n/a | Exhibit 1.5B_R Peoples Gas EEPS_Adjustable_Savings_Goal_Template.xlsx, Behavior Tab
Res - Outreach & Education | Behavior 2019 Y3 Persistence | 1 | 6.1.1 | 0 | 0 | each | 0 | 0 | 0 | 0 | CC-BEH-BEHP-V02-16061 | Exhibit 1.5B_R Peoples Gas EEPS_Adjustable_Savings_Goal_Template.xlsx, Behavior Tab | 0 | 0.84265 | 0 | 0 | 100% | 100% | 100% | 100% | 0 | 0 | 0 | 0 | 0 |  |  | 0 |  | 0 | 0 |  | 0 | 0.84265 | N/A | 0 | 0 |  |  | 0 | N/A | 0 | 0 |  |  | 0 | N/A | 0 | 0 | 0 | 0 | 0 | 0 | 0 | n/a | Exhibit 1.5B_R Peoples Gas EEPS_Adjustable_Savings_Goal_Template.xlsx, Behavior Tab
Res - Outreach & Education | Behavior 2019 Y4 Persistence | 1 | 6.1.1 | 0 | 0 | each | 0 | 0 | 0 | 0 | CC-BEH-BEHP-V02-16061 | Exhibit 1.5B_R Peoples Gas EEPS_Adjustable_Savings_Goal_Template.xlsx, Behavior Tab | 0 | 0.36593 | 0 | 0 | 100% | 100% | 100% | 100% | 0 | 0 | 0 | 0 | 0 |  |  | 0 |  | 0 | 0 |  | 0 | 0.36593 | N/A | 0 | 0 |  |  | 0 | N/A | 0 | 0 |  |  | 0 | N/A | 0 | 0 | 0 | 0 | 0 | 0 | 0 | n/a | Exhibit 1.5B_R Peoples Gas EEPS_Adjustable_Savings_Goal_Template.xlsx, Behavior Tab
Res - Outreach & Education | Behavior 2020 Y1 Persistence | 1 | 6.1.1 | 0 | 0 | each | 0 | 0 | 0 | 0 | CC-BEH-BEHP-V02-16061 | Exhibit 1.5B_R Peoples Gas EEPS_Adjustable_Savings_Goal_Template.xlsx, Behavior Tab | 0 | 0 | 4.4469 | 0 | 100% | 100% | 100% | 100% | 0 | 0 | 0 | 0 | 0 |  |  | 0 |  | 0 | 0 |  | 0 | 0 | N/A | 0 | 0 |  |  | 4.4469 | N/A | 0 | 0 |  |  | 0 | N/A | 0 | 0 | 0 | 0 | 0 | 0 | 0 | n/a | Exhibit 1.5B_R Peoples Gas EEPS_Adjustable_Savings_Goal_Template.xlsx, Behavior Tab
Res - Outreach & Education | Behavior 2020 Y2 Persistence | 1 | 6.1.1 | 0 | 0 | each | 0 | 0 | 0 | 0 | CC-BEH-BEHP-V02-16061 | Exhibit 1.5B_R Peoples Gas EEPS_Adjustable_Savings_Goal_Template.xlsx, Behavior Tab | 0 | 0 | 1.9311 | 0 | 100% | 100% | 100% | 100% | 0 | 0 | 0 | 0 | 0 |  |  | 0 |  | 0 | 0 |  | 0 | 0 | N/A | 0 | 0 |  |  | 1.9311 | N/A | 0 | 0 |  |  | 0 | N/A | 0 | 0 | 0 | 0 | 0 | 0 | 0 | n/a | Exhibit 1.5B_R Peoples Gas EEPS_Adjustable_Savings_Goal_Template.xlsx, Behavior Tab
Res - Outreach & Education | Behavior 2020 Y3 Persistence | 1 | 6.1.1 | 0 | 0 | each | 0 | 0 | 0 | 0 | CC-BEH-BEHP-V02-16061 | Exhibit 1.5B_R Peoples Gas EEPS_Adjustable_Savings_Goal_Template.xlsx, Behavior Tab | 0 | 0 | 0.84909 | 0 | 100% | 100% | 100% | 100% | 0 | 0 | 0 | 0 | 0 |  |  | 0 |  | 0 | 0 |  | 0 | 0 | N/A | 0 | 0 |  |  | 0.84909 | N/A | 0 | 0 |  |  | 0 | N/A | 0 | 0 | 0 | 0 | 0 | 0 | 0 | n/a | Exhibit 1.5B_R Peoples Gas EEPS_Adjustable_Savings_Goal_Template.xlsx, Behavior Tab
Res - Outreach & Education | Behavior 2020 Y4 Persistence | 1 | 6.1.1 | 0 | 0 | each | 0 | 0 | 0 | 0 | CC-BEH-BEHP-V02-16061 | Exhibit 1.5B_R Peoples Gas EEPS_Adjustable_Savings_Goal_Template.xlsx, Behavior Tab | 0 | 0 | 0.36873 | 0 | 100% | 100% | 100% | 100% | 0 | 0 | 0 | 0 | 0 |  |  | 0 |  | 0 | 0 |  | 0 | 0 | N/A | 0 | 0 |  |  | 0.36873 | N/A | 0 | 0 |  |  | 0 | N/A | 0 | 0 | 0 | 0 | 0 | 0 | 0 | n/a | Exhibit 1.5B_R Peoples Gas EEPS_Adjustable_Savings_Goal_Template.xlsx, Behavior Tab
Res - Outreach & Education | Behavior 2021 Y1 Persistence | 1 | 6.1.1 | 0 | 0 | each | 0 | 0 | 0 | 0 | CC-BEH-BEHP-V02-16061 | Exhibit 1.5B_R Peoples Gas EEPS_Adjustable_Savings_Goal_Template.xlsx, Behavior Tab | 0 | 0 | 0 | 4.4788 | 100% | 100% | 100% | 100% | 0 | 0 | 0 | 0 | 0 |  |  | 0 |  | 0 | 0 |  | 0 | 0 | N/A | 0 | 0 |  |  | 0 | N/A | 0 | 0 |  |  | 4.4788 | N/A | 0 | 0 | 0 | 0 | 0 | 0 | 0 | n/a | Exhibit 1.5B_R Peoples Gas EEPS_Adjustable_Savings_Goal_Template.xlsx, Behavior Tab
Res - Outreach & Education | Behavior 2021 Y2 Persistence | 1 | 6.1.1 | 0 | 0 | each | 0 | 0 | 0 | 0 | CC-BEH-BEHP-V02-16061 | Exhibit 1.5B_R Peoples Gas EEPS_Adjustable_Savings_Goal_Template.xlsx, Behavior Tab | 0 | 0 | 0 | 1.945 | 100% | 100% | 100% | 100% | 0 | 0 | 0 | 0 | 0 |  |  | 0 |  | 0 | 0 |  | 0 | 0 | N/A | 0 | 0 |  |  | 0 | N/A | 0 | 0 |  |  | 1.945 | N/A | 0 | 0 | 0 | 0 | 0 | 0 | 0 | n/a | Exhibit 1.5B_R Peoples Gas EEPS_Adjustable_Savings_Goal_Template.xlsx, Behavior Tab
Res - Outreach & Education | Behavior 2021 Y3 Persistence | 1 | 6.1.1 | 0 | 0 | each | 0 | 0 | 0 | 0 | CC-BEH-BEHP-V02-16061 | Exhibit 1.5B_R Peoples Gas EEPS_Adjustable_Savings_Goal_Template.xlsx, Behavior Tab | 0 | 0 | 0 | 0.85518 | 100% | 100% | 100% | 100% | 0 | 0 | 0 | 0 | 0 |  |  | 0 |  | 0 | 0 |  | 0 | 0 | N/A | 0 | 0 |  |  | 0 | N/A | 0 | 0 |  |  | 0.85518 | N/A | 0 | 0 | 0 | 0 | 0 | 0 | 0 | n/a | Exhibit 1.5B_R Peoples Gas EEPS_Adjustable_Savings_Goal_Template.xlsx, Behavior Tab
Res - Outreach & Education | Behavior 2021 Y4 Persistence | 1 | 6.1.1 | 0 | 0 | each | 0 | 0 | 0 | 0 | CC-BEH-BEHP-V02-16061 | Exhibit 1.5B_R Peoples Gas EEPS_Adjustable_Savings_Goal_Template.xlsx, Behavior Tab | 0 | 0 | 0 | 0.37137 | 100% | 100% | 100% | 100% | 0 | 0 | 0 | 0 | 0 |  |  | 0 |  | 0 | 0 |  | 0 | 0 | N/A | 0 | 0 |  |  | 0 | N/A | 0 | 0 |  |  | 0.37137 | N/A | 0 | 0 | 0 | 0 | 0 | 0 | 0 | n/a | Exhibit 1.5B_R Peoples Gas EEPS_Adjustable_Savings_Goal_Template.xlsx, Behavior Tab
Res - Outreach & Education | Energy Education | 0 | Custom | 1 | 1 | each | 5528 | 5528 | 5528 | 5528 | Custom | Custom | 10 | 10 | 10 | 10 | 100% | 100% | 100% | 100% | 55280 | 55280 | 55280 | 55280 | 221120 |  |  | 10 |  | 55280 | 0 |  | 0 | 10 | N/A | 55280 | 0 |  |  | 10 | N/A | 55280 | 0 |  |  | 10 | N/A | 55280 | 0 | 55280 | 55280 | 55280 | 55280 | 221120 | n/a | Custom
Res - SF Assessments | Bathroom Aerator | 1 | 5.4.4 | 9 | 10 | each | 8037 | 8037 | 7495 | 8037 | RS-HWE-LFFA-V06-180101 | Exhibit 1.5B_R Peoples Gas EEPS_Adjustable_Savings_Goal_Template.xlsx, Unit Savings Calculations Tab | 0.69292 | 0.69292 | 0.69292 | 0.69292 | 96% | 96% | 96% | 96% | 5346.2424 | 5346.2424 | 4985.702 | 5346.2424 | 21024.4293 |  |  | 0.9085 |  | 7009.5179 | 1663.2754 |  | 0 | 0.9085 | Updated GPM_base values | 7009.5179 | 1663.2754 |  |  | 0.9085 | Updated GPM_base values | 6536.8093 | 1551.1073 |  |  | 0.9085 | Updated GPM_base values | 7009.5179 | 1663.2754 | 7009.5179 | 7009.5179 | 6536.8093 | 7009.5179 | 27565.3629 | n/a | Exhibit 1.5B_R Peoples Gas EEPS_Adjustable_Savings_Goal_Template.xlsx, Unit Savings Calculations Tab
Res - SF Assessments | Kitchen Aerator | 1 | 5.4.4 | 9 | 10 | each | 4429 | 4429 | 4130 | 4429 | RS-HWE-LFFA-V06-180101 | Exhibit 1.5B_R Peoples Gas EEPS_Adjustable_Savings_Goal_Template.xlsx, Unit Savings Calculations Tab | 5.6045 | 5.6045 | 5.6045 | 5.6045 | 96% | 96% | 96% | 96% | 23829.6136 | 23829.6136 | 22220.886 | 23829.6136 | 93709.7267 |  |  | 8.5936 |  | 36538.7408 | 12709.1272 |  | 0 | 8.5936 | Updated GPM_base values | 36538.7408 | 12709.1272 |  |  | 8.5936 | Updated GPM_base values | 34072.0252 | 11851.1392 |  |  | 8.5936 | Updated GPM_base values | 36538.7408 | 12709.1272 | 36538.7408 | 36538.7408 | 34072.0252 | 36538.7408 | 143688.2475 | n/a | Exhibit 1.5B_R Peoples Gas EEPS_Adjustable_Savings_Goal_Template.xlsx, Unit Savings Calculations Tab
Res - SF Assessments | Showerhead | 1 | 5.4.5 | 10 | 10 | each | 9349 | 9349 | 8719 | 9349 | RS-HWE-LFSH-V05-180101 | Exhibit 1.5B_R Peoples Gas EEPS_Adjustable_Savings_Goal_Template.xlsx, Unit Savings Calculations Tab | 14.0397 | 14.0397 | 14.0397 | 14.0397 | 96% | 96% | 96% | 96% | 126006.9744 | 126006.9744 | 117515.7567 | 126006.9744 | 495536.68 |  |  | 8.8798 |  | 79696.7189 | -46310.2556 |  | 0 | 8.8798 | Updated GPM_base values | 79696.7189 | -46310.2556 |  |  | 8.8798 | Updated GPM_base values | 74326.2051 | -43189.5516 |  |  | 8.8798 | Updated GPM_base values | 79696.7189 | -46310.2556 | 79696.7189 | 79696.7189 | 74326.2051 | 79696.7189 | 313416.3617 | n/a | Exhibit 1.5B_R Peoples Gas EEPS_Adjustable_Savings_Goal_Template.xlsx, Unit Savings Calculations Tab
Res - SF Assessments | Pipe Insulation (DHW) | 1 | 5.4.1 | 15 | 15 | ft | 27237 | 27237 | 25398 | 27237 | RS-HVC-PINS-V02-150601 | Exhibit 1.5B_R Peoples Gas EEPS_Adjustable_Savings_Goal_Template.xlsx,Pipe Insulation Detail Tab | 0.99123 | 0.99123 | 0.99123 | 0.99123 | 96% | 96% | 96% | 96% | 25918.2666 | 25918.2666 | 24168.3054 | 25918.2666 | 101923.1052 |  |  | 0.7704 |  | 20143.9589 | -5774.3077 |  | 0 | 0.7704 | Updated algorithm with pre and post insulation circumference factor. | 20143.9589 | -5774.3077 |  |  | 0.7704 | Updated algorithm with pre and post insulation circumference factor. | 18783.87 | -5384.4354 |  |  | 0.7704 | Updated algorithm with pre and post insulation circumference factor. | 20143.9589 | -5774.3077 | 20143.9589 | 20143.9589 | 18783.87 | 20143.9589 | 79215.7467 | n/a | Exhibit 1.5B_R Peoples Gas EEPS_Adjustable_Savings_Goal_Template.xlsx,Pipe Insulation Detail Tab
Res - SF Assessments | Pipe Insulation (Boiler) | 1 | 5.3.2 | 15 | 15 | ft | 13287 | 13287 | 12390 | 13287 | RS-HVC-PINS-V02-160601 | Exhibit 1.5B_R Peoples Gas EEPS_Adjustable_Savings_Goal_Template.xlsx, Unit Savings Calculations Tab | 0.41554 | 0.41554 | 0.41554 | 0.41554 | 96% | 96% | 96% | 96% | 5300.4359 | 5300.4359 | 4942.6056 | 5300.4359 | 20843.9131 |  |  | 0.41554 |  | 5300.4359 | 0 |  | 0 | 0.41554 | N/A | 5300.4359 | 0 |  |  | 0.41554 | N/A | 4942.6056 | 0 |  |  | 0.41554 | N/A | 5300.4359 | 0 | 5300.4359 | 5300.4359 | 4942.6056 | 5300.4359 | 20843.9131 | n/a | Exhibit 1.5B_R Peoples Gas EEPS_Adjustable_Savings_Goal_Template.xlsx, Unit Savings Calculations Tab
Res - SF Assessments | Programmable Thermostat - Furnace | 1 | 5.3.11 | 5 | 8 | each | 1640 | 1640 | 1530 | 1640 | RS-HVC-PROG-V04-180101 | Exhibit 1.5B_R Peoples Gas EEPS_Adjustable_Savings_Goal_Template.xlsx, Unit Savings Calculations Tab | 62.31 | 62.31 | 62.31 | 62.31 | 96% | 96% | 96% | 96% | 98100.864 | 98100.864 | 91520.928 | 98100.864 | 385823.52 |  |  | 62.31 |  | 98100.864 | 0 |  | 0 | 62.31 | N/A | 98100.864 | 0 |  |  | 62.31 | N/A | 91520.928 | 0 |  |  | 62.31 | N/A | 98100.864 | 0 | 98100.864 | 98100.864 | 91520.928 | 98100.864 | 385823.52 | n/a | Exhibit 1.5B_R Peoples Gas EEPS_Adjustable_Savings_Goal_Template.xlsx, Unit Savings Calculations Tab
Res - SF Assessments | Programmable Thermostat - Boiler | 1 | 5.3.11 | 5 | 8 | each | 164 | 164 | 153 | 164 | RS-HVC-PROG-V04-180101 | Exhibit 1.5B_R Peoples Gas EEPS_Adjustable_Savings_Goal_Template.xlsx, Unit Savings Calculations Tab | 75.516 | 75.516 | 75.516 | 75.516 | 96% | 96% | 96% | 96% | 11889.239 | 11889.239 | 11091.7901 | 11889.239 | 46759.5072 |  |  | 75.516 |  | 11889.239 | 0 |  | 0 | 75.516 | N/A | 11889.239 | 0 |  |  | 75.516 | N/A | 11091.7901 | 0 |  |  | 75.516 | N/A | 11889.239 | 0 | 11889.239 | 11889.239 | 11091.7901 | 11889.239 | 46759.5072 | n/a | Exhibit 1.5B_R Peoples Gas EEPS_Adjustable_Savings_Goal_Template.xlsx, Unit Savings Calculations Tab
Res - SF Assessments | Advanced Thermostat - Furnace (Replace Manual) | 1 | 5.3.16 | 10 | 11 | each | 328 | 328 | 306 | 328 | RS-HVC-ADTH-V02-180101 | Exhibit 1.5B_R Peoples Gas EEPS_Adjustable_Savings_Goal_Template.xlsx, Unit Savings Calculations Tab | 88.44 | 88.44 | 88.44 | 88.44 | 100% | 100% | 100% | 100% | 29008.32 | 29008.32 | 27062.64 | 29008.32 | 114087.6 |  |  | 88.44 |  | 29008.32 | 0 |  | 0 | 88.44 | N/A | 29008.32 | 0 |  |  | 88.44 | N/A | 27062.64 | 0 |  |  | 88.44 | N/A | 29008.32 | 0 | 29008.32 | 29008.32 | 27062.64 | 29008.32 | 114087.6 | n/a | Exhibit 1.5B_R Peoples Gas EEPS_Adjustable_Savings_Goal_Template.xlsx, Unit Savings Calculations Tab
Res - SF Assessments | Advanced Thermostat - Boiler (Replace Manual) | 1 | 5.3.16 | 10 | 11 | each | 57 | 57 | 54 | 57 | RS-HVC-ADTH-V02-180101 | Exhibit 1.5B_R Peoples Gas EEPS_Adjustable_Savings_Goal_Template.xlsx, Unit Savings Calculations Tab | 107.184 | 107.184 | 107.184 | 107.184 | 100% | 100% | 100% | 100% | 6109.488 | 6109.488 | 5787.936 | 6109.488 | 24116.4 |  |  | 107.184 |  | 6109.488 | 0 |  | 0 | 107.184 | N/A | 6109.488 | 0 |  |  | 107.184 | N/A | 5787.936 | 0 |  |  | 107.184 | N/A | 6109.488 | 0 | 6109.488 | 6109.488 | 5787.936 | 6109.488 | 24116.4 | n/a | Exhibit 1.5B_R Peoples Gas EEPS_Adjustable_Savings_Goal_Template.xlsx, Unit Savings Calculations Tab
Res - SF Assessments | Advanced Thermostat - Furnace (Replace Programmable) | 1 | 5.3.16 | 10 | 11 | each | 328 | 328 | 306 | 328 | RS-HVC-ADTH-V02-180101 | Exhibit 1.5B_R Peoples Gas EEPS_Adjustable_Savings_Goal_Template.xlsx, Unit Savings Calculations Tab | 56.28 | 56.28 | 56.28 | 56.28 | 100% | 100% | 100% | 100% | 18459.84 | 18459.84 | 17221.68 | 18459.84 | 72601.2 |  |  | 56.28 |  | 18459.84 | 0 |  | 0 | 56.28 | N/A | 18459.84 | 0 |  |  | 56.28 | N/A | 17221.68 | 0 |  |  | 56.28 | N/A | 18459.84 | 0 | 18459.84 | 18459.84 | 17221.68 | 18459.84 | 72601.2 | n/a | Exhibit 1.5B_R Peoples Gas EEPS_Adjustable_Savings_Goal_Template.xlsx, Unit Savings Calculations Tab
Res - SF Assessments | Advanced Thermostat - Boiler (Replace Programmable) | 1 | 5.3.16 | 10 | 11 | each | 57 | 57 | 54 | 57 | RS-HVC-ADTH-V02-180101 | Exhibit 1.5B_R Peoples Gas EEPS_Adjustable_Savings_Goal_Template.xlsx, Unit Savings Calculations Tab | 68.208 | 68.208 | 68.208 | 68.208 | 100% | 100% | 100% | 100% | 3887.856 | 3887.856 | 3683.232 | 3887.856 | 15346.8 |  |  | 68.208 |  | 3887.856 | 0 |  | 0 | 68.208 | N/A | 3887.856 | 0 |  |  | 68.208 | N/A | 3683.232 | 0 |  |  | 68.208 | N/A | 3887.856 | 0 | 3887.856 | 3887.856 | 3683.232 | 3887.856 | 15346.8 | n/a | Exhibit 1.5B_R Peoples Gas EEPS_Adjustable_Savings_Goal_Template.xlsx, Unit Savings Calculations Tab
Res - SF Assessments | Thermostat - Reprogram | 1 | 5.3.11 | 2 | 2 | each | 1394 | 1394 | 1300 | 1394 | RS-HVC-PROG-V04-180101 | Exhibit 1.5B_R Peoples Gas EEPS_Adjustable_Savings_Goal_Template.xlsx, Unit Savings Calculations Tab | 62.31 | 62.31 | 62.31 | 62.31 | 96% | 96% | 96% | 96% | 83385.7344 | 83385.7344 | 77762.88 | 83385.7344 | 327920.0832 |  |  | 62.31 |  | 83385.7344 | 0 |  | 0 | 62.31 | N/A | 83385.7344 | 0 |  |  | 62.31 | N/A | 77762.88 | 0 |  |  | 62.31 | N/A | 83385.7344 | 0 | 83385.7344 | 83385.7344 | 77762.88 | 83385.7344 | 327920.0832 | n/a | Exhibit 1.5B_R Peoples Gas EEPS_Adjustable_Savings_Goal_Template.xlsx, Unit Savings Calculations Tab
Res - MF Assessments | Bathroom Aerator | 1 | 5.4.4 | 9 | 10 | each | 8153 | 8153 | 7727 | 8153 | RS-HWE-LFFA-V06-180101 | Exhibit 1.5B_R Peoples Gas EEPS_Adjustable_Savings_Goal_Template.xlsx, Unit Savings Calculations Tab | 1.2485 | 1.2485 | 1.2485 | 1.2485 | 85% | 85% | 85% | 85% | 8651.9524 | 8651.9524 | 8199.8818 | 8651.9524 | 34155.739 |  |  | 1.6369 |  | 11343.6709 | 2691.7185 |  | 0 | 1.6369 | Updated GPM_base values | 11343.6709 | 2691.7185 |  |  | 1.6369 | Updated GPM_base values | 10750.9561 | 2551.0743 |  |  | 1.6369 | Updated GPM_base values | 11343.6709 | 2691.7185 | 11343.6709 | 11343.6709 | 10750.9561 | 11343.6709 | 44781.9689 | n/a | Exhibit 1.5B_R Peoples Gas EEPS_Adjustable_Savings_Goal_Template.xlsx, Unit Savings Calculations Tab
Res - MF Assessments | Kitchen Aerator | 1 | 5.4.4 | 9 | 10 | each | 6352 | 6352 | 6020 | 6352 | RS-HWE-LFFA-V06-180101 | Exhibit 1.5B_R Peoples Gas EEPS_Adjustable_Savings_Goal_Template.xlsx, Unit Savings Calculations Tab | 5.1269 | 5.1269 | 5.1269 | 5.1269 | 85% | 85% | 85% | 85% | 27681.2959 | 27681.2959 | 26234.4775 | 27681.2959 | 109278.3652 |  |  | 7.8613 |  | 42444.6537 | 14763.3578 |  | 0 | 7.8613 | Updated GPM_base values | 42444.6537 | 14763.3578 |  |  | 7.8613 | Updated GPM_base values | 40226.1989 | 13991.7214 |  |  | 7.8613 | Updated GPM_base values | 42444.6537 | 14763.3578 | 42444.6537 | 42444.6537 | 40226.1989 | 42444.6537 | 167560.16 | n/a | Exhibit 1.5B_R Peoples Gas EEPS_Adjustable_Savings_Goal_Template.xlsx, Unit Savings Calculations Tab
Res - MF Assessments | Showerhead | 1 | 5.4.5 | 10 | 10 | each | 7679 | 7679 | 7278 | 7679 | RS-HWE-LFSH-V05-180101 | Exhibit 1.5B_R Peoples Gas EEPS_Adjustable_Savings_Goal_Template.xlsx, Unit Savings Calculations Tab | 17.8964 | 17.8964 | 17.8964 | 17.8964 | 85% | 85% | 85% | 85% | 116812.1781 | 116812.1781 | 110712.2063 | 116812.1781 | 461148.7405 |  |  | 11.3191 |  | 73881.2066 | -42930.9714 |  | 0 | 11.3191 | Updated GPM_base values | 73881.2066 | -42930.9714 |  |  | 11.3191 | Updated GPM_base values | 70023.1048 | -40689.1015 |  |  | 11.3191 | Updated GPM_base values | 73881.2066 | -42930.9714 | 73881.2066 | 73881.2066 | 70023.1048 | 73881.2066 | 291666.7248 | n/a | Exhibit 1.5B_R Peoples Gas EEPS_Adjustable_Savings_Goal_Template.xlsx, Unit Savings Calculations Tab
Res - MF Assessments | Pipe Insulation (DHW) | 1 | 5.4.1 | 15 | 15 | ft | 14505 | 14505 | 13746 | 14505 | RS-HVC-PINS-V02-150601 | Exhibit 1.5B_R Peoples Gas EEPS_Adjustable_Savings_Goal_Template.xlsx, Unit Savings Calculations Tab | 0.99123 | 0.99123 | 0.99123 | 0.99123 | 85% | 85% | 85% | 85% | 12221.1509 | 12221.1509 | 11581.6574 | 12221.1509 | 48245.1102 |  |  | 0.7704 |  | 9498.4115 | -2722.7394 |  | 0 | 0.7704 | Updated algorithm with pre and post insulation circumference factor. | 9498.4115 | -2722.7394 |  |  | 0.7704 | Updated algorithm with pre and post insulation circumference factor. | 9001.3902 | -2580.2672 |  |  | 0.7704 | Updated algorithm with pre and post insulation circumference factor. | 9498.4115 | -2722.7394 | 9498.4115 | 9498.4115 | 9001.3902 | 9498.4115 | 37496.6248 | n/a | Exhibit 1.5B_R Peoples Gas EEPS_Adjustable_Savings_Goal_Template.xlsx, Unit Savings Calculations Tab
Res - MF Assessments | Pipe Insulation (Boiler) | 1 | 5.3.2 | 15 | 15 | ft | 11376 | 11376 | 10782 | 11376 | RS-HVC-PINS-V02-160601 | Exhibit 1.5B_R Peoples Gas EEPS_Adjustable_Savings_Goal_Template.xlsx, Unit Savings Calculations Tab | 0.41554 | 0.41554 | 0.41554 | 0.41554 | 85% | 85% | 85% | 85% | 4018.1109 | 4018.1109 | 3808.3045 | 4018.1109 | 15862.6374 |  |  | 0.41554 |  | 4018.1109 | 0 |  | 0 | 0.41554 | N/A | 4018.1109 | 0 |  |  | 0.41554 | N/A | 3808.3045 | 0 |  |  | 0.41554 | N/A | 4018.1109 | 0 | 4018.1109 | 4018.1109 | 3808.3045 | 4018.1109 | 15862.6374 | n/a | Exhibit 1.5B_R Peoples Gas EEPS_Adjustable_Savings_Goal_Template.xlsx, Unit Savings Calculations Tab
Res - MF Assessments | Programmable Thermostat - Furnace | 1 | 5.3.11 | 5 | 8 | each | 1232 | 1232 | 1168 | 1232 | RS-HVC-PROG-V04-180101 | Exhibit 1.5B_R Peoples Gas EEPS_Adjustable_Savings_Goal_Template.xlsx, Unit Savings Calculations Tab | 40.5015 | 40.5015 | 40.5015 | 40.5015 | 85% | 85% | 85% | 85% | 42413.1708 | 42413.1708 | 40209.8892 | 42413.1708 | 167449.4016 |  |  | 40.5015 |  | 42413.1708 | 0 |  | 0 | 40.5015 | N/A | 42413.1708 | 0 |  |  | 40.5015 | N/A | 40209.8892 | 0 |  |  | 40.5015 | N/A | 42413.1708 | 0 | 42413.1708 | 42413.1708 | 40209.8892 | 42413.1708 | 167449.4016 | n/a | Exhibit 1.5B_R Peoples Gas EEPS_Adjustable_Savings_Goal_Template.xlsx, Unit Savings Calculations Tab
Res - MF Assessments | Programmable Thermostat - Boiler | 1 | 5.3.11 | 5 | 8 | each | 379 | 379 | 359 | 379 | RS-HVC-PROG-V04-180101 | Exhibit 1.5B_R Peoples Gas EEPS_Adjustable_Savings_Goal_Template.xlsx, Unit Savings Calculations Tab | 49.0854 | 49.0854 | 49.0854 | 49.0854 | 85% | 85% | 85% | 85% | 15812.8616 | 15812.8616 | 14978.4098 | 15812.8616 | 62416.9946 |  |  | 49.0854 |  | 15812.8616 | 0 |  | 0 | 49.0854 | N/A | 15812.8616 | 0 |  |  | 49.0854 | N/A | 14978.4098 | 0 |  |  | 49.0854 | N/A | 15812.8616 | 0 | 15812.8616 | 15812.8616 | 14978.4098 | 15812.8616 | 62416.9946 | n/a | Exhibit 1.5B_R Peoples Gas EEPS_Adjustable_Savings_Goal_Template.xlsx, Unit Savings Calculations Tab
Res - MF Assessments | Advanced Thermostat - Furnace (Replace Manual) | 1 | 5.3.16 | 10 | 11 | each | 19 | 19 | 18 | 19 | RS-HVC-ADTH-V02-180101 | Exhibit 1.5B_R Peoples Gas EEPS_Adjustable_Savings_Goal_Template.xlsx, Unit Savings Calculations Tab | 57.486 | 57.486 | 57.486 | 57.486 | 100% | 100% | 100% | 100% | 1092.234 | 1092.234 | 1034.748 | 1092.234 | 4311.45 |  |  | 57.486 |  | 1092.234 | 0 |  | 0 | 57.486 | N/A | 1092.234 | 0 |  |  | 57.486 | N/A | 1034.748 | 0 |  |  | 57.486 | N/A | 1092.234 | 0 | 1092.234 | 1092.234 | 1034.748 | 1092.234 | 4311.45 | n/a | Exhibit 1.5B_R Peoples Gas EEPS_Adjustable_Savings_Goal_Template.xlsx, Unit Savings Calculations Tab
Res - MF Assessments | Advanced Thermostat - Boiler (Replace Manual) | 1 | 5.3.16 | 10 | 11 | each | 0 | 0 | 0 | 0 | RS-HVC-ADTH-V02-180101 | Exhibit 1.5B_R Peoples Gas EEPS_Adjustable_Savings_Goal_Template.xlsx, Unit Savings Calculations Tab | 69.6696 | 69.6696 | 69.6696 | 69.6696 | 100% | 100% | 100% | 100% | 0 | 0 | 0 | 0 | 0 |  |  | 69.6696 |  | 0 | 0 |  | 0 | 69.6696 | N/A | 0 | 0 |  |  | 69.6696 | N/A | 0 | 0 |  |  | 69.6696 | N/A | 0 | 0 | 0 | 0 | 0 | 0 | 0 | n/a | Exhibit 1.5B_R Peoples Gas EEPS_Adjustable_Savings_Goal_Template.xlsx, Unit Savings Calculations Tab
Res - MF Assessments | Advanced Thermostat - Furnace (Replace Programmable) | 1 | 5.3.16 | 10 | 11 | each | 19 | 19 | 18 | 19 | RS-HVC-ADTH-V02-180101 | Exhibit 1.5B_R Peoples Gas EEPS_Adjustable_Savings_Goal_Template.xlsx, Unit Savings Calculations Tab | 36.582 | 36.582 | 36.582 | 36.582 | 100% | 100% | 100% | 100% | 695.058 | 695.058 | 658.476 | 695.058 | 2743.65 |  |  | 36.582 |  | 695.058 | 0 |  | 0 | 36.582 | N/A | 695.058 | 0 |  |  | 36.582 | N/A | 658.476 | 0 |  |  | 36.582 | N/A | 695.058 | 0 | 695.058 | 695.058 | 658.476 | 695.058 | 2743.65 | n/a | Exhibit 1.5B_R Peoples Gas EEPS_Adjustable_Savings_Goal_Template.xlsx, Unit Savings Calculations Tab
Res - MF Assessments | Advanced Thermostat - Boiler (Replace Programmable) | 1 | 5.3.16 | 10 | 11 | each | 0 | 0 | 0 | 0 | RS-HVC-ADTH-V02-180101 | Exhibit 1.5B_R Peoples Gas EEPS_Adjustable_Savings_Goal_Template.xlsx, Unit Savings Calculations Tab | 44.3352 | 44.3352 | 44.3352 | 44.3352 | 100% | 100% | 100% | 100% | 0 | 0 | 0 | 0 | 0 |  |  | 44.3352 |  | 0 | 0 |  | 0 | 44.3352 | N/A | 0 | 0 |  |  | 44.3352 | N/A | 0 | 0 |  |  | 44.3352 | N/A | 0 | 0 | 0 | 0 | 0 | 0 | 0 | n/a | Exhibit 1.5B_R Peoples Gas EEPS_Adjustable_Savings_Goal_Template.xlsx, Unit Savings Calculations Tab
Res - MF Assessments | Thermostat - Reprogram | 1 | 5.3.11 | 2 | 2 | each | 95 | 95 | 90 | 95 | RS-HVC-PROG-V04-180101 | Exhibit 1.5B_R Peoples Gas EEPS_Adjustable_Savings_Goal_Template.xlsx, Unit Savings Calculations Tab | 40.5015 | 40.5015 | 40.5015 | 40.5015 | 85% | 85% | 85% | 85% | 3270.4961 | 3270.4961 | 3098.3648 | 3270.4961 | 12909.8531 |  |  | 40.5015 |  | 3270.4961 | 0 |  | 0 | 40.5015 | N/A | 3270.4961 | 0 |  |  | 40.5015 | N/A | 3098.3648 | 0 |  |  | 40.5015 | N/A | 3270.4961 | 0 | 3270.4961 | 3270.4961 | 3098.3648 | 3270.4961 | 12909.8531 | n/a | Exhibit 1.5B_R Peoples Gas EEPS_Adjustable_Savings_Goal_Template.xlsx, Unit Savings Calculations Tab
Res - MF Assessments | Gas Optimization | 0 | Custom | 5 | 5 | each | 3 | 3 | 3 | 3 | Custom | Custom | 4500 | 4500 | 4500 | 4500 | 102% | 102% | 102% | 102% | 13770 | 13770 | 13770 | 13770 | 55080 |  |  | 4500 |  | 13770 | 0 |  | 0 | 4500 | N/A | 13770 | 0 |  |  | 4500 | N/A | 13770 | 0 |  |  | 4500 | N/A | 13770 | 0 | 13770 | 13770 | 13770 | 13770 | 55080 | n/a | Custom
Res - SF Rebates | Boiler - DHW Two-in-One | 1 | 5.4.2 | 13 | 13 | each | 7 | 7 | 7 | 7 | RS-HWE-GWHT-V07-180101 | Exhibit 1.5B_R Peoples Gas EEPS_Adjustable_Savings_Goal_Template.xlsx, Unit Savings Calculations Tab | 129.7617 | 129.7617 | 129.7617 | 129.7617 | 64% | 64% | 64% | 64% | 581.3326 | 581.3326 | 581.3326 | 581.3326 | 2325.3304 |  |  | 129.7617 |  | 581.3326 | 0 |  | 0 | 129.7617 | Updated algorithm with UEFbase and UEFeff values | 581.3326 | 0 |  |  | 129.7617 | Updated algorithm with UEFbase and UEFeff values | 581.3326 | 0 |  |  | 129.7617 | Updated algorithm with UEFbase and UEFeff values | 581.3326 | 0 | 581.3326 | 581.3326 | 581.3326 | 581.3326 | 2325.3304 | n/a | Exhibit 1.5B_R Peoples Gas EEPS_Adjustable_Savings_Goal_Template.xlsx, Unit Savings Calculations Tab
Res - SF Rebates | Boiler ≥90% AFUE, <300MBh | 1 | 5.3.6 | 25 | 25 | each | 21 | 21 | 21 | 21 | RS-HVC-GHEB-V06-180101 | Exhibit 1.5B_R Peoples Gas EEPS_Adjustable_Savings_Goal_Template.xlsx, Unit Savings Calculations Tab | 132.0325 | 132.0325 | 132.0325 | 132.0325 | 64% | 64% | 64% | 64% | 1774.5171 | 1774.5171 | 1774.5171 | 1774.5171 | 7098.0683 |  |  | 95.2195 |  | 1279.7502 | -494.7668 |  | 0 | 95.2195 | Updated savings calcs with new algorithm methodology. | 1279.7502 | -494.7668 |  |  | 95.2195 | Updated savings calcs with new algorithm methodology. | 1279.7502 | -494.7668 |  |  | 95.2195 | Updated savings calcs with new algorithm methodology. | 1279.7502 | -494.7668 | 1279.7502 | 1279.7502 | 1279.7502 | 1279.7502 | 5119.001 | n/a | Exhibit 1.5B_R Peoples Gas EEPS_Adjustable_Savings_Goal_Template.xlsx, Unit Savings Calculations Tab
Res - SF Rebates | Boiler ≥95% AFUE, <300MBh | 1 | 5.3.6 | 25 | 25 | each | 11 | 11 | 11 | 11 | RS-HVC-GHEB-V06-180101 | Exhibit 1.5B_R Peoples Gas EEPS_Adjustable_Savings_Goal_Template.xlsx, Unit Savings Calculations Tab | 203.2606 | 203.2606 | 203.2606 | 203.2606 | 64% | 64% | 64% | 64% | 1430.9546 | 1430.9546 | 1430.9546 | 1430.9546 | 5723.8182 |  |  | 154.7317 |  | 1089.3112 | -341.6433 |  | 0 | 154.7317 | Updated savings calcs with new algorithm methodology. | 1089.3112 | -341.6433 |  |  | 154.7317 | Updated savings calcs with new algorithm methodology. | 1089.3112 | -341.6433 |  |  | 154.7317 | Updated savings calcs with new algorithm methodology. | 1089.3112 | -341.6433 | 1089.3112 | 1089.3112 | 1089.3112 | 1089.3112 | 4357.2449 | n/a | Exhibit 1.5B_R Peoples Gas EEPS_Adjustable_Savings_Goal_Template.xlsx, Unit Savings Calculations Tab
Res - SF Rebates | Furnace >95% AFUE | 1 | 5.3.7 | 20 | 20 | each | 1104 | 1104 | 1104 | 1104 | RS-HVC-GHEF-V07-180101 | Exhibit 1.5B_R Peoples Gas EEPS_Adjustable_Savings_Goal_Template.xlsx, Unit Savings Calculations Tab | 175.8603 | 175.8603 | 175.8603 | 175.8603 | 64% | 64% | 64% | 64% | 124255.8704 | 124255.8704 | 124255.8704 | 124255.8704 | 497023.4818 |  |  | 156.4103 |  | 110513.2308 | -13742.6397 |  | 0 | 156.4103 | Updated savings calcs with new algorithm methodology. | 110513.2308 | -13742.6397 |  |  | 156.4103 | Updated savings calcs with new algorithm methodology. | 110513.2308 | -13742.6397 |  |  | 156.4103 | Updated savings calcs with new algorithm methodology. | 110513.2308 | -13742.6397 | 110513.2308 | 110513.2308 | 110513.2308 | 110513.2308 | 442052.9231 | n/a | Exhibit 1.5B_R Peoples Gas EEPS_Adjustable_Savings_Goal_Template.xlsx, Unit Savings Calculations Tab
Res - SF Rebates | Furnace >97% AFUE | 1 | 5.3.7 | 20 | 20 | each | 242 | 242 | 242 | 242 | RS-HVC-GHEF-V07-180101 | Exhibit 1.5B_R Peoples Gas EEPS_Adjustable_Savings_Goal_Template.xlsx, Unit Savings Calculations Tab | 195.1989 | 195.1989 | 195.1989 | 195.1989 | 64% | 64% | 64% | 64% | 30232.4081 | 30232.4081 | 30232.4081 | 30232.4081 | 120929.6326 |  |  | 177.265 |  | 27454.7966 | -2777.6116 |  | 0 | 177.265 | Updated savings calcs with new algorithm methodology. | 27454.7966 | -2777.6116 |  |  | 177.265 | Updated savings calcs with new algorithm methodology. | 27454.7966 | -2777.6116 |  |  | 177.265 | Updated savings calcs with new algorithm methodology. | 27454.7966 | -2777.6116 | 27454.7966 | 27454.7966 | 27454.7966 | 27454.7966 | 109819.1863 | n/a | Exhibit 1.5B_R Peoples Gas EEPS_Adjustable_Savings_Goal_Template.xlsx, Unit Savings Calculations Tab
Res - SF Rebates | Programmable Thermostat - Furnace | 1 | 5.3.11 | 5 | 8 | each | 0 | 0 | 0 | 0 | RS-HVC-PROG-V04-180101 | Exhibit 1.5B_R Peoples Gas EEPS_Adjustable_Savings_Goal_Template.xlsx, Unit Savings Calculations Tab | 34.8936 | 34.8936 | 34.8936 | 34.8936 | 64% | 64% | 64% | 64% | 0 | 0 | 0 | 0 | 0 |  |  | 34.8936 |  | 0 | 0 |  | 0 | 34.8936 | N/A | 0 | 0 |  |  | 34.8936 | N/A | 0 | 0 |  |  | 34.8936 | N/A | 0 | 0 | 0 | 0 | 0 | 0 | 0 | n/a | Exhibit 1.5B_R Peoples Gas EEPS_Adjustable_Savings_Goal_Template.xlsx, Unit Savings Calculations Tab
Res - SF Rebates | Programmable Thermostat - Boiler | 1 | 5.3.11 | 5 | 8 | each | 0 | 0 | 0 | 0 | RS-HVC-PROG-V04-180101 | Exhibit 1.5B_R Peoples Gas EEPS_Adjustable_Savings_Goal_Template.xlsx, Unit Savings Calculations Tab | 42.289 | 42.289 | 42.289 | 42.289 | 64% | 64% | 64% | 64% | 0 | 0 | 0 | 0 | 0 |  |  | 42.289 |  | 0 | 0 |  | 0 | 42.289 | N/A | 0 | 0 |  |  | 42.289 | N/A | 0 | 0 |  |  | 42.289 | N/A | 0 | 0 | 0 | 0 | 0 | 0 | 0 | n/a | Exhibit 1.5B_R Peoples Gas EEPS_Adjustable_Savings_Goal_Template.xlsx, Unit Savings Calculations Tab
Res - SF Rebates | Advanced Thermostat - Furnace (Replace Manual) | 1 | 5.3.16 | 10 | 11 | each | 1242 | 1242 | 1242 | 1242 | RS-HVC-ADTH-V02-180101 | Exhibit 1.5B_R Peoples Gas EEPS_Adjustable_Savings_Goal_Template.xlsx, Unit Savings Calculations Tab | 88.44 | 88.44 | 88.44 | 88.44 | 100% | 100% | 100% | 100% | 109842.48 | 109842.48 | 109842.48 | 109842.48 | 439369.92 |  |  | 88.44 |  | 109842.48 | 0 |  | 0 | 88.44 | N/A | 109842.48 | 0 |  |  | 88.44 | N/A | 109842.48 | 0 |  |  | 88.44 | N/A | 109842.48 | 0 | 109842.48 | 109842.48 | 109842.48 | 109842.48 | 439369.92 | n/a | Exhibit 1.5B_R Peoples Gas EEPS_Adjustable_Savings_Goal_Template.xlsx, Unit Savings Calculations Tab
Res - SF Rebates | Advanced Thermostat - Boiler (Replace Manual) | 1 | 5.3.16 | 10 | 11 | each | 440 | 440 | 440 | 440 | RS-HVC-ADTH-V02-180101 | Exhibit 1.5B_R Peoples Gas EEPS_Adjustable_Savings_Goal_Template.xlsx, Unit Savings Calculations Tab | 107.184 | 107.184 | 107.184 | 107.184 | 100% | 100% | 100% | 100% | 47160.96 | 47160.96 | 47160.96 | 47160.96 | 188643.84 |  |  | 107.184 |  | 47160.96 | 0 |  | 0 | 107.184 | N/A | 47160.96 | 0 |  |  | 107.184 | N/A | 47160.96 | 0 |  |  | 107.184 | N/A | 47160.96 | 0 | 47160.96 | 47160.96 | 47160.96 | 47160.96 | 188643.84 | n/a | Exhibit 1.5B_R Peoples Gas EEPS_Adjustable_Savings_Goal_Template.xlsx, Unit Savings Calculations Tab
Res - SF Rebates | Advanced Thermostat - Furnace (Replace Programmable) | 1 | 5.3.16 | 10 | 11 | each | 1725 | 1725 | 1725 | 1725 | RS-HVC-ADTH-V02-180101 | Exhibit 1.5B_R Peoples Gas EEPS_Adjustable_Savings_Goal_Template.xlsx, Unit Savings Calculations Tab | 56.28 | 56.28 | 56.28 | 56.28 | 100% | 100% | 100% | 100% | 97083 | 97083 | 97083 | 97083 | 388332 |  |  | 56.28 |  | 97083 | 0 |  | 0 | 56.28 | N/A | 97083 | 0 |  |  | 56.28 | N/A | 97083 | 0 |  |  | 56.28 | N/A | 97083 | 0 | 97083 | 97083 | 97083 | 97083 | 388332 | n/a | Exhibit 1.5B_R Peoples Gas EEPS_Adjustable_Savings_Goal_Template.xlsx, Unit Savings Calculations Tab
Res - SF Rebates | Advanced Thermostat - Boiler (Replace Programmable) | 1 | 5.3.16 | 10 | 11 | each | 600 | 600 | 600 | 600 | RS-HVC-ADTH-V02-180101 | Exhibit 1.5B_R Peoples Gas EEPS_Adjustable_Savings_Goal_Template.xlsx, Unit Savings Calculations Tab | 68.208 | 68.208 | 68.208 | 68.208 | 100% | 100% | 100% | 100% | 40924.8 | 40924.8 | 40924.8 | 40924.8 | 163699.2 |  |  | 68.208 |  | 40924.8 | 0 |  | 0 | 68.208 | N/A | 40924.8 | 0 |  |  | 68.208 | N/A | 40924.8 | 0 |  |  | 68.208 | N/A | 40924.8 | 0 | 40924.8 | 40924.8 | 40924.8 | 40924.8 | 163699.2 | n/a | Exhibit 1.5B_R Peoples Gas EEPS_Adjustable_Savings_Goal_Template.xlsx, Unit Savings Calculations Tab
Res - SF Rebates | Air Sealing | 1 | 5.6.1 | 15 | 20 | CFM_50 | 256417.8 | 256417.8 | 256417.8 | 256417.8 | RS-SHL-AIRS-V06-180101 | Exhibit 1.5B_R Peoples Gas EEPS_Adjustable_Savings_Goal_Template.xlsx, Unit Savings Calculations Tab | 0.077016 | 0.077016 | 0.077016 | 0.077016 | 90% | 90% | 90% | 90% | 17773.4228 | 17773.4228 | 17773.4228 | 17773.4228 | 71093.6911 |  |  | 0.055451 |  | 12796.8644 | -4976.5584 |  | 0 | 0.055451 | Added gas heating adjustment factor to savings calculation | 12796.8644 | -4976.5584 |  |  | 0.055451 | Added gas heating adjustment factor to savings calculation | 12796.8644 | -4976.5584 |  |  | 0.055451 | Added gas heating adjustment factor to savings calculation | 12796.8644 | -4976.5584 | 12796.8644 | 12796.8644 | 12796.8644 | 12796.8644 | 51187.4576 | n/a | Exhibit 1.5B_R Peoples Gas EEPS_Adjustable_Savings_Goal_Template.xlsx, Unit Savings Calculations Tab
Res - SF Rebates | Attic Insulation | 1 | 5.6.5 | 25 | 20 | sq ft | 276000 | 276000 | 276000 | 276000 | RS-SHL-AINS-V07-180101 | Exhibit 1.5B_R Peoples Gas EEPS_Adjustable_Savings_Goal_Template.xlsx, Unit Savings Calculations Tab | 0.077438 | 0.077438 | 0.077438 | 0.077438 | 90% | 90% | 90% | 90% | 19235.7164 | 19235.7164 | 19235.7164 | 19235.7164 | 76942.8656 |  |  | 0.092988 |  | 23098.3252 | 3862.6088 |  | 0 | 0.092988 | Updated savings algorithm, variable labels, and TRM section code. Savings are unaffected with new algorithm. | 23098.3252 | 3862.6088 |  |  | 0.092988 | Updated savings algorithm, variable labels, and TRM section code. Savings are unaffected with new algorithm. | 23098.3252 | 3862.6088 |  |  | 0.092988 | Updated savings algorithm, variable labels, and TRM section code. Savings are unaffected with new algorithm. | 23098.3252 | 3862.6088 | 23098.3252 | 23098.3252 | 23098.3252 | 23098.3252 | 92393.3007 | n/a | Exhibit 1.5B_R Peoples Gas EEPS_Adjustable_Savings_Goal_Template.xlsx, Unit Savings Calculations Tab
Res - SF Rebates | Duct Sealing | 1 | 5.3.4 | 20 | 20 | CFM_25 | 8280 | 8280 | 8280 | 8280 | RS-HVC-DINS-V06-160601 | Exhibit 1.5B_R Peoples Gas EEPS_Adjustable_Savings_Goal_Template.xlsx, Unit Savings Calculations Tab | 0.7095 | 0.7095 | 0.7095 | 0.7095 | 90% | 90% | 90% | 90% | 5287.1983 | 5287.1983 | 5287.1983 | 5287.1983 | 21148.7933 |  |  | 0.7095 |  | 5287.1983 | 0 |  | 0 | 0.7095 | N/A | 5287.1983 | 0 |  |  | 0.7095 | N/A | 5287.1983 | 0 |  |  | 0.7095 | N/A | 5287.1983 | 0 | 5287.1983 | 5287.1983 | 5287.1983 | 5287.1983 | 21148.7933 | n/a | Exhibit 1.5B_R Peoples Gas EEPS_Adjustable_Savings_Goal_Template.xlsx, Unit Savings Calculations Tab
Res - SF Rebates | Wall Insulation | 1 | 5.6.4 | 25 | 20 | CFM_25 | 8500 | 8500 | 8500 | 8500 | RS-SHL-AINS-V07-180101 | Exhibit 1.5B_R Peoples Gas EEPS_Adjustable_Savings_Goal_Template.xlsx, Unit Savings Calculations Tab | 0.078966 | 0.078966 | 0.078966 | 0.078966 | 90% | 90% | 90% | 90% | 604.0913 | 604.0913 | 604.0913 | 604.0913 | 2416.3652 |  |  | 0.079019 |  | 604.496 | 0.40474 |  | 0 | 0.079019 | Updated savings algorithm and variable labels. Savings are unaffected with new algorithm. | 604.496 | 0.40474 |  |  | 0.079019 | Updated savings algorithm and variable labels. Savings are unaffected with new algorithm. | 604.496 | 0.40474 |  |  | 0.079019 | Updated savings algorithm and variable labels. Savings are unaffected with new algorithm. | 604.496 | 0.40474 | 604.496 | 604.496 | 604.496 | 604.496 | 2417.9842 | n/a | Exhibit 1.5B_R Peoples Gas EEPS_Adjustable_Savings_Goal_Template.xlsx, Unit Savings Calculations Tab
Res - SF Rebates | Foundation Insulation | 1 | 5.6.2 | 25 | 25 | CFM_25 | 2380 | 2380 | 2380 | 2380 | RS-SHL-BINS-V08-180101 | Exhibit 1.5B_R Peoples Gas EEPS_Adjustable_Savings_Goal_Template.xlsx, Unit Savings Calculations Tab | 0.082418 | 0.082418 | 0.082418 | 0.082418 | 90% | 90% | 90% | 90% | 176.5393 | 176.5393 | 176.5393 | 176.5393 | 706.1574 |  |  | 0.082418 |  | 176.5393 | 0 |  | 0 | 0.082418 | N/A | 176.5393 | 0 |  |  | 0.082418 | N/A | 176.5393 | 0 |  |  | 0.082418 | N/A | 176.5393 | 0 | 176.5393 | 176.5393 | 176.5393 | 176.5393 | 706.1574 | n/a | Exhibit 1.5B_R Peoples Gas EEPS_Adjustable_Savings_Goal_Template.xlsx, Unit Savings Calculations Tab
Res - SF Rebates | New Construction 20-25% over IL 2015 Code | 0 | Custom | 15 | 15 | each | 35 | 35 | 35 | 35 | Custom | Custom | 256.5 | 256.5 | 256.5 | 256.5 | 65% | 65% | 65% | 65% | 5835.375 | 5835.375 | 5835.375 | 5835.375 | 23341.5 |  |  | 256.5 |  | 5835.375 | 0 |  | 0 | 256.5 | N/A | 5835.375 | 0 |  |  | 256.5 | N/A | 5835.375 | 0 |  |  | 256.5 | N/A | 5835.375 | 0 | 5835.375 | 5835.375 | 5835.375 | 5835.375 | 23341.5 | n/a | Custom
Res - SF Rebates | New Construction 25-30% over IL 2015 Code | 0 | Custom | 15 | 15 | each | 14 | 14 | 14 | 14 | Custom | Custom | 361 | 361 | 361 | 361 | 65% | 65% | 65% | 65% | 3285.1 | 3285.1 | 3285.1 | 3285.1 | 13140.4 |  |  | 361 |  | 3285.1 | 0 |  | 0 | 361 | N/A | 3285.1 | 0 |  |  | 361 | N/A | 3285.1 | 0 |  |  | 361 | N/A | 3285.1 | 0 | 3285.1 | 3285.1 | 3285.1 | 3285.1 | 13140.4 | n/a | Custom
Res - SF Rebates | New Construction 30-40% over IL 2015 Code | 0 | Custom | 15 | 15 | each | 7 | 7 | 7 | 7 | Custom | Custom | 475 | 475 | 475 | 475 | 65% | 65% | 65% | 65% | 2161.25 | 2161.25 | 2161.25 | 2161.25 | 8645 |  |  | 475 |  | 2161.25 | 0 |  | 0 | 475 | N/A | 2161.25 | 0 |  |  | 475 | N/A | 2161.25 | 0 |  |  | 475 | N/A | 2161.25 | 0 | 2161.25 | 2161.25 | 2161.25 | 2161.25 | 8645 | n/a | Custom
Res - SF Rebates | New Construction ≥40% over IL 2015 Code | 0 | Custom | 15 | 15 | each | 1 | 1 | 1 | 1 | Custom | Custom | 798 | 798 | 798 | 798 | 65% | 65% | 65% | 65% | 518.7 | 518.7 | 518.7 | 518.7 | 2074.8 |  |  | 798 |  | 518.7 | 0 |  | 0 | 798 | N/A | 518.7 | 0 |  |  | 798 | N/A | 518.7 | 0 |  |  | 798 | N/A | 518.7 | 0 | 518.7 | 518.7 | 518.7 | 518.7 | 2074.8 | n/a | Custom
Res - MF Standard Rebates | Boiler ≥88% AFUE, <300MBh | 1 | 4.4.10 | 20 | 20 | MBH | 2700 | 2700 | 2700 | 2700 | CI-HVC-BOIL-V05-150601 | Exhibit 1.5B_R Peoples Gas EEPS_Adjustable_Savings_Goal_Template.xlsx, Unit Savings Calculations Tab | 1.2329 | 1.2329 | 1.2329 | 1.2329 | 76% | 76% | 76% | 76% | 2529.9659 | 2529.9659 | 2529.9659 | 2529.9659 | 10119.8634 |  |  | 1.2468 |  | 2558.4937 | 28.5278 |  | 0 | 1.2468 | N/A | 2558.4937 | 28.5278 |  |  | 1.2468 | N/A | 2558.4937 | 28.5278 |  |  | 1.2468 | N/A | 2558.4937 | 28.5278 | 2558.4937 | 2558.4937 | 2558.4937 | 2558.4937 | 10233.9746 | n/a | Exhibit 1.5B_R Peoples Gas EEPS_Adjustable_Savings_Goal_Template.xlsx, Unit Savings Calculations Tab
Res - MF Standard Rebates | Boiler ≥88% AFUE, ≥300MBh TE | 1 | 4.4.10 | 20 | 20 | MBH | 8750 | 8750 | 8750 | 8750 | CI-HVC-BOIL-V05-150601 | Exhibit 1.5B_R Peoples Gas EEPS_Adjustable_Savings_Goal_Template.xlsx, Unit Savings Calculations Tab | 1.685 | 1.685 | 1.685 | 1.685 | 76% | 76% | 76% | 76% | 11205.25 | 11205.25 | 11205.25 | 11205.25 | 44821 |  |  | 1.704 |  | 11331.6 | 126.35 |  | 0 | 1.704 | N/A | 11331.6 | 126.35 |  |  | 1.704 | N/A | 11331.6 | 126.35 |  |  | 1.704 | N/A | 11331.6 | 126.35 | 11331.6 | 11331.6 | 11331.6 | 11331.6 | 45326.4 | n/a | Exhibit 1.5B_R Peoples Gas EEPS_Adjustable_Savings_Goal_Template.xlsx, Unit Savings Calculations Tab
Res - MF Standard Rebates | Boiler Reset Controls | 1 | 4.4.4 | 20 | 20 | MBH | 2200 | 2200 | 2200 | 2200 | CI-HVC-BLRC-V03-150601 | Exhibit 1.5B_R Peoples Gas EEPS_Adjustable_Savings_Goal_Template.xlsx, Unit Savings Calculations Tab | 1.348 | 1.348 | 1.348 | 1.348 | 76% | 76% | 76% | 76% | 2253.856 | 2253.856 | 2253.856 | 2253.856 | 9015.424 |  |  | 1.3632 |  | 2279.2704 | 25.4144 |  | 0 | 1.3632 | N/A | 2279.2704 | 25.4144 |  |  | 1.3632 | N/A | 2279.2704 | 25.4144 |  |  | 1.3632 | N/A | 2279.2704 | 25.4144 | 2279.2704 | 2279.2704 | 2279.2704 | 2279.2704 | 9117.0816 | n/a | Exhibit 1.5B_R Peoples Gas EEPS_Adjustable_Savings_Goal_Template.xlsx, Unit Savings Calculations Tab
Res - MF Standard Rebates | Boiler Tune Up - Process | 1 | 4.4.3 | 3 | 3 | MBH | 1400 | 1400 | 1400 | 1400 | CI-HVC-PBTU-V05-160601 | Exhibit 1.5B_R Peoples Gas EEPS_Adjustable_Savings_Goal_Template.xlsx, Unit Savings Calculations Tab | 0.83824 | 0.83824 | 0.83824 | 0.83824 | 76% | 76% | 76% | 76% | 891.8821 | 891.8821 | 891.8821 | 891.8821 | 3567.5285 |  |  | 0.83824 |  | 891.8821 | 0 |  | 0 | 0.83824 | N/A | 891.8821 | 0 |  |  | 0.83824 | N/A | 891.8821 | 0 |  |  | 0.83824 | N/A | 891.8821 | 0 | 891.8821 | 891.8821 | 891.8821 | 891.8821 | 3567.5285 | n/a | Exhibit 1.5B_R Peoples Gas EEPS_Adjustable_Savings_Goal_Template.xlsx, Unit Savings Calculations Tab
Res - MF Standard Rebates | Boiler Tune Up - Space Heating | 1 | 4.4.2 | 3 | 3 | MBH | 2200 | 2200 | 2200 | 2200 | CI-HVC-BLRT-V06-160601 | Exhibit 1.5B_R Peoples Gas EEPS_Adjustable_Savings_Goal_Template.xlsx, Unit Savings Calculations Tab | 0.39353 | 0.39353 | 0.39353 | 0.39353 | 76% | 76% | 76% | 76% | 657.9801 | 657.9801 | 657.9801 | 657.9801 | 2631.9204 |  |  | 0.39797 |  | 665.3995 | 7.4194 |  | 0 | 0.39797 | N/A | 665.3995 | 7.4194 |  |  | 0.39797 | N/A | 665.3995 | 7.4194 |  |  | 0.39797 | N/A | 665.3995 | 7.4194 | 665.3995 | 665.3995 | 665.3995 | 665.3995 | 2661.5978 | n/a | Exhibit 1.5B_R Peoples Gas EEPS_Adjustable_Savings_Goal_Template.xlsx, Unit Savings Calculations Tab
Res - MF Standard Rebates | Condensing Unit Heater | 1 | 4.4.5 | 12 | 12 | MBH | 0 | 0 | 0 | 0 | CI-HVC-CUHT-V01-120601 | Exhibit 1.5B_R Peoples Gas EEPS_Adjustable_Savings_Goal_Template.xlsx, Unit Savings Calculations Tab | 1.7733 | 1.7733 | 1.7733 | 1.7733 | 76% | 76% | 76% | 76% | 0 | 0 | 0 | 0 | 0 |  |  | 1.7733 |  | 0 | 0 |  | 0 | 1.7733 | N/A | 0 | 0 |  |  | 1.7733 | N/A | 0 | 0 |  |  | 1.7733 | N/A | 0 | 0 | 0 | 0 | 0 | 0 | 0 | n/a | Exhibit 1.5B_R Peoples Gas EEPS_Adjustable_Savings_Goal_Template.xlsx, Unit Savings Calculations Tab
Res - MF Standard Rebates | Direct Fired Heaters | 0 | Custom | 20 | 20 | MBH | 0 | 0 | 0 | 0 | Custom | Custom | 2.3932 | 2.3932 | 2.3932 | 2.3932 | 76% | 76% | 76% | 76% | 0 | 0 | 0 | 0 | 0 |  |  | 2.3932 |  | 0 | 0 |  | 0 | 2.3932 | N/A | 0 | 0 |  |  | 2.3932 | N/A | 0 | 0 |  |  | 2.3932 | N/A | 0 | 0 | 0 | 0 | 0 | 0 | 0 | n/a | Custom
Res - MF Standard Rebates | Furnace >95% AFUE | 1 | 4.4.11 | 16 | 16 | each | 11 | 11 | 11 | 11 | CI-HVC-FRNC-V07-180101 | Exhibit 1.5B_R Peoples Gas EEPS_Adjustable_Savings_Goal_Template.xlsx, Unit Savings Calculations Tab | 240.1125 | 240.1125 | 240.1125 | 240.1125 | 76% | 76% | 76% | 76% | 2007.3405 | 2007.3405 | 2007.3405 | 2007.3405 | 8029.362 |  |  | 242.82 |  | 2029.9752 | 22.6347 |  | 0 | 242.82 | N/A | 2029.9752 | 22.6347 |  |  | 242.82 | N/A | 2029.9752 | 22.6347 |  |  | 242.82 | N/A | 2029.9752 | 22.6347 | 2029.9752 | 2029.9752 | 2029.9752 | 2029.9752 | 8119.9008 | n/a | Exhibit 1.5B_R Peoples Gas EEPS_Adjustable_Savings_Goal_Template.xlsx, Unit Savings Calculations Tab
Res - MF Standard Rebates | High Speed Washer | 1 | 4.8.5 | 7 | 7 | lb-capacity | 2750 | 2750 | 2750 | 2750 | CI-MSC-HSCW-V01-180101 | Exhibit 1.5B_R Peoples Gas EEPS_Adjustable_Savings_Goal_Template.xlsx, Unit Savings Calculations Tab | 3.6757 | 3.6757 | 3.6757 | 3.6757 | 76% | 76% | 76% | 76% | 7682.1545 | 7682.1545 | 7682.1545 | 7682.1545 | 30728.6179 |  |  | 3.6757 |  | 7682.1545 | 0 |  | 0 | 3.6757 | N/A | 7682.1545 | 0 |  |  | 3.6757 | N/A | 7682.1545 | 0 |  |  | 3.6757 | N/A | 7682.1545 | 0 | 7682.1545 | 7682.1545 | 7682.1545 | 7682.1545 | 30728.6179 | n/a | Exhibit 1.5B_R Peoples Gas EEPS_Adjustable_Savings_Goal_Template.xlsx, Unit Savings Calculations Tab
Res - MF Standard Rebates | Infrared Heater | 1 | 4.4.12 | 12 | 12 | MBH | 0 | 0 | 0 | 0 | CI-HVC-IRHT-V01-120601 | Exhibit 1.5B_R Peoples Gas EEPS_Adjustable_Savings_Goal_Template.xlsx, Unit Savings Calculations Tab | 3.0067 | 3.0067 | 3.0067 | 3.0067 | 76% | 76% | 76% | 76% | 0 | 0 | 0 | 0 | 0 |  |  | 3.0067 |  | 0 | 0 |  | 0 | 3.0067 | N/A | 0 | 0 |  |  | 3.0067 | N/A | 0 | 0 |  |  | 3.0067 | N/A | 0 | 0 | 0 | 0 | 0 | 0 | 0 | n/a | Exhibit 1.5B_R Peoples Gas EEPS_Adjustable_Savings_Goal_Template.xlsx, Unit Savings Calculations Tab
Res - MF Standard Rebates | Ozone Laundry | 1 | 5.1.12 | 10 | 10 | lb-capacity | 2750 | 2750 | 2750 | 2750 | CI-HW-OZLD-VO1-140601 | Exhibit 1.5B_R Peoples Gas EEPS_Adjustable_Savings_Goal_Template.xlsx, Unit Savings Calculations Tab | 30.7227 | 30.7227 | 30.7227 | 30.7227 | 76% | 76% | 76% | 76% | 64210.3682 | 64210.3682 | 64210.3682 | 64210.3682 | 256841.4726 |  |  | 13.1905 |  | 27568.2139 | -36642.1542 |  | 0 | 13.1905 | Updated savings calcs with new algorithm. | 27568.2139 | -36642.1542 |  |  | 13.1905 | Updated savings calcs with new algorithm. | 27568.2139 | -36642.1542 |  |  | 13.1905 | Updated savings calcs with new algorithm. | 27568.2139 | -36642.1542 | 27568.2139 | 27568.2139 | 27568.2139 | 27568.2139 | 110272.8557 | n/a | Exhibit 1.5B_R Peoples Gas EEPS_Adjustable_Savings_Goal_Template.xlsx, Unit Savings Calculations Tab
Res - MF Standard Rebates | Pipe Insulation - Hyd. Boiler Sm <=1.25" | 1 | 4.4.14 | 15 | 15 | ft | 75 | 75 | 75 | 75 | CI-HVC-PINS-V04-160601 | Exhibit 1.5B_R Peoples Gas EEPS_Adjustable_Savings_Goal_Template.xlsx,Pipe Insulation Detail Tab | 2.3011 | 2.3011 | 2.3011 | 2.3011 | 76% | 76% | 76% | 76% | 131.1655 | 131.1655 | 131.1655 | 131.1655 | 524.6621 |  |  | 2.3011 |  | 131.1655 | 0 |  | 0 | 2.3011 | N/A | 131.1655 | 0 |  |  | 2.3011 | N/A | 131.1655 | 0 |  |  | 2.3011 | N/A | 131.1655 | 0 | 131.1655 | 131.1655 | 131.1655 | 131.1655 | 524.6621 | n/a | Exhibit 1.5B_R Peoples Gas EEPS_Adjustable_Savings_Goal_Template.xlsx,Pipe Insulation Detail Tab
Res - MF Standard Rebates | Pipe Insulation - Hyd. Boiler Med 1.25-2" | 1 | 4.4.14 | 15 | 15 | ft | 75 | 75 | 75 | 75 | CI-HVC-PINS-V04-160601 | Exhibit 1.5B_R Peoples Gas EEPS_Adjustable_Savings_Goal_Template.xlsx,Pipe Insulation Detail Tab | 3.6035 | 3.6035 | 3.6035 | 3.6035 | 76% | 76% | 76% | 76% | 205.3982 | 205.3982 | 205.3982 | 205.3982 | 821.5928 |  |  | 3.6035 |  | 205.3982 | 0 |  | 0 | 3.6035 | N/A | 205.3982 | 0 |  |  | 3.6035 | N/A | 205.3982 | 0 |  |  | 3.6035 | N/A | 205.3982 | 0 | 205.3982 | 205.3982 | 205.3982 | 205.3982 | 821.5928 | n/a | Exhibit 1.5B_R Peoples Gas EEPS_Adjustable_Savings_Goal_Template.xlsx,Pipe Insulation Detail Tab
Res - MF Standard Rebates | Pipe Insulation - Hyd. Boiler Large ≥2" | 1 | 4.4.14 | 15 | 15 | ft | 75 | 75 | 75 | 75 | CI-HVC-PINS-V04-160601 | Exhibit 1.5B_R Peoples Gas EEPS_Adjustable_Savings_Goal_Template.xlsx,Pipe Insulation Detail Tab | 6.1868 | 6.1868 | 6.1868 | 6.1868 | 76% | 76% | 76% | 76% | 352.6466 | 352.6466 | 352.6466 | 352.6466 | 1410.5864 |  |  | 6.1868 |  | 352.6466 | 0 |  | 0 | 6.1868 | N/A | 352.6466 | 0 |  |  | 6.1868 | N/A | 352.6466 | 0 |  |  | 6.1868 | N/A | 352.6466 | 0 | 352.6466 | 352.6466 | 352.6466 | 352.6466 | 1410.5864 | n/a | Exhibit 1.5B_R Peoples Gas EEPS_Adjustable_Savings_Goal_Template.xlsx,Pipe Insulation Detail Tab
Res - MF Standard Rebates | Pipe Insulation - HW Small 1" to 2" | 1 | 4.4.14 | 15 | 15 | ft | 300 | 300 | 300 | 300 | CI-HVC-PINS-V04-160601 | Exhibit 1.5B_R Peoples Gas EEPS_Adjustable_Savings_Goal_Template.xlsx,Pipe Insulation Detail Tab | 3.1358 | 3.1358 | 3.1358 | 3.1358 | 76% | 76% | 76% | 76% | 714.9676 | 714.9676 | 714.9676 | 714.9676 | 2859.8705 |  |  | 3.1358 |  | 714.9676 | 0 |  | 0 | 3.1358 | N/A | 714.9676 | 0 |  |  | 3.1358 | N/A | 714.9676 | 0 |  |  | 3.1358 | N/A | 714.9676 | 0 | 714.9676 | 714.9676 | 714.9676 | 714.9676 | 2859.8705 | n/a | Exhibit 1.5B_R Peoples Gas EEPS_Adjustable_Savings_Goal_Template.xlsx,Pipe Insulation Detail Tab
Res - MF Standard Rebates | Pipe Insulation - HW Medium 2.1" to 4" | 1 | 4.4.14 | 15 | 15 | ft | 75 | 75 | 75 | 75 | CI-HVC-PINS-V04-160601 | Exhibit 1.5B_R Peoples Gas EEPS_Adjustable_Savings_Goal_Template.xlsx,Pipe Insulation Detail Tab | 6.1942 | 6.1942 | 6.1942 | 6.1942 | 76% | 76% | 76% | 76% | 353.0715 | 353.0715 | 353.0715 | 353.0715 | 1412.2861 |  |  | 6.1942 |  | 353.0715 | 0 |  | 0 | 6.1942 | N/A | 353.0715 | 0 |  |  | 6.1942 | N/A | 353.0715 | 0 |  |  | 6.1942 | N/A | 353.0715 | 0 | 353.0715 | 353.0715 | 353.0715 | 353.0715 | 1412.2861 | n/a | Exhibit 1.5B_R Peoples Gas EEPS_Adjustable_Savings_Goal_Template.xlsx,Pipe Insulation Detail Tab
Res - MF Standard Rebates | Pipe Insulation - HW Large >4" | 1 | 4.4.14 | 15 | 15 | ft | 0 | 0 | 0 | 0 | CI-HVC-PINS-V04-160601 | Exhibit 1.5B_R Peoples Gas EEPS_Adjustable_Savings_Goal_Template.xlsx,Pipe Insulation Detail Tab | 10.6729 | 10.6729 | 10.6729 | 10.6729 | 76% | 76% | 76% | 76% | 0 | 0 | 0 | 0 | 0 |  |  | 10.6729 |  | 0 | 0 |  | 0 | 10.6729 | N/A | 0 | 0 |  |  | 10.6729 | N/A | 0 | 0 |  |  | 10.6729 | N/A | 0 | 0 | 0 | 0 | 0 | 0 | 0 | n/a | Exhibit 1.5B_R Peoples Gas EEPS_Adjustable_Savings_Goal_Template.xlsx,Pipe Insulation Detail Tab
Res - MF Standard Rebates | Pipe Insulation - Steam - Small 1" to 2" | 1 | 4.4.14 | 15 | 15 | ft | 525 | 525 | 525 | 525 | CI-HVC-PINS-V04-160601 | Exhibit 1.5B_R Peoples Gas EEPS_Adjustable_Savings_Goal_Template.xlsx,Pipe Insulation Detail Tab | 3.9671 | 3.9671 | 3.9671 | 3.9671 | 76% | 76% | 76% | 76% | 1582.8717 | 1582.8717 | 1582.8717 | 1582.8717 | 6331.4869 |  |  | 3.9671 |  | 1582.8717 | 0 |  | 0 | 3.9671 | N/A | 1582.8717 | 0 |  |  | 3.9671 | N/A | 1582.8717 | 0 |  |  | 3.9671 | N/A | 1582.8717 | 0 | 1582.8717 | 1582.8717 | 1582.8717 | 1582.8717 | 6331.4869 | n/a | Exhibit 1.5B_R Peoples Gas EEPS_Adjustable_Savings_Goal_Template.xlsx,Pipe Insulation Detail Tab
Res - MF Standard Rebates | Pipe Insulation - Steam - Med 2.1" to 5" | 1 | 4.4.14 | 15 | 15 | ft | 525 | 525 | 525 | 525 | CI-HVC-PINS-V04-160601 | Exhibit 1.5B_R Peoples Gas EEPS_Adjustable_Savings_Goal_Template.xlsx,Pipe Insulation Detail Tab | 13.5774 | 13.5774 | 13.5774 | 13.5774 | 76% | 76% | 76% | 76% | 5417.3845 | 5417.3845 | 5417.3845 | 5417.3845 | 21669.5379 |  |  | 13.5774 |  | 5417.3845 | 0 |  | 0 | 13.5774 | N/A | 5417.3845 | 0 |  |  | 13.5774 | N/A | 5417.3845 | 0 |  |  | 13.5774 | N/A | 5417.3845 | 0 | 5417.3845 | 5417.3845 | 5417.3845 | 5417.3845 | 21669.5379 | n/a | Exhibit 1.5B_R Peoples Gas EEPS_Adjustable_Savings_Goal_Template.xlsx,Pipe Insulation Detail Tab
Res - MF Standard Rebates | Pipe Insulation - Steam - Large 5.1" to 8" | 1 | 4.4.14 | 15 | 15 | ft | 300 | 300 | 300 | 300 | CI-HVC-PINS-V04-160601 | Exhibit 1.5B_R Peoples Gas EEPS_Adjustable_Savings_Goal_Template.xlsx,Pipe Insulation Detail Tab | 30.2072 | 30.2072 | 30.2072 | 30.2072 | 76% | 76% | 76% | 76% | 6887.2521 | 6887.2521 | 6887.2521 | 6887.2521 | 27549.0082 |  |  | 30.2072 |  | 6887.2521 | 0 |  | 0 | 30.2072 | N/A | 6887.2521 | 0 |  |  | 30.2072 | N/A | 6887.2521 | 0 |  |  | 30.2072 | N/A | 6887.2521 | 0 | 6887.2521 | 6887.2521 | 6887.2521 | 6887.2521 | 27549.0082 | n/a | Exhibit 1.5B_R Peoples Gas EEPS_Adjustable_Savings_Goal_Template.xlsx,Pipe Insulation Detail Tab
Res - MF Standard Rebates | Pipe Insulation - Steam - X-Large >8" | 1 | 4.4.14 | 15 | 15 | ft | 75 | 75 | 75 | 75 | CI-HVC-PINS-V04-160601 | Exhibit 1.5B_R Peoples Gas EEPS_Adjustable_Savings_Goal_Template.xlsx,Pipe Insulation Detail Tab | 44.8144 | 44.8144 | 44.8144 | 44.8144 | 76% | 76% | 76% | 76% | 2554.4209 | 2554.4209 | 2554.4209 | 2554.4209 | 10217.6835 |  |  | 44.8144 |  | 2554.4209 | 0 |  | 0 | 44.8144 | N/A | 2554.4209 | 0 |  |  | 44.8144 | N/A | 2554.4209 | 0 |  |  | 44.8144 | N/A | 2554.4209 | 0 | 2554.4209 | 2554.4209 | 2554.4209 | 2554.4209 | 10217.6835 | n/a | Exhibit 1.5B_R Peoples Gas EEPS_Adjustable_Savings_Goal_Template.xlsx,Pipe Insulation Detail Tab
Res - MF Standard Rebates | Pipe Insulation - Steam Med Fitting | 1 | 4.4.14 | 15 | 15 | each | 6 | 6 | 6 | 6 | CI-HVC-PINS-V04-160601 | Exhibit 1.5B_R Peoples Gas EEPS_Adjustable_Savings_Goal_Template.xlsx,Pipe Insulation Detail Tab | 15.586 | 15.586 | 15.586 | 15.586 | 76% | 76% | 76% | 76% | 71.0723 | 71.0723 | 71.0723 | 71.0723 | 284.2892 |  |  | 15.586 |  | 71.0723 | 0 |  | 0 | 15.586 | N/A | 71.0723 | 0 |  |  | 15.586 | N/A | 71.0723 | 0 |  |  | 15.586 | N/A | 71.0723 | 0 | 71.0723 | 71.0723 | 71.0723 | 71.0723 | 284.2892 | n/a | Exhibit 1.5B_R Peoples Gas EEPS_Adjustable_Savings_Goal_Template.xlsx,Pipe Insulation Detail Tab
Res - MF Standard Rebates | Pipe Insulation - Steam Large Fitting | 1 | 4.4.14 | 15 | 15 | each | 4 | 4 | 4 | 4 | CI-HVC-PINS-V04-160601 | Exhibit 1.5B_R Peoples Gas EEPS_Adjustable_Savings_Goal_Template.xlsx,Pipe Insulation Detail Tab | 63.8246 | 63.8246 | 63.8246 | 63.8246 | 76% | 76% | 76% | 76% | 194.0269 | 194.0269 | 194.0269 | 194.0269 | 776.1075 |  |  | 63.8246 |  | 194.0269 | 0 |  | 0 | 63.8246 | N/A | 194.0269 | 0 |  |  | 63.8246 | N/A | 194.0269 | 0 |  |  | 63.8246 | N/A | 194.0269 | 0 | 194.0269 | 194.0269 | 194.0269 | 194.0269 | 776.1075 | n/a | Exhibit 1.5B_R Peoples Gas EEPS_Adjustable_Savings_Goal_Template.xlsx,Pipe Insulation Detail Tab
Res - MF Standard Rebates | Pipe Insulation - Steam X-Large Fitting | 1 | 4.4.14 | 15 | 15 | each | 1 | 1 | 1 | 1 | CI-HVC-PINS-V04-160601 | Exhibit 1.5B_R Peoples Gas EEPS_Adjustable_Savings_Goal_Template.xlsx,Pipe Insulation Detail Tab | 123.4637 | 123.4637 | 123.4637 | 123.4637 | 76% | 76% | 76% | 76% | 93.8324 | 93.8324 | 93.8324 | 93.8324 | 375.3296 |  |  | 123.4637 |  | 93.8324 | 0 |  | 0 | 123.4637 | N/A | 93.8324 | 0 |  |  | 123.4637 | N/A | 93.8324 | 0 |  |  | 123.4637 | N/A | 93.8324 | 0 | 93.8324 | 93.8324 | 93.8324 | 93.8324 | 375.3296 | n/a | Exhibit 1.5B_R Peoples Gas EEPS_Adjustable_Savings_Goal_Template.xlsx,Pipe Insulation Detail Tab
Res - MF Standard Rebates | Pipe Insulation - Steam Med Valve | 1 | 4.4.14 | 15 | 15 | each | 3 | 3 | 3 | 3 | CI-HVC-PINS-V04-160601 | Exhibit 1.5B_R Peoples Gas EEPS_Adjustable_Savings_Goal_Template.xlsx,Pipe Insulation Detail Tab | 46.606 | 46.606 | 46.606 | 46.606 | 76% | 76% | 76% | 76% | 106.2616 | 106.2616 | 106.2616 | 106.2616 | 425.0465 |  |  | 46.606 |  | 106.2616 | 0 |  | 0 | 46.606 | N/A | 106.2616 | 0 |  |  | 46.606 | N/A | 106.2616 | 0 |  |  | 46.606 | N/A | 106.2616 | 0 | 106.2616 | 106.2616 | 106.2616 | 106.2616 | 425.0465 | n/a | Exhibit 1.5B_R Peoples Gas EEPS_Adjustable_Savings_Goal_Template.xlsx,Pipe Insulation Detail Tab
Res - MF Standard Rebates | Pipe Insulation - Steam Large Valve | 1 | 4.4.14 | 15 | 15 | each | 9 | 9 | 9 | 9 | CI-HVC-PINS-V04-160601 | Exhibit 1.5B_R Peoples Gas EEPS_Adjustable_Savings_Goal_Template.xlsx,Pipe Insulation Detail Tab | 133.9098 | 133.9098 | 133.9098 | 133.9098 | 76% | 76% | 76% | 76% | 915.9429 | 915.9429 | 915.9429 | 915.9429 | 3663.7717 |  |  | 133.9098 |  | 915.9429 | 0 |  | 0 | 133.9098 | N/A | 915.9429 | 0 |  |  | 133.9098 | N/A | 915.9429 | 0 |  |  | 133.9098 | N/A | 915.9429 | 0 | 915.9429 | 915.9429 | 915.9429 | 915.9429 | 3663.7717 | n/a | Exhibit 1.5B_R Peoples Gas EEPS_Adjustable_Savings_Goal_Template.xlsx,Pipe Insulation Detail Tab
Res - MF Standard Rebates | Pipe Insulation - Steam X-Large Valve | 1 | 4.4.14 | 15 | 15 | each | 1 | 1 | 1 | 1 | CI-HVC-PINS-V04-160601 | Exhibit 1.5B_R Peoples Gas EEPS_Adjustable_Savings_Goal_Template.xlsx,Pipe Insulation Detail Tab | 218.0177 | 218.0177 | 218.0177 | 218.0177 | 76% | 76% | 76% | 76% | 165.6935 | 165.6935 | 165.6935 | 165.6935 | 662.7738 |  |  | 218.0177 |  | 165.6935 | 0 |  | 0 | 218.0177 | N/A | 165.6935 | 0 |  |  | 218.0177 | N/A | 165.6935 | 0 |  |  | 218.0177 | N/A | 165.6935 | 0 | 165.6935 | 165.6935 | 165.6935 | 165.6935 | 662.7738 | n/a | Exhibit 1.5B_R Peoples Gas EEPS_Adjustable_Savings_Goal_Template.xlsx,Pipe Insulation Detail Tab
Res - MF Standard Rebates | Steam Boiler ≥82% AFUE, >300MBh TE | 1 | 4.4.10 | 20 | 20 | MBH | 8100 | 8100 | 8100 | 8100 | CI-HVC-BOIL-V05-150601 | Exhibit 1.5B_R Peoples Gas EEPS_Adjustable_Savings_Goal_Template.xlsx, Unit Savings Calculations Tab | 0.63987 | 0.63987 | 0.63987 | 0.63987 | 76% | 76% | 76% | 76% | 3939.0608 | 3939.0608 | 3939.0608 | 3939.0608 | 15756.243 |  |  | 0.64709 |  | 3983.4775 | 44.4167 |  | 0 | 0.64709 | N/A | 3983.4775 | 44.4167 |  |  | 0.64709 | N/A | 3983.4775 | 44.4167 |  |  | 0.64709 | N/A | 3983.4775 | 44.4167 | 3983.4775 | 3983.4775 | 3983.4775 | 3983.4775 | 15933.9099 | n/a | Exhibit 1.5B_R Peoples Gas EEPS_Adjustable_Savings_Goal_Template.xlsx, Unit Savings Calculations Tab
Res - MF Standard Rebates | Steam Boiler Averaging Controls | 1 | 4.4.36 | 20 | 20 | each | 57 | 57 | 57 | 57 | CI-HVC-SBAC-V01-160601 | Exhibit 1.5B_R Peoples Gas EEPS_Adjustable_Savings_Goal_Template.xlsx, Unit Savings Calculations Tab | 76.95 | 76.95 | 76.95 | 76.95 | 76% | 76% | 76% | 76% | 3333.474 | 3333.474 | 3333.474 | 3333.474 | 13333.896 |  |  | 156.978 |  | 6800.287 | 3466.813 |  | 0 | 156.978 | Updated savings factor to 10.2% | 6800.287 | 3466.813 |  |  | 156.978 | Updated savings factor to 10.2% | 6800.287 | 3466.813 |  |  | 156.978 | Updated savings factor to 10.2% | 6800.287 | 3466.813 | 6800.287 | 6800.287 | 6800.287 | 6800.287 | 27201.1478 | n/a | Exhibit 1.5B_R Peoples Gas EEPS_Adjustable_Savings_Goal_Template.xlsx, Unit Savings Calculations Tab
Res - MF Standard Rebates | Steam Traps - Dry Cleaner/Industrial | 1 | 4.4.16 | 6 | 6 | each | 3 | 3 | 3 | 3 | CI-HVC-STRE-V05-180101 | Exhibit 1.5B_R Peoples Gas EEPS_Adjustable_Savings_Goal_Template.xlsx, Unit Savings Calculations Tab | 137.9194 | 137.9194 | 137.9194 | 137.9194 | 76% | 76% | 76% | 76% | 314.4562 | 314.4562 | 314.4562 | 314.4562 | 1257.8249 |  |  | 137.9194 |  | 314.4562 | 0 |  | 0 | 137.9194 | N/A | 314.4562 | 0 |  |  | 137.9194 | N/A | 314.4562 | 0 |  |  | 137.9194 | N/A | 314.4562 | 0 | 314.4562 | 314.4562 | 314.4562 | 314.4562 | 1257.8249 | n/a | Exhibit 1.5B_R Peoples Gas EEPS_Adjustable_Savings_Goal_Template.xlsx, Unit Savings Calculations Tab
Res - MF Standard Rebates | Steam Traps - HVAC Repair/Rep - Audit | 1 | 4.4.16 | 6 | 6 | each | 3 | 3 | 3 | 3 | CI-HVC-STRE-V05-180101 | Exhibit 1.5B_R Peoples Gas EEPS_Adjustable_Savings_Goal_Template.xlsx, Unit Savings Calculations Tab | 110.1579 | 110.1579 | 110.1579 | 110.1579 | 76% | 76% | 76% | 76% | 251.16 | 251.16 | 251.16 | 251.16 | 1004.64 |  |  | 110.1579 |  | 251.16 | 0 |  | 0 | 110.1579 | N/A | 251.16 | 0 |  |  | 110.1579 | N/A | 251.16 | 0 |  |  | 110.1579 | N/A | 251.16 | 0 | 251.16 | 251.16 | 251.16 | 251.16 | 1004.64 | n/a | Exhibit 1.5B_R Peoples Gas EEPS_Adjustable_Savings_Goal_Template.xlsx, Unit Savings Calculations Tab
Res - MF Standard Rebates | Steam Traps - HVAC Repair/Rep - No Audit | 1 | 4.4.16 | 6 | 6 | each | 4 | 4 | 4 | 4 | CI-HVC-STRE-V05-180101 | Exhibit 1.5B_R Peoples Gas EEPS_Adjustable_Savings_Goal_Template.xlsx, Unit Savings Calculations Tab | 110.1579 | 110.1579 | 110.1579 | 110.1579 | 76% | 76% | 76% | 76% | 334.88 | 334.88 | 334.88 | 334.88 | 1339.52 |  |  | 110.1579 |  | 334.88 | 0 |  | 0 | 110.1579 | N/A | 334.88 | 0 |  |  | 110.1579 | N/A | 334.88 | 0 |  |  | 110.1579 | N/A | 334.88 | 0 | 334.88 | 334.88 | 334.88 | 334.88 | 1339.52 | n/a | Exhibit 1.5B_R Peoples Gas EEPS_Adjustable_Savings_Goal_Template.xlsx, Unit Savings Calculations Tab
Res - MF Standard Rebates | Steam Traps - Test | 0 | Custom | 3 | 3 | each | 1 | 1 | 1 | 1 | Custom | Custom | 0 | 0 | 0 | 0 | 76% | 76% | 76% | 76% | 0 | 0 | 0 | 0 | 0 |  |  | 0 |  | 0 | 0 |  | 0 | 0 | N/A | 0 | 0 |  |  | 0 | N/A | 0 | 0 |  |  | 0 | N/A | 0 | 0 | 0 | 0 | 0 | 0 | 0 | n/a | Custom
Res - MF Standard Rebates | Thermostat - Programmable | 1 | 4.4.18 | 4 | 4 | each | 0 | 0 | 0 | 0 | CI-HVC-PROG-V02-150601 | Exhibit 1.5B_R Peoples Gas EEPS_Adjustable_Savings_Goal_Template.xlsx, Thermostat Detail Tab | 124.6858 | 124.6858 | 124.6858 | 124.6858 | 76% | 76% | 76% | 76% | 0 | 0 | 0 | 0 | 0 |  |  | 124.6858 |  | 0 | 0 |  | 0 | 124.6858 | N/A | 0 | 0 |  |  | 124.6858 | N/A | 0 | 0 |  |  | 124.6858 | N/A | 0 | 0 | 0 | 0 | 0 | 0 | 0 | n/a | Exhibit 1.5B_R Peoples Gas EEPS_Adjustable_Savings_Goal_Template.xlsx, Thermostat Detail Tab
Res - MF PTA Rebates | Air Sealing | 1 | 5.6.1 | 15 | 20 | CFM_50 | 30875.06 | 30875.06 | 30875.06 | 30875.06 | RS-SHL-AIRS-V06-180101 | Exhibit 1.5B_R Peoples Gas EEPS_Adjustable_Savings_Goal_Template.xlsx, Unit Savings Calculations Tab | 0.08101 | 0.08101 | 0.08101 | 0.08101 | 88% | 88% | 88% | 88% | 2201.0501 | 2201.0501 | 2201.0501 | 2201.0501 | 8804.2002 |  |  | 0.058327 |  | 1584.756 | -616.294 |  | 0 | 0.058327 | Added gas heating adjustment factor to savings calculation | 1584.756 | -616.294 |  |  | 0.058327 | Added gas heating adjustment factor to savings calculation | 1584.756 | -616.294 |  |  | 0.058327 | Added gas heating adjustment factor to savings calculation | 1584.756 | -616.294 | 1584.756 | 1584.756 | 1584.756 | 1584.756 | 6339.0242 | n/a | Exhibit 1.5B_R Peoples Gas EEPS_Adjustable_Savings_Goal_Template.xlsx, Unit Savings Calculations Tab
Res - MF PTA Rebates | Duct Sealing | 1 | 5.3.4 | 20 | 20 | CFM_25 | 4320 | 4320 | 4320 | 4320 | RS-HVC-DINS-V06-160601 | Exhibit 1.5B_R Peoples Gas EEPS_Adjustable_Savings_Goal_Template.xlsx, Unit Savings Calculations Tab | 0.7095 | 0.7095 | 0.7095 | 0.7095 | 88% | 88% | 88% | 88% | 2697.2374 | 2697.2374 | 2697.2374 | 2697.2374 | 10788.9496 |  |  | 0.7095 |  | 2697.2374 | 0 |  | 0 | 0.7095 | N/A | 2697.2374 | 0 |  |  | 0.7095 | N/A | 2697.2374 | 0 |  |  | 0.7095 | N/A | 2697.2374 | 0 | 2697.2374 | 2697.2374 | 2697.2374 | 2697.2374 | 10788.9496 | n/a | Exhibit 1.5B_R Peoples Gas EEPS_Adjustable_Savings_Goal_Template.xlsx, Unit Savings Calculations Tab
Res - MF PTA Rebates | Boiler ≥88% AFUE, <300MBh | 1 | 4.4.10 | 20 | 20 | MBH | 4200 | 4200 | 4200 | 4200 | CI-HVC-BOIL-V05-150601 | Exhibit 1.5B_R Peoples Gas EEPS_Adjustable_Savings_Goal_Template.xlsx, Unit Savings Calculations Tab | 1.2329 | 1.2329 | 1.2329 | 1.2329 | 88% | 88% | 88% | 88% | 4556.8976 | 4556.8976 | 4556.8976 | 4556.8976 | 18227.5902 |  |  | 1.2468 |  | 4608.281 | 51.3834 |  | 0 | 1.2468 | N/A | 4608.281 | 51.3834 |  |  | 1.2468 | N/A | 4608.281 | 51.3834 |  |  | 1.2468 | N/A | 4608.281 | 51.3834 | 4608.281 | 4608.281 | 4608.281 | 4608.281 | 18433.1239 | n/a | Exhibit 1.5B_R Peoples Gas EEPS_Adjustable_Savings_Goal_Template.xlsx, Unit Savings Calculations Tab
Res - MF PTA Rebates | Boiler ≥88% AFUE, ≥300MBh TE | 1 | 4.4.10 | 20 | 20 | MBH | 15050 | 15050 | 15050 | 15050 | CI-HVC-BOIL-V05-150601 | Exhibit 1.5B_R Peoples Gas EEPS_Adjustable_Savings_Goal_Template.xlsx, Unit Savings Calculations Tab | 1.685 | 1.685 | 1.685 | 1.685 | 88% | 88% | 88% | 88% | 22316.14 | 22316.14 | 22316.14 | 22316.14 | 89264.56 |  |  | 1.704 |  | 22567.776 | 251.636 |  | 0 | 1.704 | N/A | 22567.776 | 251.636 |  |  | 1.704 | N/A | 22567.776 | 251.636 |  |  | 1.704 | N/A | 22567.776 | 251.636 | 22567.776 | 22567.776 | 22567.776 | 22567.776 | 90271.104 | n/a | Exhibit 1.5B_R Peoples Gas EEPS_Adjustable_Savings_Goal_Template.xlsx, Unit Savings Calculations Tab
Res - MF PTA Rebates | Boiler Reset Controls | 1 | 4.4.4 | 20 | 20 | each | 3600 | 3600 | 3600 | 3600 | CI-HVC-BLRC-V03-150601 | Exhibit 1.5B_R Peoples Gas EEPS_Adjustable_Savings_Goal_Template.xlsx, Unit Savings Calculations Tab | 1.348 | 1.348 | 1.348 | 1.348 | 88% | 88% | 88% | 88% | 4270.464 | 4270.464 | 4270.464 | 4270.464 | 17081.856 |  |  | 1.3632 |  | 4318.6176 | 48.1536 |  | 0 | 1.3632 | N/A | 4318.6176 | 48.1536 |  |  | 1.3632 | N/A | 4318.6176 | 48.1536 |  |  | 1.3632 | N/A | 4318.6176 | 48.1536 | 4318.6176 | 4318.6176 | 4318.6176 | 4318.6176 | 17274.4704 | n/a | Exhibit 1.5B_R Peoples Gas EEPS_Adjustable_Savings_Goal_Template.xlsx, Unit Savings Calculations Tab
Res - MF PTA Rebates | Boiler Tune Up - Process | 1 | 4.4.3 | 3 | 3 | MBH | 7200 | 7200 | 7200 | 7200 | CI-HVC-PBTU-V05-160601 | Exhibit 1.5B_R Peoples Gas EEPS_Adjustable_Savings_Goal_Template.xlsx, Unit Savings Calculations Tab | 0.83824 | 0.83824 | 0.83824 | 0.83824 | 88% | 88% | 88% | 88% | 5311.0574 | 5311.0574 | 5311.0574 | 5311.0574 | 21244.2297 |  |  | 0.83824 |  | 5311.0574 | 0 |  | 0 | 0.83824 | N/A | 5311.0574 | 0 |  |  | 0.83824 | N/A | 5311.0574 | 0 |  |  | 0.83824 | N/A | 5311.0574 | 0 | 5311.0574 | 5311.0574 | 5311.0574 | 5311.0574 | 21244.2297 | n/a | Exhibit 1.5B_R Peoples Gas EEPS_Adjustable_Savings_Goal_Template.xlsx, Unit Savings Calculations Tab
Res - MF PTA Rebates | Boiler Tune Up - Space Heating | 1 | 4.4.2 | 3 | 3 | MBH | 8600 | 8600 | 8600 | 8600 | CI-HVC-BLRT-V06-160601 | Exhibit 1.5B_R Peoples Gas EEPS_Adjustable_Savings_Goal_Template.xlsx, Unit Savings Calculations Tab | 0.39353 | 0.39353 | 0.39353 | 0.39353 | 88% | 88% | 88% | 88% | 2978.2257 | 2978.2257 | 2978.2257 | 2978.2257 | 11912.9029 |  |  | 0.39797 |  | 3011.8081 | 33.5824 |  | 0 | 0.39797 | N/A | 3011.8081 | 33.5824 |  |  | 0.39797 | N/A | 3011.8081 | 33.5824 |  |  | 0.39797 | N/A | 3011.8081 | 33.5824 | 3011.8081 | 3011.8081 | 3011.8081 | 3011.8081 | 12047.2323 | n/a | Exhibit 1.5B_R Peoples Gas EEPS_Adjustable_Savings_Goal_Template.xlsx, Unit Savings Calculations Tab
Res - MF PTA Rebates | Condensing Unit Heater | 1 | 4.4.5 | 12 | 12 | MBH | 0 | 0 | 0 | 0 | CI-HVC-CUHT-V01-120601 | Exhibit 1.5B_R Peoples Gas EEPS_Adjustable_Savings_Goal_Template.xlsx, Unit Savings Calculations Tab | 1.7733 | 1.7733 | 1.7733 | 1.7733 | 88% | 88% | 88% | 88% | 0 | 0 | 0 | 0 | 0 |  |  | 1.7733 |  | 0 | 0 |  | 0 | 1.7733 | N/A | 0 | 0 |  |  | 1.7733 | N/A | 0 | 0 |  |  | 1.7733 | N/A | 0 | 0 | 0 | 0 | 0 | 0 | 0 | n/a | Exhibit 1.5B_R Peoples Gas EEPS_Adjustable_Savings_Goal_Template.xlsx, Unit Savings Calculations Tab
Res - MF PTA Rebates | Direct Fired Heaters | 0 | Custom | 20 | 20 | MBH | 0 | 0 | 0 | 0 | Custom | Custom | 2.3932 | 2.3932 | 2.3932 | 2.3932 | 88% | 88% | 88% | 88% | 0 | 0 | 0 | 0 | 0 |  |  | 2.3932 |  | 0 | 0 |  | 0 | 2.3932 | N/A | 0 | 0 |  |  | 2.3932 | N/A | 0 | 0 |  |  | 2.3932 | N/A | 0 | 0 | 0 | 0 | 0 | 0 | 0 | n/a | Custom
Res - MF PTA Rebates | Furnace >95% AFUE | 1 | 4.4.11 | 16 | 16 | each | 4 | 4 | 4 | 4 | CI-HVC-FRNC-V07-180101 | Exhibit 1.5B_R Peoples Gas EEPS_Adjustable_Savings_Goal_Template.xlsx, Unit Savings Calculations Tab | 240.1125 | 240.1125 | 240.1125 | 240.1125 | 88% | 88% | 88% | 88% | 845.196 | 845.196 | 845.196 | 845.196 | 3380.784 |  |  | 242.82 |  | 854.7264 | 9.5304 |  | 0 | 242.82 | N/A | 854.7264 | 9.5304 |  |  | 242.82 | N/A | 854.7264 | 9.5304 |  |  | 242.82 | N/A | 854.7264 | 9.5304 | 854.7264 | 854.7264 | 854.7264 | 854.7264 | 3418.9056 | n/a | Exhibit 1.5B_R Peoples Gas EEPS_Adjustable_Savings_Goal_Template.xlsx, Unit Savings Calculations Tab
Res - MF PTA Rebates | Furnace >95% AFUE (MF Unit) | 1 | 5.3.7 | 20 | 20 | each | 11 | 11 | 11 | 11 | RS-HVC-GHEF-V07-180101 | Exhibit 1.5B_R Peoples Gas EEPS_Adjustable_Savings_Goal_Template.xlsx, Unit Savings Calculations Tab | 114.3092 | 114.3092 | 114.3092 | 114.3092 | 88% | 88% | 88% | 88% | 1106.5132 | 1106.5132 | 1106.5132 | 1106.5132 | 4426.0526 |  |  | 156.4103 |  | 1514.0513 | 407.5381 |  | 0 | 156.4103 | Updated savings calcs with new algorithm methodology. | 1514.0513 | 407.5381 |  |  | 156.4103 | Updated savings calcs with new algorithm methodology. | 1514.0513 | 407.5381 |  |  | 156.4103 | Updated savings calcs with new algorithm methodology. | 1514.0513 | 407.5381 | 1514.0513 | 1514.0513 | 1514.0513 | 1514.0513 | 6056.2051 | n/a | Exhibit 1.5B_R Peoples Gas EEPS_Adjustable_Savings_Goal_Template.xlsx, Unit Savings Calculations Tab
Res - MF PTA Rebates | High Speed Washer | 1 | 4.8.5 | 7 | 7 | lb-capacity | 5750 | 5750 | 5750 | 5750 | CI-MSC-HSCW-V01-180101 | Exhibit 1.5B_R Peoples Gas EEPS_Adjustable_Savings_Goal_Template.xlsx, Unit Savings Calculations Tab | 3.6757 | 3.6757 | 3.6757 | 3.6757 | 88% | 88% | 88% | 88% | 18598.9003 | 18598.9003 | 18598.9003 | 18598.9003 | 74395.6013 |  |  | 3.6757 |  | 18598.9003 | 0 |  | 0 | 3.6757 | N/A | 18598.9003 | 0 |  |  | 3.6757 | N/A | 18598.9003 | 0 |  |  | 3.6757 | N/A | 18598.9003 | 0 | 18598.9003 | 18598.9003 | 18598.9003 | 18598.9003 | 74395.6013 | n/a | Exhibit 1.5B_R Peoples Gas EEPS_Adjustable_Savings_Goal_Template.xlsx, Unit Savings Calculations Tab
Res - MF PTA Rebates | Infrared Heater | 1 | 4.4.12 | 12 | 12 | MBH | 0 | 0 | 0 | 0 | CI-HVC-IRHT-V01-120601 | Exhibit 1.5B_R Peoples Gas EEPS_Adjustable_Savings_Goal_Template.xlsx, Unit Savings Calculations Tab | 3.0067 | 3.0067 | 3.0067 | 3.0067 | 88% | 88% | 88% | 88% | 0 | 0 | 0 | 0 | 0 |  |  | 3.0067 |  | 0 | 0 |  | 0 | 3.0067 | N/A | 0 | 0 |  |  | 3.0067 | N/A | 0 | 0 |  |  | 3.0067 | N/A | 0 | 0 | 0 | 0 | 0 | 0 | 0 | n/a | Exhibit 1.5B_R Peoples Gas EEPS_Adjustable_Savings_Goal_Template.xlsx, Unit Savings Calculations Tab
Res - MF PTA Rebates | Ozone Laundry | 1 | 5.1.12 | 10 | 10 | lb-capacity | 4500 | 4500 | 4500 | 4500 | CI-HW-OZLD-VO1-140601 | Exhibit 1.5B_R Peoples Gas EEPS_Adjustable_Savings_Goal_Template.xlsx, Unit Savings Calculations Tab | 30.7227 | 30.7227 | 30.7227 | 30.7227 | 88% | 88% | 88% | 88% | 121661.7502 | 121661.7502 | 121661.7502 | 121661.7502 | 486647.0008 |  |  | 13.1905 |  | 52234.5106 | -69427.2396 |  | 0 | 13.1905 | Updated savings calcs with new algorithm. | 52234.5106 | -69427.2396 |  |  | 13.1905 | Updated savings calcs with new algorithm. | 52234.5106 | -69427.2396 |  |  | 13.1905 | Updated savings calcs with new algorithm. | 52234.5106 | -69427.2396 | 52234.5106 | 52234.5106 | 52234.5106 | 52234.5106 | 208938.0424 | n/a | Exhibit 1.5B_R Peoples Gas EEPS_Adjustable_Savings_Goal_Template.xlsx, Unit Savings Calculations Tab
Res - MF PTA Rebates | Pipe Insulation - Hyd. Boiler Sm <=1.25" | 1 | 4.4.14 | 15 | 15 | ft | 3975 | 3975 | 3975 | 3975 | CI-HVC-PINS-V04-160601 | Exhibit 1.5B_R Peoples Gas EEPS_Adjustable_Savings_Goal_Template.xlsx,Pipe Insulation Detail Tab | 2.3011 | 2.3011 | 2.3011 | 2.3011 | 88% | 88% | 88% | 88% | 8049.4206 | 8049.4206 | 8049.4206 | 8049.4206 | 32197.6822 |  |  | 2.3011 |  | 8049.4206 | 0 |  | 0 | 2.3011 | N/A | 8049.4206 | 0 |  |  | 2.3011 | N/A | 8049.4206 | 0 |  |  | 2.3011 | N/A | 8049.4206 | 0 | 8049.4206 | 8049.4206 | 8049.4206 | 8049.4206 | 32197.6822 | n/a | Exhibit 1.5B_R Peoples Gas EEPS_Adjustable_Savings_Goal_Template.xlsx,Pipe Insulation Detail Tab
Res - MF PTA Rebates | Pipe Insulation - Hyd. Boiler Med 1.25-2" | 1 | 4.4.14 | 15 | 15 | ft | 4500 | 4500 | 4500 | 4500 | CI-HVC-PINS-V04-160601 | Exhibit 1.5B_R Peoples Gas EEPS_Adjustable_Savings_Goal_Template.xlsx,Pipe Insulation Detail Tab | 3.6035 | 3.6035 | 3.6035 | 3.6035 | 88% | 88% | 88% | 88% | 14269.7703 | 14269.7703 | 14269.7703 | 14269.7703 | 57079.0812 |  |  | 3.6035 |  | 14269.7703 | 0 |  | 0 | 3.6035 | N/A | 14269.7703 | 0 |  |  | 3.6035 | N/A | 14269.7703 | 0 |  |  | 3.6035 | N/A | 14269.7703 | 0 | 14269.7703 | 14269.7703 | 14269.7703 | 14269.7703 | 57079.0812 | n/a | Exhibit 1.5B_R Peoples Gas EEPS_Adjustable_Savings_Goal_Template.xlsx,Pipe Insulation Detail Tab
Res - MF PTA Rebates | Pipe Insulation - Hyd. Boiler Large ≥2" | 1 | 4.4.14 | 15 | 15 | ft | 2400 | 2400 | 2400 | 2400 | CI-HVC-PINS-V04-160601 | Exhibit 1.5B_R Peoples Gas EEPS_Adjustable_Savings_Goal_Template.xlsx,Pipe Insulation Detail Tab | 6.1868 | 6.1868 | 6.1868 | 6.1868 | 88% | 88% | 88% | 88% | 13066.4846 | 13066.4846 | 13066.4846 | 13066.4846 | 52265.9384 |  |  | 6.1868 |  | 13066.4846 | 0 |  | 0 | 6.1868 | N/A | 13066.4846 | 0 |  |  | 6.1868 | N/A | 13066.4846 | 0 |  |  | 6.1868 | N/A | 13066.4846 | 0 | 13066.4846 | 13066.4846 | 13066.4846 | 13066.4846 | 52265.9384 | n/a | Exhibit 1.5B_R Peoples Gas EEPS_Adjustable_Savings_Goal_Template.xlsx,Pipe Insulation Detail Tab
Res - MF PTA Rebates | Pipe Insulation - HW Small 1" to 2" | 1 | 4.4.14 | 15 | 15 | ft | 675 | 675 | 675 | 675 | CI-HVC-PINS-V04-160601 | Exhibit 1.5B_R Peoples Gas EEPS_Adjustable_Savings_Goal_Template.xlsx,Pipe Insulation Detail Tab | 3.1358 | 3.1358 | 3.1358 | 3.1358 | 88% | 88% | 88% | 88% | 1862.6788 | 1862.6788 | 1862.6788 | 1862.6788 | 7450.7152 |  |  | 3.1358 |  | 1862.6788 | 0 |  | 0 | 3.1358 | N/A | 1862.6788 | 0 |  |  | 3.1358 | N/A | 1862.6788 | 0 |  |  | 3.1358 | N/A | 1862.6788 | 0 | 1862.6788 | 1862.6788 | 1862.6788 | 1862.6788 | 7450.7152 | n/a | Exhibit 1.5B_R Peoples Gas EEPS_Adjustable_Savings_Goal_Template.xlsx,Pipe Insulation Detail Tab
Res - MF PTA Rebates | Pipe Insulation - HW Medium 2.1" to 4" | 1 | 4.4.14 | 15 | 15 | ft | 750 | 750 | 750 | 750 | CI-HVC-PINS-V04-160601 | Exhibit 1.5B_R Peoples Gas EEPS_Adjustable_Savings_Goal_Template.xlsx,Pipe Insulation Detail Tab | 6.1942 | 6.1942 | 6.1942 | 6.1942 | 88% | 88% | 88% | 88% | 4088.1967 | 4088.1967 | 4088.1967 | 4088.1967 | 16352.7866 |  |  | 6.1942 |  | 4088.1967 | 0 |  | 0 | 6.1942 | N/A | 4088.1967 | 0 |  |  | 6.1942 | N/A | 4088.1967 | 0 |  |  | 6.1942 | N/A | 4088.1967 | 0 | 4088.1967 | 4088.1967 | 4088.1967 | 4088.1967 | 16352.7866 | n/a | Exhibit 1.5B_R Peoples Gas EEPS_Adjustable_Savings_Goal_Template.xlsx,Pipe Insulation Detail Tab
Res - MF PTA Rebates | Pipe Insulation - HW Large >4" | 1 | 4.4.14 | 15 | 15 | ft | 300 | 300 | 300 | 300 | CI-HVC-PINS-V04-160601 | Exhibit 1.5B_R Peoples Gas EEPS_Adjustable_Savings_Goal_Template.xlsx,Pipe Insulation Detail Tab | 10.6729 | 10.6729 | 10.6729 | 10.6729 | 88% | 88% | 88% | 88% | 2817.6385 | 2817.6385 | 2817.6385 | 2817.6385 | 11270.5542 |  |  | 10.6729 |  | 2817.6385 | 0 |  | 0 | 10.6729 | N/A | 2817.6385 | 0 |  |  | 10.6729 | N/A | 2817.6385 | 0 |  |  | 10.6729 | N/A | 2817.6385 | 0 | 2817.6385 | 2817.6385 | 2817.6385 | 2817.6385 | 11270.5542 | n/a | Exhibit 1.5B_R Peoples Gas EEPS_Adjustable_Savings_Goal_Template.xlsx,Pipe Insulation Detail Tab
Res - MF PTA Rebates | Pipe Insulation - Steam - Small 1" to 2" | 1 | 4.4.14 | 15 | 15 | ft | 24750 | 24750 | 24750 | 24750 | CI-HVC-PINS-V04-160601 | Exhibit 1.5B_R Peoples Gas EEPS_Adjustable_Savings_Goal_Template.xlsx,Pipe Insulation Detail Tab | 3.9671 | 3.9671 | 3.9671 | 3.9671 | 88% | 88% | 88% | 88% | 86403.3739 | 86403.3739 | 86403.3739 | 86403.3739 | 345613.4957 |  |  | 3.9671 |  | 86403.3739 | 0 |  | 0 | 3.9671 | N/A | 86403.3739 | 0 |  |  | 3.9671 | N/A | 86403.3739 | 0 |  |  | 3.9671 | N/A | 86403.3739 | 0 | 86403.3739 | 86403.3739 | 86403.3739 | 86403.3739 | 345613.4957 | n/a | Exhibit 1.5B_R Peoples Gas EEPS_Adjustable_Savings_Goal_Template.xlsx,Pipe Insulation Detail Tab
Res - MF PTA Rebates | Pipe Insulation - Steam - Med 2.1" to 5" | 1 | 4.4.14 | 15 | 15 | ft | 35400 | 35400 | 35400 | 35400 | CI-HVC-PINS-V04-160601 | Exhibit 1.5B_R Peoples Gas EEPS_Adjustable_Savings_Goal_Template.xlsx,Pipe Insulation Detail Tab | 13.5774 | 13.5774 | 13.5774 | 13.5774 | 88% | 88% | 88% | 88% | 422963.3114 | 422963.3114 | 422963.3114 | 422963.3114 | 1691853.2457 |  |  | 13.5774 |  | 422963.3114 | 0 |  | 0 | 13.5774 | N/A | 422963.3114 | 0 |  |  | 13.5774 | N/A | 422963.3114 | 0 |  |  | 13.5774 | N/A | 422963.3114 | 0 | 422963.3114 | 422963.3114 | 422963.3114 | 422963.3114 | 1691853.2457 | n/a | Exhibit 1.5B_R Peoples Gas EEPS_Adjustable_Savings_Goal_Template.xlsx,Pipe Insulation Detail Tab
Res - MF PTA Rebates | Pipe Insulation - Steam - Large 5.1" to 8" | 1 | 4.4.14 | 15 | 15 | ft | 19425 | 19425 | 19425 | 19425 | CI-HVC-PINS-V04-160601 | Exhibit 1.5B_R Peoples Gas EEPS_Adjustable_Savings_Goal_Template.xlsx,Pipe Insulation Detail Tab | 30.2072 | 30.2072 | 30.2072 | 30.2072 | 88% | 88% | 88% | 88% | 516362.6612 | 516362.6612 | 516362.6612 | 516362.6612 | 2065450.6448 |  |  | 30.2072 |  | 516362.6612 | 0 |  | 0 | 30.2072 | N/A | 516362.6612 | 0 |  |  | 30.2072 | N/A | 516362.6612 | 0 |  |  | 30.2072 | N/A | 516362.6612 | 0 | 516362.6612 | 516362.6612 | 516362.6612 | 516362.6612 | 2065450.6448 | n/a | Exhibit 1.5B_R Peoples Gas EEPS_Adjustable_Savings_Goal_Template.xlsx,Pipe Insulation Detail Tab
Res - MF PTA Rebates | Pipe Insulation - Steam - X-Large >8" | 1 | 4.4.14 | 15 | 15 | ft | 5325 | 5325 | 5325 | 5325 | CI-HVC-PINS-V04-160601 | Exhibit 1.5B_R Peoples Gas EEPS_Adjustable_Savings_Goal_Template.xlsx,Pipe Insulation Detail Tab | 44.8144 | 44.8144 | 44.8144 | 44.8144 | 88% | 88% | 88% | 88% | 210000.2839 | 210000.2839 | 210000.2839 | 210000.2839 | 840001.1356 |  |  | 44.8144 |  | 210000.2839 | 0 |  | 0 | 44.8144 | N/A | 210000.2839 | 0 |  |  | 44.8144 | N/A | 210000.2839 | 0 |  |  | 44.8144 | N/A | 210000.2839 | 0 | 210000.2839 | 210000.2839 | 210000.2839 | 210000.2839 | 840001.1356 | n/a | Exhibit 1.5B_R Peoples Gas EEPS_Adjustable_Savings_Goal_Template.xlsx,Pipe Insulation Detail Tab
Res - MF PTA Rebates | Pipe Insulation - Steam Med Fitting | 1 | 4.4.14 | 15 | 15 | each | 462 | 462 | 462 | 462 | CI-HVC-PINS-V04-160601 | Exhibit 1.5B_R Peoples Gas EEPS_Adjustable_Savings_Goal_Template.xlsx,Pipe Insulation Detail Tab | 15.586 | 15.586 | 15.586 | 15.586 | 88% | 88% | 88% | 88% | 6336.6577 | 6336.6577 | 6336.6577 | 6336.6577 | 25346.631 |  |  | 15.586 |  | 6336.6577 | 0 |  | 0 | 15.586 | N/A | 6336.6577 | 0 |  |  | 15.586 | N/A | 6336.6577 | 0 |  |  | 15.586 | N/A | 6336.6577 | 0 | 6336.6577 | 6336.6577 | 6336.6577 | 6336.6577 | 25346.631 | n/a | Exhibit 1.5B_R Peoples Gas EEPS_Adjustable_Savings_Goal_Template.xlsx,Pipe Insulation Detail Tab
Res - MF PTA Rebates | Pipe Insulation - Steam Large Fitting | 1 | 4.4.14 | 15 | 15 | each | 249 | 249 | 249 | 249 | CI-HVC-PINS-V04-160601 | Exhibit 1.5B_R Peoples Gas EEPS_Adjustable_Savings_Goal_Template.xlsx,Pipe Insulation Detail Tab | 63.8246 | 63.8246 | 63.8246 | 63.8246 | 88% | 88% | 88% | 88% | 13985.2525 | 13985.2525 | 13985.2525 | 13985.2525 | 55941.0099 |  |  | 63.8246 |  | 13985.2525 | 0 |  | 0 | 63.8246 | N/A | 13985.2525 | 0 |  |  | 63.8246 | N/A | 13985.2525 | 0 |  |  | 63.8246 | N/A | 13985.2525 | 0 | 13985.2525 | 13985.2525 | 13985.2525 | 13985.2525 | 55941.0099 | n/a | Exhibit 1.5B_R Peoples Gas EEPS_Adjustable_Savings_Goal_Template.xlsx,Pipe Insulation Detail Tab
Res - MF PTA Rebates | Pipe Insulation - Steam X-Large Fitting | 1 | 4.4.14 | 15 | 15 | each | 18 | 18 | 18 | 18 | CI-HVC-PINS-V04-160601 | Exhibit 1.5B_R Peoples Gas EEPS_Adjustable_Savings_Goal_Template.xlsx,Pipe Insulation Detail Tab | 123.4637 | 123.4637 | 123.4637 | 123.4637 | 88% | 88% | 88% | 88% | 1955.6646 | 1955.6646 | 1955.6646 | 1955.6646 | 7822.6585 |  |  | 123.4637 |  | 1955.6646 | 0 |  | 0 | 123.4637 | N/A | 1955.6646 | 0 |  |  | 123.4637 | N/A | 1955.6646 | 0 |  |  | 123.4637 | N/A | 1955.6646 | 0 | 1955.6646 | 1955.6646 | 1955.6646 | 1955.6646 | 7822.6585 | n/a | Exhibit 1.5B_R Peoples Gas EEPS_Adjustable_Savings_Goal_Template.xlsx,Pipe Insulation Detail Tab
Res - MF PTA Rebates | Pipe Insulation - Steam Med Valve | 1 | 4.4.14 | 15 | 15 | each | 18 | 18 | 18 | 18 | CI-HVC-PINS-V04-160601 | Exhibit 1.5B_R Peoples Gas EEPS_Adjustable_Savings_Goal_Template.xlsx,Pipe Insulation Detail Tab | 46.606 | 46.606 | 46.606 | 46.606 | 88% | 88% | 88% | 88% | 738.2387 | 738.2387 | 738.2387 | 738.2387 | 2952.9549 |  |  | 46.606 |  | 738.2387 | 0 |  | 0 | 46.606 | N/A | 738.2387 | 0 |  |  | 46.606 | N/A | 738.2387 | 0 |  |  | 46.606 | N/A | 738.2387 | 0 | 738.2387 | 738.2387 | 738.2387 | 738.2387 | 2952.9549 | n/a | Exhibit 1.5B_R Peoples Gas EEPS_Adjustable_Savings_Goal_Template.xlsx,Pipe Insulation Detail Tab
Res - MF PTA Rebates | Pipe Insulation - Steam Large Valve | 1 | 4.4.14 | 15 | 15 | each | 7 | 7 | 7 | 7 | CI-HVC-PINS-V04-160601 | Exhibit 1.5B_R Peoples Gas EEPS_Adjustable_Savings_Goal_Template.xlsx,Pipe Insulation Detail Tab | 133.9098 | 133.9098 | 133.9098 | 133.9098 | 88% | 88% | 88% | 88% | 824.8843 | 824.8843 | 824.8843 | 824.8843 | 3299.5371 |  |  | 133.9098 |  | 824.8843 | 0 |  | 0 | 133.9098 | N/A | 824.8843 | 0 |  |  | 133.9098 | N/A | 824.8843 | 0 |  |  | 133.9098 | N/A | 824.8843 | 0 | 824.8843 | 824.8843 | 824.8843 | 824.8843 | 3299.5371 | n/a | Exhibit 1.5B_R Peoples Gas EEPS_Adjustable_Savings_Goal_Template.xlsx,Pipe Insulation Detail Tab
Res - MF PTA Rebates | Pipe Insulation - Steam X-Large Valve | 1 | 4.4.14 | 15 | 15 | each | 6 | 6 | 6 | 6 | CI-HVC-PINS-V04-160601 | Exhibit 1.5B_R Peoples Gas EEPS_Adjustable_Savings_Goal_Template.xlsx,Pipe Insulation Detail Tab | 218.0177 | 218.0177 | 218.0177 | 218.0177 | 88% | 88% | 88% | 88% | 1151.1335 | 1151.1335 | 1151.1335 | 1151.1335 | 4604.5339 |  |  | 218.0177 |  | 1151.1335 | 0 |  | 0 | 218.0177 | N/A | 1151.1335 | 0 |  |  | 218.0177 | N/A | 1151.1335 | 0 |  |  | 218.0177 | N/A | 1151.1335 | 0 | 1151.1335 | 1151.1335 | 1151.1335 | 1151.1335 | 4604.5339 | n/a | Exhibit 1.5B_R Peoples Gas EEPS_Adjustable_Savings_Goal_Template.xlsx,Pipe Insulation Detail Tab
Res - MF PTA Rebates | Steam Boiler ≥82% AFUE, >300MBh TE | 1 | 4.4.10 | 20 | 20 | MBH | 14850 | 14850 | 14850 | 14850 | CI-HVC-BOIL-V05-150601 | Exhibit 1.5B_R Peoples Gas EEPS_Adjustable_Savings_Goal_Template.xlsx, Unit Savings Calculations Tab | 0.63987 | 0.63987 | 0.63987 | 0.63987 | 88% | 88% | 88% | 88% | 8361.8658 | 8361.8658 | 8361.8658 | 8361.8658 | 33447.4633 |  |  | 0.64709 |  | 8456.1539 | 94.2881 |  | 0 | 0.64709 | N/A | 8456.1539 | 94.2881 |  |  | 0.64709 | N/A | 8456.1539 | 94.2881 |  |  | 0.64709 | N/A | 8456.1539 | 94.2881 | 8456.1539 | 8456.1539 | 8456.1539 | 8456.1539 | 33824.6157 | n/a | Exhibit 1.5B_R Peoples Gas EEPS_Adjustable_Savings_Goal_Template.xlsx, Unit Savings Calculations Tab
Res - MF PTA Rebates | Steam Boiler Averaging Controls | 1 | 4.4.36 | 20 | 20 | each | 110 | 110 | 110 | 110 | CI-HVC-SBAC-V01-160601 | Exhibit 1.5B_R Peoples Gas EEPS_Adjustable_Savings_Goal_Template.xlsx, Unit Savings Calculations Tab | 76.95 | 76.95 | 76.95 | 76.95 | 88% | 88% | 88% | 88% | 7448.76 | 7448.76 | 7448.76 | 7448.76 | 29795.04 |  |  | 156.978 |  | 15195.4704 | 7746.7104 |  | 0 | 156.978 | Updated savings factor to 10.2% | 15195.4704 | 7746.7104 |  |  | 156.978 | Updated savings factor to 10.2% | 15195.4704 | 7746.7104 |  |  | 156.978 | Updated savings factor to 10.2% | 15195.4704 | 7746.7104 | 15195.4704 | 15195.4704 | 15195.4704 | 15195.4704 | 60781.8816 | n/a | Exhibit 1.5B_R Peoples Gas EEPS_Adjustable_Savings_Goal_Template.xlsx, Unit Savings Calculations Tab
Res - MF PTA Rebates | Steam Traps - Dry Cleaner/Industrial | 1 | 4.4.16 | 6 | 6 | each | 89 | 89 | 89 | 89 | CI-HVC-STRE-V05-180101 | Exhibit 1.5B_R Peoples Gas EEPS_Adjustable_Savings_Goal_Template.xlsx, Unit Savings Calculations Tab | 137.9194 | 137.9194 | 137.9194 | 137.9194 | 88% | 88% | 88% | 88% | 10801.8471 | 10801.8471 | 10801.8471 | 10801.8471 | 43207.3884 |  |  | 137.9194 |  | 10801.8471 | 0 |  | 0 | 137.9194 | N/A | 10801.8471 | 0 |  |  | 137.9194 | N/A | 10801.8471 | 0 |  |  | 137.9194 | N/A | 10801.8471 | 0 | 10801.8471 | 10801.8471 | 10801.8471 | 10801.8471 | 43207.3884 | n/a | Exhibit 1.5B_R Peoples Gas EEPS_Adjustable_Savings_Goal_Template.xlsx, Unit Savings Calculations Tab
Res - MF PTA Rebates | Steam Traps - HVAC Repair/Rep - Audit | 1 | 4.4.16 | 6 | 6 | each | 71 | 71 | 71 | 71 | CI-HVC-STRE-V05-180101 | Exhibit 1.5B_R Peoples Gas EEPS_Adjustable_Savings_Goal_Template.xlsx, Unit Savings Calculations Tab | 110.1579 | 110.1579 | 110.1579 | 110.1579 | 88% | 88% | 88% | 88% | 6882.6654 | 6882.6654 | 6882.6654 | 6882.6654 | 27530.6614 |  |  | 110.1579 |  | 6882.6654 | 0 |  | 0 | 110.1579 | N/A | 6882.6654 | 0 |  |  | 110.1579 | N/A | 6882.6654 | 0 |  |  | 110.1579 | N/A | 6882.6654 | 0 | 6882.6654 | 6882.6654 | 6882.6654 | 6882.6654 | 27530.6614 | n/a | Exhibit 1.5B_R Peoples Gas EEPS_Adjustable_Savings_Goal_Template.xlsx, Unit Savings Calculations Tab
Res - MF PTA Rebates | Steam Traps - HVAC Repair/Rep - No Audit | 1 | 4.4.16 | 6 | 6 | each | 82 | 82 | 82 | 82 | CI-HVC-STRE-V05-180101 | Exhibit 1.5B_R Peoples Gas EEPS_Adjustable_Savings_Goal_Template.xlsx, Unit Savings Calculations Tab | 110.1579 | 110.1579 | 110.1579 | 110.1579 | 88% | 88% | 88% | 88% | 7948.9938 | 7948.9938 | 7948.9938 | 7948.9938 | 31795.9752 |  |  | 110.1579 |  | 7948.9938 | 0 |  | 0 | 110.1579 | N/A | 7948.9938 | 0 |  |  | 110.1579 | N/A | 7948.9938 | 0 |  |  | 110.1579 | N/A | 7948.9938 | 0 | 7948.9938 | 7948.9938 | 7948.9938 | 7948.9938 | 31795.9752 | n/a | Exhibit 1.5B_R Peoples Gas EEPS_Adjustable_Savings_Goal_Template.xlsx, Unit Savings Calculations Tab
Res - MF PTA Rebates | Steam Traps - Test | 0 | Custom | 3 | 3 | each | 53 | 53 | 53 | 53 | Custom | Custom | 0 | 0 | 0 | 0 | 88% | 88% | 88% | 88% | 0 | 0 | 0 | 0 | 0 |  |  | 0 |  | 0 | 0 |  | 0 | 0 | N/A | 0 | 0 |  |  | 0 | N/A | 0 | 0 |  |  | 0 | N/A | 0 | 0 | 0 | 0 | 0 | 0 | 0 | n/a | Custom
Res - MF PTA Rebates | Thermostat - Programmable | 1 | 4.4.18 | 4 | 4 | each | 0 | 0 | 0 | 0 | CI-HVC-PROG-V02-150601 | Exhibit 1.5B_R Peoples Gas EEPS_Adjustable_Savings_Goal_Template.xlsx, Thermostat Detail Tab | 124.6858 | 124.6858 | 124.6858 | 124.6858 | 88% | 88% | 88% | 88% | 0 | 0 | 0 | 0 | 0 |  |  | 124.6858 |  | 0 | 0 |  | 0 | 124.6858 | N/A | 0 | 0 |  |  | 124.6858 | N/A | 0 | 0 |  |  | 124.6858 | N/A | 0 | 0 | 0 | 0 | 0 | 0 | 0 | n/a | Exhibit 1.5B_R Peoples Gas EEPS_Adjustable_Savings_Goal_Template.xlsx, Thermostat Detail Tab
Res - MF Rebates | Multifamily Custom | 0 | Custom | 15 | 15 | each | 15 | 15 | 15 | 15 | Custom | Custom | 6100 | 6100 | 6100 | 6100 | 72% | 72% | 72% | 72% | 65880 | 65880 | 65880 | 65880 | 263520 |  |  | 6100 |  | 65880 | 0 |  | 0 | 6100 | N/A | 65880 | 0 |  |  | 6100 | N/A | 65880 | 0 |  |  | 6100 | N/A | 65880 | 0 | 65880 | 65880 | 65880 | 65880 | 263520 | n/a | Custom
Bus - CI Assessments | Aerator - Bathroom | 1 | 4.3.2 | 9 | 10 | each | 70 | 70 | 53 | 70 | CI-HWE-LFFA-V07-180101 | Exhibit 1.5B_R Peoples Gas EEPS_Adjustable_Savings_Goal_Template.xlsx, Unit Savings Calculations Tab | 6.1049 | 6.1049 | 6.1049 | 6.1049 | 79% | 79% | 79% | 79% | 337.6035 | 337.6035 | 255.6141 | 337.6035 | 1268.4246 |  |  | 6.1049 |  | 337.6035 | 0 |  | 0 | 6.1049 | N/A | 337.6035 | 0 |  |  | 6.1049 | N/A | 255.6141 | 0 |  |  | 6.1049 | N/A | 337.6035 | 0 | 337.6035 | 337.6035 | 255.6141 | 337.6035 | 1268.4246 | n/a | Exhibit 1.5B_R Peoples Gas EEPS_Adjustable_Savings_Goal_Template.xlsx, Unit Savings Calculations Tab
Bus - CI Assessments | Aerator - Kitchen | 1 | 4.3.2 | 9 | 10 | each | 16 | 16 | 12 | 16 | CI-HWE-LFFA-V07-180101 | Exhibit 1.5B_R Peoples Gas EEPS_Adjustable_Savings_Goal_Template.xlsx, Unit Savings Calculations Tab | 7.4428 | 7.4428 | 7.4428 | 7.4428 | 79% | 79% | 79% | 79% | 94.0771 | 94.0771 | 70.5578 | 94.0771 | 352.789 |  |  | 7.4428 |  | 94.0771 | 0 |  | 0 | 7.4428 | N/A | 94.0771 | 0 |  |  | 7.4428 | N/A | 70.5578 | 0 |  |  | 7.4428 | N/A | 94.0771 | 0 | 94.0771 | 94.0771 | 70.5578 | 94.0771 | 352.789 | n/a | Exhibit 1.5B_R Peoples Gas EEPS_Adjustable_Savings_Goal_Template.xlsx, Unit Savings Calculations Tab
Bus - CI Assessments | Showerhead | 1 | 4.3.3 | 10 | 10 | each | 2 | 2 | 2 | 2 | RS-HWE-LFSH-V04-180101 | Exhibit 1.5B_R Peoples Gas EEPS_Adjustable_Savings_Goal_Template.xlsx, Unit Savings Calculations Tab | 21.635 | 21.635 | 21.635 | 21.635 | 79% | 79% | 79% | 79% | 34.1833 | 34.1833 | 34.1833 | 34.1833 | 136.7331 |  |  | 21.635 |  | 34.1833 | 0 |  | 0 | 21.635 | N/A | 34.1833 | 0 |  |  | 21.635 | N/A | 34.1833 | 0 |  |  | 21.635 | N/A | 34.1833 | 0 | 34.1833 | 34.1833 | 34.1833 | 34.1833 | 136.7331 | n/a | Exhibit 1.5B_R Peoples Gas EEPS_Adjustable_Savings_Goal_Template.xlsx, Unit Savings Calculations Tab
Bus - CI Assessments | Pre Rinse Sprayer | 1 | 4.2.11 | 5 | 5 | each | 0 | 0 | 0 | 0 | CI-FSE-SPRY-V04-180101 | Exhibit 1.5B_R Peoples Gas EEPS_Adjustable_Savings_Goal_Template.xlsx, Unit Savings Calculations Tab | 343.8424 | 343.8424 | 343.8424 | 343.8424 | 79% | 79% | 79% | 79% | 0 | 0 | 0 | 0 | 0 |  |  | 343.8424 |  | 0 | 0 |  | 0 | 343.8424 | N/A | 0 | 0 |  |  | 343.8424 | N/A | 0 | 0 |  |  | 343.8424 | N/A | 0 | 0 | 0 | 0 | 0 | 0 | 0 | n/a | Exhibit 1.5B_R Peoples Gas EEPS_Adjustable_Savings_Goal_Template.xlsx, Unit Savings Calculations Tab
Bus - CI Assessments | Laminar | 0 | Custom | 9 | 9 | each | 800 | 800 | 800 | 800 | Custom | Custom | 17.8929 | 17.8929 | 17.8929 | 17.8929 | 79% | 79% | 79% | 79% | 11308.2857 | 11308.2857 | 11308.2857 | 11308.2857 | 45233.1429 |  |  | 17.8929 |  | 11308.2857 | 0 |  | 0 | 17.8929 | N/A | 11308.2857 | 0 |  |  | 17.8929 | N/A | 11308.2857 | 0 |  |  | 17.8929 | N/A | 11308.2857 | 0 | 11308.2857 | 11308.2857 | 11308.2857 | 11308.2857 | 45233.1429 | n/a | Custom
Bus - SB Assessments | Aerator - Bathroom | 1 | 4.3.2 | 9 | 10 | each | 1460 | 1460 | 1460 | 1460 | CI-HWE-LFFA-V07-180101 | Exhibit 1.5B_R Peoples Gas EEPS_Adjustable_Savings_Goal_Template.xlsx, Unit Savings Calculations Tab | 6.1049 | 6.1049 | 6.1049 | 6.1049 | 92% | 92% | 92% | 92% | 8200.1635 | 8200.1635 | 8200.1635 | 8200.1635 | 32800.6541 |  |  | 6.1049 |  | 8200.1635 | 0 |  | 0 | 6.1049 | N/A | 8200.1635 | 0 |  |  | 6.1049 | N/A | 8200.1635 | 0 |  |  | 6.1049 | N/A | 8200.1635 | 0 | 8200.1635 | 8200.1635 | 8200.1635 | 8200.1635 | 32800.6541 | n/a | Exhibit 1.5B_R Peoples Gas EEPS_Adjustable_Savings_Goal_Template.xlsx, Unit Savings Calculations Tab
Bus - SB Assessments | Aerator - Kitchen | 1 | 4.3.2 | 9 | 10 | each | 1120 | 1120 | 1120 | 1120 | CI-HWE-LFFA-V07-180101 | Exhibit 1.5B_R Peoples Gas EEPS_Adjustable_Savings_Goal_Template.xlsx, Unit Savings Calculations Tab | 7.4428 | 7.4428 | 7.4428 | 7.4428 | 92% | 92% | 92% | 92% | 7669.0671 | 7669.0671 | 7669.0671 | 7669.0671 | 30676.2682 |  |  | 7.4428 |  | 7669.0671 | 0 |  | 0 | 7.4428 | N/A | 7669.0671 | 0 |  |  | 7.4428 | N/A | 7669.0671 | 0 |  |  | 7.4428 | N/A | 7669.0671 | 0 | 7669.0671 | 7669.0671 | 7669.0671 | 7669.0671 | 30676.2682 | n/a | Exhibit 1.5B_R Peoples Gas EEPS_Adjustable_Savings_Goal_Template.xlsx, Unit Savings Calculations Tab
Bus - SB Assessments | Showerhead | 1 | 4.3.3 | 10 | 10 | each | 1300 | 1300 | 1300 | 1300 | RS-HWE-LFSH-V04-180101 | Exhibit 1.5B_R Peoples Gas EEPS_Adjustable_Savings_Goal_Template.xlsx, Unit Savings Calculations Tab | 21.635 | 21.635 | 21.635 | 21.635 | 92% | 92% | 92% | 92% | 25875.44 | 25875.44 | 25875.44 | 25875.44 | 103501.76 |  |  | 21.635 |  | 25875.44 | 0 |  | 0 | 21.635 | N/A | 25875.44 | 0 |  |  | 21.635 | N/A | 25875.44 | 0 |  |  | 21.635 | N/A | 25875.44 | 0 | 25875.44 | 25875.44 | 25875.44 | 25875.44 | 103501.76 | n/a | Exhibit 1.5B_R Peoples Gas EEPS_Adjustable_Savings_Goal_Template.xlsx, Unit Savings Calculations Tab
Bus - SB Assessments | Pipe Insulation - DHW | 1 | 4.4.14 | 15 | 15 | each | 6960 | 6960 | 6960 | 6960 | CI-HVC-PINS-V04-160601 | Exhibit 1.5B_R Peoples Gas EEPS_Adjustable_Savings_Goal_Template.xlsx, Unit Savings Calculations Tab | 5.2492 | 5.2492 | 5.2492 | 5.2492 | 92% | 92% | 92% | 92% | 33611.6976 | 33611.6976 | 33611.6976 | 33611.6976 | 134446.7904 |  |  | 5.2492 |  | 33611.6976 | 0 |  | 0 | 5.2492 | N/A | 33611.6976 | 0 |  |  | 5.2492 | N/A | 33611.6976 | 0 |  |  | 5.2492 | N/A | 33611.6976 | 0 | 33611.6976 | 33611.6976 | 33611.6976 | 33611.6976 | 134446.7904 | n/a | Exhibit 1.5B_R Peoples Gas EEPS_Adjustable_Savings_Goal_Template.xlsx, Unit Savings Calculations Tab
Bus - SB Assessments | Pre Rinse Sprayer | 1 | 4.2.11 | 5 | 5 | each | 240 | 240 | 240 | 240 | CI-FSE-SPRY-V04-180101 | Exhibit 1.5B_R Peoples Gas EEPS_Adjustable_Savings_Goal_Template.xlsx, Unit Savings Calculations Tab | 171.9212 | 171.9212 | 171.9212 | 171.9212 | 92% | 92% | 92% | 92% | 37960.2018 | 37960.2018 | 37960.2018 | 37960.2018 | 151840.8074 |  |  | 171.9212 |  | 37960.2018 | 0 |  | 0 | 171.9212 | N/A | 37960.2018 | 0 |  |  | 171.9212 | N/A | 37960.2018 | 0 |  |  | 171.9212 | N/A | 37960.2018 | 0 | 37960.2018 | 37960.2018 | 37960.2018 | 37960.2018 | 151840.8074 | n/a | Exhibit 1.5B_R Peoples Gas EEPS_Adjustable_Savings_Goal_Template.xlsx, Unit Savings Calculations Tab
Bus - SB Assessments | Thermostat - Programmable | 1 | 4.4.18 | 4 | 4 | each | 10 | 10 | 10 | 10 | CI-HVC-PROG-V02-150601 | Exhibit 1.5B_R Peoples Gas EEPS_Adjustable_Savings_Goal_Template.xlsx, Thermostat Detail Tab | 124.6858 | 124.6858 | 124.6858 | 124.6858 | 92% | 92% | 92% | 92% | 1147.1098 | 1147.1098 | 1147.1098 | 1147.1098 | 4588.439 |  |  | 124.6858 |  | 1147.1098 | 0 |  | 0 | 124.6858 | N/A | 1147.1098 | 0 |  |  | 124.6858 | N/A | 1147.1098 | 0 |  |  | 124.6858 | N/A | 1147.1098 | 0 | 1147.1098 | 1147.1098 | 1147.1098 | 1147.1098 | 4588.439 | n/a | Exhibit 1.5B_R Peoples Gas EEPS_Adjustable_Savings_Goal_Template.xlsx, Thermostat Detail Tab
Bus - CI Assessments | Gas Optimization | 0 | Custom | 15 | 15 | each | 7 | 7 | 7 | 7 | Custom | Custom | 83100 | 83100 | 83100 | 83100 | 102% | 102% | 102% | 102% | 593334 | 593334 | 593334 | 593334 | 2373336 |  |  | 83100 |  | 593334 | 0 |  | 0 | 83100 | N/A | 593334 | 0 |  |  | 83100 | N/A | 593334 | 0 |  |  | 83100 | N/A | 593334 | 0 | 593334 | 593334 | 593334 | 593334 | 2373336 | n/a | Custom
Bus - CI Assessments | Retrocommissioning | 0 | Custom | 15 | 15 | each | 6 | 6 | 6 | 6 | Custom | Custom | 59000 | 59000 | 59000 | 59000 | 102% | 102% | 102% | 102% | 361080 | 361080 | 361080 | 361080 | 1444320 |  |  | 59000 |  | 361080 | 0 |  | 0 | 59000 | N/A | 361080 | 0 |  |  | 59000 | N/A | 361080 | 0 |  |  | 59000 | N/A | 361080 | 0 | 361080 | 361080 | 361080 | 361080 | 1444320 | n/a | Custom
Bus - CI Assessments | Engineering Study | 0 | Custom | 0 | 0 | each | 0 | 0 | 0 | 0 | Custom | Custom | 1 | 1 | 1 | 1 | 102% | 102% | 102% | 102% | 0 | 0 | 0 | 0 | 0 |  |  | 1 |  | 0 | 0 |  | 0 | 1 | N/A | 0 | 0 |  |  | 1 | N/A | 0 | 0 |  |  | 1 | N/A | 0 | 0 | 0 | 0 | 0 | 0 | 0 | n/a | Custom
Bus - CI Rebates | Staffing | 0 | Custom | 0 | 0 | each | 0 | 0 | 0 | 0 | Custom | Custom | 1 | 1 | 1 | 1 | 102% | 102% | 102% | 102% | 0 | 0 | 0 | 0 | 0 |  |  | 1 |  | 0 | 0 |  | 0 | 1 | N/A | 0 | 0 |  |  | 1 | N/A | 0 | 0 |  |  | 1 | N/A | 0 | 0 | 0 | 0 | 0 | 0 | 0 | n/a | Custom
Bus - SB Rebates | Boiler ≥88% AFUE, <300MBh | 1 | 4.4.10 | 20 | 20 | MBH | 0 | 0 | 0 | 0 | CI-HVC-BOIL-V05-150601 | Exhibit 1.5B_R Peoples Gas EEPS_Adjustable_Savings_Goal_Template.xlsx, Unit Savings Calculations Tab | 1.1612 | 1.1612 | 1.1612 | 1.1612 | 92% | 92% | 92% | 92% | 0 | 0 | 0 | 0 | 0 |  |  | 1.1254 |  | 0 | 0 |  | 0 | 1.1254 | N/A | 0 | 0 |  |  | 1.1254 | N/A | 0 | 0 |  |  | 1.1254 | N/A | 0 | 0 | 0 | 0 | 0 | 0 | 0 | n/a | Exhibit 1.5B_R Peoples Gas EEPS_Adjustable_Savings_Goal_Template.xlsx, Unit Savings Calculations Tab
Bus - SB Rebates | Boiler ≥88% AFUE, ≥300MBh TE | 1 | 4.4.10 | 20 | 20 | MBH | 700 | 700 | 700 | 700 | CI-HVC-BOIL-V05-150601 | Exhibit 1.5B_R Peoples Gas EEPS_Adjustable_Savings_Goal_Template.xlsx, Unit Savings Calculations Tab | 1.587 | 1.587 | 1.587 | 1.587 | 92% | 92% | 92% | 92% | 1022.028 | 1022.028 | 1022.028 | 1022.028 | 4088.112 |  |  | 1.538 |  | 990.472 | -31.556 |  | 0 | 1.538 | N/A | 990.472 | -31.556 |  |  | 1.538 | N/A | 990.472 | -31.556 |  |  | 1.538 | N/A | 990.472 | -31.556 | 990.472 | 990.472 | 990.472 | 990.472 | 3961.888 | n/a | Exhibit 1.5B_R Peoples Gas EEPS_Adjustable_Savings_Goal_Template.xlsx, Unit Savings Calculations Tab
Bus - SB Rebates | Boiler Reset Controls | 1 | 4.4.4 | 20 | 20 | each | 1000 | 1000 | 1000 | 1000 | CI-HVC-BLRC-V03-150601 | Exhibit 1.5B_R Peoples Gas EEPS_Adjustable_Savings_Goal_Template.xlsx, Unit Savings Calculations Tab | 1.2696 | 1.2696 | 1.2696 | 1.2696 | 92% | 92% | 92% | 92% | 1168.032 | 1168.032 | 1168.032 | 1168.032 | 4672.128 |  |  | 1.2304 |  | 1131.968 | -36.064 |  | 0 | 1.2304 | N/A | 1131.968 | -36.064 |  |  | 1.2304 | N/A | 1131.968 | -36.064 |  |  | 1.2304 | N/A | 1131.968 | -36.064 | 1131.968 | 1131.968 | 1131.968 | 1131.968 | 4527.872 | n/a | Exhibit 1.5B_R Peoples Gas EEPS_Adjustable_Savings_Goal_Template.xlsx, Unit Savings Calculations Tab
Bus - SB Rebates | Boiler Tune Up - Process | 1 | 4.4.3 | 3 | 3 | MBH | 0 | 0 | 0 | 0 | CI-HVC-PBTU-V05-160601 | Exhibit 1.5B_R Peoples Gas EEPS_Adjustable_Savings_Goal_Template.xlsx, Unit Savings Calculations Tab | 0.83824 | 0.83824 | 0.83824 | 0.83824 | 92% | 92% | 92% | 92% | 0 | 0 | 0 | 0 | 0 |  |  | 0.83824 |  | 0 | 0 |  | 0 | 0.83824 | N/A | 0 | 0 |  |  | 0.83824 | N/A | 0 | 0 |  |  | 0.83824 | N/A | 0 | 0 | 0 | 0 | 0 | 0 | 0 | n/a | Exhibit 1.5B_R Peoples Gas EEPS_Adjustable_Savings_Goal_Template.xlsx, Unit Savings Calculations Tab
Bus - SB Rebates | Boiler Tune Up - Space Heating | 1 | 4.4.2 | 3 | 3 | MBH | 0 | 0 | 0 | 0 | CI-HVC-BLRT-V06-160601 | Exhibit 1.5B_R Peoples Gas EEPS_Adjustable_Savings_Goal_Template.xlsx, Unit Savings Calculations Tab | 0.37064 | 0.37064 | 0.37064 | 0.37064 | 92% | 92% | 92% | 92% | 0 | 0 | 0 | 0 | 0 |  |  | 0.3592 |  | 0 | 0 |  | 0 | 0.3592 | N/A | 0 | 0 |  |  | 0.3592 | N/A | 0 | 0 |  |  | 0.3592 | N/A | 0 | 0 | 0 | 0 | 0 | 0 | 0 | n/a | Exhibit 1.5B_R Peoples Gas EEPS_Adjustable_Savings_Goal_Template.xlsx, Unit Savings Calculations Tab
Bus - SB Rebates | Condensing Unit Heater | 1 | 4.4.5 | 12 | 12 | MBH | 0 | 0 | 0 | 0 | CI-HVC-CUHT-V01-120601 | Exhibit 1.5B_R Peoples Gas EEPS_Adjustable_Savings_Goal_Template.xlsx, Unit Savings Calculations Tab | 1.7733 | 1.7733 | 1.7733 | 1.7733 | 92% | 92% | 92% | 92% | 0 | 0 | 0 | 0 | 0 |  |  | 1.7733 |  | 0 | 0 |  | 0 | 1.7733 | N/A | 0 | 0 |  |  | 1.7733 | N/A | 0 | 0 |  |  | 1.7733 | N/A | 0 | 0 | 0 | 0 | 0 | 0 | 0 | n/a | Exhibit 1.5B_R Peoples Gas EEPS_Adjustable_Savings_Goal_Template.xlsx, Unit Savings Calculations Tab
Bus - SB Rebates | DCV - Kitchen | 1 | 4.2.16 | 15 | 15 | each | 0 | 0 | 0 | 0 | CI-FSE-VENT-V03-160601 | Exhibit 1.5B_R Peoples Gas EEPS_Adjustable_Savings_Goal_Template.xlsx, Unit Savings Calculations Tab | 5998.5 | 5998.5 | 5998.5 | 5998.5 | 92% | 92% | 92% | 92% | 0 | 0 | 0 | 0 | 0 |  |  | 5998.5 |  | 0 | 0 |  | 0 | 5998.5 | N/A | 0 | 0 |  |  | 5998.5 | N/A | 0 | 0 |  |  | 5998.5 | N/A | 0 | 0 | 0 | 0 | 0 | 0 | 0 | n/a | Exhibit 1.5B_R Peoples Gas EEPS_Adjustable_Savings_Goal_Template.xlsx, Unit Savings Calculations Tab
Bus - SB Rebates | Direct Fired Heaters | 0 | Custom | 20 | 20 | MBH | 0 | 0 | 0 | 0 | Custom | Custom | 2.3085 | 2.3085 | 2.3085 | 2.3085 | 92% | 92% | 92% | 92% | 0 | 0 | 0 | 0 | 0 |  |  | 2.3085 |  | 0 | 0 |  | 0 | 2.3085 | N/A | 0 | 0 |  |  | 2.3085 | N/A | 0 | 0 |  |  | 2.3085 | N/A | 0 | 0 | 0 | 0 | 0 | 0 | 0 | n/a | Custom
Bus - SB Rebates | Double Rack Oven | 1 | 4.2.18 | 12 | 12 | each | 5 | 5 | 5 | 5 | CI-FSE-RKOV-VO2-180101 | Exhibit 1.5B_R Peoples Gas EEPS_Adjustable_Savings_Goal_Template.xlsx, Unit Savings Calculations Tab | 1930 | 1930 | 1930 | 1930 | 92% | 92% | 92% | 92% | 8878 | 8878 | 8878 | 8878 | 35512 |  |  | 1930 |  | 8878 | 0 |  | 0 | 1930 | N/A | 8878 | 0 |  |  | 1930 | N/A | 8878 | 0 |  |  | 1930 | N/A | 8878 | 0 | 8878 | 8878 | 8878 | 8878 | 35512 | n/a | Exhibit 1.5B_R Peoples Gas EEPS_Adjustable_Savings_Goal_Template.xlsx, Unit Savings Calculations Tab
Bus - SB Rebates | Energy Star Convection Oven | 1 | 4.2.5 | 12 | 12 | each | 60 | 60 | 60 | 60 | CI-FSE-ESCV-V02-180101 | Exhibit 1.5B_R Peoples Gas EEPS_Adjustable_Savings_Goal_Template.xlsx, Unit Savings Calculations Tab | 352.1445 | 352.1445 | 352.1445 | 352.1445 | 92% | 92% | 92% | 92% | 19438.3737 | 19438.3737 | 19438.3737 | 19438.3737 | 77753.4947 |  |  | 352.1445 |  | 19438.3737 | 0 |  | 0 | 352.1445 | N/A | 19438.3737 | 0 |  |  | 352.1445 | N/A | 19438.3737 | 0 |  |  | 352.1445 | N/A | 19438.3737 | 0 | 19438.3737 | 19438.3737 | 19438.3737 | 19438.3737 | 77753.4947 | n/a | Exhibit 1.5B_R Peoples Gas EEPS_Adjustable_Savings_Goal_Template.xlsx, Unit Savings Calculations Tab
Bus - SB Rebates | Energy Star Conveyer Oven | 1 | 4.2.4 | 17 | 17 | each | 50 | 50 | 50 | 50 | CI-FSE-CVOV-V02-180101 | Exhibit 1.5B_R Peoples Gas EEPS_Adjustable_Savings_Goal_Template.xlsx, Unit Savings Calculations Tab | 884 | 884 | 884 | 884 | 92% | 92% | 92% | 92% | 40664 | 40664 | 40664 | 40664 | 162656 |  |  | 884 |  | 40664 | 0 |  | 0 | 884 | N/A | 40664 | 0 |  |  | 884 | N/A | 40664 | 0 |  |  | 884 | N/A | 40664 | 0 | 40664 | 40664 | 40664 | 40664 | 162656 | n/a | Exhibit 1.5B_R Peoples Gas EEPS_Adjustable_Savings_Goal_Template.xlsx, Unit Savings Calculations Tab
Bus - SB Rebates | Energy Star Fryer | 1 | 4.2.7 | 15 | 12 | each | 60 | 60 | 60 | 60 | CI-FSE-ESFR-V01-120601 | Exhibit 1.5B_R Peoples Gas EEPS_Adjustable_Savings_Goal_Template.xlsx, Unit Savings Calculations Tab | 505.373 | 505.373 | 505.373 | 505.373 | 92% | 92% | 92% | 92% | 27896.5894 | 27896.5894 | 27896.5894 | 27896.5894 | 111586.3578 |  |  | 505.373 |  | 27896.5894 | 0 |  | 0 | 505.373 | N/A | 27896.5894 | 0 |  |  | 505.373 | N/A | 27896.5894 | 0 |  |  | 505.373 | N/A | 27896.5894 | 0 | 27896.5894 | 27896.5894 | 27896.5894 | 27896.5894 | 111586.3578 | n/a | Exhibit 1.5B_R Peoples Gas EEPS_Adjustable_Savings_Goal_Template.xlsx, Unit Savings Calculations Tab
Bus - SB Rebates | Energy Star Steamer - 3 Pans | 1 | 4.2.3 | 12 | 12 | each | 12 | 12 | 12 | 12 | CI-FSE-STMC-V04-160601 | Exhibit 1.5B_R Peoples Gas EEPS_Adjustable_Savings_Goal_Template.xlsx, Food Equipment Tab | 752.0123 | 752.0123 | 752.0123 | 752.0123 | 92% | 92% | 92% | 92% | 8302.2159 | 8302.2159 | 8302.2159 | 8302.2159 | 33208.8636 |  |  | 921.0427 |  | 10168.3115 | 1866.0956 |  | 0 | 921.0427 | N/A | 10168.3115 | 1866.0956 |  |  | 921.0427 | N/A | 10168.3115 | 1866.0956 |  |  | 921.0427 | N/A | 10168.3115 | 1866.0956 | 10168.3115 | 10168.3115 | 10168.3115 | 10168.3115 | 40673.2459 | n/a | Exhibit 1.5B_R Peoples Gas EEPS_Adjustable_Savings_Goal_Template.xlsx, Food Equipment Tab
Bus - SB Rebates | Energy Star Steamer - 4 Pans | 1 | 4.2.3 | 12 | 12 | each | 30 | 30 | 30 | 30 | CI-FSE-STMC-V04-160601 | Exhibit 1.5B_R Peoples Gas EEPS_Adjustable_Savings_Goal_Template.xlsx, Food Equipment Tab | 1007.2642 | 1007.2642 | 1007.2642 | 1007.2642 | 92% | 92% | 92% | 92% | 27800.4913 | 27800.4913 | 27800.4913 | 27800.4913 | 111201.9653 |  |  | 1176.2946 |  | 32465.7302 | 4665.2389 |  | 0 | 1176.2946 | N/A | 32465.7302 | 4665.2389 |  |  | 1176.2946 | N/A | 32465.7302 | 4665.2389 |  |  | 1176.2946 | N/A | 32465.7302 | 4665.2389 | 32465.7302 | 32465.7302 | 32465.7302 | 32465.7302 | 129862.9209 | n/a | Exhibit 1.5B_R Peoples Gas EEPS_Adjustable_Savings_Goal_Template.xlsx, Food Equipment Tab
Bus - SB Rebates | Energy Star Steamer - 5 Pans | 1 | 4.2.3 | 12 | 12 | each | 0 | 0 | 0 | 0 | CI-FSE-STMC-V04-160601 | Exhibit 1.5B_R Peoples Gas EEPS_Adjustable_Savings_Goal_Template.xlsx, Food Equipment Tab | 1248.6709 | 1248.6709 | 1248.6709 | 1248.6709 | 92% | 92% | 92% | 92% | 0 | 0 | 0 | 0 | 0 |  |  | 1417.7013 |  | 0 | 0 |  | 0 | 1417.7013 | N/A | 0 | 0 |  |  | 1417.7013 | N/A | 0 | 0 |  |  | 1417.7013 | N/A | 0 | 0 | 0 | 0 | 0 | 0 | 0 | n/a | Exhibit 1.5B_R Peoples Gas EEPS_Adjustable_Savings_Goal_Template.xlsx, Food Equipment Tab
Bus - SB Rebates | Energy Star Steamer - 6 Pans | 1 | 4.2.3 | 12 | 12 | each | 0 | 0 | 0 | 0 | CI-FSE-STMC-V04-160601 | Exhibit 1.5B_R Peoples Gas EEPS_Adjustable_Savings_Goal_Template.xlsx, Food Equipment Tab | 1503.8794 | 1503.8794 | 1503.8794 | 1503.8794 | 92% | 92% | 92% | 92% | 0 | 0 | 0 | 0 | 0 |  |  | 1672.9098 |  | 0 | 0 |  | 0 | 1672.9098 | N/A | 0 | 0 |  |  | 1672.9098 | N/A | 0 | 0 |  |  | 1672.9098 | N/A | 0 | 0 | 0 | 0 | 0 | 0 | 0 | n/a | Exhibit 1.5B_R Peoples Gas EEPS_Adjustable_Savings_Goal_Template.xlsx, Food Equipment Tab
Bus - SB Rebates | Heat Recovery Grease Trap Filter | 1 | 4.3.9 | 15 | 15 | each | 50 | 50 | 50 | 50 | CI-HW-GRTF-V01-160601 | Exhibit 1.5B_R Peoples Gas EEPS_Adjustable_Savings_Goal_Template.xlsx, Unit Savings Calculations Tab | 1757.3026 | 1757.3026 | 1757.3026 | 1757.3026 | 92% | 92% | 92% | 92% | 80835.9178 | 80835.9178 | 80835.9178 | 80835.9178 | 323343.671 |  |  | 1757.3026 |  | 80835.9178 | 0 |  | 0 | 1757.3026 | N/A | 80835.9178 | 0 |  |  | 1757.3026 | N/A | 80835.9178 | 0 |  |  | 1757.3026 | N/A | 80835.9178 | 0 | 80835.9178 | 80835.9178 | 80835.9178 | 80835.9178 | 323343.671 | n/a | Exhibit 1.5B_R Peoples Gas EEPS_Adjustable_Savings_Goal_Template.xlsx, Unit Savings Calculations Tab
Bus - SB Rebates | Infrared Charbroiler | 1 | 4.2.12 | 12 | 12 | each | 60 | 60 | 60 | 60 | CI-FSE-IRCB-V02-180101 | Exhibit 1.5B_R Peoples Gas EEPS_Adjustable_Savings_Goal_Template.xlsx, Unit Savings Calculations Tab | 706.68 | 706.68 | 706.68 | 706.68 | 92% | 92% | 92% | 92% | 39008.736 | 39008.736 | 39008.736 | 39008.736 | 156034.944 |  |  | 706.68 |  | 39008.736 | 0 |  | 0 | 706.68 | N/A | 39008.736 | 0 |  |  | 706.68 | N/A | 39008.736 | 0 |  |  | 706.68 | N/A | 39008.736 | 0 | 39008.736 | 39008.736 | 39008.736 | 39008.736 | 156034.944 | n/a | Exhibit 1.5B_R Peoples Gas EEPS_Adjustable_Savings_Goal_Template.xlsx, Unit Savings Calculations Tab
Bus - SB Rebates | Infrared Rotisserie Oven | 1 | 4.2.13 | 12 | 12 | each | 65 | 65 | 65 | 65 | CI-FSE-IROV-V02-180101 | Exhibit 1.5B_R Peoples Gas EEPS_Adjustable_Savings_Goal_Template.xlsx, Unit Savings Calculations Tab | 599.04 | 599.04 | 599.04 | 599.04 | 92% | 92% | 92% | 92% | 35822.592 | 35822.592 | 35822.592 | 35822.592 | 143290.368 |  |  | 599.04 |  | 35822.592 | 0 |  | 0 | 599.04 | N/A | 35822.592 | 0 |  |  | 599.04 | N/A | 35822.592 | 0 |  |  | 599.04 | N/A | 35822.592 | 0 | 35822.592 | 35822.592 | 35822.592 | 35822.592 | 143290.368 | n/a | Exhibit 1.5B_R Peoples Gas EEPS_Adjustable_Savings_Goal_Template.xlsx, Unit Savings Calculations Tab
Bus - SB Rebates | Infrared Salamander Broiler | 1 | 4.2.14 | 12 | 12 | each | 100 | 100 | 100 | 100 | CI-FSE-IRBL-V02-180101 | Exhibit 1.5B_R Peoples Gas EEPS_Adjustable_Savings_Goal_Template.xlsx, Unit Savings Calculations Tab | 240.24 | 240.24 | 240.24 | 240.24 | 92% | 92% | 92% | 92% | 22102.08 | 22102.08 | 22102.08 | 22102.08 | 88408.32 |  |  | 240.24 |  | 22102.08 | 0 |  | 0 | 240.24 | N/A | 22102.08 | 0 |  |  | 240.24 | N/A | 22102.08 | 0 |  |  | 240.24 | N/A | 22102.08 | 0 | 22102.08 | 22102.08 | 22102.08 | 22102.08 | 88408.32 | n/a | Exhibit 1.5B_R Peoples Gas EEPS_Adjustable_Savings_Goal_Template.xlsx, Unit Savings Calculations Tab
Bus - SB Rebates | Infrared Upright Broiler | 1 | 4.2.15 | 12 | 12 | each | 0 | 0 | 0 | 0 | CI-FSE-IRUB-V02-180101 | Exhibit 1.5B_R Peoples Gas EEPS_Adjustable_Savings_Goal_Template.xlsx, Unit Savings Calculations Tab | 943.488 | 943.488 | 943.488 | 943.488 | 92% | 92% | 92% | 92% | 0 | 0 | 0 | 0 | 0 |  |  | 943.488 |  | 0 | 0 |  | 0 | 943.488 | N/A | 0 | 0 |  |  | 943.488 | N/A | 0 | 0 |  |  | 943.488 | N/A | 0 | 0 | 0 | 0 | 0 | 0 | 0 | n/a | Exhibit 1.5B_R Peoples Gas EEPS_Adjustable_Savings_Goal_Template.xlsx, Unit Savings Calculations Tab
Bus - SB Rebates | High Speed Washer - Hotel/Motel/Hospital | 1 | 4.8.5 | 7 | 7 | lb-capacity | 3750 | 3750 | 3750 | 3750 | CI-MSC-HSCW-V01-180101 | Exhibit 1.5B_R Peoples Gas EEPS_Adjustable_Savings_Goal_Template.xlsx, Unit Savings Calculations Tab | 11.2432 | 11.2432 | 11.2432 | 11.2432 | 92% | 92% | 92% | 92% | 38789.1504 | 38789.1504 | 38789.1504 | 38789.1504 | 155156.6016 |  |  | 11.2432 |  | 38789.1504 | 0 |  | 0 | 11.2432 | N/A | 38789.1504 | 0 |  |  | 11.2432 | N/A | 38789.1504 | 0 |  |  | 11.2432 | N/A | 38789.1504 | 0 | 38789.1504 | 38789.1504 | 38789.1504 | 38789.1504 | 155156.6016 | n/a | Exhibit 1.5B_R Peoples Gas EEPS_Adjustable_Savings_Goal_Template.xlsx, Unit Savings Calculations Tab
Bus - SB Rebates | High Speed Washer - Laundromat | 1 | 4.8.5 | 7 | 7 | lb-capacity | 3750 | 3750 | 3750 | 3750 | CI-MSC-HSCW-V01-180101 | Exhibit 1.5B_R Peoples Gas EEPS_Adjustable_Savings_Goal_Template.xlsx, Unit Savings Calculations Tab | 4.6486 | 4.6486 | 4.6486 | 4.6486 | 92% | 92% | 92% | 92% | 16037.8218 | 16037.8218 | 16037.8218 | 16037.8218 | 64151.2872 |  |  | 4.6486 |  | 16037.8218 | 0 |  | 0 | 4.6486 | N/A | 16037.8218 | 0 |  |  | 4.6486 | N/A | 16037.8218 | 0 |  |  | 4.6486 | N/A | 16037.8218 | 0 | 16037.8218 | 16037.8218 | 16037.8218 | 16037.8218 | 64151.2872 | n/a | Exhibit 1.5B_R Peoples Gas EEPS_Adjustable_Savings_Goal_Template.xlsx, Unit Savings Calculations Tab
Bus - SB Rebates | Infrared Heater | 1 | 4.4.12 | 12 | 12 | MBH | 0 | 0 | 0 | 0 | CI-HVC-IRHT-V01-120601 | Exhibit 1.5B_R Peoples Gas EEPS_Adjustable_Savings_Goal_Template.xlsx, Unit Savings Calculations Tab | 3.0067 | 3.0067 | 3.0067 | 3.0067 | 92% | 92% | 92% | 92% | 0 | 0 | 0 | 0 | 0 |  |  | 3.0067 |  | 0 | 0 |  | 0 | 3.0067 | N/A | 0 | 0 |  |  | 3.0067 | N/A | 0 | 0 |  |  | 3.0067 | N/A | 0 | 0 | 0 | 0 | 0 | 0 | 0 | n/a | Exhibit 1.5B_R Peoples Gas EEPS_Adjustable_Savings_Goal_Template.xlsx, Unit Savings Calculations Tab
Bus - SB Rebates | Modulating Commercial Gas Clothes Dryer | 1 | 4.8.4 | 14 | 14 | each | 5 | 5 | 5 | 5 | CI-MSC-MODD-V01-160601 | Exhibit 1.5B_R Peoples Gas EEPS_Adjustable_Savings_Goal_Template.xlsx, Unit Savings Calculations Tab | 266.94 | 266.94 | 266.94 | 266.94 | 92% | 92% | 92% | 92% | 1227.924 | 1227.924 | 1227.924 | 1227.924 | 4911.696 |  |  | 266.94 |  | 1227.924 | 0 |  | 0 | 266.94 | N/A | 1227.924 | 0 |  |  | 266.94 | N/A | 1227.924 | 0 |  |  | 266.94 | N/A | 1227.924 | 0 | 1227.924 | 1227.924 | 1227.924 | 1227.924 | 4911.696 | n/a | Exhibit 1.5B_R Peoples Gas EEPS_Adjustable_Savings_Goal_Template.xlsx, Unit Savings Calculations Tab
Bus - SB Rebates | Ozone Laundry | 1 | 4.3.6 | 10 | 10 | lb-capacity | 0 | 0 | 0 | 0 | CI-HW-OZLD-VO1-140601 | Exhibit 1.5B_R Peoples Gas EEPS_Adjustable_Savings_Goal_Template.xlsx, Unit Savings Calculations Tab | 30.7227 | 30.7227 | 30.7227 | 30.7227 | 92% | 92% | 92% | 92% | 0 | 0 | 0 | 0 | 0 |  |  | 30.7227 |  | 0 | 0 |  | 0 | 30.7227 | N/A | 0 | 0 |  |  | 30.7227 | N/A | 0 | 0 |  |  | 30.7227 | N/A | 0 | 0 | 0 | 0 | 0 | 0 | 0 | n/a | Exhibit 1.5B_R Peoples Gas EEPS_Adjustable_Savings_Goal_Template.xlsx, Unit Savings Calculations Tab
Bus - SB Rebates | Pipe Insulation - Dry Cleaners | 1 | 4.4.14 | 15 | 15 | ft | 750 | 750 | 750 | 750 | CI-HVC-PINS-V04-160601 | Exhibit 1.5B_R Peoples Gas EEPS_Adjustable_Savings_Goal_Template.xlsx, Unit Savings Calculations Tab | 4.151 | 4.151 | 4.151 | 4.151 | 92% | 92% | 92% | 92% | 2864.1599 | 2864.1599 | 2864.1599 | 2864.1599 | 11456.6396 |  |  | 4.151 |  | 2864.1599 | 0 |  | 0 | 4.151 | N/A | 2864.1599 | 0 |  |  | 4.151 | N/A | 2864.1599 | 0 |  |  | 4.151 | N/A | 2864.1599 | 0 | 2864.1599 | 2864.1599 | 2864.1599 | 2864.1599 | 11456.6396 | n/a | Exhibit 1.5B_R Peoples Gas EEPS_Adjustable_Savings_Goal_Template.xlsx, Unit Savings Calculations Tab
Bus - SB Rebates | Pipe Insulation - Dry Cleaners -Elbows | 1 | 4.4.14 | 15 | 15 | ft | 0 | 0 | 0 | 0 | CI-HVC-PINS-V04-160601 | Exhibit 1.5B_R Peoples Gas EEPS_Adjustable_Savings_Goal_Template.xlsx, Unit Savings Calculations Tab | 1.9925 | 1.9925 | 1.9925 | 1.9925 | 92% | 92% | 92% | 92% | 0 | 0 | 0 | 0 | 0 |  |  | 1.9925 |  | 0 | 0 |  | 0 | 1.9925 | N/A | 0 | 0 |  |  | 1.9925 | N/A | 0 | 0 |  |  | 1.9925 | N/A | 0 | 0 | 0 | 0 | 0 | 0 | 0 | n/a | Exhibit 1.5B_R Peoples Gas EEPS_Adjustable_Savings_Goal_Template.xlsx, Unit Savings Calculations Tab
Bus - SB Rebates | Pipe Insulation - HW Small 1" to 2" | 1 | 4.4.14 | 15 | 15 | ft | 0 | 0 | 0 | 0 | CI-HVC-PINS-V04-160601 | Exhibit 1.5B_R Peoples Gas EEPS_Adjustable_Savings_Goal_Template.xlsx, Unit Savings Calculations Tab | 2.6588 | 2.6588 | 2.6588 | 2.6588 | 92% | 92% | 92% | 92% | 0 | 0 | 0 | 0 | 0 |  |  | 2.6588 |  | 0 | 0 |  | 0 | 2.6588 | N/A | 0 | 0 |  |  | 2.6588 | N/A | 0 | 0 |  |  | 2.6588 | N/A | 0 | 0 | 0 | 0 | 0 | 0 | 0 | n/a | Exhibit 1.5B_R Peoples Gas EEPS_Adjustable_Savings_Goal_Template.xlsx, Unit Savings Calculations Tab
Bus - SB Rebates | Pipe Insulation - HW Medium 2.1" to 4" | 1 | 4.4.14 | 15 | 15 | ft | 0 | 0 | 0 | 0 | CI-HVC-PINS-V04-160601 | Exhibit 1.5B_R Peoples Gas EEPS_Adjustable_Savings_Goal_Template.xlsx, Unit Savings Calculations Tab | 5.2492 | 5.2492 | 5.2492 | 5.2492 | 92% | 92% | 92% | 92% | 0 | 0 | 0 | 0 | 0 |  |  | 5.2492 |  | 0 | 0 |  | 0 | 5.2492 | N/A | 0 | 0 |  |  | 5.2492 | N/A | 0 | 0 |  |  | 5.2492 | N/A | 0 | 0 | 0 | 0 | 0 | 0 | 0 | n/a | Exhibit 1.5B_R Peoples Gas EEPS_Adjustable_Savings_Goal_Template.xlsx, Unit Savings Calculations Tab
Bus - SB Rebates | Pipe Insulation - HW Large >4" | 1 | 4.4.14 | 15 | 15 | ft | 0 | 0 | 0 | 0 | CI-HVC-PINS-V04-160601 | Exhibit 1.5B_R Peoples Gas EEPS_Adjustable_Savings_Goal_Template.xlsx, Unit Savings Calculations Tab | 9.0408 | 9.0408 | 9.0408 | 9.0408 | 92% | 92% | 92% | 92% | 0 | 0 | 0 | 0 | 0 |  |  | 9.0408 |  | 0 | 0 |  | 0 | 9.0408 | N/A | 0 | 0 |  |  | 9.0408 | N/A | 0 | 0 |  |  | 9.0408 | N/A | 0 | 0 | 0 | 0 | 0 | 0 | 0 | n/a | Exhibit 1.5B_R Peoples Gas EEPS_Adjustable_Savings_Goal_Template.xlsx, Unit Savings Calculations Tab
Bus - SB Rebates | Pipe Insulation - Steam - Small 1" to 2" | 1 | 4.4.14 | 15 | 15 | ft | 0 | 0 | 0 | 0 | CI-HVC-PINS-V04-160601 | Exhibit 1.5B_R Peoples Gas EEPS_Adjustable_Savings_Goal_Template.xlsx, Unit Savings Calculations Tab | 3.1855 | 3.1855 | 3.1855 | 3.1855 | 92% | 92% | 92% | 92% | 0 | 0 | 0 | 0 | 0 |  |  | 3.1855 |  | 0 | 0 |  | 0 | 3.1855 | N/A | 0 | 0 |  |  | 3.1855 | N/A | 0 | 0 |  |  | 3.1855 | N/A | 0 | 0 | 0 | 0 | 0 | 0 | 0 | n/a | Exhibit 1.5B_R Peoples Gas EEPS_Adjustable_Savings_Goal_Template.xlsx, Unit Savings Calculations Tab
Bus - SB Rebates | Pipe Insulation - Steam - Med 2.1" to 5" | 1 | 4.4.14 | 15 | 15 | ft | 0 | 0 | 0 | 0 | CI-HVC-PINS-V04-160601 | Exhibit 1.5B_R Peoples Gas EEPS_Adjustable_Savings_Goal_Template.xlsx, Unit Savings Calculations Tab | 13.1481 | 13.1481 | 13.1481 | 13.1481 | 92% | 92% | 92% | 92% | 0 | 0 | 0 | 0 | 0 |  |  | 13.1481 |  | 0 | 0 |  | 0 | 13.1481 | N/A | 0 | 0 |  |  | 13.1481 | N/A | 0 | 0 |  |  | 13.1481 | N/A | 0 | 0 | 0 | 0 | 0 | 0 | 0 | n/a | Exhibit 1.5B_R Peoples Gas EEPS_Adjustable_Savings_Goal_Template.xlsx, Unit Savings Calculations Tab
Bus - SB Rebates | Pipe Insulation - Steam - Large 5.1" to 8" | 1 | 4.4.14 | 15 | 15 | ft | 0 | 0 | 0 | 0 | CI-HVC-PINS-V04-160601 | Exhibit 1.5B_R Peoples Gas EEPS_Adjustable_Savings_Goal_Template.xlsx, Unit Savings Calculations Tab | 24.2556 | 24.2556 | 24.2556 | 24.2556 | 92% | 92% | 92% | 92% | 0 | 0 | 0 | 0 | 0 |  |  | 24.2556 |  | 0 | 0 |  | 0 | 24.2556 | N/A | 0 | 0 |  |  | 24.2556 | N/A | 0 | 0 |  |  | 24.2556 | N/A | 0 | 0 | 0 | 0 | 0 | 0 | 0 | n/a | Exhibit 1.5B_R Peoples Gas EEPS_Adjustable_Savings_Goal_Template.xlsx, Unit Savings Calculations Tab
Bus - SB Rebates | Pipe Insulation - Steam - X-Large >8" | 1 | 4.4.14 | 15 | 15 | ft | 0 | 0 | 0 | 0 | CI-HVC-PINS-V04-160601 | Exhibit 1.5B_R Peoples Gas EEPS_Adjustable_Savings_Goal_Template.xlsx, Unit Savings Calculations Tab | 35.9848 | 35.9848 | 35.9848 | 35.9848 | 92% | 92% | 92% | 92% | 0 | 0 | 0 | 0 | 0 |  |  | 35.9848 |  | 0 | 0 |  | 0 | 35.9848 | N/A | 0 | 0 |  |  | 35.9848 | N/A | 0 | 0 |  |  | 35.9848 | N/A | 0 | 0 | 0 | 0 | 0 | 0 | 0 | n/a | Exhibit 1.5B_R Peoples Gas EEPS_Adjustable_Savings_Goal_Template.xlsx, Unit Savings Calculations Tab
Bus - SB Rebates | Pipe Insulation - Steam Med Fitting | 1 | 4.4.14 | 15 | 15 | each | 0 | 0 | 0 | 0 | CI-HVC-PINS-V04-160601 | Exhibit 1.5B_R Peoples Gas EEPS_Adjustable_Savings_Goal_Template.xlsx, Unit Savings Calculations Tab | 12.5152 | 12.5152 | 12.5152 | 12.5152 | 92% | 92% | 92% | 92% | 0 | 0 | 0 | 0 | 0 |  |  | 12.5152 |  | 0 | 0 |  | 0 | 12.5152 | N/A | 0 | 0 |  |  | 12.5152 | N/A | 0 | 0 |  |  | 12.5152 | N/A | 0 | 0 | 0 | 0 | 0 | 0 | 0 | n/a | Exhibit 1.5B_R Peoples Gas EEPS_Adjustable_Savings_Goal_Template.xlsx, Unit Savings Calculations Tab
Bus - SB Rebates | Pipe Insulation - Steam Large Fitting | 1 | 4.4.14 | 15 | 15 | each | 0 | 0 | 0 | 0 | CI-HVC-PINS-V04-160601 | Exhibit 1.5B_R Peoples Gas EEPS_Adjustable_Savings_Goal_Template.xlsx, Unit Savings Calculations Tab | 51.2495 | 51.2495 | 51.2495 | 51.2495 | 92% | 92% | 92% | 92% | 0 | 0 | 0 | 0 | 0 |  |  | 51.2495 |  | 0 | 0 |  | 0 | 51.2495 | N/A | 0 | 0 |  |  | 51.2495 | N/A | 0 | 0 |  |  | 51.2495 | N/A | 0 | 0 | 0 | 0 | 0 | 0 | 0 | n/a | Exhibit 1.5B_R Peoples Gas EEPS_Adjustable_Savings_Goal_Template.xlsx, Unit Savings Calculations Tab
Bus - SB Rebates | Pipe Insulation - Steam X-Large Fitting | 1 | 4.4.14 | 15 | 15 | each | 0 | 0 | 0 | 0 | CI-HVC-PINS-V04-160601 | Exhibit 1.5B_R Peoples Gas EEPS_Adjustable_Savings_Goal_Template.xlsx, Unit Savings Calculations Tab | 99.1381 | 99.1381 | 99.1381 | 99.1381 | 92% | 92% | 92% | 92% | 0 | 0 | 0 | 0 | 0 |  |  | 99.1381 |  | 0 | 0 |  | 0 | 99.1381 | N/A | 0 | 0 |  |  | 99.1381 | N/A | 0 | 0 |  |  | 99.1381 | N/A | 0 | 0 | 0 | 0 | 0 | 0 | 0 | n/a | Exhibit 1.5B_R Peoples Gas EEPS_Adjustable_Savings_Goal_Template.xlsx, Unit Savings Calculations Tab
Bus - SB Rebates | Pipe Insulation - Steam Med Valve | 1 | 4.4.14 | 15 | 15 | each | 0 | 0 | 0 | 0 | CI-HVC-PINS-V04-160601 | Exhibit 1.5B_R Peoples Gas EEPS_Adjustable_Savings_Goal_Template.xlsx, Unit Savings Calculations Tab | 37.4234 | 37.4234 | 37.4234 | 37.4234 | 92% | 92% | 92% | 92% | 0 | 0 | 0 | 0 | 0 |  |  | 37.4234 |  | 0 | 0 |  | 0 | 37.4234 | N/A | 0 | 0 |  |  | 37.4234 | N/A | 0 | 0 |  |  | 37.4234 | N/A | 0 | 0 | 0 | 0 | 0 | 0 | 0 | n/a | Exhibit 1.5B_R Peoples Gas EEPS_Adjustable_Savings_Goal_Template.xlsx, Unit Savings Calculations Tab
Bus - SB Rebates | Pipe Insulation - Steam Large Valve | 1 | 4.4.14 | 15 | 15 | each | 0 | 0 | 0 | 0 | CI-HVC-PINS-V04-160601 | Exhibit 1.5B_R Peoples Gas EEPS_Adjustable_Savings_Goal_Template.xlsx, Unit Savings Calculations Tab | 107.5261 | 107.5261 | 107.5261 | 107.5261 | 92% | 92% | 92% | 92% | 0 | 0 | 0 | 0 | 0 |  |  | 107.5261 |  | 0 | 0 |  | 0 | 107.5261 | N/A | 0 | 0 |  |  | 107.5261 | N/A | 0 | 0 |  |  | 107.5261 | N/A | 0 | 0 | 0 | 0 | 0 | 0 | 0 | n/a | Exhibit 1.5B_R Peoples Gas EEPS_Adjustable_Savings_Goal_Template.xlsx, Unit Savings Calculations Tab
Bus - SB Rebates | Pipe Insulation - Steam X-Large Valve | 1 | 4.4.14 | 15 | 15 | each | 0 | 0 | 0 | 0 | CI-HVC-PINS-V04-160601 | Exhibit 1.5B_R Peoples Gas EEPS_Adjustable_Savings_Goal_Template.xlsx, Unit Savings Calculations Tab | 175.0625 | 175.0625 | 175.0625 | 175.0625 | 92% | 92% | 92% | 92% | 0 | 0 | 0 | 0 | 0 |  |  | 175.0625 |  | 0 | 0 |  | 0 | 175.0625 | N/A | 0 | 0 |  |  | 175.0625 | N/A | 0 | 0 |  |  | 175.0625 | N/A | 0 | 0 | 0 | 0 | 0 | 0 | 0 | n/a | Exhibit 1.5B_R Peoples Gas EEPS_Adjustable_Savings_Goal_Template.xlsx, Unit Savings Calculations Tab
Bus - SB Rebates | Pre Rinse Sprayer | 1 | 4.2.11 | 5 | 5 | each | 25 | 25 | 25 | 25 | CI-FSE-SPRY-V04-180101 | Exhibit 1.5B_R Peoples Gas EEPS_Adjustable_Savings_Goal_Template.xlsx, Unit Savings Calculations Tab | 110.5208 | 110.5208 | 110.5208 | 110.5208 | 92% | 92% | 92% | 92% | 2541.9778 | 2541.9778 | 2541.9778 | 2541.9778 | 10167.9112 |  |  | 110.5208 |  | 2541.9778 | 0 |  | 0 | 110.5208 | N/A | 2541.9778 | 0 |  |  | 110.5208 | N/A | 2541.9778 | 0 |  |  | 110.5208 | N/A | 2541.9778 | 0 | 2541.9778 | 2541.9778 | 2541.9778 | 2541.9778 | 10167.9112 | n/a | Exhibit 1.5B_R Peoples Gas EEPS_Adjustable_Savings_Goal_Template.xlsx, Unit Savings Calculations Tab
Bus - SB Rebates | Steam Boiler ≥82% AFUE, >300MBh TE | 1 | 4.4.10 | 20 | 20 | MBH | 18000 | 18000 | 18000 | 18000 | CI-HVC-BOIL-V05-150601 | Exhibit 1.5B_R Peoples Gas EEPS_Adjustable_Savings_Goal_Template.xlsx, Unit Savings Calculations Tab | 0.60266 | 0.60266 | 0.60266 | 0.60266 | 92% | 92% | 92% | 92% | 9980.0203 | 9980.0203 | 9980.0203 | 9980.0203 | 39920.081 |  |  | 0.58405 |  | 9671.8785 | -308.1418 |  | 0 | 0.58405 | N/A | 9671.8785 | -308.1418 |  |  | 0.58405 | N/A | 9671.8785 | -308.1418 |  |  | 0.58405 | N/A | 9671.8785 | -308.1418 | 9671.8785 | 9671.8785 | 9671.8785 | 9671.8785 | 38687.5139 | n/a | Exhibit 1.5B_R Peoples Gas EEPS_Adjustable_Savings_Goal_Template.xlsx, Unit Savings Calculations Tab
Bus - SB Rebates | Steam Traps - Dry Cleaner/Industrial | 1 | 4.4.16 | 6 | 6 | each | 0 | 0 | 0 | 0 | CI-HVC-STRE-V05-180101 | Exhibit 1.5B_R Peoples Gas EEPS_Adjustable_Savings_Goal_Template.xlsx, Unit Savings Calculations Tab | 137.9194 | 137.9194 | 137.9194 | 137.9194 | 92% | 92% | 92% | 92% | 0 | 0 | 0 | 0 | 0 |  |  | 137.9194 |  | 0 | 0 |  | 0 | 137.9194 | N/A | 0 | 0 |  |  | 137.9194 | N/A | 0 | 0 |  |  | 137.9194 | N/A | 0 | 0 | 0 | 0 | 0 | 0 | 0 | n/a | Exhibit 1.5B_R Peoples Gas EEPS_Adjustable_Savings_Goal_Template.xlsx, Unit Savings Calculations Tab
Bus - SB Rebates | Steam Traps - HVAC Repair/Rep - Audit | 1 | 4.4.16 | 6 | 6 | each | 0 | 0 | 0 | 0 | CI-HVC-STRE-V05-180101 | Exhibit 1.5B_R Peoples Gas EEPS_Adjustable_Savings_Goal_Template.xlsx, Unit Savings Calculations Tab | 88.4539 | 88.4539 | 88.4539 | 88.4539 | 92% | 92% | 92% | 92% | 0 | 0 | 0 | 0 | 0 |  |  | 88.4539 |  | 0 | 0 |  | 0 | 88.4539 | N/A | 0 | 0 |  |  | 88.4539 | N/A | 0 | 0 |  |  | 88.4539 | N/A | 0 | 0 | 0 | 0 | 0 | 0 | 0 | n/a | Exhibit 1.5B_R Peoples Gas EEPS_Adjustable_Savings_Goal_Template.xlsx, Unit Savings Calculations Tab
Bus - SB Rebates | Steam Traps - HVAC Repair/Rep - No Audit | 1 | 4.4.16 | 6 | 6 | each | 0 | 0 | 0 | 0 | CI-HVC-STRE-V05-180101 | Exhibit 1.5B_R Peoples Gas EEPS_Adjustable_Savings_Goal_Template.xlsx, Unit Savings Calculations Tab | 88.4539 | 88.4539 | 88.4539 | 88.4539 | 92% | 92% | 92% | 92% | 0 | 0 | 0 | 0 | 0 |  |  | 88.4539 |  | 0 | 0 |  | 0 | 88.4539 | N/A | 0 | 0 |  |  | 88.4539 | N/A | 0 | 0 |  |  | 88.4539 | N/A | 0 | 0 | 0 | 0 | 0 | 0 | 0 | n/a | Exhibit 1.5B_R Peoples Gas EEPS_Adjustable_Savings_Goal_Template.xlsx, Unit Savings Calculations Tab
Bus - SB Rebates | Steam Traps - Test | 0 | Custom | 3 | 3 | each | 0 | 0 | 0 | 0 | Custom | Custom | 0 | 0 | 0 | 0 | 92% | 92% | 92% | 92% | 0 | 0 | 0 | 0 | 0 |  |  | 0 |  | 0 | 0 |  | 0 | 0 | N/A | 0 | 0 |  |  | 0 | N/A | 0 | 0 |  |  | 0 | N/A | 0 | 0 | 0 | 0 | 0 | 0 | 0 | n/a | Custom
Bus - SB Rebates | Thermostat - Programmable | 1 | 4.4.18 | 4 | 4 | each | 0 | 0 | 0 | 0 | CI-HVC-PROG-V02-150601 | Exhibit 1.5B_R Peoples Gas EEPS_Adjustable_Savings_Goal_Template.xlsx, Thermostat Detail Tab | 124.6858 | 124.6858 | 124.6858 | 124.6858 | 92% | 92% | 92% | 92% | 0 | 0 | 0 | 0 | 0 |  |  | 124.6858 |  | 0 | 0 |  | 0 | 124.6858 | N/A | 0 | 0 |  |  | 124.6858 | N/A | 0 | 0 |  |  | 124.6858 | N/A | 0 | 0 | 0 | 0 | 0 | 0 | 0 | n/a | Exhibit 1.5B_R Peoples Gas EEPS_Adjustable_Savings_Goal_Template.xlsx, Thermostat Detail Tab
Bus - SB Rebates | Water Heater - Storage 88% TE ≥75MBh | 1 | 4.3.1 | 15 | 15 | each | 0 | 0 | 0 | 0 | CI-HW-STWH-V03-180101 | Exhibit 1.5B_R Peoples Gas EEPS_Adjustable_Savings_Goal_Template.xlsx, Unit Savings Calculations Tab | 135.6683 | 135.6683 | 135.6683 | 135.6683 | 92% | 92% | 92% | 92% | 0 | 0 | 0 | 0 | 0 |  |  | 1514.5736 |  | 0 | 0 |  | 0 | 1514.5736 | Updated baseline and ee ratings to UEF | 0 | 0 |  |  | 1514.5736 | Updated baseline and ee ratings to UEF | 0 | 0 |  |  | 1514.5736 | Updated baseline and ee ratings to UEF | 0 | 0 | 0 | 0 | 0 | 0 | 0 | n/a | Exhibit 1.5B_R Peoples Gas EEPS_Adjustable_Savings_Goal_Template.xlsx, Unit Savings Calculations Tab
Bus - SB Rebates | Water Heater 88% TE - Laundromat | 0 | Custom | 15 | 15 | MBH | 0 | 0 | 0 | 0 | Custom | Exhibit 1.5B_R Peoples Gas EEPS_Adjustable_Savings_Goal_Template.xlsx, Laundromat Broiler Detail Tab | 1.0567 | 1.0567 | 1.0567 | 1.0567 | 92% | 92% | 92% | 92% | 0 | 0 | 0 | 0 | 0 |  |  | 1.0567 |  | 0 | 0 |  | 0 | 1.0567 | N/A | 0 | 0 |  |  | 1.0567 | N/A | 0 | 0 |  |  | 1.0567 | N/A | 0 | 0 | 0 | 0 | 0 | 0 | 0 | n/a | Exhibit 1.5B_R Peoples Gas EEPS_Adjustable_Savings_Goal_Template.xlsx, Laundromat Broiler Detail Tab
Bus - SB Rebates | Water Heater 95% TE - Laundromat | 0 | Custom | 15 | 15 | MBH | 0 | 0 | 0 | 0 | Custom | Exhibit 1.5B_R Peoples Gas EEPS_Adjustable_Savings_Goal_Template.xlsx, Laundromat Broiler Detail Tab | 1.8353 | 1.8353 | 1.8353 | 1.8353 | 92% | 92% | 92% | 92% | 0 | 0 | 0 | 0 | 0 |  |  | 1.8353 |  | 0 | 0 |  | 0 | 1.8353 | N/A | 0 | 0 |  |  | 1.8353 | N/A | 0 | 0 |  |  | 1.8353 | N/A | 0 | 0 | 0 | 0 | 0 | 0 | 0 | n/a | Exhibit 1.5B_R Peoples Gas EEPS_Adjustable_Savings_Goal_Template.xlsx, Laundromat Broiler Detail Tab
Bus - SB Rebates -PTA | Boiler ≥88% AFUE, <300MBh (SB) | 1 | 4.4.10 | 20 | 20 | MBH | 600 | 600 | 600 | 600 | CI-HVC-BOIL-V05-150601 | Exhibit 1.5B_R Peoples Gas EEPS_Adjustable_Savings_Goal_Template.xlsx, Unit Savings Calculations Tab | 1.1612 | 1.1612 | 1.1612 | 1.1612 | 92% | 92% | 92% | 92% | 640.9932 | 640.9932 | 640.9932 | 640.9932 | 2563.9727 |  |  | 1.1254 |  | 621.202 | -19.7912 |  | 0 | 1.1254 | N/A | 621.202 | -19.7912 |  |  | 1.1254 | N/A | 621.202 | -19.7912 |  |  | 1.1254 | N/A | 621.202 | -19.7912 | 621.202 | 621.202 | 621.202 | 621.202 | 2484.8078 | n/a | Exhibit 1.5B_R Peoples Gas EEPS_Adjustable_Savings_Goal_Template.xlsx, Unit Savings Calculations Tab
Bus - SB Rebates -PTA | Boiler ≥88% AFUE, ≥300MBh TE (SB) | 1 | 4.4.10 | 20 | 20 | MBH | 3500 | 3500 | 3500 | 3500 | CI-HVC-BOIL-V05-150601 | Exhibit 1.5B_R Peoples Gas EEPS_Adjustable_Savings_Goal_Template.xlsx, Unit Savings Calculations Tab | 1.587 | 1.587 | 1.587 | 1.587 | 92% | 92% | 92% | 92% | 5110.14 | 5110.14 | 5110.14 | 5110.14 | 20440.56 |  |  | 1.538 |  | 4952.36 | -157.78 |  | 0 | 1.538 | N/A | 4952.36 | -157.78 |  |  | 1.538 | N/A | 4952.36 | -157.78 |  |  | 1.538 | N/A | 4952.36 | -157.78 | 4952.36 | 4952.36 | 4952.36 | 4952.36 | 19809.44 | n/a | Exhibit 1.5B_R Peoples Gas EEPS_Adjustable_Savings_Goal_Template.xlsx, Unit Savings Calculations Tab
Bus - SB Rebates -PTA | Boiler Reset Controls (SB) | 1 | 4.4.4 | 20 | 20 | MBH | 3000 | 3000 | 3000 | 3000 | CI-HVC-BLRC-V03-150601 | Exhibit 1.5B_R Peoples Gas EEPS_Adjustable_Savings_Goal_Template.xlsx, Unit Savings Calculations Tab | 1.2696 | 1.2696 | 1.2696 | 1.2696 | 92% | 92% | 92% | 92% | 3504.096 | 3504.096 | 3504.096 | 3504.096 | 14016.384 |  |  | 1.2304 |  | 3395.904 | -108.192 |  | 0 | 1.2304 | N/A | 3395.904 | -108.192 |  |  | 1.2304 | N/A | 3395.904 | -108.192 |  |  | 1.2304 | N/A | 3395.904 | -108.192 | 3395.904 | 3395.904 | 3395.904 | 3395.904 | 13583.616 | n/a | Exhibit 1.5B_R Peoples Gas EEPS_Adjustable_Savings_Goal_Template.xlsx, Unit Savings Calculations Tab
Bus - SB Rebates -PTA | Boiler Tune Up - Process | 1 | 4.4.3 | 3 | 3 | MBH | 3000 | 3000 | 3000 | 3000 | CI-HVC-PBTU-V05-160601 | Exhibit 1.5B_R Peoples Gas EEPS_Adjustable_Savings_Goal_Template.xlsx, Unit Savings Calculations Tab | 0.83824 | 0.83824 | 0.83824 | 0.83824 | 92% | 92% | 92% | 92% | 2313.5288 | 2313.5288 | 2313.5288 | 2313.5288 | 9254.1152 |  |  | 0.83824 |  | 2313.5288 | 0 |  | 0 | 0.83824 | N/A | 2313.5288 | 0 |  |  | 0.83824 | N/A | 2313.5288 | 0 |  |  | 0.83824 | N/A | 2313.5288 | 0 | 2313.5288 | 2313.5288 | 2313.5288 | 2313.5288 | 9254.1152 | n/a | Exhibit 1.5B_R Peoples Gas EEPS_Adjustable_Savings_Goal_Template.xlsx, Unit Savings Calculations Tab
Bus - SB Rebates -PTA | Boiler Tune Up - Space Heating (SB) | 1 | 4.4.2 | 3 | 3 | MBH | 18000 | 18000 | 18000 | 18000 | CI-HVC-BLRT-V06-160601 | Exhibit 1.5B_R Peoples Gas EEPS_Adjustable_Savings_Goal_Template.xlsx, Unit Savings Calculations Tab | 0.37064 | 0.37064 | 0.37064 | 0.37064 | 92% | 92% | 92% | 92% | 6137.8156 | 6137.8156 | 6137.8156 | 6137.8156 | 24551.2626 |  |  | 0.3592 |  | 5948.3053 | -189.5104 |  | 0 | 0.3592 | N/A | 5948.3053 | -189.5104 |  |  | 0.3592 | N/A | 5948.3053 | -189.5104 |  |  | 0.3592 | N/A | 5948.3053 | -189.5104 | 5948.3053 | 5948.3053 | 5948.3053 | 5948.3053 | 23793.2211 | n/a | Exhibit 1.5B_R Peoples Gas EEPS_Adjustable_Savings_Goal_Template.xlsx, Unit Savings Calculations Tab
Bus - SB Rebates -PTA | Condensing Unit Heater | 1 | 4.4.5 | 12 | 12 | MBH | 0 | 0 | 0 | 0 | CI-HVC-CUHT-V01-120601 | Exhibit 1.5B_R Peoples Gas EEPS_Adjustable_Savings_Goal_Template.xlsx, Unit Savings Calculations Tab | 1.7733 | 1.7733 | 1.7733 | 1.7733 | 92% | 92% | 92% | 92% | 0 | 0 | 0 | 0 | 0 |  |  | 1.7733 |  | 0 | 0 |  | 0 | 1.7733 | N/A | 0 | 0 |  |  | 1.7733 | N/A | 0 | 0 |  |  | 1.7733 | N/A | 0 | 0 | 0 | 0 | 0 | 0 | 0 | n/a | Exhibit 1.5B_R Peoples Gas EEPS_Adjustable_Savings_Goal_Template.xlsx, Unit Savings Calculations Tab
Bus - SB Rebates -PTA | DCV - Kitchen | 1 | 4.2.16 | 15 | 15 | each | 0 | 0 | 0 | 0 | CI-FSE-VENT-V03-160601 | Exhibit 1.5B_R Peoples Gas EEPS_Adjustable_Savings_Goal_Template.xlsx, Unit Savings Calculations Tab | 5998.5 | 5998.5 | 5998.5 | 5998.5 | 92% | 92% | 92% | 92% | 0 | 0 | 0 | 0 | 0 |  |  | 5998.5 |  | 0 | 0 |  | 0 | 5998.5 | N/A | 0 | 0 |  |  | 5998.5 | N/A | 0 | 0 |  |  | 5998.5 | N/A | 0 | 0 | 0 | 0 | 0 | 0 | 0 | n/a | Exhibit 1.5B_R Peoples Gas EEPS_Adjustable_Savings_Goal_Template.xlsx, Unit Savings Calculations Tab
Bus - SB Rebates -PTA | Direct Fired Heaters | 0 | Custom | 20 | 20 | MBH | 0 | 0 | 0 | 0 | Custom | Custom | 2.3085 | 2.3085 | 2.3085 | 2.3085 | 92% | 92% | 92% | 92% | 0 | 0 | 0 | 0 | 0 |  |  | 2.3085 |  | 0 | 0 |  | 0 | 2.3085 | N/A | 0 | 0 |  |  | 2.3085 | N/A | 0 | 0 |  |  | 2.3085 | N/A | 0 | 0 | 0 | 0 | 0 | 0 | 0 | n/a | Custom
Bus - SB Rebates -PTA | High Speed Washer - Hotel/Motel/Hospital | 1 | 4.8.5 | 7 | 7 | lb-capacity | 0 | 0 | 0 | 0 | CI-MSC-HSCW-V01-180101 | Exhibit 1.5B_R Peoples Gas EEPS_Adjustable_Savings_Goal_Template.xlsx, Unit Savings Calculations Tab | 11.2432 | 11.2432 | 11.2432 | 11.2432 | 92% | 92% | 92% | 92% | 0 | 0 | 0 | 0 | 0 |  |  | 11.2432 |  | 0 | 0 |  | 0 | 11.2432 | N/A | 0 | 0 |  |  | 11.2432 | N/A | 0 | 0 |  |  | 11.2432 | N/A | 0 | 0 | 0 | 0 | 0 | 0 | 0 | n/a | Exhibit 1.5B_R Peoples Gas EEPS_Adjustable_Savings_Goal_Template.xlsx, Unit Savings Calculations Tab
Bus - SB Rebates -PTA | High Speed Washer - Laundromat | 1 | 4.8.5 | 7 | 7 | lb-capacity | 0 | 0 | 0 | 0 | CI-MSC-HSCW-V01-180101 | Exhibit 1.5B_R Peoples Gas EEPS_Adjustable_Savings_Goal_Template.xlsx, Unit Savings Calculations Tab | 4.6486 | 4.6486 | 4.6486 | 4.6486 | 92% | 92% | 92% | 92% | 0 | 0 | 0 | 0 | 0 |  |  | 4.6486 |  | 0 | 0 |  | 0 | 4.6486 | N/A | 0 | 0 |  |  | 4.6486 | N/A | 0 | 0 |  |  | 4.6486 | N/A | 0 | 0 | 0 | 0 | 0 | 0 | 0 | n/a | Exhibit 1.5B_R Peoples Gas EEPS_Adjustable_Savings_Goal_Template.xlsx, Unit Savings Calculations Tab
Bus - SB Rebates -PTA | Infrared Heater | 1 | 4.4.12 | 12 | 12 | MBH | 0 | 0 | 0 | 0 | CI-HVC-IRHT-V01-120601 | Exhibit 1.5B_R Peoples Gas EEPS_Adjustable_Savings_Goal_Template.xlsx, Unit Savings Calculations Tab | 3.0067 | 3.0067 | 3.0067 | 3.0067 | 92% | 92% | 92% | 92% | 0 | 0 | 0 | 0 | 0 |  |  | 3.0067 |  | 0 | 0 |  | 0 | 3.0067 | N/A | 0 | 0 |  |  | 3.0067 | N/A | 0 | 0 |  |  | 3.0067 | N/A | 0 | 0 | 0 | 0 | 0 | 0 | 0 | n/a | Exhibit 1.5B_R Peoples Gas EEPS_Adjustable_Savings_Goal_Template.xlsx, Unit Savings Calculations Tab
Bus - SB Rebates -PTA | Modulating Commercial Gas Clothes Dryer | 1 | 4.8.4 | 14 | 14 | each | 0 | 0 | 0 | 0 | CI-MSC-MODD-V01-160601 | Exhibit 1.5B_R Peoples Gas EEPS_Adjustable_Savings_Goal_Template.xlsx, Unit Savings Calculations Tab | 266.94 | 266.94 | 266.94 | 266.94 | 92% | 92% | 92% | 92% | 0 | 0 | 0 | 0 | 0 |  |  | 266.94 |  | 0 | 0 |  | 0 | 266.94 | N/A | 0 | 0 |  |  | 266.94 | N/A | 0 | 0 |  |  | 266.94 | N/A | 0 | 0 | 0 | 0 | 0 | 0 | 0 | n/a | Exhibit 1.5B_R Peoples Gas EEPS_Adjustable_Savings_Goal_Template.xlsx, Unit Savings Calculations Tab
Bus - SB Rebates -PTA | Ozone Laundry | 1 | 4.3.6 | 10 | 10 | lb-capacity | 0 | 0 | 0 | 0 | CI-HW-OZLD-VO1-140601 | Exhibit 1.5B_R Peoples Gas EEPS_Adjustable_Savings_Goal_Template.xlsx, Unit Savings Calculations Tab | 30.7227 | 30.7227 | 30.7227 | 30.7227 | 92% | 92% | 92% | 92% | 0 | 0 | 0 | 0 | 0 |  |  | 30.7227 |  | 0 | 0 |  | 0 | 30.7227 | N/A | 0 | 0 |  |  | 30.7227 | N/A | 0 | 0 |  |  | 30.7227 | N/A | 0 | 0 | 0 | 0 | 0 | 0 | 0 | n/a | Exhibit 1.5B_R Peoples Gas EEPS_Adjustable_Savings_Goal_Template.xlsx, Unit Savings Calculations Tab
Bus - SB Rebates -PTA | Pipe Insulation - Dry Cleaners | 1 | 4.4.14 | 15 | 15 | ft | 0 | 0 | 0 | 0 | CI-HVC-PINS-V04-160601 | Exhibit 1.5B_R Peoples Gas EEPS_Adjustable_Savings_Goal_Template.xlsx, Unit Savings Calculations Tab | 4.151 | 4.151 | 4.151 | 4.151 | 92% | 92% | 92% | 92% | 0 | 0 | 0 | 0 | 0 |  |  | 4.151 |  | 0 | 0 |  | 0 | 4.151 | N/A | 0 | 0 |  |  | 4.151 | N/A | 0 | 0 |  |  | 4.151 | N/A | 0 | 0 | 0 | 0 | 0 | 0 | 0 | n/a | Exhibit 1.5B_R Peoples Gas EEPS_Adjustable_Savings_Goal_Template.xlsx, Unit Savings Calculations Tab
Bus - SB Rebates -PTA | Pipe Insulation - Dry Cleaners -Elbows | 1 | 4.4.14 | 15 | 15 | ft | 0 | 0 | 0 | 0 | CI-HVC-PINS-V04-160601 | Exhibit 1.5B_R Peoples Gas EEPS_Adjustable_Savings_Goal_Template.xlsx, Unit Savings Calculations Tab | 1.9925 | 1.9925 | 1.9925 | 1.9925 | 92% | 92% | 92% | 92% | 0 | 0 | 0 | 0 | 0 |  |  | 1.9925 |  | 0 | 0 |  | 0 | 1.9925 | N/A | 0 | 0 |  |  | 1.9925 | N/A | 0 | 0 |  |  | 1.9925 | N/A | 0 | 0 | 0 | 0 | 0 | 0 | 0 | n/a | Exhibit 1.5B_R Peoples Gas EEPS_Adjustable_Savings_Goal_Template.xlsx, Unit Savings Calculations Tab
Bus - SB Rebates -PTA | Pipe Insulation - HW Small 1" to 2" | 1 | 4.4.14 | 15 | 15 | ft | 0 | 0 | 0 | 0 | CI-HVC-PINS-V04-160601 | Exhibit 1.5B_R Peoples Gas EEPS_Adjustable_Savings_Goal_Template.xlsx, Unit Savings Calculations Tab | 2.6588 | 2.6588 | 2.6588 | 2.6588 | 92% | 92% | 92% | 92% | 0 | 0 | 0 | 0 | 0 |  |  | 2.6588 |  | 0 | 0 |  | 0 | 2.6588 | N/A | 0 | 0 |  |  | 2.6588 | N/A | 0 | 0 |  |  | 2.6588 | N/A | 0 | 0 | 0 | 0 | 0 | 0 | 0 | n/a | Exhibit 1.5B_R Peoples Gas EEPS_Adjustable_Savings_Goal_Template.xlsx, Unit Savings Calculations Tab
Bus - SB Rebates -PTA | Pipe Insulation - HW Medium 2.1" to 4" | 1 | 4.4.14 | 15 | 15 | ft | 0 | 0 | 0 | 0 | CI-HVC-PINS-V04-160601 | Exhibit 1.5B_R Peoples Gas EEPS_Adjustable_Savings_Goal_Template.xlsx, Unit Savings Calculations Tab | 5.2492 | 5.2492 | 5.2492 | 5.2492 | 92% | 92% | 92% | 92% | 0 | 0 | 0 | 0 | 0 |  |  | 5.2492 |  | 0 | 0 |  | 0 | 5.2492 | N/A | 0 | 0 |  |  | 5.2492 | N/A | 0 | 0 |  |  | 5.2492 | N/A | 0 | 0 | 0 | 0 | 0 | 0 | 0 | n/a | Exhibit 1.5B_R Peoples Gas EEPS_Adjustable_Savings_Goal_Template.xlsx, Unit Savings Calculations Tab
Bus - SB Rebates -PTA | Pipe Insulation - HW Large >4" | 1 | 4.4.14 | 15 | 15 | ft | 0 | 0 | 0 | 0 | CI-HVC-PINS-V04-160601 | Exhibit 1.5B_R Peoples Gas EEPS_Adjustable_Savings_Goal_Template.xlsx, Unit Savings Calculations Tab | 9.0408 | 9.0408 | 9.0408 | 9.0408 | 92% | 92% | 92% | 92% | 0 | 0 | 0 | 0 | 0 |  |  | 9.0408 |  | 0 | 0 |  | 0 | 9.0408 | N/A | 0 | 0 |  |  | 9.0408 | N/A | 0 | 0 |  |  | 9.0408 | N/A | 0 | 0 | 0 | 0 | 0 | 0 | 0 | n/a | Exhibit 1.5B_R Peoples Gas EEPS_Adjustable_Savings_Goal_Template.xlsx, Unit Savings Calculations Tab
Bus - SB Rebates -PTA | Pipe Insulation - Steam - Small 1" to 2" | 1 | 4.4.14 | 15 | 15 | ft | 2250 | 2250 | 2250 | 2250 | CI-HVC-PINS-V04-160601 | Exhibit 1.5B_R Peoples Gas EEPS_Adjustable_Savings_Goal_Template.xlsx, Unit Savings Calculations Tab | 3.1855 | 3.1855 | 3.1855 | 3.1855 | 92% | 92% | 92% | 92% | 6593.9347 | 6593.9347 | 6593.9347 | 6593.9347 | 26375.7388 |  |  | 3.1855 |  | 6593.9347 | 0 |  | 0 | 3.1855 | N/A | 6593.9347 | 0 |  |  | 3.1855 | N/A | 6593.9347 | 0 |  |  | 3.1855 | N/A | 6593.9347 | 0 | 6593.9347 | 6593.9347 | 6593.9347 | 6593.9347 | 26375.7388 | n/a | Exhibit 1.5B_R Peoples Gas EEPS_Adjustable_Savings_Goal_Template.xlsx, Unit Savings Calculations Tab
Bus - SB Rebates -PTA | Pipe Insulation - Steam - Med 2.1" to 5" | 1 | 4.4.14 | 15 | 15 | ft | 1650 | 1650 | 1650 | 1650 | CI-HVC-PINS-V04-160601 | Exhibit 1.5B_R Peoples Gas EEPS_Adjustable_Savings_Goal_Template.xlsx, Unit Savings Calculations Tab | 13.1481 | 13.1481 | 13.1481 | 13.1481 | 92% | 92% | 92% | 92% | 19958.8565 | 19958.8565 | 19958.8565 | 19958.8565 | 79835.4259 |  |  | 13.1481 |  | 19958.8565 | 0 |  | 0 | 13.1481 | N/A | 19958.8565 | 0 |  |  | 13.1481 | N/A | 19958.8565 | 0 |  |  | 13.1481 | N/A | 19958.8565 | 0 | 19958.8565 | 19958.8565 | 19958.8565 | 19958.8565 | 79835.4259 | n/a | Exhibit 1.5B_R Peoples Gas EEPS_Adjustable_Savings_Goal_Template.xlsx, Unit Savings Calculations Tab
Bus - SB Rebates -PTA | Pipe Insulation - Steam - Large 5.1" to 8" | 1 | 4.4.14 | 15 | 15 | ft | 750 | 750 | 750 | 750 | CI-HVC-PINS-V04-160601 | Exhibit 1.5B_R Peoples Gas EEPS_Adjustable_Savings_Goal_Template.xlsx, Unit Savings Calculations Tab | 24.2556 | 24.2556 | 24.2556 | 24.2556 | 92% | 92% | 92% | 92% | 16736.3863 | 16736.3863 | 16736.3863 | 16736.3863 | 66945.5454 |  |  | 24.2556 |  | 16736.3863 | 0 |  | 0 | 24.2556 | N/A | 16736.3863 | 0 |  |  | 24.2556 | N/A | 16736.3863 | 0 |  |  | 24.2556 | N/A | 16736.3863 | 0 | 16736.3863 | 16736.3863 | 16736.3863 | 16736.3863 | 66945.5454 | n/a | Exhibit 1.5B_R Peoples Gas EEPS_Adjustable_Savings_Goal_Template.xlsx, Unit Savings Calculations Tab
Bus - SB Rebates -PTA | Pipe Insulation - Steam - X-Large >8" | 1 | 4.4.14 | 15 | 15 | ft | 300 | 300 | 300 | 300 | CI-HVC-PINS-V04-160601 | Exhibit 1.5B_R Peoples Gas EEPS_Adjustable_Savings_Goal_Template.xlsx, Unit Savings Calculations Tab | 35.9848 | 35.9848 | 35.9848 | 35.9848 | 92% | 92% | 92% | 92% | 9931.8042 | 9931.8042 | 9931.8042 | 9931.8042 | 39727.217 |  |  | 35.9848 |  | 9931.8042 | 0 |  | 0 | 35.9848 | N/A | 9931.8042 | 0 |  |  | 35.9848 | N/A | 9931.8042 | 0 |  |  | 35.9848 | N/A | 9931.8042 | 0 | 9931.8042 | 9931.8042 | 9931.8042 | 9931.8042 | 39727.217 | n/a | Exhibit 1.5B_R Peoples Gas EEPS_Adjustable_Savings_Goal_Template.xlsx, Unit Savings Calculations Tab
Bus - SB Rebates -PTA | Pipe Insulation - Steam Med Fitting | 1 | 4.4.14 | 15 | 15 | each | 90 | 90 | 90 | 90 | CI-HVC-PINS-V04-160601 | Exhibit 1.5B_R Peoples Gas EEPS_Adjustable_Savings_Goal_Template.xlsx, Unit Savings Calculations Tab | 12.5152 | 12.5152 | 12.5152 | 12.5152 | 92% | 92% | 92% | 92% | 1036.2568 | 1036.2568 | 1036.2568 | 1036.2568 | 4145.0274 |  |  | 12.5152 |  | 1036.2568 | 0 |  | 0 | 12.5152 | N/A | 1036.2568 | 0 |  |  | 12.5152 | N/A | 1036.2568 | 0 |  |  | 12.5152 | N/A | 1036.2568 | 0 | 1036.2568 | 1036.2568 | 1036.2568 | 1036.2568 | 4145.0274 | n/a | Exhibit 1.5B_R Peoples Gas EEPS_Adjustable_Savings_Goal_Template.xlsx, Unit Savings Calculations Tab
Bus - SB Rebates -PTA | Pipe Insulation - Steam Large Fitting | 1 | 4.4.14 | 15 | 15 | each | 45 | 45 | 45 | 45 | CI-HVC-PINS-V04-160601 | Exhibit 1.5B_R Peoples Gas EEPS_Adjustable_Savings_Goal_Template.xlsx, Unit Savings Calculations Tab | 51.2495 | 51.2495 | 51.2495 | 51.2495 | 92% | 92% | 92% | 92% | 2121.7299 | 2121.7299 | 2121.7299 | 2121.7299 | 8486.9197 |  |  | 51.2495 |  | 2121.7299 | 0 |  | 0 | 51.2495 | N/A | 2121.7299 | 0 |  |  | 51.2495 | N/A | 2121.7299 | 0 |  |  | 51.2495 | N/A | 2121.7299 | 0 | 2121.7299 | 2121.7299 | 2121.7299 | 2121.7299 | 8486.9197 | n/a | Exhibit 1.5B_R Peoples Gas EEPS_Adjustable_Savings_Goal_Template.xlsx, Unit Savings Calculations Tab
Bus - SB Rebates -PTA | Pipe Insulation - Steam X-Large Fitting | 1 | 4.4.14 | 15 | 15 | each | 8 | 8 | 8 | 8 | CI-HVC-PINS-V04-160601 | Exhibit 1.5B_R Peoples Gas EEPS_Adjustable_Savings_Goal_Template.xlsx, Unit Savings Calculations Tab | 99.1381 | 99.1381 | 99.1381 | 99.1381 | 92% | 92% | 92% | 92% | 729.6566 | 729.6566 | 729.6566 | 729.6566 | 2918.6262 |  |  | 99.1381 |  | 729.6566 | 0 |  | 0 | 99.1381 | N/A | 729.6566 | 0 |  |  | 99.1381 | N/A | 729.6566 | 0 |  |  | 99.1381 | N/A | 729.6566 | 0 | 729.6566 | 729.6566 | 729.6566 | 729.6566 | 2918.6262 | n/a | Exhibit 1.5B_R Peoples Gas EEPS_Adjustable_Savings_Goal_Template.xlsx, Unit Savings Calculations Tab
Bus - SB Rebates -PTA | Pipe Insulation - Steam Med Valve | 1 | 4.4.14 | 15 | 15 | each | 22 | 22 | 22 | 22 | CI-HVC-PINS-V04-160601 | Exhibit 1.5B_R Peoples Gas EEPS_Adjustable_Savings_Goal_Template.xlsx, Unit Savings Calculations Tab | 37.4234 | 37.4234 | 37.4234 | 37.4234 | 92% | 92% | 92% | 92% | 757.4494 | 757.4494 | 757.4494 | 757.4494 | 3029.7976 |  |  | 37.4234 |  | 757.4494 | 0 |  | 0 | 37.4234 | N/A | 757.4494 | 0 |  |  | 37.4234 | N/A | 757.4494 | 0 |  |  | 37.4234 | N/A | 757.4494 | 0 | 757.4494 | 757.4494 | 757.4494 | 757.4494 | 3029.7976 | n/a | Exhibit 1.5B_R Peoples Gas EEPS_Adjustable_Savings_Goal_Template.xlsx, Unit Savings Calculations Tab
Bus - SB Rebates -PTA | Pipe Insulation - Steam Large Valve | 1 | 4.4.14 | 15 | 15 | each | 8 | 8 | 8 | 8 | CI-HVC-PINS-V04-160601 | Exhibit 1.5B_R Peoples Gas EEPS_Adjustable_Savings_Goal_Template.xlsx, Unit Savings Calculations Tab | 107.5261 | 107.5261 | 107.5261 | 107.5261 | 92% | 92% | 92% | 92% | 791.3919 | 791.3919 | 791.3919 | 791.3919 | 3165.5676 |  |  | 107.5261 |  | 791.3919 | 0 |  | 0 | 107.5261 | N/A | 791.3919 | 0 |  |  | 107.5261 | N/A | 791.3919 | 0 |  |  | 107.5261 | N/A | 791.3919 | 0 | 791.3919 | 791.3919 | 791.3919 | 791.3919 | 3165.5676 | n/a | Exhibit 1.5B_R Peoples Gas EEPS_Adjustable_Savings_Goal_Template.xlsx, Unit Savings Calculations Tab
Bus - SB Rebates -PTA | Pipe Insulation - Steam X-Large Valve | 1 | 4.4.14 | 15 | 15 | each | 8 | 8 | 8 | 8 | CI-HVC-PINS-V04-160601 | Exhibit 1.5B_R Peoples Gas EEPS_Adjustable_Savings_Goal_Template.xlsx, Unit Savings Calculations Tab | 175.0625 | 175.0625 | 175.0625 | 175.0625 | 92% | 92% | 92% | 92% | 1288.4603 | 1288.4603 | 1288.4603 | 1288.4603 | 5153.8412 |  |  | 175.0625 |  | 1288.4603 | 0 |  | 0 | 175.0625 | N/A | 1288.4603 | 0 |  |  | 175.0625 | N/A | 1288.4603 | 0 |  |  | 175.0625 | N/A | 1288.4603 | 0 | 1288.4603 | 1288.4603 | 1288.4603 | 1288.4603 | 5153.8412 | n/a | Exhibit 1.5B_R Peoples Gas EEPS_Adjustable_Savings_Goal_Template.xlsx, Unit Savings Calculations Tab
Bus - SB Rebates -PTA | Pre Rinse Sprayer (P) | 1 | 4.2.11 | 5 | 5 | each | 0 | 0 | 0 | 0 | CI-FSE-SPRY-V04-180101 | Exhibit 1.5B_R Peoples Gas EEPS_Adjustable_Savings_Goal_Template.xlsx, Unit Savings Calculations Tab | 110.5208 | 110.5208 | 110.5208 | 110.5208 | 92% | 92% | 92% | 92% | 0 | 0 | 0 | 0 | 0 |  |  | 110.5208 |  | 0 | 0 |  | 0 | 110.5208 | N/A | 0 | 0 |  |  | 110.5208 | N/A | 0 | 0 |  |  | 110.5208 | N/A | 0 | 0 | 0 | 0 | 0 | 0 | 0 | n/a | Exhibit 1.5B_R Peoples Gas EEPS_Adjustable_Savings_Goal_Template.xlsx, Unit Savings Calculations Tab
Bus - SB Rebates -PTA | Steam Boiler ≥82% AFUE, >300MBh TE (SB) | 1 | 4.4.10 | 20 | 20 | MBH | 36000 | 36000 | 36000 | 36000 | CI-HVC-BOIL-V05-150601 | Exhibit 1.5B_R Peoples Gas EEPS_Adjustable_Savings_Goal_Template.xlsx, Unit Savings Calculations Tab | 0.60266 | 0.60266 | 0.60266 | 0.60266 | 92% | 92% | 92% | 92% | 19960.0405 | 19960.0405 | 19960.0405 | 19960.0405 | 79840.162 |  |  | 0.58405 |  | 19343.757 | -616.2835 |  | 0 | 0.58405 | N/A | 19343.757 | -616.2835 |  |  | 0.58405 | N/A | 19343.757 | -616.2835 |  |  | 0.58405 | N/A | 19343.757 | -616.2835 | 19343.757 | 19343.757 | 19343.757 | 19343.757 | 77375.0278 | n/a | Exhibit 1.5B_R Peoples Gas EEPS_Adjustable_Savings_Goal_Template.xlsx, Unit Savings Calculations Tab
Bus - SB Rebates -PTA | Steam Traps - Dry Cleaner/Industrial | 1 | 4.4.16 | 6 | 6 | each | 325 | 325 | 325 | 325 | CI-HVC-STRE-V05-180101 | Exhibit 1.5B_R Peoples Gas EEPS_Adjustable_Savings_Goal_Template.xlsx, Unit Savings Calculations Tab | 137.9194 | 137.9194 | 137.9194 | 137.9194 | 92% | 92% | 92% | 92% | 41237.8994 | 41237.8994 | 41237.8994 | 41237.8994 | 164951.5975 |  |  | 137.9194 |  | 41237.8994 | 0 |  | 0 | 137.9194 | N/A | 41237.8994 | 0 |  |  | 137.9194 | N/A | 41237.8994 | 0 |  |  | 137.9194 | N/A | 41237.8994 | 0 | 41237.8994 | 41237.8994 | 41237.8994 | 41237.8994 | 164951.5975 | n/a | Exhibit 1.5B_R Peoples Gas EEPS_Adjustable_Savings_Goal_Template.xlsx, Unit Savings Calculations Tab
Bus - SB Rebates -PTA | Steam Traps - HVAC Repair/Rep - Audit | 1 | 4.4.16 | 6 | 6 | each | 625 | 625 | 625 | 625 | CI-HVC-STRE-V05-180101 | Exhibit 1.5B_R Peoples Gas EEPS_Adjustable_Savings_Goal_Template.xlsx, Unit Savings Calculations Tab | 88.4539 | 88.4539 | 88.4539 | 88.4539 | 92% | 92% | 92% | 92% | 50861.0064 | 50861.0064 | 50861.0064 | 50861.0064 | 203444.0255 |  |  | 88.4539 |  | 50861.0064 | 0 |  | 0 | 88.4539 | N/A | 50861.0064 | 0 |  |  | 88.4539 | N/A | 50861.0064 | 0 |  |  | 88.4539 | N/A | 50861.0064 | 0 | 50861.0064 | 50861.0064 | 50861.0064 | 50861.0064 | 203444.0255 | n/a | Exhibit 1.5B_R Peoples Gas EEPS_Adjustable_Savings_Goal_Template.xlsx, Unit Savings Calculations Tab
Bus - SB Rebates -PTA | Steam Traps - HVAC Repair/Rep - No Audit | 1 | 4.4.16 | 6 | 6 | each | 50 | 50 | 50 | 50 | CI-HVC-STRE-V05-180101 | Exhibit 1.5B_R Peoples Gas EEPS_Adjustable_Savings_Goal_Template.xlsx, Unit Savings Calculations Tab | 88.4539 | 88.4539 | 88.4539 | 88.4539 | 92% | 92% | 92% | 92% | 4068.8805 | 4068.8805 | 4068.8805 | 4068.8805 | 16275.522 |  |  | 88.4539 |  | 4068.8805 | 0 |  | 0 | 88.4539 | N/A | 4068.8805 | 0 |  |  | 88.4539 | N/A | 4068.8805 | 0 |  |  | 88.4539 | N/A | 4068.8805 | 0 | 4068.8805 | 4068.8805 | 4068.8805 | 4068.8805 | 16275.522 | n/a | Exhibit 1.5B_R Peoples Gas EEPS_Adjustable_Savings_Goal_Template.xlsx, Unit Savings Calculations Tab
Bus - SB Rebates -PTA | Steam Traps - Test | 0 | Custom | 3 | 3 | each | 525 | 525 | 525 | 525 | Custom | Custom | 0 | 0 | 0 | 0 | 92% | 92% | 92% | 92% | 0 | 0 | 0 | 0 | 0 |  |  | 0 |  | 0 | 0 |  | 0 | 0 | N/A | 0 | 0 |  |  | 0 | N/A | 0 | 0 |  |  | 0 | N/A | 0 | 0 | 0 | 0 | 0 | 0 | 0 | n/a | Custom
Bus - SB Rebates -PTA | Thermostat - Programmable | 1 | 4.4.18 | 4 | 4 | each | 125 | 125 | 125 | 125 | CI-HVC-PROG-V02-150601 | Exhibit 1.5B_R Peoples Gas EEPS_Adjustable_Savings_Goal_Template.xlsx, Thermostat Detail Tab | 124.6858 | 124.6858 | 124.6858 | 124.6858 | 92% | 92% | 92% | 92% | 14338.872 | 14338.872 | 14338.872 | 14338.872 | 57355.4879 |  |  | 124.6858 |  | 14338.872 | 0 |  | 0 | 124.6858 | N/A | 14338.872 | 0 |  |  | 124.6858 | N/A | 14338.872 | 0 |  |  | 124.6858 | N/A | 14338.872 | 0 | 14338.872 | 14338.872 | 14338.872 | 14338.872 | 57355.4879 | n/a | Exhibit 1.5B_R Peoples Gas EEPS_Adjustable_Savings_Goal_Template.xlsx, Thermostat Detail Tab
Bus - SB Rebates -PTA | Water Heater - Storage 88% TE ≥75MBh | 1 | 4.3.1 | 15 | 15 | each | 0 | 0 | 0 | 0 | CI-HW-STWH-V03-180101 | Exhibit 1.5B_R Peoples Gas EEPS_Adjustable_Savings_Goal_Template.xlsx, Unit Savings Calculations Tab | 135.6683 | 135.6683 | 135.6683 | 135.6683 | 92% | 92% | 92% | 92% | 0 | 0 | 0 | 0 | 0 |  |  | 1514.5736 |  | 0 | 0 |  | 0 | 1514.5736 | Updated baseline and ee ratings to UEF | 0 | 0 |  |  | 1514.5736 | Updated baseline and ee ratings to UEF | 0 | 0 |  |  | 1514.5736 | Updated baseline and ee ratings to UEF | 0 | 0 | 0 | 0 | 0 | 0 | 0 | n/a | Exhibit 1.5B_R Peoples Gas EEPS_Adjustable_Savings_Goal_Template.xlsx, Unit Savings Calculations Tab
Bus - SB Rebates -PTA | Water Heater 88% TE - Laundromat | 0 | Custom | 15 | 15 | MBH | 1500 | 1500 | 1500 | 1500 | Custom | Exhibit 1.5B_R Peoples Gas EEPS_Adjustable_Savings_Goal_Template.xlsx, Laundromat Broiler Detail Tab | 1.0567 | 1.0567 | 1.0567 | 1.0567 | 92% | 92% | 92% | 92% | 1458.2643 | 1458.2643 | 1458.2643 | 1458.2643 | 5833.0573 |  |  | 1.0567 |  | 1458.2643 | 0 |  | 0 | 1.0567 | N/A | 1458.2643 | 0 |  |  | 1.0567 | N/A | 1458.2643 | 0 |  |  | 1.0567 | N/A | 1458.2643 | 0 | 1458.2643 | 1458.2643 | 1458.2643 | 1458.2643 | 5833.0573 | n/a | Exhibit 1.5B_R Peoples Gas EEPS_Adjustable_Savings_Goal_Template.xlsx, Laundromat Broiler Detail Tab
Bus - SB Rebates -PTA | Water Heater 95% TE - Laundromat | 0 | Custom | 15 | 15 | MBH | 375 | 375 | 375 | 375 | Custom | Exhibit 1.5B_R Peoples Gas EEPS_Adjustable_Savings_Goal_Template.xlsx, Laundromat Broiler Detail Tab | 1.8353 | 1.8353 | 1.8353 | 1.8353 | 92% | 92% | 92% | 92% | 633.1937 | 633.1937 | 633.1937 | 633.1937 | 2532.7749 |  |  | 1.8353 |  | 633.1937 | 0 |  | 0 | 1.8353 | N/A | 633.1937 | 0 |  |  | 1.8353 | N/A | 633.1937 | 0 |  |  | 1.8353 | N/A | 633.1937 | 0 | 633.1937 | 633.1937 | 633.1937 | 633.1937 | 2532.7749 | n/a | Exhibit 1.5B_R Peoples Gas EEPS_Adjustable_Savings_Goal_Template.xlsx, Laundromat Broiler Detail Tab
Bus - CI Rebates | Boiler ≥88% AFUE, <300MBh | 1 | 4.4.10 | 20 | 20 | MBH | 0 | 0 | 0 | 0 | CI-HVC-BOIL-V05-150601 | Exhibit 1.5B_R Peoples Gas EEPS_Adjustable_Savings_Goal_Template.xlsx, Unit Savings Calculations Tab | 1.1261 | 1.1261 | 1.1261 | 1.1261 | 79% | 79% | 79% | 79% | 0 | 0 | 0 | 0 | 0 |  |  | 1.1261 |  | 0 | 0 |  | 0 | 1.1261 | N/A | 0 | 0 |  |  | 1.1261 | N/A | 0 | 0 |  |  | 1.1261 | N/A | 0 | 0 | 0 | 0 | 0 | 0 | 0 | n/a | Exhibit 1.5B_R Peoples Gas EEPS_Adjustable_Savings_Goal_Template.xlsx, Unit Savings Calculations Tab
Bus - CI Rebates | Boiler ≥88% AFUE, ≥300MBh TE | 1 | 4.4.10 | 20 | 20 | MBH | 2800 | 2800 | 2800 | 2800 | CI-HVC-BOIL-V05-150601 | Exhibit 1.5B_R Peoples Gas EEPS_Adjustable_Savings_Goal_Template.xlsx, Unit Savings Calculations Tab | 1.539 | 1.539 | 1.539 | 1.539 | 79% | 79% | 79% | 79% | 3404.268 | 3404.268 | 3404.268 | 3404.268 | 13617.072 |  |  | 1.539 |  | 3404.268 | 0 |  | 0 | 1.539 | N/A | 3404.268 | 0 |  |  | 1.539 | N/A | 3404.268 | 0 |  |  | 1.539 | N/A | 3404.268 | 0 | 3404.268 | 3404.268 | 3404.268 | 3404.268 | 13617.072 | n/a | Exhibit 1.5B_R Peoples Gas EEPS_Adjustable_Savings_Goal_Template.xlsx, Unit Savings Calculations Tab
Bus - CI Rebates | Boiler Reset Controls | 1 | 4.4.4 | 20 | 20 | each | 2400 | 2400 | 2400 | 2400 | CI-HVC-BLRC-V03-150601 | Exhibit 1.5B_R Peoples Gas EEPS_Adjustable_Savings_Goal_Template.xlsx, Unit Savings Calculations Tab | 1.2312 | 1.2312 | 1.2312 | 1.2312 | 79% | 79% | 79% | 79% | 2334.3552 | 2334.3552 | 2334.3552 | 2334.3552 | 9337.4208 |  |  | 1.2312 |  | 2334.3552 | 0 |  | 0 | 1.2312 | N/A | 2334.3552 | 0 |  |  | 1.2312 | N/A | 2334.3552 | 0 |  |  | 1.2312 | N/A | 2334.3552 | 0 | 2334.3552 | 2334.3552 | 2334.3552 | 2334.3552 | 9337.4208 | n/a | Exhibit 1.5B_R Peoples Gas EEPS_Adjustable_Savings_Goal_Template.xlsx, Unit Savings Calculations Tab
Bus - CI Rebates | Boiler Tune Up - Process | 1 | 4.4.3 | 3 | 3 | MBH | 50000 | 50000 | 50000 | 50000 | CI-HVC-PBTU-V05-160601 | Exhibit 1.5B_R Peoples Gas EEPS_Adjustable_Savings_Goal_Template.xlsx, Unit Savings Calculations Tab | 0.83824 | 0.83824 | 0.83824 | 0.83824 | 79% | 79% | 79% | 79% | 33110.2854 | 33110.2854 | 33110.2854 | 33110.2854 | 132441.1417 |  |  | 0.83824 |  | 33110.2854 | 0 |  | 0 | 0.83824 | N/A | 33110.2854 | 0 |  |  | 0.83824 | N/A | 33110.2854 | 0 |  |  | 0.83824 | N/A | 33110.2854 | 0 | 33110.2854 | 33110.2854 | 33110.2854 | 33110.2854 | 132441.1417 | n/a | Exhibit 1.5B_R Peoples Gas EEPS_Adjustable_Savings_Goal_Template.xlsx, Unit Savings Calculations Tab
Bus - CI Rebates | Boiler Tune Up - Space Heating | 1 | 4.4.2 | 3 | 3 | MBH | 0 | 0 | 0 | 0 | CI-HVC-BLRT-V06-160601 | Exhibit 1.5B_R Peoples Gas EEPS_Adjustable_Savings_Goal_Template.xlsx, Unit Savings Calculations Tab | 0.35943 | 0.35943 | 0.35943 | 0.35943 | 79% | 79% | 79% | 79% | 0 | 0 | 0 | 0 | 0 |  |  | 0.35943 |  | 0 | 0 |  | 0 | 0.35943 | N/A | 0 | 0 |  |  | 0.35943 | N/A | 0 | 0 |  |  | 0.35943 | N/A | 0 | 0 | 0 | 0 | 0 | 0 | 0 | n/a | Exhibit 1.5B_R Peoples Gas EEPS_Adjustable_Savings_Goal_Template.xlsx, Unit Savings Calculations Tab
Bus - CI Rebates | Condensing Unit Heater | 1 | 4.4.5 | 12 | 12 | MBH | 0 | 0 | 0 | 0 | CI-HVC-CUHT-V01-120601 | Exhibit 1.5B_R Peoples Gas EEPS_Adjustable_Savings_Goal_Template.xlsx, Unit Savings Calculations Tab | 1.7733 | 1.7733 | 1.7733 | 1.7733 | 79% | 79% | 79% | 79% | 0 | 0 | 0 | 0 | 0 |  |  | 1.7733 |  | 0 | 0 |  | 0 | 1.7733 | N/A | 0 | 0 |  |  | 1.7733 | N/A | 0 | 0 |  |  | 1.7733 | N/A | 0 | 0 | 0 | 0 | 0 | 0 | 0 | n/a | Exhibit 1.5B_R Peoples Gas EEPS_Adjustable_Savings_Goal_Template.xlsx, Unit Savings Calculations Tab
Bus - CI Rebates | DCV - Kitchen | 1 | 4.2.16 | 15 | 15 | each | 5 | 5 | 5 | 5 | CI-FSE-VENT-V03-160601 | Exhibit 1.5B_R Peoples Gas EEPS_Adjustable_Savings_Goal_Template.xlsx, Unit Savings Calculations Tab | 5998.5 | 5998.5 | 5998.5 | 5998.5 | 79% | 79% | 79% | 79% | 23694.075 | 23694.075 | 23694.075 | 23694.075 | 94776.3 |  |  | 5998.5 |  | 23694.075 | 0 |  | 0 | 5998.5 | N/A | 23694.075 | 0 |  |  | 5998.5 | N/A | 23694.075 | 0 |  |  | 5998.5 | N/A | 23694.075 | 0 | 23694.075 | 23694.075 | 23694.075 | 23694.075 | 94776.3 | n/a | Exhibit 1.5B_R Peoples Gas EEPS_Adjustable_Savings_Goal_Template.xlsx, Unit Savings Calculations Tab
Bus - CI Rebates | Direct Fired Heaters | 0 | Custom | 20 | 20 | MBH | 0 | 0 | 0 | 0 | Custom | Custom | 2.3085 | 2.3085 | 2.3085 | 2.3085 | 79% | 79% | 79% | 79% | 0 | 0 | 0 | 0 | 0 |  |  | 2.3085 |  | 0 | 0 |  | 0 | 2.3085 | N/A | 0 | 0 |  |  | 2.3085 | N/A | 0 | 0 |  |  | 2.3085 | N/A | 0 | 0 | 0 | 0 | 0 | 0 | 0 | n/a | Custom
Bus - CI Rebates | High Speed Washer - Hotel/Motel/Hospital | 1 | 4.8.5 | 7 | 7 | lb-capacity | 1000 | 1000 | 1000 | 1000 | CI-MSC-HSCW-V01-180101 | Exhibit 1.5B_R Peoples Gas EEPS_Adjustable_Savings_Goal_Template.xlsx, Unit Savings Calculations Tab | 11.2432 | 11.2432 | 11.2432 | 11.2432 | 79% | 79% | 79% | 79% | 8882.1533 | 8882.1533 | 8882.1533 | 8882.1533 | 35528.6131 |  |  | 11.2432 |  | 8882.1533 | 0 |  | 0 | 11.2432 | N/A | 8882.1533 | 0 |  |  | 11.2432 | N/A | 8882.1533 | 0 |  |  | 11.2432 | N/A | 8882.1533 | 0 | 8882.1533 | 8882.1533 | 8882.1533 | 8882.1533 | 35528.6131 | n/a | Exhibit 1.5B_R Peoples Gas EEPS_Adjustable_Savings_Goal_Template.xlsx, Unit Savings Calculations Tab
Bus - CI Rebates | Infrared Heater | 1 | 4.4.12 | 12 | 12 | MBH | 0 | 0 | 0 | 0 | CI-HVC-IRHT-V01-120601 | Exhibit 1.5B_R Peoples Gas EEPS_Adjustable_Savings_Goal_Template.xlsx, Unit Savings Calculations Tab | 3.0067 | 3.0067 | 3.0067 | 3.0067 | 79% | 79% | 79% | 79% | 0 | 0 | 0 | 0 | 0 |  |  | 3.0067 |  | 0 | 0 |  | 0 | 3.0067 | N/A | 0 | 0 |  |  | 3.0067 | N/A | 0 | 0 |  |  | 3.0067 | N/A | 0 | 0 | 0 | 0 | 0 | 0 | 0 | n/a | Exhibit 1.5B_R Peoples Gas EEPS_Adjustable_Savings_Goal_Template.xlsx, Unit Savings Calculations Tab
Bus - CI Rebates | Modulating Commercial Gas Clothes Dryer | 1 | 4.8.4 | 14 | 14 | each | 0 | 0 | 0 | 0 | CI-MSC-MODD-V01-160601 | Exhibit 1.5B_R Peoples Gas EEPS_Adjustable_Savings_Goal_Template.xlsx, Unit Savings Calculations Tab | 266.94 | 266.94 | 266.94 | 266.94 | 79% | 79% | 79% | 79% | 0 | 0 | 0 | 0 | 0 |  |  | 266.94 |  | 0 | 0 |  | 0 | 266.94 | N/A | 0 | 0 |  |  | 266.94 | N/A | 0 | 0 |  |  | 266.94 | N/A | 0 | 0 | 0 | 0 | 0 | 0 | 0 | n/a | Exhibit 1.5B_R Peoples Gas EEPS_Adjustable_Savings_Goal_Template.xlsx, Unit Savings Calculations Tab
Bus - CI Rebates | Ozone Laundry | 1 | 4.3.6 | 10 | 10 | lb-capacity | 0 | 0 | 0 | 0 | CI-HW-OZLD-VO1-140601 | Exhibit 1.5B_R Peoples Gas EEPS_Adjustable_Savings_Goal_Template.xlsx, Unit Savings Calculations Tab | 30.7227 | 30.7227 | 30.7227 | 30.7227 | 79% | 79% | 79% | 79% | 0 | 0 | 0 | 0 | 0 |  |  | 30.7227 |  | 0 | 0 |  | 0 | 30.7227 | N/A | 0 | 0 |  |  | 30.7227 | N/A | 0 | 0 |  |  | 30.7227 | N/A | 0 | 0 | 0 | 0 | 0 | 0 | 0 | n/a | Exhibit 1.5B_R Peoples Gas EEPS_Adjustable_Savings_Goal_Template.xlsx, Unit Savings Calculations Tab
Bus - CI Rebates | Pipe Insulation - HW Small 1" to 2" | 1 | 4.4.14 | 15 | 15 | ft | 600 | 600 | 600 | 600 | CI-HVC-PINS-V04-160601 | Exhibit 1.5B_R Peoples Gas EEPS_Adjustable_Savings_Goal_Template.xlsx, Unit Savings Calculations Tab | 2.6588 | 2.6588 | 2.6588 | 2.6588 | 79% | 79% | 79% | 79% | 1260.2779 | 1260.2779 | 1260.2779 | 1260.2779 | 5041.1115 |  |  | 2.6588 |  | 1260.2779 | 0 |  | 0 | 2.6588 | N/A | 1260.2779 | 0 |  |  | 2.6588 | N/A | 1260.2779 | 0 |  |  | 2.6588 | N/A | 1260.2779 | 0 | 1260.2779 | 1260.2779 | 1260.2779 | 1260.2779 | 5041.1115 | n/a | Exhibit 1.5B_R Peoples Gas EEPS_Adjustable_Savings_Goal_Template.xlsx, Unit Savings Calculations Tab
Bus - CI Rebates | Pipe Insulation - HW Medium 2.1" to 4" | 1 | 4.4.14 | 15 | 15 | ft | 900 | 900 | 900 | 900 | CI-HVC-PINS-V04-160601 | Exhibit 1.5B_R Peoples Gas EEPS_Adjustable_Savings_Goal_Template.xlsx, Unit Savings Calculations Tab | 5.2492 | 5.2492 | 5.2492 | 5.2492 | 79% | 79% | 79% | 79% | 3732.1834 | 3732.1834 | 3732.1834 | 3732.1834 | 14928.7338 |  |  | 5.2492 |  | 3732.1834 | 0 |  | 0 | 5.2492 | N/A | 3732.1834 | 0 |  |  | 5.2492 | N/A | 3732.1834 | 0 |  |  | 5.2492 | N/A | 3732.1834 | 0 | 3732.1834 | 3732.1834 | 3732.1834 | 3732.1834 | 14928.7338 | n/a | Exhibit 1.5B_R Peoples Gas EEPS_Adjustable_Savings_Goal_Template.xlsx, Unit Savings Calculations Tab
Bus - CI Rebates | Pipe Insulation - HW Large >4" | 1 | 4.4.14 | 15 | 15 | ft | 1050 | 1050 | 1050 | 1050 | CI-HVC-PINS-V04-160601 | Exhibit 1.5B_R Peoples Gas EEPS_Adjustable_Savings_Goal_Template.xlsx, Unit Savings Calculations Tab | 9.0408 | 9.0408 | 9.0408 | 9.0408 | 79% | 79% | 79% | 79% | 7499.3115 | 7499.3115 | 7499.3115 | 7499.3115 | 29997.246 |  |  | 9.0408 |  | 7499.3115 | 0 |  | 0 | 9.0408 | N/A | 7499.3115 | 0 |  |  | 9.0408 | N/A | 7499.3115 | 0 |  |  | 9.0408 | N/A | 7499.3115 | 0 | 7499.3115 | 7499.3115 | 7499.3115 | 7499.3115 | 29997.246 | n/a | Exhibit 1.5B_R Peoples Gas EEPS_Adjustable_Savings_Goal_Template.xlsx, Unit Savings Calculations Tab
Bus - CI Rebates | Pipe Insulation - Steam - Small 1" to 2" | 1 | 4.4.14 | 15 | 15 | ft | 0 | 0 | 0 | 0 | CI-HVC-PINS-V04-160601 | Exhibit 1.5B_R Peoples Gas EEPS_Adjustable_Savings_Goal_Template.xlsx, Unit Savings Calculations Tab | 3.1855 | 3.1855 | 3.1855 | 3.1855 | 79% | 79% | 79% | 79% | 0 | 0 | 0 | 0 | 0 |  |  | 3.1855 |  | 0 | 0 |  | 0 | 3.1855 | N/A | 0 | 0 |  |  | 3.1855 | N/A | 0 | 0 |  |  | 3.1855 | N/A | 0 | 0 | 0 | 0 | 0 | 0 | 0 | n/a | Exhibit 1.5B_R Peoples Gas EEPS_Adjustable_Savings_Goal_Template.xlsx, Unit Savings Calculations Tab
Bus - CI Rebates | Pipe Insulation - Steam - Med 2.1" to 5" | 1 | 4.4.14 | 15 | 15 | ft | 0 | 0 | 0 | 0 | CI-HVC-PINS-V04-160601 | Exhibit 1.5B_R Peoples Gas EEPS_Adjustable_Savings_Goal_Template.xlsx, Unit Savings Calculations Tab | 13.1481 | 13.1481 | 13.1481 | 13.1481 | 79% | 79% | 79% | 79% | 0 | 0 | 0 | 0 | 0 |  |  | 13.1481 |  | 0 | 0 |  | 0 | 13.1481 | N/A | 0 | 0 |  |  | 13.1481 | N/A | 0 | 0 |  |  | 13.1481 | N/A | 0 | 0 | 0 | 0 | 0 | 0 | 0 | n/a | Exhibit 1.5B_R Peoples Gas EEPS_Adjustable_Savings_Goal_Template.xlsx, Unit Savings Calculations Tab
Bus - CI Rebates | Pipe Insulation - Steam - Large 5.1" to 8" | 1 | 4.4.14 | 15 | 15 | ft | 600 | 600 | 600 | 600 | CI-HVC-PINS-V04-160601 | Exhibit 1.5B_R Peoples Gas EEPS_Adjustable_Savings_Goal_Template.xlsx, Unit Savings Calculations Tab | 24.2556 | 24.2556 | 24.2556 | 24.2556 | 79% | 79% | 79% | 79% | 11497.1698 | 11497.1698 | 11497.1698 | 11497.1698 | 45988.679 |  |  | 24.2556 |  | 11497.1698 | 0 |  | 0 | 24.2556 | N/A | 11497.1698 | 0 |  |  | 24.2556 | N/A | 11497.1698 | 0 |  |  | 24.2556 | N/A | 11497.1698 | 0 | 11497.1698 | 11497.1698 | 11497.1698 | 11497.1698 | 45988.679 | n/a | Exhibit 1.5B_R Peoples Gas EEPS_Adjustable_Savings_Goal_Template.xlsx, Unit Savings Calculations Tab
Bus - CI Rebates | Pipe Insulation - Steam - X-Large >8" | 1 | 4.4.14 | 15 | 15 | ft | 0 | 0 | 0 | 0 | CI-HVC-PINS-V04-160601 | Exhibit 1.5B_R Peoples Gas EEPS_Adjustable_Savings_Goal_Template.xlsx, Unit Savings Calculations Tab | 35.9848 | 35.9848 | 35.9848 | 35.9848 | 79% | 79% | 79% | 79% | 0 | 0 | 0 | 0 | 0 |  |  | 35.9848 |  | 0 | 0 |  | 0 | 35.9848 | N/A | 0 | 0 |  |  | 35.9848 | N/A | 0 | 0 |  |  | 35.9848 | N/A | 0 | 0 | 0 | 0 | 0 | 0 | 0 | n/a | Exhibit 1.5B_R Peoples Gas EEPS_Adjustable_Savings_Goal_Template.xlsx, Unit Savings Calculations Tab
Bus - CI Rebates | Pipe Insulation - Steam Med Fitting | 1 | 4.4.14 | 15 | 15 | each | 0 | 0 | 0 | 0 | CI-HVC-PINS-V04-160601 | Exhibit 1.5B_R Peoples Gas EEPS_Adjustable_Savings_Goal_Template.xlsx, Unit Savings Calculations Tab | 12.5152 | 12.5152 | 12.5152 | 12.5152 | 79% | 79% | 79% | 79% | 0 | 0 | 0 | 0 | 0 |  |  | 12.5152 |  | 0 | 0 |  | 0 | 12.5152 | N/A | 0 | 0 |  |  | 12.5152 | N/A | 0 | 0 |  |  | 12.5152 | N/A | 0 | 0 | 0 | 0 | 0 | 0 | 0 | n/a | Exhibit 1.5B_R Peoples Gas EEPS_Adjustable_Savings_Goal_Template.xlsx, Unit Savings Calculations Tab
Bus - CI Rebates | Pipe Insulation - Steam Large Fitting | 1 | 4.4.14 | 15 | 15 | each | 20 | 20 | 20 | 20 | CI-HVC-PINS-V04-160601 | Exhibit 1.5B_R Peoples Gas EEPS_Adjustable_Savings_Goal_Template.xlsx, Unit Savings Calculations Tab | 51.2495 | 51.2495 | 51.2495 | 51.2495 | 79% | 79% | 79% | 79% | 809.7423 | 809.7423 | 809.7423 | 809.7423 | 3238.9694 |  |  | 51.2495 |  | 809.7423 | 0 |  | 0 | 51.2495 | N/A | 809.7423 | 0 |  |  | 51.2495 | N/A | 809.7423 | 0 |  |  | 51.2495 | N/A | 809.7423 | 0 | 809.7423 | 809.7423 | 809.7423 | 809.7423 | 3238.9694 | n/a | Exhibit 1.5B_R Peoples Gas EEPS_Adjustable_Savings_Goal_Template.xlsx, Unit Savings Calculations Tab
Bus - CI Rebates | Pipe Insulation - Steam X-Large Fitting | 1 | 4.4.14 | 15 | 15 | each | 0 | 0 | 0 | 0 | CI-HVC-PINS-V04-160601 | Exhibit 1.5B_R Peoples Gas EEPS_Adjustable_Savings_Goal_Template.xlsx, Unit Savings Calculations Tab | 99.1381 | 99.1381 | 99.1381 | 99.1381 | 79% | 79% | 79% | 79% | 0 | 0 | 0 | 0 | 0 |  |  | 99.1381 |  | 0 | 0 |  | 0 | 99.1381 | N/A | 0 | 0 |  |  | 99.1381 | N/A | 0 | 0 |  |  | 99.1381 | N/A | 0 | 0 | 0 | 0 | 0 | 0 | 0 | n/a | Exhibit 1.5B_R Peoples Gas EEPS_Adjustable_Savings_Goal_Template.xlsx, Unit Savings Calculations Tab
Bus - CI Rebates | Pipe Insulation - Steam Med Valve | 1 | 4.4.14 | 15 | 15 | each | 0 | 0 | 0 | 0 | CI-HVC-PINS-V04-160601 | Exhibit 1.5B_R Peoples Gas EEPS_Adjustable_Savings_Goal_Template.xlsx, Unit Savings Calculations Tab | 37.4234 | 37.4234 | 37.4234 | 37.4234 | 79% | 79% | 79% | 79% | 0 | 0 | 0 | 0 | 0 |  |  | 37.4234 |  | 0 | 0 |  | 0 | 37.4234 | N/A | 0 | 0 |  |  | 37.4234 | N/A | 0 | 0 |  |  | 37.4234 | N/A | 0 | 0 | 0 | 0 | 0 | 0 | 0 | n/a | Exhibit 1.5B_R Peoples Gas EEPS_Adjustable_Savings_Goal_Template.xlsx, Unit Savings Calculations Tab
Bus - CI Rebates | Pipe Insulation - Steam Large Valve | 1 | 4.4.14 | 15 | 15 | each | 20 | 20 | 20 | 20 | CI-HVC-PINS-V04-160601 | Exhibit 1.5B_R Peoples Gas EEPS_Adjustable_Savings_Goal_Template.xlsx, Unit Savings Calculations Tab | 107.5261 | 107.5261 | 107.5261 | 107.5261 | 79% | 79% | 79% | 79% | 1698.912 | 1698.912 | 1698.912 | 1698.912 | 6795.6478 |  |  | 107.5261 |  | 1698.912 | 0 |  | 0 | 107.5261 | N/A | 1698.912 | 0 |  |  | 107.5261 | N/A | 1698.912 | 0 |  |  | 107.5261 | N/A | 1698.912 | 0 | 1698.912 | 1698.912 | 1698.912 | 1698.912 | 6795.6478 | n/a | Exhibit 1.5B_R Peoples Gas EEPS_Adjustable_Savings_Goal_Template.xlsx, Unit Savings Calculations Tab
Bus - CI Rebates | Pipe Insulation - Steam X-Large Valve | 1 | 4.4.14 | 15 | 15 | each | 0 | 0 | 0 | 0 | CI-HVC-PINS-V04-160601 | Exhibit 1.5B_R Peoples Gas EEPS_Adjustable_Savings_Goal_Template.xlsx, Unit Savings Calculations Tab | 175.0625 | 175.0625 | 175.0625 | 175.0625 | 79% | 79% | 79% | 79% | 0 | 0 | 0 | 0 | 0 |  |  | 175.0625 |  | 0 | 0 |  | 0 | 175.0625 | N/A | 0 | 0 |  |  | 175.0625 | N/A | 0 | 0 |  |  | 175.0625 | N/A | 0 | 0 | 0 | 0 | 0 | 0 | 0 | n/a | Exhibit 1.5B_R Peoples Gas EEPS_Adjustable_Savings_Goal_Template.xlsx, Unit Savings Calculations Tab
Bus - CI Rebates | Pre Rinse Sprayer | 1 | 4.2.11 | 5 | 5 | each | 0 | 0 | 0 | 0 | CI-FSE-SPRY-V04-180101 | Exhibit 1.5B_R Peoples Gas EEPS_Adjustable_Savings_Goal_Template.xlsx, Unit Savings Calculations Tab | 221.0415 | 221.0415 | 221.0415 | 221.0415 | 79% | 79% | 79% | 79% | 0 | 0 | 0 | 0 | 0 |  |  | 221.0415 |  | 0 | 0 |  | 0 | 221.0415 | N/A | 0 | 0 |  |  | 221.0415 | N/A | 0 | 0 |  |  | 221.0415 | N/A | 0 | 0 | 0 | 0 | 0 | 0 | 0 | n/a | Exhibit 1.5B_R Peoples Gas EEPS_Adjustable_Savings_Goal_Template.xlsx, Unit Savings Calculations Tab
Bus - CI Rebates | Steam Boiler ≥82% AFUE, >300MBh TE | 1 | 4.4.10 | 20 | 20 | MBH | 2500 | 2500 | 2500 | 2500 | CI-HVC-BOIL-V05-150601 | Exhibit 1.5B_R Peoples Gas EEPS_Adjustable_Savings_Goal_Template.xlsx, Unit Savings Calculations Tab | 0.58443 | 0.58443 | 0.58443 | 0.58443 | 79% | 79% | 79% | 79% | 1154.25 | 1154.25 | 1154.25 | 1154.25 | 4617 |  |  | 0.58443 |  | 1154.25 | 0 |  | 0 | 0.58443 | N/A | 1154.25 | 0 |  |  | 0.58443 | N/A | 1154.25 | 0 |  |  | 0.58443 | N/A | 1154.25 | 0 | 1154.25 | 1154.25 | 1154.25 | 1154.25 | 4617 | n/a | Exhibit 1.5B_R Peoples Gas EEPS_Adjustable_Savings_Goal_Template.xlsx, Unit Savings Calculations Tab
Bus - CI Rebates | Steam Traps - Dry Cleaner/Industrial | 1 | 4.4.16 | 6 | 6 | each | 175 | 175 | 175 | 175 | CI-HVC-STRE-V05-180101 | Exhibit 1.5B_R Peoples Gas EEPS_Adjustable_Savings_Goal_Template.xlsx, Unit Savings Calculations Tab | 137.9194 | 137.9194 | 137.9194 | 137.9194 | 79% | 79% | 79% | 79% | 19067.3565 | 19067.3565 | 19067.3565 | 19067.3565 | 76269.4259 |  |  | 137.9194 |  | 19067.3565 | 0 |  | 0 | 137.9194 | N/A | 19067.3565 | 0 |  |  | 137.9194 | N/A | 19067.3565 | 0 |  |  | 137.9194 | N/A | 19067.3565 | 0 | 19067.3565 | 19067.3565 | 19067.3565 | 19067.3565 | 76269.4259 | n/a | Exhibit 1.5B_R Peoples Gas EEPS_Adjustable_Savings_Goal_Template.xlsx, Unit Savings Calculations Tab
Bus - CI Rebates | Steam Traps - HVAC Repair/Rep - Audit | 1 | 4.4.16 | 6 | 6 | each | 150 | 150 | 150 | 150 | CI-HVC-STRE-V05-180101 | Exhibit 1.5B_R Peoples Gas EEPS_Adjustable_Savings_Goal_Template.xlsx, Unit Savings Calculations Tab | 88.4539 | 88.4539 | 88.4539 | 88.4539 | 79% | 79% | 79% | 79% | 10481.79 | 10481.79 | 10481.79 | 10481.79 | 41927.16 |  |  | 88.4539 |  | 10481.79 | 0 |  | 0 | 88.4539 | N/A | 10481.79 | 0 |  |  | 88.4539 | N/A | 10481.79 | 0 |  |  | 88.4539 | N/A | 10481.79 | 0 | 10481.79 | 10481.79 | 10481.79 | 10481.79 | 41927.16 | n/a | Exhibit 1.5B_R Peoples Gas EEPS_Adjustable_Savings_Goal_Template.xlsx, Unit Savings Calculations Tab
Bus - CI Rebates | Steam Traps - HVAC Repair/Rep - No Audit | 1 | 4.4.16 | 6 | 6 | each | 100 | 100 | 100 | 100 | CI-HVC-STRE-V05-180101 | Exhibit 1.5B_R Peoples Gas EEPS_Adjustable_Savings_Goal_Template.xlsx, Unit Savings Calculations Tab | 88.4539 | 88.4539 | 88.4539 | 88.4539 | 79% | 79% | 79% | 79% | 6987.86 | 6987.86 | 6987.86 | 6987.86 | 27951.44 |  |  | 88.4539 |  | 6987.86 | 0 |  | 0 | 88.4539 | N/A | 6987.86 | 0 |  |  | 88.4539 | N/A | 6987.86 | 0 |  |  | 88.4539 | N/A | 6987.86 | 0 | 6987.86 | 6987.86 | 6987.86 | 6987.86 | 27951.44 | n/a | Exhibit 1.5B_R Peoples Gas EEPS_Adjustable_Savings_Goal_Template.xlsx, Unit Savings Calculations Tab
Bus - CI Rebates | Steam Traps - Test | 0 | Custom | 3 | 3 | each | 100 | 100 | 100 | 100 | Custom | Custom | 0 | 0 | 0 | 0 | 79% | 79% | 79% | 79% | 0 | 0 | 0 | 0 | 0 |  |  | 0 |  | 0 | 0 |  | 0 | 0 | N/A | 0 | 0 |  |  | 0 | N/A | 0 | 0 |  |  | 0 | N/A | 0 | 0 | 0 | 0 | 0 | 0 | 0 | n/a | Custom
Bus - CI Rebates | Thermostat - Programmable | 1 | 4.4.18 | 4 | 4 | each | 15 | 15 | 15 | 15 | CI-HVC-PROG-V02-150601 | Exhibit 1.5B_R Peoples Gas EEPS_Adjustable_Savings_Goal_Template.xlsx, Thermostat Detail Tab | 124.6858 | 124.6858 | 124.6858 | 124.6858 | 79% | 79% | 79% | 79% | 1477.5272 | 1477.5272 | 1477.5272 | 1477.5272 | 5910.109 |  |  | 124.6858 |  | 1477.5272 | 0 |  | 0 | 124.6858 | N/A | 1477.5272 | 0 |  |  | 124.6858 | N/A | 1477.5272 | 0 |  |  | 124.6858 | N/A | 1477.5272 | 0 | 1477.5272 | 1477.5272 | 1477.5272 | 1477.5272 | 5910.109 | n/a | Exhibit 1.5B_R Peoples Gas EEPS_Adjustable_Savings_Goal_Template.xlsx, Thermostat Detail Tab
Bus - CI Rebates | Water Heater - Storage 88% TE ≥75MBh | 1 | 4.3.1 | 15 | 15 | each | 0 | 0 | 0 | 0 | CI-HW-STWH-V03-180101 | Exhibit 1.5B_R Peoples Gas EEPS_Adjustable_Savings_Goal_Template.xlsx, Unit Savings Calculations Tab | 135.6683 | 135.6683 | 135.6683 | 135.6683 | 79% | 79% | 79% | 79% | 0 | 0 | 0 | 0 | 0 |  |  | 1514.5736 |  | 0 | 0 |  | 0 | 1514.5736 | Updated baseline and ee ratings to UEF | 0 | 0 |  |  | 1514.5736 | Updated baseline and ee ratings to UEF | 0 | 0 |  |  | 1514.5736 | Updated baseline and ee ratings to UEF | 0 | 0 | 0 | 0 | 0 | 0 | 0 | n/a | Exhibit 1.5B_R Peoples Gas EEPS_Adjustable_Savings_Goal_Template.xlsx, Unit Savings Calculations Tab
Bus - CI Rebates | Double Rack Oven | 1 | 4.2.18 | 12 | 12 | each | 0 | 0 | 0 | 0 | CI-FSE-RKOV-VO2-180101 | Exhibit 1.5B_R Peoples Gas EEPS_Adjustable_Savings_Goal_Template.xlsx, Unit Savings Calculations Tab | 1930 | 1930 | 1930 | 1930 | 79% | 79% | 79% | 79% | 0 | 0 | 0 | 0 | 0 |  |  | 1930 |  | 0 | 0 |  | 0 | 1930 | N/A | 0 | 0 |  |  | 1930 | N/A | 0 | 0 |  |  | 1930 | N/A | 0 | 0 | 0 | 0 | 0 | 0 | 0 | n/a | Exhibit 1.5B_R Peoples Gas EEPS_Adjustable_Savings_Goal_Template.xlsx, Unit Savings Calculations Tab
Bus - CI Rebates | Energy Star Convection Oven | 1 | 4.2.5 | 12 | 12 | each | 10 | 10 | 10 | 10 | CI-FSE-ESCV-V02-180101 | Exhibit 1.5B_R Peoples Gas EEPS_Adjustable_Savings_Goal_Template.xlsx, Unit Savings Calculations Tab | 352.1445 | 352.1445 | 352.1445 | 352.1445 | 79% | 79% | 79% | 79% | 2781.9412 | 2781.9412 | 2781.9412 | 2781.9412 | 11127.7646 |  |  | 352.1445 |  | 2781.9412 | 0 |  | 0 | 352.1445 | N/A | 2781.9412 | 0 |  |  | 352.1445 | N/A | 2781.9412 | 0 |  |  | 352.1445 | N/A | 2781.9412 | 0 | 2781.9412 | 2781.9412 | 2781.9412 | 2781.9412 | 11127.7646 | n/a | Exhibit 1.5B_R Peoples Gas EEPS_Adjustable_Savings_Goal_Template.xlsx, Unit Savings Calculations Tab
Bus - CI Rebates | Energy Star Conveyer Oven | 1 | 4.2.4 | 17 | 17 | each | 0 | 0 | 0 | 0 | CI-FSE-CVOV-V02-180101 | Exhibit 1.5B_R Peoples Gas EEPS_Adjustable_Savings_Goal_Template.xlsx, Unit Savings Calculations Tab | 884 | 884 | 884 | 884 | 79% | 79% | 79% | 79% | 0 | 0 | 0 | 0 | 0 |  |  | 884 |  | 0 | 0 |  | 0 | 884 | N/A | 0 | 0 |  |  | 884 | N/A | 0 | 0 |  |  | 884 | N/A | 0 | 0 | 0 | 0 | 0 | 0 | 0 | n/a | Exhibit 1.5B_R Peoples Gas EEPS_Adjustable_Savings_Goal_Template.xlsx, Unit Savings Calculations Tab
Bus - CI Rebates | Energy Star Fryer | 1 | 4.2.7 | 15 | 12 | each | 0 | 0 | 0 | 0 | CI-FSE-ESFR-V01-120601 | Exhibit 1.5B_R Peoples Gas EEPS_Adjustable_Savings_Goal_Template.xlsx, Unit Savings Calculations Tab | 505.373 | 505.373 | 505.373 | 505.373 | 79% | 79% | 79% | 79% | 0 | 0 | 0 | 0 | 0 |  |  | 505.373 |  | 0 | 0 |  | 0 | 505.373 | N/A | 0 | 0 |  |  | 505.373 | N/A | 0 | 0 |  |  | 505.373 | N/A | 0 | 0 | 0 | 0 | 0 | 0 | 0 | n/a | Exhibit 1.5B_R Peoples Gas EEPS_Adjustable_Savings_Goal_Template.xlsx, Unit Savings Calculations Tab
Bus - CI Rebates | Energy Star Steamer - 3 Pans | 1 | 4.2.3 | 12 | 12 | each | 0 | 0 | 0 | 0 | CI-FSE-STMC-V04-160601 | Exhibit 1.5B_R Peoples Gas EEPS_Adjustable_Savings_Goal_Template.xlsx, Food Equipment Tab | 752.0123 | 752.0123 | 752.0123 | 752.0123 | 79% | 79% | 79% | 79% | 0 | 0 | 0 | 0 | 0 |  |  | 921.0427 |  | 0 | 0 |  | 0 | 921.0427 | N/A | 0 | 0 |  |  | 921.0427 | N/A | 0 | 0 |  |  | 921.0427 | N/A | 0 | 0 | 0 | 0 | 0 | 0 | 0 | n/a | Exhibit 1.5B_R Peoples Gas EEPS_Adjustable_Savings_Goal_Template.xlsx, Food Equipment Tab
Bus - CI Rebates | Energy Star Steamer - 4 Pans | 1 | 4.2.3 | 12 | 12 | each | 15 | 15 | 15 | 15 | CI-FSE-STMC-V04-160601 | Exhibit 1.5B_R Peoples Gas EEPS_Adjustable_Savings_Goal_Template.xlsx, Food Equipment Tab | 1007.2642 | 1007.2642 | 1007.2642 | 1007.2642 | 79% | 79% | 79% | 79% | 11936.0805 | 11936.0805 | 11936.0805 | 11936.0805 | 47744.3221 |  |  | 1176.2946 |  | 13939.0907 | 2003.0102 |  | 0 | 1176.2946 | N/A | 13939.0907 | 2003.0102 |  |  | 1176.2946 | N/A | 13939.0907 | 2003.0102 |  |  | 1176.2946 | N/A | 13939.0907 | 2003.0102 | 13939.0907 | 13939.0907 | 13939.0907 | 13939.0907 | 55756.3628 | n/a | Exhibit 1.5B_R Peoples Gas EEPS_Adjustable_Savings_Goal_Template.xlsx, Food Equipment Tab
Bus - CI Rebates | Energy Star Steamer - 5 Pans | 1 | 4.2.3 | 12 | 12 | each | 0 | 0 | 0 | 0 | CI-FSE-STMC-V04-160601 | Exhibit 1.5B_R Peoples Gas EEPS_Adjustable_Savings_Goal_Template.xlsx, Food Equipment Tab | 1248.6709 | 1248.6709 | 1248.6709 | 1248.6709 | 79% | 79% | 79% | 79% | 0 | 0 | 0 | 0 | 0 |  |  | 1417.7013 |  | 0 | 0 |  | 0 | 1417.7013 | N/A | 0 | 0 |  |  | 1417.7013 | N/A | 0 | 0 |  |  | 1417.7013 | N/A | 0 | 0 | 0 | 0 | 0 | 0 | 0 | n/a | Exhibit 1.5B_R Peoples Gas EEPS_Adjustable_Savings_Goal_Template.xlsx, Food Equipment Tab
Bus - CI Rebates | Energy Star Steamer - 6 Pans | 1 | 4.2.3 | 12 | 12 | each | 0 | 0 | 0 | 0 | CI-FSE-STMC-V04-160601 | Exhibit 1.5B_R Peoples Gas EEPS_Adjustable_Savings_Goal_Template.xlsx, Food Equipment Tab | 1503.8794 | 1503.8794 | 1503.8794 | 1503.8794 | 79% | 79% | 79% | 79% | 0 | 0 | 0 | 0 | 0 |  |  | 1672.9098 |  | 0 | 0 |  | 0 | 1672.9098 | N/A | 0 | 0 |  |  | 1672.9098 | N/A | 0 | 0 |  |  | 1672.9098 | N/A | 0 | 0 | 0 | 0 | 0 | 0 | 0 | n/a | Exhibit 1.5B_R Peoples Gas EEPS_Adjustable_Savings_Goal_Template.xlsx, Food Equipment Tab
Bus - CI Rebates | Heat Recovery Grease Trap Filter | 1 | 4.3.9 | 15 | 15 | each | 4 | 4 | 4 | 4 | CI-HW-GRTF-V01-160601 | Exhibit 1.5B_R Peoples Gas EEPS_Adjustable_Savings_Goal_Template.xlsx, Unit Savings Calculations Tab | 1757.3026 | 1757.3026 | 1757.3026 | 1757.3026 | 79% | 79% | 79% | 79% | 5553.0761 | 5553.0761 | 5553.0761 | 5553.0761 | 22212.3044 |  |  | 1757.3026 |  | 5553.0761 | 0 |  | 0 | 1757.3026 | N/A | 5553.0761 | 0 |  |  | 1757.3026 | N/A | 5553.0761 | 0 |  |  | 1757.3026 | N/A | 5553.0761 | 0 | 5553.0761 | 5553.0761 | 5553.0761 | 5553.0761 | 22212.3044 | n/a | Exhibit 1.5B_R Peoples Gas EEPS_Adjustable_Savings_Goal_Template.xlsx, Unit Savings Calculations Tab
Bus - CI Rebates | Infrared Charbroiler | 1 | 4.2.12 | 12 | 12 | each | 2 | 2 | 2 | 2 | CI-FSE-IRCB-V02-180101 | Exhibit 1.5B_R Peoples Gas EEPS_Adjustable_Savings_Goal_Template.xlsx, Unit Savings Calculations Tab | 706.68 | 706.68 | 706.68 | 706.68 | 79% | 79% | 79% | 79% | 1116.5544 | 1116.5544 | 1116.5544 | 1116.5544 | 4466.2176 |  |  | 706.68 |  | 1116.5544 | 0 |  | 0 | 706.68 | N/A | 1116.5544 | 0 |  |  | 706.68 | N/A | 1116.5544 | 0 |  |  | 706.68 | N/A | 1116.5544 | 0 | 1116.5544 | 1116.5544 | 1116.5544 | 1116.5544 | 4466.2176 | n/a | Exhibit 1.5B_R Peoples Gas EEPS_Adjustable_Savings_Goal_Template.xlsx, Unit Savings Calculations Tab
Bus - CI Rebates | Infrared Rotisserie Oven | 1 | 4.2.13 | 12 | 12 | each | 2 | 2 | 2 | 2 | CI-FSE-IROV-V02-180101 | Exhibit 1.5B_R Peoples Gas EEPS_Adjustable_Savings_Goal_Template.xlsx, Unit Savings Calculations Tab | 599.04 | 599.04 | 599.04 | 599.04 | 79% | 79% | 79% | 79% | 946.4832 | 946.4832 | 946.4832 | 946.4832 | 3785.9328 |  |  | 599.04 |  | 946.4832 | 0 |  | 0 | 599.04 | N/A | 946.4832 | 0 |  |  | 599.04 | N/A | 946.4832 | 0 |  |  | 599.04 | N/A | 946.4832 | 0 | 946.4832 | 946.4832 | 946.4832 | 946.4832 | 3785.9328 | n/a | Exhibit 1.5B_R Peoples Gas EEPS_Adjustable_Savings_Goal_Template.xlsx, Unit Savings Calculations Tab
Bus - CI Rebates | Infrared Salamander Broiler | 1 | 4.2.14 | 12 | 12 | each | 0 | 0 | 0 | 0 | CI-FSE-IRBL-V02-180101 | Exhibit 1.5B_R Peoples Gas EEPS_Adjustable_Savings_Goal_Template.xlsx, Unit Savings Calculations Tab | 240.24 | 240.24 | 240.24 | 240.24 | 79% | 79% | 79% | 79% | 0 | 0 | 0 | 0 | 0 |  |  | 240.24 |  | 0 | 0 |  | 0 | 240.24 | N/A | 0 | 0 |  |  | 240.24 | N/A | 0 | 0 |  |  | 240.24 | N/A | 0 | 0 | 0 | 0 | 0 | 0 | 0 | n/a | Exhibit 1.5B_R Peoples Gas EEPS_Adjustable_Savings_Goal_Template.xlsx, Unit Savings Calculations Tab
Bus - CI Rebates | Infrared Upright Broiler | 1 | 4.2.15 | 12 | 12 | each | 0 | 0 | 0 | 0 | CI-FSE-IRUB-V02-180101 | Exhibit 1.5B_R Peoples Gas EEPS_Adjustable_Savings_Goal_Template.xlsx, Unit Savings Calculations Tab | 943.488 | 943.488 | 943.488 | 943.488 | 79% | 79% | 79% | 79% | 0 | 0 | 0 | 0 | 0 |  |  | 943.488 |  | 0 | 0 |  | 0 | 943.488 | N/A | 0 | 0 |  |  | 943.488 | N/A | 0 | 0 |  |  | 943.488 | N/A | 0 | 0 | 0 | 0 | 0 | 0 | 0 | n/a | Exhibit 1.5B_R Peoples Gas EEPS_Adjustable_Savings_Goal_Template.xlsx, Unit Savings Calculations Tab
Bus - SB Rebates | SB Custom | 0 | Custom | 15 | 15 | each | 20 | 20 | 20 | 20 | Custom | Custom | 3800 | 3800 | 3800 | 3800 | 92% | 92% | 92% | 92% | 69920 | 69920 | 69920 | 69920 | 279680 |  |  | 3800 |  | 69920 | 0 |  | 0 | 3800 | N/A | 69920 | 0 |  |  | 3800 | N/A | 69920 | 0 |  |  | 3800 | N/A | 69920 | 0 | 69920 | 69920 | 69920 | 69920 | 279680 | n/a | Custom
Bus - CI Rebates | CI Custom | 0 | Custom | 15 | 15 | each | 36 | 36 | 36 | 36 | Custom | Custom | 43600 | 43600 | 43600 | 43600 | 69% | 69% | 69% | 69% | 1083024 | 1083024 | 1083024 | 1083024 | 4332096 |  |  | 43600 |  | 1083024 | 0 |  | 0 | 43600 | N/A | 1083024 | 0 |  |  | 43600 | N/A | 1083024 | 0 |  |  | 43600 | N/A | 1083024 | 0 | 1083024 | 1083024 | 1083024 | 1083024 | 4332096 | n/a | Custom
Bus - CI Rebates | New Construction | 0 | Custom | 15 | 15 | each | 77 | 77 | 77 | 77 | Custom | Custom | 7600 | 7600 | 7600 | 7600 | 77% | 77% | 77% | 77% | 450604 | 450604 | 450604 | 450604 | 1802416 |  |  | 7600 |  | 450604 | 0 |  | 0 | 7600 | N/A | 450604 | 0 |  |  | 7600 | N/A | 450604 | 0 |  |  | 7600 | N/A | 450604 | 0 | 450604 | 450604 | 450604 | 450604 | 1802416 | n/a | Custom
Bus - Public Assessments | Aerator - Bathroom | 1 | 4.3.2 | 9 | 10 | each | 752 | 752 | 752 | 752 | CI-HWE-LFFA-V07-180101 | Exhibit 1.5B_R Peoples Gas EEPS_Adjustable_Savings_Goal_Template.xlsx, Unit Savings Calculations Tab | 6.1049 | 6.1049 | 6.1049 | 6.1049 | 79% | 79% | 79% | 79% | 3626.8263 | 3626.8263 | 3626.8263 | 3626.8263 | 14507.3054 |  |  | 6.1049 |  | 3626.8263 | 0 |  | 0 | 6.1049 | N/A | 3626.8263 | 0 |  |  | 6.1049 | N/A | 3626.8263 | 0 |  |  | 6.1049 | N/A | 3626.8263 | 0 | 3626.8263 | 3626.8263 | 3626.8263 | 3626.8263 | 14507.3054 | n/a | Exhibit 1.5B_R Peoples Gas EEPS_Adjustable_Savings_Goal_Template.xlsx, Unit Savings Calculations Tab
Bus - Public Assessments | Aerator - Kitchen | 1 | 4.3.2 | 9 | 10 | each | 577 | 577 | 577 | 577 | CI-HWE-LFFA-V07-180101 | Exhibit 1.5B_R Peoples Gas EEPS_Adjustable_Savings_Goal_Template.xlsx, Unit Savings Calculations Tab | 7.4428 | 7.4428 | 7.4428 | 7.4428 | 79% | 79% | 79% | 79% | 3392.6541 | 3392.6541 | 3392.6541 | 3392.6541 | 13570.6166 |  |  | 7.4428 |  | 3392.6541 | 0 |  | 0 | 7.4428 | N/A | 3392.6541 | 0 |  |  | 7.4428 | N/A | 3392.6541 | 0 |  |  | 7.4428 | N/A | 3392.6541 | 0 | 3392.6541 | 3392.6541 | 3392.6541 | 3392.6541 | 13570.6166 | n/a | Exhibit 1.5B_R Peoples Gas EEPS_Adjustable_Savings_Goal_Template.xlsx, Unit Savings Calculations Tab
Bus - Public Assessments | Showerhead | 1 | 4.3.3 | 10 | 10 | each | 670 | 670 | 670 | 670 | RS-HWE-LFSH-V04-180101 | Exhibit 1.5B_R Peoples Gas EEPS_Adjustable_Savings_Goal_Template.xlsx, Unit Savings Calculations Tab | 21.635 | 21.635 | 21.635 | 21.635 | 79% | 79% | 79% | 79% | 11451.3966 | 11451.3966 | 11451.3966 | 11451.3966 | 45805.5866 |  |  | 21.635 |  | 11451.3966 | 0 |  | 0 | 21.635 | N/A | 11451.3966 | 0 |  |  | 21.635 | N/A | 11451.3966 | 0 |  |  | 21.635 | N/A | 11451.3966 | 0 | 11451.3966 | 11451.3966 | 11451.3966 | 11451.3966 | 45805.5866 | n/a | Exhibit 1.5B_R Peoples Gas EEPS_Adjustable_Savings_Goal_Template.xlsx, Unit Savings Calculations Tab
Bus - Public Assessments | Pipe Insulation - DHW | 1 | 4.4.14 | 15 | 15 | each | 3584 | 3584 | 3584 | 3584 | CI-HVC-PINS-V04-160601 | Exhibit 1.5B_R Peoples Gas EEPS_Adjustable_Savings_Goal_Template.xlsx, Unit Savings Calculations Tab | 5.2492 | 5.2492 | 5.2492 | 5.2492 | 79% | 79% | 79% | 79% | 14862.3838 | 14862.3838 | 14862.3838 | 14862.3838 | 59449.5353 |  |  | 5.2492 |  | 14862.3838 | 0 |  | 0 | 5.2492 | N/A | 14862.3838 | 0 |  |  | 5.2492 | N/A | 14862.3838 | 0 |  |  | 5.2492 | N/A | 14862.3838 | 0 | 14862.3838 | 14862.3838 | 14862.3838 | 14862.3838 | 59449.5353 | n/a | Exhibit 1.5B_R Peoples Gas EEPS_Adjustable_Savings_Goal_Template.xlsx, Unit Savings Calculations Tab
Bus - Public Assessments | Pre Rinse Sprayer | 1 | 4.2.11 | 5 | 5 | each | 124 | 124 | 124 | 124 | CI-FSE-SPRY-V04-180101 | Exhibit 1.5B_R Peoples Gas EEPS_Adjustable_Savings_Goal_Template.xlsx, Unit Savings Calculations Tab | 171.9212 | 171.9212 | 171.9212 | 171.9212 | 79% | 79% | 79% | 79% | 16841.4011 | 16841.4011 | 16841.4011 | 16841.4011 | 67365.6046 |  |  | 171.9212 |  | 16841.4011 | 0 |  | 0 | 171.9212 | N/A | 16841.4011 | 0 |  |  | 171.9212 | N/A | 16841.4011 | 0 |  |  | 171.9212 | N/A | 16841.4011 | 0 | 16841.4011 | 16841.4011 | 16841.4011 | 16841.4011 | 67365.6046 | n/a | Exhibit 1.5B_R Peoples Gas EEPS_Adjustable_Savings_Goal_Template.xlsx, Unit Savings Calculations Tab
Bus - Public Assessments | Gas Optimization | 0 | Custom | 15 | 15 | each | 3 | 3 | 3 | 3 | Custom | Custom | 83100 | 83100 | 83100 | 83100 | 102% | 102% | 102% | 102% | 254286 | 254286 | 254286 | 254286 | 1017144 |  |  | 83100 |  | 254286 | 0 |  | 0 | 83100 | N/A | 254286 | 0 |  |  | 83100 | N/A | 254286 | 0 |  |  | 83100 | N/A | 254286 | 0 | 254286 | 254286 | 254286 | 254286 | 1017144 | n/a | Custom
Bus - Public Assessments | Retrocommissioning | 0 | Custom | 15 | 15 | each | 4 | 4 | 4 | 4 | Custom | Custom | 59000 | 59000 | 59000 | 59000 | 102% | 102% | 102% | 102% | 240720 | 240720 | 240720 | 240720 | 962880 |  |  | 59000 |  | 240720 | 0 |  | 0 | 59000 | N/A | 240720 | 0 |  |  | 59000 | N/A | 240720 | 0 |  |  | 59000 | N/A | 240720 | 0 | 240720 | 240720 | 240720 | 240720 | 962880 | n/a | Custom
Bus - Public Rebates | Boiler ≥88% AFUE, <300MBh | 1 | 4.4.10 | 20 | 20 | MBH | 0 | 0 | 0 | 0 | CI-HVC-BOIL-V05-150601 | Exhibit 1.5B_R Peoples Gas EEPS_Adjustable_Savings_Goal_Template.xlsx, Unit Savings Calculations Tab | 1.1261 | 1.1261 | 1.1261 | 1.1261 | 79% | 79% | 79% | 79% | 0 | 0 | 0 | 0 | 0 |  |  | 1.1261 |  | 0 | 0 |  | 0 | 1.1261 | N/A | 0 | 0 |  |  | 1.1261 | N/A | 0 | 0 |  |  | 1.1261 | N/A | 0 | 0 | 0 | 0 | 0 | 0 | 0 | n/a | Exhibit 1.5B_R Peoples Gas EEPS_Adjustable_Savings_Goal_Template.xlsx, Unit Savings Calculations Tab
Bus - Public Rebates | Boiler ≥88% AFUE, ≥300MBh TE | 1 | 4.4.10 | 20 | 20 | MBH | 3200 | 3200 | 3200 | 3200 | CI-HVC-BOIL-V05-150601 | Exhibit 1.5B_R Peoples Gas EEPS_Adjustable_Savings_Goal_Template.xlsx, Unit Savings Calculations Tab | 1.539 | 1.539 | 1.539 | 1.539 | 79% | 79% | 79% | 79% | 3890.592 | 3890.592 | 3890.592 | 3890.592 | 15562.368 |  |  | 1.539 |  | 3890.592 | 0 |  | 0 | 1.539 | N/A | 3890.592 | 0 |  |  | 1.539 | N/A | 3890.592 | 0 |  |  | 1.539 | N/A | 3890.592 | 0 | 3890.592 | 3890.592 | 3890.592 | 3890.592 | 15562.368 | n/a | Exhibit 1.5B_R Peoples Gas EEPS_Adjustable_Savings_Goal_Template.xlsx, Unit Savings Calculations Tab
Bus - Public Rebates | Boiler Reset Controls | 1 | 4.4.4 | 20 | 20 | each | 3000 | 3000 | 3000 | 3000 | CI-HVC-BLRC-V03-150601 | Exhibit 1.5B_R Peoples Gas EEPS_Adjustable_Savings_Goal_Template.xlsx, Unit Savings Calculations Tab | 1.2312 | 1.2312 | 1.2312 | 1.2312 | 79% | 79% | 79% | 79% | 2917.944 | 2917.944 | 2917.944 | 2917.944 | 11671.776 |  |  | 1.2312 |  | 2917.944 | 0 |  | 0 | 1.2312 | N/A | 2917.944 | 0 |  |  | 1.2312 | N/A | 2917.944 | 0 |  |  | 1.2312 | N/A | 2917.944 | 0 | 2917.944 | 2917.944 | 2917.944 | 2917.944 | 11671.776 | n/a | Exhibit 1.5B_R Peoples Gas EEPS_Adjustable_Savings_Goal_Template.xlsx, Unit Savings Calculations Tab
Bus - Public Rebates | Boiler Tune Up - Process | 1 | 4.4.3 | 3 | 3 | MBH | 75000 | 75000 | 75000 | 75000 | CI-HVC-PBTU-V05-160601 | Exhibit 1.5B_R Peoples Gas EEPS_Adjustable_Savings_Goal_Template.xlsx, Unit Savings Calculations Tab | 0.83824 | 0.83824 | 0.83824 | 0.83824 | 79% | 79% | 79% | 79% | 49665.4282 | 49665.4282 | 49665.4282 | 49665.4282 | 198661.7126 |  |  | 0.83824 |  | 49665.4282 | 0 |  | 0 | 0.83824 | N/A | 49665.4282 | 0 |  |  | 0.83824 | N/A | 49665.4282 | 0 |  |  | 0.83824 | N/A | 49665.4282 | 0 | 49665.4282 | 49665.4282 | 49665.4282 | 49665.4282 | 198661.7126 | n/a | Exhibit 1.5B_R Peoples Gas EEPS_Adjustable_Savings_Goal_Template.xlsx, Unit Savings Calculations Tab
Bus - Public Rebates | Boiler Tune Up - Space Heating | 1 | 4.4.2 | 3 | 3 | MBH | 0 | 0 | 0 | 0 | CI-HVC-BLRT-V06-160601 | Exhibit 1.5B_R Peoples Gas EEPS_Adjustable_Savings_Goal_Template.xlsx, Unit Savings Calculations Tab | 0.35943 | 0.35943 | 0.35943 | 0.35943 | 79% | 79% | 79% | 79% | 0 | 0 | 0 | 0 | 0 |  |  | 0.35943 |  | 0 | 0 |  | 0 | 0.35943 | N/A | 0 | 0 |  |  | 0.35943 | N/A | 0 | 0 |  |  | 0.35943 | N/A | 0 | 0 | 0 | 0 | 0 | 0 | 0 | n/a | Exhibit 1.5B_R Peoples Gas EEPS_Adjustable_Savings_Goal_Template.xlsx, Unit Savings Calculations Tab
Bus - Public Rebates | Condensing Unit Heater | 1 | 4.4.5 | 12 | 12 | MBH | 0 | 0 | 0 | 0 | CI-HVC-CUHT-V01-120601 | Exhibit 1.5B_R Peoples Gas EEPS_Adjustable_Savings_Goal_Template.xlsx, Unit Savings Calculations Tab | 1.7733 | 1.7733 | 1.7733 | 1.7733 | 79% | 79% | 79% | 79% | 0 | 0 | 0 | 0 | 0 |  |  | 1.7733 |  | 0 | 0 |  | 0 | 1.7733 | N/A | 0 | 0 |  |  | 1.7733 | N/A | 0 | 0 |  |  | 1.7733 | N/A | 0 | 0 | 0 | 0 | 0 | 0 | 0 | n/a | Exhibit 1.5B_R Peoples Gas EEPS_Adjustable_Savings_Goal_Template.xlsx, Unit Savings Calculations Tab
Bus - Public Rebates | DCV - Kitchen | 1 | 4.2.16 | 15 | 15 | each | 8 | 8 | 8 | 8 | CI-FSE-VENT-V03-160601 | Exhibit 1.5B_R Peoples Gas EEPS_Adjustable_Savings_Goal_Template.xlsx, Unit Savings Calculations Tab | 5998.5 | 5998.5 | 5998.5 | 5998.5 | 79% | 79% | 79% | 79% | 37910.52 | 37910.52 | 37910.52 | 37910.52 | 151642.08 |  |  | 5998.5 |  | 37910.52 | 0 |  | 0 | 5998.5 | N/A | 37910.52 | 0 |  |  | 5998.5 | N/A | 37910.52 | 0 |  |  | 5998.5 | N/A | 37910.52 | 0 | 37910.52 | 37910.52 | 37910.52 | 37910.52 | 151642.08 | n/a | Exhibit 1.5B_R Peoples Gas EEPS_Adjustable_Savings_Goal_Template.xlsx, Unit Savings Calculations Tab
Bus - Public Rebates | Direct Fired Heaters | 0 | Custom | 20 | 20 | MBH | 0 | 0 | 0 | 0 | Custom | Custom | 2.3085 | 2.3085 | 2.3085 | 2.3085 | 79% | 79% | 79% | 79% | 0 | 0 | 0 | 0 | 0 |  |  | 2.3085 |  | 0 | 0 |  | 0 | 2.3085 | N/A | 0 | 0 |  |  | 2.3085 | N/A | 0 | 0 |  |  | 2.3085 | N/A | 0 | 0 | 0 | 0 | 0 | 0 | 0 | n/a | Custom
Bus - Public Rebates | High Speed Washer - Hotel/Motel/Hospital | 1 | 4.8.5 | 7 | 7 | lb-capacity | 1500 | 1500 | 1500 | 1500 | CI-MSC-HSCW-V01-180101 | Exhibit 1.5B_R Peoples Gas EEPS_Adjustable_Savings_Goal_Template.xlsx, Unit Savings Calculations Tab | 11.2432 | 11.2432 | 11.2432 | 11.2432 | 79% | 79% | 79% | 79% | 13323.2299 | 13323.2299 | 13323.2299 | 13323.2299 | 53292.9197 |  |  | 11.2432 |  | 13323.2299 | 0 |  | 0 | 11.2432 | N/A | 13323.2299 | 0 |  |  | 11.2432 | N/A | 13323.2299 | 0 |  |  | 11.2432 | N/A | 13323.2299 | 0 | 13323.2299 | 13323.2299 | 13323.2299 | 13323.2299 | 53292.9197 | n/a | Exhibit 1.5B_R Peoples Gas EEPS_Adjustable_Savings_Goal_Template.xlsx, Unit Savings Calculations Tab
Bus - Public Rebates | Infrared Heater | 1 | 4.4.12 | 12 | 12 | MBH | 0 | 0 | 0 | 0 | CI-HVC-IRHT-V01-120601 | Exhibit 1.5B_R Peoples Gas EEPS_Adjustable_Savings_Goal_Template.xlsx, Unit Savings Calculations Tab | 3.0067 | 3.0067 | 3.0067 | 3.0067 | 79% | 79% | 79% | 79% | 0 | 0 | 0 | 0 | 0 |  |  | 3.0067 |  | 0 | 0 |  | 0 | 3.0067 | N/A | 0 | 0 |  |  | 3.0067 | N/A | 0 | 0 |  |  | 3.0067 | N/A | 0 | 0 | 0 | 0 | 0 | 0 | 0 | n/a | Exhibit 1.5B_R Peoples Gas EEPS_Adjustable_Savings_Goal_Template.xlsx, Unit Savings Calculations Tab
Bus - Public Rebates | Modulating Commercial Gas Clothes Dryer | 1 | 4.8.4 | 14 | 14 | each | 0 | 0 | 0 | 0 | CI-MSC-MODD-V01-160601 | Exhibit 1.5B_R Peoples Gas EEPS_Adjustable_Savings_Goal_Template.xlsx, Unit Savings Calculations Tab | 266.94 | 266.94 | 266.94 | 266.94 | 79% | 79% | 79% | 79% | 0 | 0 | 0 | 0 | 0 |  |  | 266.94 |  | 0 | 0 |  | 0 | 266.94 | N/A | 0 | 0 |  |  | 266.94 | N/A | 0 | 0 |  |  | 266.94 | N/A | 0 | 0 | 0 | 0 | 0 | 0 | 0 | n/a | Exhibit 1.5B_R Peoples Gas EEPS_Adjustable_Savings_Goal_Template.xlsx, Unit Savings Calculations Tab
Bus - Public Rebates | Ozone Laundry | 1 | 4.3.6 | 10 | 10 | lb-capacity | 0 | 0 | 0 | 0 | CI-HW-OZLD-VO1-140601 | Exhibit 1.5B_R Peoples Gas EEPS_Adjustable_Savings_Goal_Template.xlsx, Unit Savings Calculations Tab | 30.7227 | 30.7227 | 30.7227 | 30.7227 | 79% | 79% | 79% | 79% | 0 | 0 | 0 | 0 | 0 |  |  | 30.7227 |  | 0 | 0 |  | 0 | 30.7227 | N/A | 0 | 0 |  |  | 30.7227 | N/A | 0 | 0 |  |  | 30.7227 | N/A | 0 | 0 | 0 | 0 | 0 | 0 | 0 | n/a | Exhibit 1.5B_R Peoples Gas EEPS_Adjustable_Savings_Goal_Template.xlsx, Unit Savings Calculations Tab
Bus - Public Rebates | Pipe Insulation - HW Small 1" to 2" | 1 | 4.4.14 | 15 | 15 | ft | 675 | 675 | 675 | 675 | CI-HVC-PINS-V04-160601 | Exhibit 1.5B_R Peoples Gas EEPS_Adjustable_Savings_Goal_Template.xlsx, Unit Savings Calculations Tab | 2.6588 | 2.6588 | 2.6588 | 2.6588 | 79% | 79% | 79% | 79% | 1417.8126 | 1417.8126 | 1417.8126 | 1417.8126 | 5671.2505 |  |  | 2.6588 |  | 1417.8126 | 0 |  | 0 | 2.6588 | N/A | 1417.8126 | 0 |  |  | 2.6588 | N/A | 1417.8126 | 0 |  |  | 2.6588 | N/A | 1417.8126 | 0 | 1417.8126 | 1417.8126 | 1417.8126 | 1417.8126 | 5671.2505 | n/a | Exhibit 1.5B_R Peoples Gas EEPS_Adjustable_Savings_Goal_Template.xlsx, Unit Savings Calculations Tab
Bus - Public Rebates | Pipe Insulation - HW Medium 2.1" to 4" | 1 | 4.4.14 | 15 | 15 | ft | 1350 | 1350 | 1350 | 1350 | CI-HVC-PINS-V04-160601 | Exhibit 1.5B_R Peoples Gas EEPS_Adjustable_Savings_Goal_Template.xlsx, Unit Savings Calculations Tab | 5.2492 | 5.2492 | 5.2492 | 5.2492 | 79% | 79% | 79% | 79% | 5598.2752 | 5598.2752 | 5598.2752 | 5598.2752 | 22393.1006 |  |  | 5.2492 |  | 5598.2752 | 0 |  | 0 | 5.2492 | N/A | 5598.2752 | 0 |  |  | 5.2492 | N/A | 5598.2752 | 0 |  |  | 5.2492 | N/A | 5598.2752 | 0 | 5598.2752 | 5598.2752 | 5598.2752 | 5598.2752 | 22393.1006 | n/a | Exhibit 1.5B_R Peoples Gas EEPS_Adjustable_Savings_Goal_Template.xlsx, Unit Savings Calculations Tab
Bus - Public Rebates | Pipe Insulation - HW Large >4" | 1 | 4.4.14 | 15 | 15 | ft | 1575 | 1575 | 1575 | 1575 | CI-HVC-PINS-V04-160601 | Exhibit 1.5B_R Peoples Gas EEPS_Adjustable_Savings_Goal_Template.xlsx, Unit Savings Calculations Tab | 9.0408 | 9.0408 | 9.0408 | 9.0408 | 79% | 79% | 79% | 79% | 11248.9673 | 11248.9673 | 11248.9673 | 11248.9673 | 44995.869 |  |  | 9.0408 |  | 11248.9673 | 0 |  | 0 | 9.0408 | N/A | 11248.9673 | 0 |  |  | 9.0408 | N/A | 11248.9673 | 0 |  |  | 9.0408 | N/A | 11248.9673 | 0 | 11248.9673 | 11248.9673 | 11248.9673 | 11248.9673 | 44995.869 | n/a | Exhibit 1.5B_R Peoples Gas EEPS_Adjustable_Savings_Goal_Template.xlsx, Unit Savings Calculations Tab
Bus - Public Rebates | Pipe Insulation - Steam - Small 1" to 2" | 1 | 4.4.14 | 15 | 15 | ft | 0 | 0 | 0 | 0 | CI-HVC-PINS-V04-160601 | Exhibit 1.5B_R Peoples Gas EEPS_Adjustable_Savings_Goal_Template.xlsx, Unit Savings Calculations Tab | 3.1855 | 3.1855 | 3.1855 | 3.1855 | 79% | 79% | 79% | 79% | 0 | 0 | 0 | 0 | 0 |  |  | 3.1855 |  | 0 | 0 |  | 0 | 3.1855 | N/A | 0 | 0 |  |  | 3.1855 | N/A | 0 | 0 |  |  | 3.1855 | N/A | 0 | 0 | 0 | 0 | 0 | 0 | 0 | n/a | Exhibit 1.5B_R Peoples Gas EEPS_Adjustable_Savings_Goal_Template.xlsx, Unit Savings Calculations Tab
Bus - Public Rebates | Pipe Insulation - Steam - Med 2.1" to 5" | 1 | 4.4.14 | 15 | 15 | ft | 0 | 0 | 0 | 0 | CI-HVC-PINS-V04-160601 | Exhibit 1.5B_R Peoples Gas EEPS_Adjustable_Savings_Goal_Template.xlsx, Unit Savings Calculations Tab | 13.1481 | 13.1481 | 13.1481 | 13.1481 | 79% | 79% | 79% | 79% | 0 | 0 | 0 | 0 | 0 |  |  | 13.1481 |  | 0 | 0 |  | 0 | 13.1481 | N/A | 0 | 0 |  |  | 13.1481 | N/A | 0 | 0 |  |  | 13.1481 | N/A | 0 | 0 | 0 | 0 | 0 | 0 | 0 | n/a | Exhibit 1.5B_R Peoples Gas EEPS_Adjustable_Savings_Goal_Template.xlsx, Unit Savings Calculations Tab
Bus - Public Rebates | Pipe Insulation - Steam - Large 5.1" to 8" | 1 | 4.4.14 | 15 | 15 | ft | 900 | 900 | 900 | 900 | CI-HVC-PINS-V04-160601 | Exhibit 1.5B_R Peoples Gas EEPS_Adjustable_Savings_Goal_Template.xlsx, Unit Savings Calculations Tab | 24.2556 | 24.2556 | 24.2556 | 24.2556 | 79% | 79% | 79% | 79% | 17245.7546 | 17245.7546 | 17245.7546 | 17245.7546 | 68983.0185 |  |  | 24.2556 |  | 17245.7546 | 0 |  | 0 | 24.2556 | N/A | 17245.7546 | 0 |  |  | 24.2556 | N/A | 17245.7546 | 0 |  |  | 24.2556 | N/A | 17245.7546 | 0 | 17245.7546 | 17245.7546 | 17245.7546 | 17245.7546 | 68983.0185 | n/a | Exhibit 1.5B_R Peoples Gas EEPS_Adjustable_Savings_Goal_Template.xlsx, Unit Savings Calculations Tab
Bus - Public Rebates | Pipe Insulation - Steam - X-Large >8" | 1 | 4.4.14 | 15 | 15 | ft | 0 | 0 | 0 | 0 | CI-HVC-PINS-V04-160601 | Exhibit 1.5B_R Peoples Gas EEPS_Adjustable_Savings_Goal_Template.xlsx, Unit Savings Calculations Tab | 35.9848 | 35.9848 | 35.9848 | 35.9848 | 79% | 79% | 79% | 79% | 0 | 0 | 0 | 0 | 0 |  |  | 35.9848 |  | 0 | 0 |  | 0 | 35.9848 | N/A | 0 | 0 |  |  | 35.9848 | N/A | 0 | 0 |  |  | 35.9848 | N/A | 0 | 0 | 0 | 0 | 0 | 0 | 0 | n/a | Exhibit 1.5B_R Peoples Gas EEPS_Adjustable_Savings_Goal_Template.xlsx, Unit Savings Calculations Tab
Bus - Public Rebates | Pipe Insulation - Steam Med Fitting | 1 | 4.4.14 | 15 | 15 | each | 0 | 0 | 0 | 0 | CI-HVC-PINS-V04-160601 | Exhibit 1.5B_R Peoples Gas EEPS_Adjustable_Savings_Goal_Template.xlsx, Unit Savings Calculations Tab | 12.5152 | 12.5152 | 12.5152 | 12.5152 | 79% | 79% | 79% | 79% | 0 | 0 | 0 | 0 | 0 |  |  | 12.5152 |  | 0 | 0 |  | 0 | 12.5152 | N/A | 0 | 0 |  |  | 12.5152 | N/A | 0 | 0 |  |  | 12.5152 | N/A | 0 | 0 | 0 | 0 | 0 | 0 | 0 | n/a | Exhibit 1.5B_R Peoples Gas EEPS_Adjustable_Savings_Goal_Template.xlsx, Unit Savings Calculations Tab
Bus - Public Rebates | Pipe Insulation - Steam Large Fitting | 1 | 4.4.14 | 15 | 15 | each | 30 | 30 | 30 | 30 | CI-HVC-PINS-V04-160601 | Exhibit 1.5B_R Peoples Gas EEPS_Adjustable_Savings_Goal_Template.xlsx, Unit Savings Calculations Tab | 51.2495 | 51.2495 | 51.2495 | 51.2495 | 79% | 79% | 79% | 79% | 1214.6135 | 1214.6135 | 1214.6135 | 1214.6135 | 4858.4541 |  |  | 51.2495 |  | 1214.6135 | 0 |  | 0 | 51.2495 | N/A | 1214.6135 | 0 |  |  | 51.2495 | N/A | 1214.6135 | 0 |  |  | 51.2495 | N/A | 1214.6135 | 0 | 1214.6135 | 1214.6135 | 1214.6135 | 1214.6135 | 4858.4541 | n/a | Exhibit 1.5B_R Peoples Gas EEPS_Adjustable_Savings_Goal_Template.xlsx, Unit Savings Calculations Tab
Bus - Public Rebates | Pipe Insulation - Steam X-Large Fitting | 1 | 4.4.14 | 15 | 15 | each | 0 | 0 | 0 | 0 | CI-HVC-PINS-V04-160601 | Exhibit 1.5B_R Peoples Gas EEPS_Adjustable_Savings_Goal_Template.xlsx, Unit Savings Calculations Tab | 99.1381 | 99.1381 | 99.1381 | 99.1381 | 79% | 79% | 79% | 79% | 0 | 0 | 0 | 0 | 0 |  |  | 99.1381 |  | 0 | 0 |  | 0 | 99.1381 | N/A | 0 | 0 |  |  | 99.1381 | N/A | 0 | 0 |  |  | 99.1381 | N/A | 0 | 0 | 0 | 0 | 0 | 0 | 0 | n/a | Exhibit 1.5B_R Peoples Gas EEPS_Adjustable_Savings_Goal_Template.xlsx, Unit Savings Calculations Tab
Bus - Public Rebates | Pipe Insulation - Steam Med Valve | 1 | 4.4.14 | 15 | 15 | each | 0 | 0 | 0 | 0 | CI-HVC-PINS-V04-160601 | Exhibit 1.5B_R Peoples Gas EEPS_Adjustable_Savings_Goal_Template.xlsx, Unit Savings Calculations Tab | 37.4234 | 37.4234 | 37.4234 | 37.4234 | 79% | 79% | 79% | 79% | 0 | 0 | 0 | 0 | 0 |  |  | 37.4234 |  | 0 | 0 |  | 0 | 37.4234 | N/A | 0 | 0 |  |  | 37.4234 | N/A | 0 | 0 |  |  | 37.4234 | N/A | 0 | 0 | 0 | 0 | 0 | 0 | 0 | n/a | Exhibit 1.5B_R Peoples Gas EEPS_Adjustable_Savings_Goal_Template.xlsx, Unit Savings Calculations Tab
Bus - Public Rebates | Pipe Insulation - Steam Large Valve | 1 | 4.4.14 | 15 | 15 | each | 30 | 30 | 30 | 30 | CI-HVC-PINS-V04-160601 | Exhibit 1.5B_R Peoples Gas EEPS_Adjustable_Savings_Goal_Template.xlsx, Unit Savings Calculations Tab | 107.5261 | 107.5261 | 107.5261 | 107.5261 | 79% | 79% | 79% | 79% | 2548.3679 | 2548.3679 | 2548.3679 | 2548.3679 | 10193.4717 |  |  | 107.5261 |  | 2548.3679 | 0 |  | 0 | 107.5261 | N/A | 2548.3679 | 0 |  |  | 107.5261 | N/A | 2548.3679 | 0 |  |  | 107.5261 | N/A | 2548.3679 | 0 | 2548.3679 | 2548.3679 | 2548.3679 | 2548.3679 | 10193.4717 | n/a | Exhibit 1.5B_R Peoples Gas EEPS_Adjustable_Savings_Goal_Template.xlsx, Unit Savings Calculations Tab
Bus - Public Rebates | Pipe Insulation - Steam X-Large Valve | 1 | 4.4.14 | 15 | 15 | each | 0 | 0 | 0 | 0 | CI-HVC-PINS-V04-160601 | Exhibit 1.5B_R Peoples Gas EEPS_Adjustable_Savings_Goal_Template.xlsx, Unit Savings Calculations Tab | 175.0625 | 175.0625 | 175.0625 | 175.0625 | 79% | 79% | 79% | 79% | 0 | 0 | 0 | 0 | 0 |  |  | 175.0625 |  | 0 | 0 |  | 0 | 175.0625 | N/A | 0 | 0 |  |  | 175.0625 | N/A | 0 | 0 |  |  | 175.0625 | N/A | 0 | 0 | 0 | 0 | 0 | 0 | 0 | n/a | Exhibit 1.5B_R Peoples Gas EEPS_Adjustable_Savings_Goal_Template.xlsx, Unit Savings Calculations Tab
Bus - Public Rebates | Pre Rinse Sprayer | 1 | 4.2.11 | 5 | 5 | each | 0 | 0 | 0 | 0 | CI-FSE-SPRY-V04-180101 | Exhibit 1.5B_R Peoples Gas EEPS_Adjustable_Savings_Goal_Template.xlsx, Unit Savings Calculations Tab | 221.0415 | 221.0415 | 221.0415 | 221.0415 | 79% | 79% | 79% | 79% | 0 | 0 | 0 | 0 | 0 |  |  | 221.0415 |  | 0 | 0 |  | 0 | 221.0415 | N/A | 0 | 0 |  |  | 221.0415 | N/A | 0 | 0 |  |  | 221.0415 | N/A | 0 | 0 | 0 | 0 | 0 | 0 | 0 | n/a | Exhibit 1.5B_R Peoples Gas EEPS_Adjustable_Savings_Goal_Template.xlsx, Unit Savings Calculations Tab
Bus - Public Rebates | Steam Boiler ≥82% AFUE, >300MBh TE | 1 | 4.4.10 | 20 | 20 | MBH | 4000 | 4000 | 4000 | 4000 | CI-HVC-BOIL-V05-150601 | Exhibit 1.5B_R Peoples Gas EEPS_Adjustable_Savings_Goal_Template.xlsx, Unit Savings Calculations Tab | 0.58443 | 0.58443 | 0.58443 | 0.58443 | 79% | 79% | 79% | 79% | 1846.8 | 1846.8 | 1846.8 | 1846.8 | 7387.2 |  |  | 0.58443 |  | 1846.8 | 0 |  | 0 | 0.58443 | N/A | 1846.8 | 0 |  |  | 0.58443 | N/A | 1846.8 | 0 |  |  | 0.58443 | N/A | 1846.8 | 0 | 1846.8 | 1846.8 | 1846.8 | 1846.8 | 7387.2 | n/a | Exhibit 1.5B_R Peoples Gas EEPS_Adjustable_Savings_Goal_Template.xlsx, Unit Savings Calculations Tab
Bus - Public Rebates | Steam Traps - Dry Cleaner/Industrial | 1 | 4.4.16 | 6 | 6 | each | 263 | 263 | 263 | 263 | CI-HVC-STRE-V05-180101 | Exhibit 1.5B_R Peoples Gas EEPS_Adjustable_Savings_Goal_Template.xlsx, Unit Savings Calculations Tab | 137.9194 | 137.9194 | 137.9194 | 137.9194 | 79% | 79% | 79% | 79% | 28655.5129 | 28655.5129 | 28655.5129 | 28655.5129 | 114622.0516 |  |  | 137.9194 |  | 28655.5129 | 0 |  | 0 | 137.9194 | N/A | 28655.5129 | 0 |  |  | 137.9194 | N/A | 28655.5129 | 0 |  |  | 137.9194 | N/A | 28655.5129 | 0 | 28655.5129 | 28655.5129 | 28655.5129 | 28655.5129 | 114622.0516 | n/a | Exhibit 1.5B_R Peoples Gas EEPS_Adjustable_Savings_Goal_Template.xlsx, Unit Savings Calculations Tab
Bus - Public Rebates | Steam Traps - HVAC Repair/Rep - Audit | 1 | 4.4.16 | 6 | 6 | each | 225 | 225 | 225 | 225 | CI-HVC-STRE-V05-180101 | Exhibit 1.5B_R Peoples Gas EEPS_Adjustable_Savings_Goal_Template.xlsx, Unit Savings Calculations Tab | 88.4539 | 88.4539 | 88.4539 | 88.4539 | 79% | 79% | 79% | 79% | 15722.685 | 15722.685 | 15722.685 | 15722.685 | 62890.7401 |  |  | 88.4539 |  | 15722.685 | 0 |  | 0 | 88.4539 | N/A | 15722.685 | 0 |  |  | 88.4539 | N/A | 15722.685 | 0 |  |  | 88.4539 | N/A | 15722.685 | 0 | 15722.685 | 15722.685 | 15722.685 | 15722.685 | 62890.7401 | n/a | Exhibit 1.5B_R Peoples Gas EEPS_Adjustable_Savings_Goal_Template.xlsx, Unit Savings Calculations Tab
Bus - Public Rebates | Steam Traps - HVAC Repair/Rep - No Audit | 1 | 4.4.16 | 6 | 6 | each | 150 | 150 | 150 | 150 | CI-HVC-STRE-V05-180101 | Exhibit 1.5B_R Peoples Gas EEPS_Adjustable_Savings_Goal_Template.xlsx, Unit Savings Calculations Tab | 88.4539 | 88.4539 | 88.4539 | 88.4539 | 79% | 79% | 79% | 79% | 10481.79 | 10481.79 | 10481.79 | 10481.79 | 41927.16 |  |  | 88.4539 |  | 10481.79 | 0 |  | 0 | 88.4539 | N/A | 10481.79 | 0 |  |  | 88.4539 | N/A | 10481.79 | 0 |  |  | 88.4539 | N/A | 10481.79 | 0 | 10481.79 | 10481.79 | 10481.79 | 10481.79 | 41927.16 | n/a | Exhibit 1.5B_R Peoples Gas EEPS_Adjustable_Savings_Goal_Template.xlsx, Unit Savings Calculations Tab
Bus - Public Rebates | Steam Traps - Test | 0 | Custom | 3 | 3 | each | 150 | 150 | 150 | 150 | Custom | Custom | 0 | 0 | 0 | 0 | 79% | 79% | 79% | 79% | 0 | 0 | 0 | 0 | 0 |  |  | 0 |  | 0 | 0 |  | 0 | 0 | N/A | 0 | 0 |  |  | 0 | N/A | 0 | 0 |  |  | 0 | N/A | 0 | 0 | 0 | 0 | 0 | 0 | 0 | n/a | Custom
Bus - Public Rebates | Thermostat - Programmable | 1 | 4.4.18 | 4 | 4 | each | 23 | 23 | 23 | 23 | CI-HVC-PROG-V02-150601 | Exhibit 1.5B_R Peoples Gas EEPS_Adjustable_Savings_Goal_Template.xlsx, Thermostat Detail Tab | 124.6858 | 124.6858 | 124.6858 | 124.6858 | 79% | 79% | 79% | 79% | 2265.5418 | 2265.5418 | 2265.5418 | 2265.5418 | 9062.1671 |  |  | 124.6858 |  | 2265.5418 | 0 |  | 0 | 124.6858 | N/A | 2265.5418 | 0 |  |  | 124.6858 | N/A | 2265.5418 | 0 |  |  | 124.6858 | N/A | 2265.5418 | 0 | 2265.5418 | 2265.5418 | 2265.5418 | 2265.5418 | 9062.1671 | n/a | Exhibit 1.5B_R Peoples Gas EEPS_Adjustable_Savings_Goal_Template.xlsx, Thermostat Detail Tab
Bus - Public Rebates | Water Heater - Storage 88% TE ≥75MBh | 1 | 4.3.1 | 15 | 15 | each | 0 | 0 | 0 | 0 | CI-HW-STWH-V03-180101 | Exhibit 1.5B_R Peoples Gas EEPS_Adjustable_Savings_Goal_Template.xlsx, Unit Savings Calculations Tab | 135.6683 | 135.6683 | 135.6683 | 135.6683 | 79% | 79% | 79% | 79% | 0 | 0 | 0 | 0 | 0 |  |  | 1514.5736 |  | 0 | 0 |  | 0 | 1514.5736 | Updated baseline and ee ratings to UEF | 0 | 0 |  |  | 1514.5736 | Updated baseline and ee ratings to UEF | 0 | 0 |  |  | 1514.5736 | Updated baseline and ee ratings to UEF | 0 | 0 | 0 | 0 | 0 | 0 | 0 | n/a | Exhibit 1.5B_R Peoples Gas EEPS_Adjustable_Savings_Goal_Template.xlsx, Unit Savings Calculations Tab
Bus - Public Rebates | Double Rack Oven | 1 | 4.2.18 | 12 | 12 | each | 0 | 0 | 0 | 0 | CI-FSE-RKOV-VO2-180101 | Exhibit 1.5B_R Peoples Gas EEPS_Adjustable_Savings_Goal_Template.xlsx, Unit Savings Calculations Tab | 1930 | 1930 | 1930 | 1930 | 79% | 79% | 79% | 79% | 0 | 0 | 0 | 0 | 0 |  |  | 1930 |  | 0 | 0 |  | 0 | 1930 | N/A | 0 | 0 |  |  | 1930 | N/A | 0 | 0 |  |  | 1930 | N/A | 0 | 0 | 0 | 0 | 0 | 0 | 0 | n/a | Exhibit 1.5B_R Peoples Gas EEPS_Adjustable_Savings_Goal_Template.xlsx, Unit Savings Calculations Tab
Bus - Public Rebates | Energy Star Convection Oven | 1 | 4.2.5 | 12 | 12 | each | 16 | 16 | 16 | 16 | CI-FSE-ESCV-V02-180101 | Exhibit 1.5B_R Peoples Gas EEPS_Adjustable_Savings_Goal_Template.xlsx, Unit Savings Calculations Tab | 352.1445 | 352.1445 | 352.1445 | 352.1445 | 79% | 79% | 79% | 79% | 4451.1059 | 4451.1059 | 4451.1059 | 4451.1059 | 17804.4234 |  |  | 352.1445 |  | 4451.1059 | 0 |  | 0 | 352.1445 | N/A | 4451.1059 | 0 |  |  | 352.1445 | N/A | 4451.1059 | 0 |  |  | 352.1445 | N/A | 4451.1059 | 0 | 4451.1059 | 4451.1059 | 4451.1059 | 4451.1059 | 17804.4234 | n/a | Exhibit 1.5B_R Peoples Gas EEPS_Adjustable_Savings_Goal_Template.xlsx, Unit Savings Calculations Tab
Bus - Public Rebates | Energy Star Conveyer Oven | 1 | 4.2.4 | 17 | 17 | each | 0 | 0 | 0 | 0 | CI-FSE-CVOV-V02-180101 | Exhibit 1.5B_R Peoples Gas EEPS_Adjustable_Savings_Goal_Template.xlsx, Unit Savings Calculations Tab | 884 | 884 | 884 | 884 | 79% | 79% | 79% | 79% | 0 | 0 | 0 | 0 | 0 |  |  | 884 |  | 0 | 0 |  | 0 | 884 | N/A | 0 | 0 |  |  | 884 | N/A | 0 | 0 |  |  | 884 | N/A | 0 | 0 | 0 | 0 | 0 | 0 | 0 | n/a | Exhibit 1.5B_R Peoples Gas EEPS_Adjustable_Savings_Goal_Template.xlsx, Unit Savings Calculations Tab
Bus - Public Rebates | Energy Star Fryer | 1 | 4.2.7 | 15 | 12 | each | 0 | 0 | 0 | 0 | CI-FSE-ESFR-V01-120601 | Exhibit 1.5B_R Peoples Gas EEPS_Adjustable_Savings_Goal_Template.xlsx, Unit Savings Calculations Tab | 505.373 | 505.373 | 505.373 | 505.373 | 79% | 79% | 79% | 79% | 0 | 0 | 0 | 0 | 0 |  |  | 505.373 |  | 0 | 0 |  | 0 | 505.373 | N/A | 0 | 0 |  |  | 505.373 | N/A | 0 | 0 |  |  | 505.373 | N/A | 0 | 0 | 0 | 0 | 0 | 0 | 0 | n/a | Exhibit 1.5B_R Peoples Gas EEPS_Adjustable_Savings_Goal_Template.xlsx, Unit Savings Calculations Tab
Bus - Public Rebates | Energy Star Steamer - 3 Pans | 1 | 4.2.3 | 12 | 12 | each | 0 | 0 | 0 | 0 | CI-FSE-STMC-V04-160601 | Exhibit 1.5B_R Peoples Gas EEPS_Adjustable_Savings_Goal_Template.xlsx, Food Equipment Tab | 752.0123 | 752.0123 | 752.0123 | 752.0123 | 79% | 79% | 79% | 79% | 0 | 0 | 0 | 0 | 0 |  |  | 921.0427 |  | 0 | 0 |  | 0 | 921.0427 | N/A | 0 | 0 |  |  | 921.0427 | N/A | 0 | 0 |  |  | 921.0427 | N/A | 0 | 0 | 0 | 0 | 0 | 0 | 0 | n/a | Exhibit 1.5B_R Peoples Gas EEPS_Adjustable_Savings_Goal_Template.xlsx, Food Equipment Tab
Bus - Public Rebates | Energy Star Steamer - 4 Pans | 1 | 4.2.3 | 12 | 12 | each | 25 | 25 | 25 | 25 | CI-FSE-STMC-V04-160601 | Exhibit 1.5B_R Peoples Gas EEPS_Adjustable_Savings_Goal_Template.xlsx, Food Equipment Tab | 1007.2642 | 1007.2642 | 1007.2642 | 1007.2642 | 79% | 79% | 79% | 79% | 19893.4675 | 19893.4675 | 19893.4675 | 19893.4675 | 79573.8701 |  |  | 1176.2946 |  | 23231.8178 | 3338.3503 |  | 0 | 1176.2946 | N/A | 23231.8178 | 3338.3503 |  |  | 1176.2946 | N/A | 23231.8178 | 3338.3503 |  |  | 1176.2946 | N/A | 23231.8178 | 3338.3503 | 23231.8178 | 23231.8178 | 23231.8178 | 23231.8178 | 92927.2713 | n/a | Exhibit 1.5B_R Peoples Gas EEPS_Adjustable_Savings_Goal_Template.xlsx, Food Equipment Tab
Bus - Public Rebates | Energy Star Steamer - 5 Pans | 1 | 4.2.3 | 12 | 12 | each | 0 | 0 | 0 | 0 | CI-FSE-STMC-V04-160601 | Exhibit 1.5B_R Peoples Gas EEPS_Adjustable_Savings_Goal_Template.xlsx, Food Equipment Tab | 1248.6709 | 1248.6709 | 1248.6709 | 1248.6709 | 79% | 79% | 79% | 79% | 0 | 0 | 0 | 0 | 0 |  |  | 1417.7013 |  | 0 | 0 |  | 0 | 1417.7013 | N/A | 0 | 0 |  |  | 1417.7013 | N/A | 0 | 0 |  |  | 1417.7013 | N/A | 0 | 0 | 0 | 0 | 0 | 0 | 0 | n/a | Exhibit 1.5B_R Peoples Gas EEPS_Adjustable_Savings_Goal_Template.xlsx, Food Equipment Tab
Bus - Public Rebates | Energy Star Steamer - 6 Pans | 1 | 4.2.3 | 12 | 12 | each | 0 | 0 | 0 | 0 | CI-FSE-STMC-V04-160601 | Exhibit 1.5B_R Peoples Gas EEPS_Adjustable_Savings_Goal_Template.xlsx, Food Equipment Tab | 1503.8794 | 1503.8794 | 1503.8794 | 1503.8794 | 79% | 79% | 79% | 79% | 0 | 0 | 0 | 0 | 0 |  |  | 1672.9098 |  | 0 | 0 |  | 0 | 1672.9098 | N/A | 0 | 0 |  |  | 1672.9098 | N/A | 0 | 0 |  |  | 1672.9098 | N/A | 0 | 0 | 0 | 0 | 0 | 0 | 0 | n/a | Exhibit 1.5B_R Peoples Gas EEPS_Adjustable_Savings_Goal_Template.xlsx, Food Equipment Tab
Bus - Public Rebates | Heat Recovery Grease Trap Filter | 1 | 4.3.9 | 15 | 15 | each | 8 | 8 | 8 | 8 | CI-HW-GRTF-V01-160601 | Exhibit 1.5B_R Peoples Gas EEPS_Adjustable_Savings_Goal_Template.xlsx, Unit Savings Calculations Tab | 1757.3026 | 1757.3026 | 1757.3026 | 1757.3026 | 79% | 79% | 79% | 79% | 11106.1522 | 11106.1522 | 11106.1522 | 11106.1522 | 44424.6087 |  |  | 1757.3026 |  | 11106.1522 | 0 |  | 0 | 1757.3026 | N/A | 11106.1522 | 0 |  |  | 1757.3026 | N/A | 11106.1522 | 0 |  |  | 1757.3026 | N/A | 11106.1522 | 0 | 11106.1522 | 11106.1522 | 11106.1522 | 11106.1522 | 44424.6087 | n/a | Exhibit 1.5B_R Peoples Gas EEPS_Adjustable_Savings_Goal_Template.xlsx, Unit Savings Calculations Tab
Bus - Public Rebates | Infrared Charbroiler | 1 | 4.2.12 | 12 | 12 | each | 5 | 5 | 5 | 5 | CI-FSE-IRCB-V02-180101 | Exhibit 1.5B_R Peoples Gas EEPS_Adjustable_Savings_Goal_Template.xlsx, Unit Savings Calculations Tab | 706.68 | 706.68 | 706.68 | 706.68 | 79% | 79% | 79% | 79% | 2791.386 | 2791.386 | 2791.386 | 2791.386 | 11165.544 |  |  | 706.68 |  | 2791.386 | 0 |  | 0 | 706.68 | N/A | 2791.386 | 0 |  |  | 706.68 | N/A | 2791.386 | 0 |  |  | 706.68 | N/A | 2791.386 | 0 | 2791.386 | 2791.386 | 2791.386 | 2791.386 | 11165.544 | n/a | Exhibit 1.5B_R Peoples Gas EEPS_Adjustable_Savings_Goal_Template.xlsx, Unit Savings Calculations Tab
Bus - Public Rebates | Infrared Rotisserie Oven | 1 | 4.2.13 | 12 | 12 | each | 4 | 4 | 4 | 4 | CI-FSE-IROV-V02-180101 | Exhibit 1.5B_R Peoples Gas EEPS_Adjustable_Savings_Goal_Template.xlsx, Unit Savings Calculations Tab | 599.04 | 599.04 | 599.04 | 599.04 | 79% | 79% | 79% | 79% | 1892.9664 | 1892.9664 | 1892.9664 | 1892.9664 | 7571.8656 |  |  | 599.04 |  | 1892.9664 | 0 |  | 0 | 599.04 | N/A | 1892.9664 | 0 |  |  | 599.04 | N/A | 1892.9664 | 0 |  |  | 599.04 | N/A | 1892.9664 | 0 | 1892.9664 | 1892.9664 | 1892.9664 | 1892.9664 | 7571.8656 | n/a | Exhibit 1.5B_R Peoples Gas EEPS_Adjustable_Savings_Goal_Template.xlsx, Unit Savings Calculations Tab
Bus - Public Rebates | Infrared Salamander Broiler | 1 | 4.2.14 | 12 | 12 | each | 0 | 0 | 0 | 0 | CI-FSE-IRBL-V02-180101 | Exhibit 1.5B_R Peoples Gas EEPS_Adjustable_Savings_Goal_Template.xlsx, Unit Savings Calculations Tab | 240.24 | 240.24 | 240.24 | 240.24 | 79% | 79% | 79% | 79% | 0 | 0 | 0 | 0 | 0 |  |  | 240.24 |  | 0 | 0 |  | 0 | 240.24 | N/A | 0 | 0 |  |  | 240.24 | N/A | 0 | 0 |  |  | 240.24 | N/A | 0 | 0 | 0 | 0 | 0 | 0 | 0 | n/a | Exhibit 1.5B_R Peoples Gas EEPS_Adjustable_Savings_Goal_Template.xlsx, Unit Savings Calculations Tab
Bus - Public Rebates | Infrared Upright Broiler | 1 | 4.2.15 | 12 | 12 | each | 0 | 0 | 0 | 0 | CI-FSE-IRUB-V02-180101 | Exhibit 1.5B_R Peoples Gas EEPS_Adjustable_Savings_Goal_Template.xlsx, Unit Savings Calculations Tab | 943.488 | 943.488 | 943.488 | 943.488 | 79% | 79% | 79% | 79% | 0 | 0 | 0 | 0 | 0 |  |  | 943.488 |  | 0 | 0 |  | 0 | 943.488 | N/A | 0 | 0 |  |  | 943.488 | N/A | 0 | 0 |  |  | 943.488 | N/A | 0 | 0 | 0 | 0 | 0 | 0 | 0 | n/a | Exhibit 1.5B_R Peoples Gas EEPS_Adjustable_Savings_Goal_Template.xlsx, Unit Savings Calculations Tab
Bus - Public Rebates | CI Custom | 0 | Custom | 15 | 15 | each | 23 | 23 | 23 | 23 | Custom | Custom | 19720 | 19720 | 19720 | 19720 | 69% | 69% | 69% | 69% | 312956.4 | 312956.4 | 312956.4 | 312956.4 | 1251825.6 |  |  | 19720 |  | 312956.4 | 0 |  | 0 | 19720 | N/A | 312956.4 | 0 |  |  | 19720 | N/A | 312956.4 | 0 |  |  | 19720 | N/A | 312956.4 | 0 | 312956.4 | 312956.4 | 312956.4 | 312956.4 | 1251825.6 | n/a | Custom
Bus - Public Rebates | New Construction | 0 | Custom | 15 | 15 | each | 9 | 9 | 9 | 9 | Custom | Custom | 7600 | 7600 | 7600 | 7600 | 77% | 77% | 77% | 77% | 52668 | 52668 | 52668 | 52668 | 210672 |  |  | 7600 |  | 52668 | 0 |  | 0 | 7600 | N/A | 52668 | 0 |  |  | 7600 | N/A | 52668 | 0 |  |  | 7600 | N/A | 52668 | 0 | 52668 | 52668 | 52668 | 52668 | 210672 | n/a | Custom
Low Income - Outreach & Education | Behavior 2018 1st Year | 1 | 6.1.1 | 1 | 1 | each | 0 | 0 | 0 | 0 | CC-BEH-BEHP-V02-16061 | Exhibit 1.5B_R Peoples Gas EEPS_Adjustable_Savings_Goal_Template.xlsx, Behavior Tab | 17.6068 | 0 | 0 | 0 | 100% | 100% | 100% | 100% | 0 | 0 | 0 | 0 | 0 |  |  | 17.6068 |  | 0 | 0 |  | 0 | 0 | N/A | 0 | 0 |  |  | 0 | N/A | 0 | 0 |  |  | 0 | N/A | 0 | 0 | 0 | 0 | 0 | 0 | 0 | n/a | Exhibit 1.5B_R Peoples Gas EEPS_Adjustable_Savings_Goal_Template.xlsx, Behavior Tab
Low Income - Outreach & Education | Behavior 2019 1st Year | 1 | 6.1.1 | 1 | 1 | each | 0 | 0 | 0 | 0 | CC-BEH-BEHP-V02-16061 | Exhibit 1.5B_R Peoples Gas EEPS_Adjustable_Savings_Goal_Template.xlsx, Behavior Tab | 0 | 10.0373 | 0 | 0 | 100% | 100% | 100% | 100% | 0 | 0 | 0 | 0 | 0 |  |  | 0 |  | 0 | 0 |  | 0 | 10.0373 | N/A | 0 | 0 |  |  | 0 | N/A | 0 | 0 |  |  | 0 | N/A | 0 | 0 | 0 | 0 | 0 | 0 | 0 | n/a | Exhibit 1.5B_R Peoples Gas EEPS_Adjustable_Savings_Goal_Template.xlsx, Behavior Tab
Low Income - Outreach & Education | Behavior 2020 1st Year | 1 | 6.1.1 | 1 | 1 | each | 0 | 0 | 0 | 0 | CC-BEH-BEHP-V02-16061 | Exhibit 1.5B_R Peoples Gas EEPS_Adjustable_Savings_Goal_Template.xlsx, Behavior Tab | 0 | 0 | 10.1136 | 0 | 100% | 100% | 100% | 100% | 0 | 0 | 0 | 0 | 0 |  |  | 0 |  | 0 | 0 |  | 0 | 0 | N/A | 0 | 0 |  |  | 10.1136 | N/A | 0 | 0 |  |  | 0 | N/A | 0 | 0 | 0 | 0 | 0 | 0 | 0 | n/a | Exhibit 1.5B_R Peoples Gas EEPS_Adjustable_Savings_Goal_Template.xlsx, Behavior Tab
Low Income - Outreach & Education | Behavior 2021 1st Year | 1 | 6.1.1 | 1 | 1 | each | 0 | 0 | 0 | 0 | CC-BEH-BEHP-V02-16061 | Exhibit 1.5B_R Peoples Gas EEPS_Adjustable_Savings_Goal_Template.xlsx, Behavior Tab | 0 | 0 | 0 | 10.1859 | 100% | 100% | 100% | 100% | 0 | 0 | 0 | 0 | 0 |  |  | 0 |  | 0 | 0 |  | 0 | 0 | N/A | 0 | 0 |  |  | 0 | N/A | 0 | 0 |  |  | 10.1859 | N/A | 0 | 0 | 0 | 0 | 0 | 0 | 0 | n/a | Exhibit 1.5B_R Peoples Gas EEPS_Adjustable_Savings_Goal_Template.xlsx, Behavior Tab
Low Income - Outreach & Education | Behavior 2018 Y1 Persistence | 1 | 6.1.1 | 0 | 0 | each | 0 | 0 | 0 | 0 | CC-BEH-BEHP-V02-16061 | Exhibit 1.5B_R Peoples Gas EEPS_Adjustable_Savings_Goal_Template.xlsx, Behavior Tab | 7.7416 | 0 | 0 | 0 | 100% | 100% | 100% | 100% | 0 | 0 | 0 | 0 | 0 |  |  | 7.7416 |  | 0 | 0 |  | 0 | 0 | N/A | 0 | 0 |  |  | 0 | N/A | 0 | 0 |  |  | 0 | N/A | 0 | 0 | 0 | 0 | 0 | 0 | 0 | n/a | Exhibit 1.5B_R Peoples Gas EEPS_Adjustable_Savings_Goal_Template.xlsx, Behavior Tab
Low Income - Outreach & Education | Behavior 2018 Y2 Persistence | 1 | 6.1.1 | 0 | 0 | each | 0 | 0 | 0 | 0 | CC-BEH-BEHP-V02-16061 | Exhibit 1.5B_R Peoples Gas EEPS_Adjustable_Savings_Goal_Template.xlsx, Behavior Tab | 3.3619 | 0 | 0 | 0 | 100% | 100% | 100% | 100% | 0 | 0 | 0 | 0 | 0 |  |  | 3.3619 |  | 0 | 0 |  | 0 | 0 | N/A | 0 | 0 |  |  | 0 | N/A | 0 | 0 |  |  | 0 | N/A | 0 | 0 | 0 | 0 | 0 | 0 | 0 | n/a | Exhibit 1.5B_R Peoples Gas EEPS_Adjustable_Savings_Goal_Template.xlsx, Behavior Tab
Low Income - Outreach & Education | Behavior 2018 Y3 Persistence | 1 | 6.1.1 | 0 | 0 | each | 0 | 0 | 0 | 0 | CC-BEH-BEHP-V02-16061 | Exhibit 1.5B_R Peoples Gas EEPS_Adjustable_Savings_Goal_Template.xlsx, Behavior Tab | 1.4782 | 0 | 0 | 0 | 100% | 100% | 100% | 100% | 0 | 0 | 0 | 0 | 0 |  |  | 1.4782 |  | 0 | 0 |  | 0 | 0 | N/A | 0 | 0 |  |  | 0 | N/A | 0 | 0 |  |  | 0 | N/A | 0 | 0 | 0 | 0 | 0 | 0 | 0 | n/a | Exhibit 1.5B_R Peoples Gas EEPS_Adjustable_Savings_Goal_Template.xlsx, Behavior Tab
Low Income - Outreach & Education | Behavior 2018 Y4 Persistence | 1 | 6.1.1 | 0 | 0 | each | 0 | 0 | 0 | 0 | CC-BEH-BEHP-V02-16061 | Exhibit 1.5B_R Peoples Gas EEPS_Adjustable_Savings_Goal_Template.xlsx, Behavior Tab | 0.64192 | 0 | 0 | 0 | 100% | 100% | 100% | 100% | 0 | 0 | 0 | 0 | 0 |  |  | 0.64192 |  | 0 | 0 |  | 0 | 0 | N/A | 0 | 0 |  |  | 0 | N/A | 0 | 0 |  |  | 0 | N/A | 0 | 0 | 0 | 0 | 0 | 0 | 0 | n/a | Exhibit 1.5B_R Peoples Gas EEPS_Adjustable_Savings_Goal_Template.xlsx, Behavior Tab
Low Income - Outreach & Education | Behavior 2019 Y1 Persistence | 1 | 6.1.1 | 0 | 0 | each | 0 | 0 | 0 | 0 | CC-BEH-BEHP-V02-16061 | Exhibit 1.5B_R Peoples Gas EEPS_Adjustable_Savings_Goal_Template.xlsx, Behavior Tab | 0 | 4.4133 | 0 | 0 | 100% | 100% | 100% | 100% | 0 | 0 | 0 | 0 | 0 |  |  | 0 |  | 0 | 0 |  | 0 | 4.4133 | N/A | 0 | 0 |  |  | 0 | N/A | 0 | 0 |  |  | 0 | N/A | 0 | 0 | 0 | 0 | 0 | 0 | 0 | n/a | Exhibit 1.5B_R Peoples Gas EEPS_Adjustable_Savings_Goal_Template.xlsx, Behavior Tab
Low Income - Outreach & Education | Behavior 2019 Y2 Persistence | 1 | 6.1.1 | 0 | 0 | each | 0 | 0 | 0 | 0 | CC-BEH-BEHP-V02-16061 | Exhibit 1.5B_R Peoples Gas EEPS_Adjustable_Savings_Goal_Template.xlsx, Behavior Tab | 0 | 1.9165 | 0 | 0 | 100% | 100% | 100% | 100% | 0 | 0 | 0 | 0 | 0 |  |  | 0 |  | 0 | 0 |  | 0 | 1.9165 | N/A | 0 | 0 |  |  | 0 | N/A | 0 | 0 |  |  | 0 | N/A | 0 | 0 | 0 | 0 | 0 | 0 | 0 | n/a | Exhibit 1.5B_R Peoples Gas EEPS_Adjustable_Savings_Goal_Template.xlsx, Behavior Tab
Low Income - Outreach & Education | Behavior 2019 Y3 Persistence | 1 | 6.1.1 | 0 | 0 | each | 0 | 0 | 0 | 0 | CC-BEH-BEHP-V02-16061 | Exhibit 1.5B_R Peoples Gas EEPS_Adjustable_Savings_Goal_Template.xlsx, Behavior Tab | 0 | 0.84268 | 0 | 0 | 100% | 100% | 100% | 100% | 0 | 0 | 0 | 0 | 0 |  |  | 0 |  | 0 | 0 |  | 0 | 0.84268 | N/A | 0 | 0 |  |  | 0 | N/A | 0 | 0 |  |  | 0 | N/A | 0 | 0 | 0 | 0 | 0 | 0 | 0 | n/a | Exhibit 1.5B_R Peoples Gas EEPS_Adjustable_Savings_Goal_Template.xlsx, Behavior Tab
Low Income - Outreach & Education | Behavior 2019 Y4 Persistence | 1 | 6.1.1 | 0 | 0 | each | 0 | 0 | 0 | 0 | CC-BEH-BEHP-V02-16061 | Exhibit 1.5B_R Peoples Gas EEPS_Adjustable_Savings_Goal_Template.xlsx, Behavior Tab | 0 | 0.36594 | 0 | 0 | 100% | 100% | 100% | 100% | 0 | 0 | 0 | 0 | 0 |  |  | 0 |  | 0 | 0 |  | 0 | 0.36594 | N/A | 0 | 0 |  |  | 0 | N/A | 0 | 0 |  |  | 0 | N/A | 0 | 0 | 0 | 0 | 0 | 0 | 0 | n/a | Exhibit 1.5B_R Peoples Gas EEPS_Adjustable_Savings_Goal_Template.xlsx, Behavior Tab
Low Income - Outreach & Education | Behavior 2020 Y1 Persistence | 1 | 6.1.1 | 0 | 0 | each | 0 | 0 | 0 | 0 | CC-BEH-BEHP-V02-16061 | Exhibit 1.5B_R Peoples Gas EEPS_Adjustable_Savings_Goal_Template.xlsx, Behavior Tab | 0 | 0 | 4.4469 | 0 | 100% | 100% | 100% | 100% | 0 | 0 | 0 | 0 | 0 |  |  | 0 |  | 0 | 0 |  | 0 | 0 | N/A | 0 | 0 |  |  | 4.4469 | N/A | 0 | 0 |  |  | 0 | N/A | 0 | 0 | 0 | 0 | 0 | 0 | 0 | n/a | Exhibit 1.5B_R Peoples Gas EEPS_Adjustable_Savings_Goal_Template.xlsx, Behavior Tab
Low Income - Outreach & Education | Behavior 2020 Y2 Persistence | 1 | 6.1.1 | 0 | 0 | each | 0 | 0 | 0 | 0 | CC-BEH-BEHP-V02-16061 | Exhibit 1.5B_R Peoples Gas EEPS_Adjustable_Savings_Goal_Template.xlsx, Behavior Tab | 0 | 0 | 1.9311 | 0 | 100% | 100% | 100% | 100% | 0 | 0 | 0 | 0 | 0 |  |  | 0 |  | 0 | 0 |  | 0 | 0 | N/A | 0 | 0 |  |  | 1.9311 | N/A | 0 | 0 |  |  | 0 | N/A | 0 | 0 | 0 | 0 | 0 | 0 | 0 | n/a | Exhibit 1.5B_R Peoples Gas EEPS_Adjustable_Savings_Goal_Template.xlsx, Behavior Tab
Low Income - Outreach & Education | Behavior 2020 Y3 Persistence | 1 | 6.1.1 | 0 | 0 | each | 0 | 0 | 0 | 0 | CC-BEH-BEHP-V02-16061 | Exhibit 1.5B_R Peoples Gas EEPS_Adjustable_Savings_Goal_Template.xlsx, Behavior Tab | 0 | 0 | 0.84909 | 0 | 100% | 100% | 100% | 100% | 0 | 0 | 0 | 0 | 0 |  |  | 0 |  | 0 | 0 |  | 0 | 0 | N/A | 0 | 0 |  |  | 0.84909 | N/A | 0 | 0 |  |  | 0 | N/A | 0 | 0 | 0 | 0 | 0 | 0 | 0 | n/a | Exhibit 1.5B_R Peoples Gas EEPS_Adjustable_Savings_Goal_Template.xlsx, Behavior Tab
Low Income - Outreach & Education | Behavior 2020 Y4 Persistence | 1 | 6.1.1 | 0 | 0 | each | 0 | 0 | 0 | 0 | CC-BEH-BEHP-V02-16061 | Exhibit 1.5B_R Peoples Gas EEPS_Adjustable_Savings_Goal_Template.xlsx, Behavior Tab | 0 | 0 | 0.36873 | 0 | 100% | 100% | 100% | 100% | 0 | 0 | 0 | 0 | 0 |  |  | 0 |  | 0 | 0 |  | 0 | 0 | N/A | 0 | 0 |  |  | 0.36873 | N/A | 0 | 0 |  |  | 0 | N/A | 0 | 0 | 0 | 0 | 0 | 0 | 0 | n/a | Exhibit 1.5B_R Peoples Gas EEPS_Adjustable_Savings_Goal_Template.xlsx, Behavior Tab
Low Income - Outreach & Education | Behavior 2021 Y1 Persistence | 1 | 6.1.1 | 0 | 0 | each | 0 | 0 | 0 | 0 | CC-BEH-BEHP-V02-16061 | Exhibit 1.5B_R Peoples Gas EEPS_Adjustable_Savings_Goal_Template.xlsx, Behavior Tab | 0 | 0 | 0 | 4.4786 | 100% | 100% | 100% | 100% | 0 | 0 | 0 | 0 | 0 |  |  | 0 |  | 0 | 0 |  | 0 | 0 | N/A | 0 | 0 |  |  | 0 | N/A | 0 | 0 |  |  | 4.4786 | N/A | 0 | 0 | 0 | 0 | 0 | 0 | 0 | n/a | Exhibit 1.5B_R Peoples Gas EEPS_Adjustable_Savings_Goal_Template.xlsx, Behavior Tab
Low Income - Outreach & Education | Behavior 2021 Y2 Persistence | 1 | 6.1.1 | 0 | 0 | each | 0 | 0 | 0 | 0 | CC-BEH-BEHP-V02-16061 | Exhibit 1.5B_R Peoples Gas EEPS_Adjustable_Savings_Goal_Template.xlsx, Behavior Tab | 0 | 0 | 0 | 1.9449 | 100% | 100% | 100% | 100% | 0 | 0 | 0 | 0 | 0 |  |  | 0 |  | 0 | 0 |  | 0 | 0 | N/A | 0 | 0 |  |  | 0 | N/A | 0 | 0 |  |  | 1.9449 | N/A | 0 | 0 | 0 | 0 | 0 | 0 | 0 | n/a | Exhibit 1.5B_R Peoples Gas EEPS_Adjustable_Savings_Goal_Template.xlsx, Behavior Tab
Low Income - Outreach & Education | Behavior 2021 Y3 Persistence | 1 | 6.1.1 | 0 | 0 | each | 0 | 0 | 0 | 0 | CC-BEH-BEHP-V02-16061 | Exhibit 1.5B_R Peoples Gas EEPS_Adjustable_Savings_Goal_Template.xlsx, Behavior Tab | 0 | 0 | 0 | 0.85516 | 100% | 100% | 100% | 100% | 0 | 0 | 0 | 0 | 0 |  |  | 0 |  | 0 | 0 |  | 0 | 0 | N/A | 0 | 0 |  |  | 0 | N/A | 0 | 0 |  |  | 0.85516 | N/A | 0 | 0 | 0 | 0 | 0 | 0 | 0 | n/a | Exhibit 1.5B_R Peoples Gas EEPS_Adjustable_Savings_Goal_Template.xlsx, Behavior Tab
Low Income - Outreach & Education | Behavior 2021 Y4 Persistence | 1 | 6.1.1 | 0 | 0 | each | 0 | 0 | 0 | 0 | CC-BEH-BEHP-V02-16061 | Exhibit 1.5B_R Peoples Gas EEPS_Adjustable_Savings_Goal_Template.xlsx, Behavior Tab | 0 | 0 | 0 | 0.37136 | 100% | 100% | 100% | 100% | 0 | 0 | 0 | 0 | 0 |  |  | 0 |  | 0 | 0 |  | 0 | 0 | N/A | 0 | 0 |  |  | 0 | N/A | 0 | 0 |  |  | 0.37136 | N/A | 0 | 0 | 0 | 0 | 0 | 0 | 0 | n/a | Exhibit 1.5B_R Peoples Gas EEPS_Adjustable_Savings_Goal_Template.xlsx, Behavior Tab
Low Income - Outreach & Education | Energy Education | 0 | Custom | 4 | 4 | each | 0 | 0 | 0 | 0 | Custom | Custom | 10 | 10 | 10 | 10 | 100% | 100% | 100% | 100% | 0 | 0 | 0 | 0 | 0 |  |  | 10 |  | 0 | 0 |  | 0 | 10 | N/A | 0 | 0 |  |  | 10 | N/A | 0 | 0 |  |  | 10 | N/A | 0 | 0 | 0 | 0 | 0 | 0 | 0 | n/a | Custom
Low Income - SF Retrofit | Bathroom Aerator | 1 | 5.4.4 | 9 | 10 | each | 1493 | 1493 | 1493 | 1493 | RS-HWE-LFFA-V06-180101 | Exhibit 1.5B_R Peoples Gas EEPS_Adjustable_Savings_Goal_Template.xlsx, Unit Savings Calculations Tab | 0.69292 | 0.69292 | 0.69292 | 0.69292 | 100% | 100% | 100% | 100% | 1034.5304 | 1034.5304 | 1034.5304 | 1034.5304 | 4138.1216 |  |  | 0.9085 |  | 1356.3843 | 321.8539 |  | 0 | 0.9085 | Updated GPM_base values | 1356.3843 | 321.8539 |  |  | 0.9085 | Updated GPM_base values | 1356.3843 | 321.8539 |  |  | 0.9085 | Updated GPM_base values | 1356.3843 | 321.8539 | 1356.3843 | 1356.3843 | 1356.3843 | 1356.3843 | 5425.5372 | n/a | Exhibit 1.5B_R Peoples Gas EEPS_Adjustable_Savings_Goal_Template.xlsx, Unit Savings Calculations Tab
Low Income - SF Retrofit | Kitchen Aerator | 1 | 5.4.4 | 9 | 10 | each | 746 | 746 | 746 | 746 | RS-HWE-LFFA-V06-180101 | Exhibit 1.5B_R Peoples Gas EEPS_Adjustable_Savings_Goal_Template.xlsx, Unit Savings Calculations Tab | 5.6045 | 5.6045 | 5.6045 | 5.6045 | 100% | 100% | 100% | 100% | 4180.9879 | 4180.9879 | 4180.9879 | 4180.9879 | 16723.9517 |  |  | 8.5936 |  | 6410.8482 | 2229.8602 |  | 0 | 8.5936 | Updated GPM_base values | 6410.8482 | 2229.8602 |  |  | 8.5936 | Updated GPM_base values | 6410.8482 | 2229.8602 |  |  | 8.5936 | Updated GPM_base values | 6410.8482 | 2229.8602 | 6410.8482 | 6410.8482 | 6410.8482 | 6410.8482 | 25643.3926 | n/a | Exhibit 1.5B_R Peoples Gas EEPS_Adjustable_Savings_Goal_Template.xlsx, Unit Savings Calculations Tab
Low Income - SF Retrofit | Showerhead | 1 | 5.4.5 | 10 | 10 | each | 896 | 896 | 896 | 896 | RS-HWE-LFSH-V05-180101 | Exhibit 1.5B_R Peoples Gas EEPS_Adjustable_Savings_Goal_Template.xlsx, Unit Savings Calculations Tab | 14.0397 | 14.0397 | 14.0397 | 14.0397 | 100% | 100% | 100% | 100% | 12579.5817 | 12579.5817 | 12579.5817 | 12579.5817 | 50318.3269 |  |  | 8.8798 |  | 7956.3166 | -4623.2651 |  | 0 | 8.8798 | Updated GPM_base values | 7956.3166 | -4623.2651 |  |  | 8.8798 | Updated GPM_base values | 7956.3166 | -4623.2651 |  |  | 8.8798 | Updated GPM_base values | 7956.3166 | -4623.2651 | 7956.3166 | 7956.3166 | 7956.3166 | 7956.3166 | 31825.2666 | n/a | Exhibit 1.5B_R Peoples Gas EEPS_Adjustable_Savings_Goal_Template.xlsx, Unit Savings Calculations Tab
Low Income - SF Retrofit | Pipe Insulation (DHW) | 1 | 5.4.1 | 15 | 15 | ft | 3303 | 3303 | 3303 | 3303 | RS-HVC-PINS-V02-150601 | Exhibit 1.5B_R Peoples Gas EEPS_Adjustable_Savings_Goal_Template.xlsx, Unit Savings Calculations Tab | 0.99123 | 0.99123 | 0.99123 | 0.99123 | 100% | 100% | 100% | 100% | 3274.0403 | 3274.0403 | 3274.0403 | 3274.0403 | 13096.1612 |  |  | 0.7704 |  | 2544.6198 | -729.4205 |  | 0 | 0.7704 | Updated algorithm with pre and post insulation circumference factor. | 2544.6198 | -729.4205 |  |  | 0.7704 | Updated algorithm with pre and post insulation circumference factor. | 2544.6198 | -729.4205 |  |  | 0.7704 | Updated algorithm with pre and post insulation circumference factor. | 2544.6198 | -729.4205 | 2544.6198 | 2544.6198 | 2544.6198 | 2544.6198 | 10178.4791 | n/a | Exhibit 1.5B_R Peoples Gas EEPS_Adjustable_Savings_Goal_Template.xlsx, Unit Savings Calculations Tab
Low Income - SF Retrofit | Pipe Insulation (Boiler) | 1 | 5.3.2 | 15 | 15 | ft | 1611 | 1611 | 1611 | 1611 | RS-HVC-PINS-V02-160601 | Exhibit 1.5B_R Peoples Gas EEPS_Adjustable_Savings_Goal_Template.xlsx, Unit Savings Calculations Tab | 0.41554 | 0.41554 | 0.41554 | 0.41554 | 100% | 100% | 100% | 100% | 669.4358 | 669.4358 | 669.4358 | 669.4358 | 2677.7433 |  |  | 0.41554 |  | 669.4358 | 0 |  | 0 | 0.41554 | N/A | 669.4358 | 0 |  |  | 0.41554 | N/A | 669.4358 | 0 |  |  | 0.41554 | N/A | 669.4358 | 0 | 669.4358 | 669.4358 | 669.4358 | 669.4358 | 2677.7433 | n/a | Exhibit 1.5B_R Peoples Gas EEPS_Adjustable_Savings_Goal_Template.xlsx, Unit Savings Calculations Tab
Low Income - SF Retrofit | Programmable Thermostat - Furnace | 1 | 5.3.11 | 5 | 8 | each | 199 | 199 | 199 | 199 | RS-HVC-PROG-V04-180101 | Exhibit 1.5B_R Peoples Gas EEPS_Adjustable_Savings_Goal_Template.xlsx, Unit Savings Calculations Tab | 62.31 | 62.31 | 62.31 | 62.31 | 100% | 100% | 100% | 100% | 12399.69 | 12399.69 | 12399.69 | 12399.69 | 49598.76 |  |  | 62.31 |  | 12399.69 | 0 |  | 0 | 62.31 | N/A | 12399.69 | 0 |  |  | 62.31 | N/A | 12399.69 | 0 |  |  | 62.31 | N/A | 12399.69 | 0 | 12399.69 | 12399.69 | 12399.69 | 12399.69 | 49598.76 | n/a | Exhibit 1.5B_R Peoples Gas EEPS_Adjustable_Savings_Goal_Template.xlsx, Unit Savings Calculations Tab
Low Income - SF Retrofit | Programmable Thermostat - Boiler | 1 | 5.3.11 | 5 | 8 | each | 20 | 20 | 20 | 20 | RS-HVC-PROG-V04-180101 | Exhibit 1.5B_R Peoples Gas EEPS_Adjustable_Savings_Goal_Template.xlsx, Unit Savings Calculations Tab | 75.516 | 75.516 | 75.516 | 75.516 | 100% | 100% | 100% | 100% | 1510.32 | 1510.32 | 1510.32 | 1510.32 | 6041.28 |  |  | 75.516 |  | 1510.32 | 0 |  | 0 | 75.516 | N/A | 1510.32 | 0 |  |  | 75.516 | N/A | 1510.32 | 0 |  |  | 75.516 | N/A | 1510.32 | 0 | 1510.32 | 1510.32 | 1510.32 | 1510.32 | 6041.28 | n/a | Exhibit 1.5B_R Peoples Gas EEPS_Adjustable_Savings_Goal_Template.xlsx, Unit Savings Calculations Tab
Low Income - SF Retrofit | Advanced Thermostat - Furnace (Replace Manual) | 1 | 5.3.16 | 10 | 11 | each | 40 | 40 | 40 | 40 | RS-HVC-ADTH-V02-180101 | Exhibit 1.5B_R Peoples Gas EEPS_Adjustable_Savings_Goal_Template.xlsx, Unit Savings Calculations Tab | 88.44 | 88.44 | 88.44 | 88.44 | 100% | 100% | 100% | 100% | 3537.6 | 3537.6 | 3537.6 | 3537.6 | 14150.4 |  |  | 88.44 |  | 3537.6 | 0 |  | 0 | 88.44 | N/A | 3537.6 | 0 |  |  | 88.44 | N/A | 3537.6 | 0 |  |  | 88.44 | N/A | 3537.6 | 0 | 3537.6 | 3537.6 | 3537.6 | 3537.6 | 14150.4 | n/a | Exhibit 1.5B_R Peoples Gas EEPS_Adjustable_Savings_Goal_Template.xlsx, Unit Savings Calculations Tab
Low Income - SF Retrofit | Advanced Thermostat - Boiler (Replace Manual) | 1 | 5.3.16 | 10 | 11 | each | 7 | 7 | 7 | 7 | RS-HVC-ADTH-V02-180101 | Exhibit 1.5B_R Peoples Gas EEPS_Adjustable_Savings_Goal_Template.xlsx, Unit Savings Calculations Tab | 107.184 | 107.184 | 107.184 | 107.184 | 100% | 100% | 100% | 100% | 750.288 | 750.288 | 750.288 | 750.288 | 3001.152 |  |  | 107.184 |  | 750.288 | 0 |  | 0 | 107.184 | N/A | 750.288 | 0 |  |  | 107.184 | N/A | 750.288 | 0 |  |  | 107.184 | N/A | 750.288 | 0 | 750.288 | 750.288 | 750.288 | 750.288 | 3001.152 | n/a | Exhibit 1.5B_R Peoples Gas EEPS_Adjustable_Savings_Goal_Template.xlsx, Unit Savings Calculations Tab
Low Income - SF Retrofit | Advanced Thermostat - Furnace (Replace Programmable) | 1 | 5.3.16 | 10 | 11 | each | 40 | 40 | 40 | 40 | RS-HVC-ADTH-V02-180101 | Exhibit 1.5B_R Peoples Gas EEPS_Adjustable_Savings_Goal_Template.xlsx, Unit Savings Calculations Tab | 56.28 | 56.28 | 56.28 | 56.28 | 100% | 100% | 100% | 100% | 2251.2 | 2251.2 | 2251.2 | 2251.2 | 9004.8 |  |  | 56.28 |  | 2251.2 | 0 |  | 0 | 56.28 | N/A | 2251.2 | 0 |  |  | 56.28 | N/A | 2251.2 | 0 |  |  | 56.28 | N/A | 2251.2 | 0 | 2251.2 | 2251.2 | 2251.2 | 2251.2 | 9004.8 | n/a | Exhibit 1.5B_R Peoples Gas EEPS_Adjustable_Savings_Goal_Template.xlsx, Unit Savings Calculations Tab
Low Income - SF Retrofit | Advanced Thermostat - Boiler (Replace Programmable) | 1 | 5.3.16 | 10 | 11 | each | 7 | 7 | 7 | 7 | RS-HVC-ADTH-V02-180101 | Exhibit 1.5B_R Peoples Gas EEPS_Adjustable_Savings_Goal_Template.xlsx, Unit Savings Calculations Tab | 68.208 | 68.208 | 68.208 | 68.208 | 100% | 100% | 100% | 100% | 477.456 | 477.456 | 477.456 | 477.456 | 1909.824 |  |  | 68.208 |  | 477.456 | 0 |  | 0 | 68.208 | N/A | 477.456 | 0 |  |  | 68.208 | N/A | 477.456 | 0 |  |  | 68.208 | N/A | 477.456 | 0 | 477.456 | 477.456 | 477.456 | 477.456 | 1909.824 | n/a | Exhibit 1.5B_R Peoples Gas EEPS_Adjustable_Savings_Goal_Template.xlsx, Unit Savings Calculations Tab
Low Income - SF Retrofit | Water Heater Setback | 1 | 5.4.6 | 2 | 2 | each | 199 | 199 | 199 | 199 | RS-HWE-TMPS-V05-160601 | Exhibit 1.5B_R Peoples Gas EEPS_Adjustable_Savings_Goal_Template.xlsx, Unit Savings Calculations Tab | 3.4966 | 3.4966 | 3.4966 | 3.4966 | 100% | 100% | 100% | 100% | 695.8178 | 695.8178 | 695.8178 | 695.8178 | 2783.2713 |  |  | 3.4966 |  | 695.8178 | 0 |  | 0 | 3.4966 | N/A | 695.8178 | 0 |  |  | 3.4966 | N/A | 695.8178 | 0 |  |  | 3.4966 | N/A | 695.8178 | 0 | 695.8178 | 695.8178 | 695.8178 | 695.8178 | 2783.2713 | n/a | Exhibit 1.5B_R Peoples Gas EEPS_Adjustable_Savings_Goal_Template.xlsx, Unit Savings Calculations Tab
Low Income - SF Retrofit | Air Sealing | 1 | 5.6.1 | 15 | 20 | CFM_50 | 1990000 | 1990000 | 1990000 | 1990000 | RS-SHL-AIRS-V06-180101 | Exhibit 1.5B_R Peoples Gas EEPS_Adjustable_Savings_Goal_Template.xlsx, Unit Savings Calculations Tab | 0.077016 | 0.077016 | 0.077016 | 0.077016 | 100% | 100% | 100% | 100% | 153261.6402 | 153261.6402 | 153261.6402 | 153261.6402 | 613046.5607 |  |  | 0.055451 |  | 110348.3809 | -42913.2592 |  | 0 | 0.055451 | Added gas heating adjustment factor to savings calculation | 110348.3809 | -42913.2592 |  |  | 0.055451 | Added gas heating adjustment factor to savings calculation | 110348.3809 | -42913.2592 |  |  | 0.055451 | Added gas heating adjustment factor to savings calculation | 110348.3809 | -42913.2592 | 110348.3809 | 110348.3809 | 110348.3809 | 110348.3809 | 441393.5237 | n/a | Exhibit 1.5B_R Peoples Gas EEPS_Adjustable_Savings_Goal_Template.xlsx, Unit Savings Calculations Tab
Low Income - SF Retrofit | Attic Insulation | 1 | 5.6.5 | 25 | 20 | sq ft | 1094500 | 1094500 | 1094500 | 1094500 | RS-SHL-AINS-V07-180101 | Exhibit 1.5B_R Peoples Gas EEPS_Adjustable_Savings_Goal_Template.xlsx, Unit Savings Calculations Tab | 0.077438 | 0.077438 | 0.077438 | 0.077438 | 100% | 100% | 100% | 100% | 84756.4074 | 84756.4074 | 84756.4074 | 84756.4074 | 339025.6295 |  |  | 0.092988 |  | 101775.833 | 17019.4256 |  | 0 | 0.092988 | Updated savings algorithm, variable labels, and TRM section code. Savings are unaffected with new algorithm. | 101775.833 | 17019.4256 |  |  | 0.092988 | Updated savings algorithm, variable labels, and TRM section code. Savings are unaffected with new algorithm. | 101775.833 | 17019.4256 |  |  | 0.092988 | Updated savings algorithm, variable labels, and TRM section code. Savings are unaffected with new algorithm. | 101775.833 | 17019.4256 | 101775.833 | 101775.833 | 101775.833 | 101775.833 | 407103.3319 | n/a | Exhibit 1.5B_R Peoples Gas EEPS_Adjustable_Savings_Goal_Template.xlsx, Unit Savings Calculations Tab
Low Income - SF Retrofit | Wall Insulation | 1 | 5.6.4 | 25 | 20 | sq ft | 149400 | 149400 | 149400 | 149400 | RS-SHL-AINS-V07-180101 | Exhibit 1.5B_R Peoples Gas EEPS_Adjustable_Savings_Goal_Template.xlsx, Unit Savings Calculations Tab | 0.078966 | 0.078966 | 0.078966 | 0.078966 | 100% | 100% | 100% | 100% | 11797.5478 | 11797.5478 | 11797.5478 | 11797.5478 | 47190.1913 |  |  | 0.079019 |  | 11805.4522 | 7.9044 |  | 0 | 0.079019 | Updated savings algorithm and variable labels. Savings are unaffected with new algorithm. | 11805.4522 | 7.9044 |  |  | 0.079019 | Updated savings algorithm and variable labels. Savings are unaffected with new algorithm. | 11805.4522 | 7.9044 |  |  | 0.079019 | Updated savings algorithm and variable labels. Savings are unaffected with new algorithm. | 11805.4522 | 7.9044 | 11805.4522 | 11805.4522 | 11805.4522 | 11805.4522 | 47221.8087 | n/a | Exhibit 1.5B_R Peoples Gas EEPS_Adjustable_Savings_Goal_Template.xlsx, Unit Savings Calculations Tab
Low Income - SF Retrofit | Foundation Insulation | 1 | 5.6.2 | 25 | 25 | sq ft | 9950 | 9950 | 9950 | 9950 | RS-SHL-BINS-V08-180101 | Exhibit 1.5B_R Peoples Gas EEPS_Adjustable_Savings_Goal_Template.xlsx, Unit Savings Calculations Tab | 0.082418 | 0.082418 | 0.082418 | 0.082418 | 100% | 100% | 100% | 100% | 820.059 | 820.059 | 820.059 | 820.059 | 3280.2362 |  |  | 0.082418 |  | 820.059 | 0 |  | 0 | 0.082418 | N/A | 820.059 | 0 |  |  | 0.082418 | N/A | 820.059 | 0 |  |  | 0.082418 | N/A | 820.059 | 0 | 820.059 | 820.059 | 820.059 | 820.059 | 3280.2362 | n/a | Exhibit 1.5B_R Peoples Gas EEPS_Adjustable_Savings_Goal_Template.xlsx, Unit Savings Calculations Tab
Low Income - SF Retrofit | Rim Joist Insulation | 1 | 5.6.6 | 25 | 25 | sq ft | 9950 | 9950 | 9950 | 9950 | RS-SHL-AINS-V07-180101 | Exhibit 1.5B_R Peoples Gas EEPS_Adjustable_Savings_Goal_Template.xlsx, Unit Savings Calculations Tab | 0.51096 | 0.51096 | 0.51096 | 0.51096 | 100% | 100% | 100% | 100% | 5084.0287 | 5084.0287 | 5084.0287 | 5084.0287 | 20336.1148 |  |  | 0.64765 |  | 6444.0843 | 1360.0556 |  | 0 | 0.64765 | Updated savings algorithm, variable labels, TRM section code, and framing factor. Savings are unaffected with new algorithm, except for framing factor adjustment. | 6444.0843 | 1360.0556 |  |  | 0.64765 | Updated savings algorithm, variable labels, TRM section code, and framing factor. Savings are unaffected with new algorithm, except for framing factor adjustment. | 6444.0843 | 1360.0556 |  |  | 0.64765 | Updated savings algorithm, variable labels, TRM section code, and framing factor. Savings are unaffected with new algorithm, except for framing factor adjustment. | 6444.0843 | 1360.0556 | 6444.0843 | 6444.0843 | 6444.0843 | 6444.0843 | 25776.3373 | n/a | Exhibit 1.5B_R Peoples Gas EEPS_Adjustable_Savings_Goal_Template.xlsx, Unit Savings Calculations Tab
Low Income - SF Retrofit | Water Heater - Storage 0.67 EF | 1 | 5.4.2 | 13 | 13 | each | 50 | 50 | 50 | 50 | RS-HWE-GWHT-V07-180101 | Exhibit 1.5B_R Peoples Gas EEPS_Adjustable_Savings_Goal_Template.xlsx, Unit Savings Calculations Tab | 12.9915 | 12.9915 | 12.9915 | 12.9915 | 100% | 100% | 100% | 100% | 649.5745 | 649.5745 | 649.5745 | 649.5745 | 2598.2981 |  |  | 15.6454 |  | 782.2724 | 132.6979 |  | 0 | 15.6454 | Updated algorithm with UEFbase and UEFeff values | 782.2724 | 132.6979 |  |  | 15.6454 | Updated algorithm with UEFbase and UEFeff values | 782.2724 | 132.6979 |  |  | 15.6454 | Updated algorithm with UEFbase and UEFeff values | 782.2724 | 132.6979 | 782.2724 | 782.2724 | 782.2724 | 782.2724 | 3129.0895 | n/a | Exhibit 1.5B_R Peoples Gas EEPS_Adjustable_Savings_Goal_Template.xlsx, Unit Savings Calculations Tab
Low Income - SF Retrofit | Boiler ≥90% AFUE, <300MBh | 1 | 5.3.6 | 25 | 25 | each | 50 | 50 | 50 | 50 | RS-HVC-GHEB-V06-180101 | Exhibit 1.5B_R Peoples Gas EEPS_Adjustable_Savings_Goal_Template.xlsx, Unit Savings Calculations Tab | 132.0325 | 132.0325 | 132.0325 | 132.0325 | 100% | 100% | 100% | 100% | 6601.626 | 6601.626 | 6601.626 | 6601.626 | 26406.5041 |  |  | 95.2195 |  | 4760.9756 | -1840.6504 |  | 0 | 95.2195 | Updated savings calcs with new algorithm methodology. | 4760.9756 | -1840.6504 |  |  | 95.2195 | Updated savings calcs with new algorithm methodology. | 4760.9756 | -1840.6504 |  |  | 95.2195 | Updated savings calcs with new algorithm methodology. | 4760.9756 | -1840.6504 | 4760.9756 | 4760.9756 | 4760.9756 | 4760.9756 | 19043.9024 | n/a | Exhibit 1.5B_R Peoples Gas EEPS_Adjustable_Savings_Goal_Template.xlsx, Unit Savings Calculations Tab
Low Income - SF Retrofit | Furnace >95% AFUE | 1 | 5.3.7 | 20 | 20 | each | 50 | 50 | 50 | 50 | RS-HVC-GHEF-V07-180101 | Exhibit 1.5B_R Peoples Gas EEPS_Adjustable_Savings_Goal_Template.xlsx, Unit Savings Calculations Tab | 175.8603 | 175.8603 | 175.8603 | 175.8603 | 100% | 100% | 100% | 100% | 8793.0162 | 8793.0162 | 8793.0162 | 8793.0162 | 35172.0648 |  |  | 156.4103 |  | 7820.5128 | -972.5034 |  | 0 | 156.4103 | Updated savings calcs with new algorithm methodology. | 7820.5128 | -972.5034 |  |  | 156.4103 | Updated savings calcs with new algorithm methodology. | 7820.5128 | -972.5034 |  |  | 156.4103 | Updated savings calcs with new algorithm methodology. | 7820.5128 | -972.5034 | 7820.5128 | 7820.5128 | 7820.5128 | 7820.5128 | 31282.0513 | n/a | Exhibit 1.5B_R Peoples Gas EEPS_Adjustable_Savings_Goal_Template.xlsx, Unit Savings Calculations Tab
Low Income - SF Retrofit | Furnace Clean & Tune | 1 | 5.3.13 | 2 | 2 | each | 995 | 995 | 995 | 995 | RS-HVC-FTUN-V03-180101 | Exhibit 1.5B_R Peoples Gas EEPS_Adjustable_Savings_Goal_Template.xlsx, Unit Savings Calculations Tab | 71.2821 | 71.2821 | 71.2821 | 71.2821 | 100% | 100% | 100% | 100% | 70925.641 | 70925.641 | 70925.641 | 70925.641 | 283702.5641 |  |  | 71.2821 |  | 70925.641 | 0 |  | 0 | 71.2821 | N/A | 70925.641 | 0 |  |  | 71.2821 | N/A | 70925.641 | 0 |  |  | 71.2821 | N/A | 70925.641 | 0 | 70925.641 | 70925.641 | 70925.641 | 70925.641 | 283702.5641 | n/a | Exhibit 1.5B_R Peoples Gas EEPS_Adjustable_Savings_Goal_Template.xlsx, Unit Savings Calculations Tab
Low Income - SF Retrofit | Weatherstripping/Door Sweeps | 1 | 5.6.1 | 15 | 15 | door | 2985 | 2985 | 2985 | 2985 | RS-SHL-AIRS-V06-180101 | Exhibit 1.5B_R Peoples Gas EEPS_Adjustable_Savings_Goal_Template.xlsx, Unit Savings Calculations Tab | 98 | 98 | 98 | 98 | 100% | 100% | 100% | 100% | 292530 | 292530 | 292530 | 292530 | 1170120 |  |  | 98 |  | 292530 | 0 |  | 0 | 98 | Added gas heating adjustment factor to savings calculation | 292530 | 0 |  |  | 98 | Added gas heating adjustment factor to savings calculation | 292530 | 0 |  |  | 98 | Added gas heating adjustment factor to savings calculation | 292530 | 0 | 292530 | 292530 | 292530 | 292530 | 1170120 | n/a | Exhibit 1.5B_R Peoples Gas EEPS_Adjustable_Savings_Goal_Template.xlsx, Unit Savings Calculations Tab
Low Income - MF Retrofit | Bathroom Aerator | 1 | 5.4.4 | 9 | 10 | each | 3376 | 3376 | 3376 | 3376 | RS-HWE-LFFA-V06-180101 | Exhibit 1.5B_R Peoples Gas EEPS_Adjustable_Savings_Goal_Template.xlsx, Unit Savings Calculations Tab | 1.2485 | 1.2485 | 1.2485 | 1.2485 | 100% | 100% | 100% | 100% | 4214.8312 | 4214.8312 | 4214.8312 | 4214.8312 | 16859.325 |  |  | 1.6369 |  | 5526.1121 | 1311.2808 |  | 0 | 1.6369 | Updated GPM_base values | 5526.1121 | 1311.2808 |  |  | 1.6369 | Updated GPM_base values | 5526.1121 | 1311.2808 |  |  | 1.6369 | Updated GPM_base values | 5526.1121 | 1311.2808 | 5526.1121 | 5526.1121 | 5526.1121 | 5526.1121 | 22104.4483 | n/a | Exhibit 1.5B_R Peoples Gas EEPS_Adjustable_Savings_Goal_Template.xlsx, Unit Savings Calculations Tab
Low Income - MF Retrofit | Kitchen Aerator | 1 | 5.4.4 | 9 | 10 | each | 2630 | 2630 | 2630 | 2630 | RS-HWE-LFFA-V06-180101 | Exhibit 1.5B_R Peoples Gas EEPS_Adjustable_Savings_Goal_Template.xlsx, Unit Savings Calculations Tab | 5.1269 | 5.1269 | 5.1269 | 5.1269 | 100% | 100% | 100% | 100% | 13483.8139 | 13483.8139 | 13483.8139 | 13483.8139 | 53935.2558 |  |  | 7.8613 |  | 20675.1814 | 7191.3674 |  | 0 | 7.8613 | Updated GPM_base values | 20675.1814 | 7191.3674 |  |  | 7.8613 | Updated GPM_base values | 20675.1814 | 7191.3674 |  |  | 7.8613 | Updated GPM_base values | 20675.1814 | 7191.3674 | 20675.1814 | 20675.1814 | 20675.1814 | 20675.1814 | 82700.7255 | n/a | Exhibit 1.5B_R Peoples Gas EEPS_Adjustable_Savings_Goal_Template.xlsx, Unit Savings Calculations Tab
Low Income - MF Retrofit | Showerhead | 1 | 5.4.5 | 10 | 10 | each | 3179 | 3179 | 3179 | 3179 | RS-HWE-LFSH-V05-180101 | Exhibit 1.5B_R Peoples Gas EEPS_Adjustable_Savings_Goal_Template.xlsx, Unit Savings Calculations Tab | 17.8964 | 17.8964 | 17.8964 | 17.8964 | 100% | 100% | 100% | 100% | 56892.505 | 56892.505 | 56892.505 | 56892.505 | 227570.0201 |  |  | 11.3191 |  | 35983.2938 | -20909.2112 |  | 0 | 11.3191 | Updated GPM_base values | 35983.2938 | -20909.2112 |  |  | 11.3191 | Updated GPM_base values | 35983.2938 | -20909.2112 |  |  | 11.3191 | Updated GPM_base values | 35983.2938 | -20909.2112 | 35983.2938 | 35983.2938 | 35983.2938 | 35983.2938 | 143933.1751 | n/a | Exhibit 1.5B_R Peoples Gas EEPS_Adjustable_Savings_Goal_Template.xlsx, Unit Savings Calculations Tab
Low Income - MF Retrofit | Pipe Insulation (DHW) | 1 | 5.4.1 | 15 | 15 | ft | 6006 | 6006 | 6006 | 6006 | RS-HVC-PINS-V02-150601 | Exhibit 1.5B_R Peoples Gas EEPS_Adjustable_Savings_Goal_Template.xlsx, Unit Savings Calculations Tab | 0.99123 | 0.99123 | 0.99123 | 0.99123 | 100% | 100% | 100% | 100% | 5953.3412 | 5953.3412 | 5953.3412 | 5953.3412 | 23813.365 |  |  | 0.7704 |  | 4627.0016 | -1326.3396 |  | 0 | 0.7704 | Updated algorithm with pre and post insulation circumference factor. | 4627.0016 | -1326.3396 |  |  | 0.7704 | Updated algorithm with pre and post insulation circumference factor. | 4627.0016 | -1326.3396 |  |  | 0.7704 | Updated algorithm with pre and post insulation circumference factor. | 4627.0016 | -1326.3396 | 4627.0016 | 4627.0016 | 4627.0016 | 4627.0016 | 18508.0064 | n/a | Exhibit 1.5B_R Peoples Gas EEPS_Adjustable_Savings_Goal_Template.xlsx, Unit Savings Calculations Tab
Low Income - MF Retrofit | Programmable Thermostat - Furnace | 1 | 5.3.11 | 5 | 8 | each | 510 | 510 | 510 | 510 | RS-HVC-PROG-V04-180101 | Exhibit 1.5B_R Peoples Gas EEPS_Adjustable_Savings_Goal_Template.xlsx, Unit Savings Calculations Tab | 40.5015 | 40.5015 | 40.5015 | 40.5015 | 100% | 100% | 100% | 100% | 20655.765 | 20655.765 | 20655.765 | 20655.765 | 82623.06 |  |  | 40.5015 |  | 20655.765 | 0 |  | 0 | 40.5015 | N/A | 20655.765 | 0 |  |  | 40.5015 | N/A | 20655.765 | 0 |  |  | 40.5015 | N/A | 20655.765 | 0 | 20655.765 | 20655.765 | 20655.765 | 20655.765 | 82623.06 | n/a | Exhibit 1.5B_R Peoples Gas EEPS_Adjustable_Savings_Goal_Template.xlsx, Unit Savings Calculations Tab
Low Income - MF Retrofit | Programmable Thermostat - Boiler | 1 | 5.3.11 | 5 | 8 | each | 157 | 157 | 157 | 157 | RS-HVC-PROG-V04-180101 | Exhibit 1.5B_R Peoples Gas EEPS_Adjustable_Savings_Goal_Template.xlsx, Unit Savings Calculations Tab | 49.0854 | 49.0854 | 49.0854 | 49.0854 | 100% | 100% | 100% | 100% | 7706.4078 | 7706.4078 | 7706.4078 | 7706.4078 | 30825.6312 |  |  | 49.0854 |  | 7706.4078 | 0 |  | 0 | 49.0854 | N/A | 7706.4078 | 0 |  |  | 49.0854 | N/A | 7706.4078 | 0 |  |  | 49.0854 | N/A | 7706.4078 | 0 | 7706.4078 | 7706.4078 | 7706.4078 | 7706.4078 | 30825.6312 | n/a | Exhibit 1.5B_R Peoples Gas EEPS_Adjustable_Savings_Goal_Template.xlsx, Unit Savings Calculations Tab
Low Income - MF Retrofit | Advanced Thermostat - Furnace (Replace Manual) | 1 | 5.3.16 | 10 | 11 | each | 8 | 8 | 8 | 8 | RS-HVC-ADTH-V02-180101 | Exhibit 1.5B_R Peoples Gas EEPS_Adjustable_Savings_Goal_Template.xlsx, Unit Savings Calculations Tab | 57.486 | 57.486 | 57.486 | 57.486 | 100% | 100% | 100% | 100% | 459.888 | 459.888 | 459.888 | 459.888 | 1839.552 |  |  | 57.486 |  | 459.888 | 0 |  | 0 | 57.486 | N/A | 459.888 | 0 |  |  | 57.486 | N/A | 459.888 | 0 |  |  | 57.486 | N/A | 459.888 | 0 | 459.888 | 459.888 | 459.888 | 459.888 | 1839.552 | n/a | Exhibit 1.5B_R Peoples Gas EEPS_Adjustable_Savings_Goal_Template.xlsx, Unit Savings Calculations Tab
Low Income - MF Retrofit | Advanced Thermostat - Boiler (Replace Manual) | 1 | 5.3.16 | 10 | 11 | each | 0 | 0 | 0 | 0 | RS-HVC-ADTH-V02-180101 | Exhibit 1.5B_R Peoples Gas EEPS_Adjustable_Savings_Goal_Template.xlsx, Unit Savings Calculations Tab | 69.6696 | 69.6696 | 69.6696 | 69.6696 | 100% | 100% | 100% | 100% | 0 | 0 | 0 | 0 | 0 |  |  | 69.6696 |  | 0 | 0 |  | 0 | 69.6696 | N/A | 0 | 0 |  |  | 69.6696 | N/A | 0 | 0 |  |  | 69.6696 | N/A | 0 | 0 | 0 | 0 | 0 | 0 | 0 | n/a | Exhibit 1.5B_R Peoples Gas EEPS_Adjustable_Savings_Goal_Template.xlsx, Unit Savings Calculations Tab
Low Income - MF Retrofit | Advanced Thermostat - Furnace (Replace Programmable) | 1 | 5.3.16 | 10 | 11 | each | 8 | 8 | 8 | 8 | RS-HVC-ADTH-V02-180101 | Exhibit 1.5B_R Peoples Gas EEPS_Adjustable_Savings_Goal_Template.xlsx, Unit Savings Calculations Tab | 36.582 | 36.582 | 36.582 | 36.582 | 100% | 100% | 100% | 100% | 292.656 | 292.656 | 292.656 | 292.656 | 1170.624 |  |  | 36.582 |  | 292.656 | 0 |  | 0 | 36.582 | N/A | 292.656 | 0 |  |  | 36.582 | N/A | 292.656 | 0 |  |  | 36.582 | N/A | 292.656 | 0 | 292.656 | 292.656 | 292.656 | 292.656 | 1170.624 | n/a | Exhibit 1.5B_R Peoples Gas EEPS_Adjustable_Savings_Goal_Template.xlsx, Unit Savings Calculations Tab
Low Income - MF Retrofit | Advanced Thermostat - Boiler (Replace Programmable) | 1 | 5.3.16 | 10 | 11 | each | 0 | 0 | 0 | 0 | RS-HVC-ADTH-V02-180101 | Exhibit 1.5B_R Peoples Gas EEPS_Adjustable_Savings_Goal_Template.xlsx, Unit Savings Calculations Tab | 44.3352 | 44.3352 | 44.3352 | 44.3352 | 100% | 100% | 100% | 100% | 0 | 0 | 0 | 0 | 0 |  |  | 44.3352 |  | 0 | 0 |  | 0 | 44.3352 | N/A | 0 | 0 |  |  | 44.3352 | N/A | 0 | 0 |  |  | 44.3352 | N/A | 0 | 0 | 0 | 0 | 0 | 0 | 0 | n/a | Exhibit 1.5B_R Peoples Gas EEPS_Adjustable_Savings_Goal_Template.xlsx, Unit Savings Calculations Tab
Low Income - MF Retrofit | Water Heater Setback | 1 | 5.4.6 | 2 | 2 | each | 1963 | 1963 | 1963 | 1963 | RS-HWE-TMPS-V05-160601 | Exhibit 1.5B_R Peoples Gas EEPS_Adjustable_Savings_Goal_Template.xlsx, Unit Savings Calculations Tab | 4.0706 | 4.0706 | 4.0706 | 4.0706 | 100% | 100% | 100% | 100% | 7990.6585 | 7990.6585 | 7990.6585 | 7990.6585 | 31962.634 |  |  | 4.0706 |  | 7990.6585 | 0 |  | 0 | 4.0706 | N/A | 7990.6585 | 0 |  |  | 4.0706 | N/A | 7990.6585 | 0 |  |  | 4.0706 | N/A | 7990.6585 | 0 | 7990.6585 | 7990.6585 | 7990.6585 | 7990.6585 | 31962.634 | n/a | Exhibit 1.5B_R Peoples Gas EEPS_Adjustable_Savings_Goal_Template.xlsx, Unit Savings Calculations Tab
Low Income - MF Retrofit | Air Sealing | 0 | Custom | 15 | 20 | each | 94 | 94 | 94 | 94 | Custom | Custom | 600 | 600 | 600 | 600 | 100% | 100% | 100% | 100% | 56400 | 56400 | 56400 | 56400 | 225600 |  |  | 600 |  | 56400 | 0 |  | 0 | 600 | N/A | 56400 | 0 |  |  | 600 | N/A | 56400 | 0 |  |  | 600 | N/A | 56400 | 0 | 56400 | 56400 | 56400 | 56400 | 225600 | n/a | Custom
Low Income - MF Retrofit | Attic Insulation & Air Sealing | 0 | Custom | 15 | 20 | each | 94 | 94 | 94 | 94 | Custom | Custom | 1400 | 1400 | 1400 | 1400 | 100% | 100% | 100% | 100% | 131600 | 131600 | 131600 | 131600 | 526400 |  |  | 1400 |  | 131600 | 0 |  | 0 | 1400 | N/A | 131600 | 0 |  |  | 1400 | N/A | 131600 | 0 |  |  | 1400 | N/A | 131600 | 0 | 131600 | 131600 | 131600 | 131600 | 526400 | n/a | Custom
Low Income - MF Retrofit | Wall Insulation | 0 | Custom | 25 | 20 | each | 24 | 24 | 24 | 24 | Custom | Custom | 1500 | 1500 | 1500 | 1500 | 100% | 100% | 100% | 100% | 36000 | 36000 | 36000 | 36000 | 144000 |  |  | 1500 |  | 36000 | 0 |  | 0 | 1500 | N/A | 36000 | 0 |  |  | 1500 | N/A | 36000 | 0 |  |  | 1500 | N/A | 36000 | 0 | 36000 | 36000 | 36000 | 36000 | 144000 | n/a | Custom
Low Income - MF Retrofit | Pipe Insulation - DHW | 0 | Custom | 15 | 15 | each | 63 | 63 | 63 | 63 | Custom | Custom | 700 | 700 | 700 | 700 | 100% | 100% | 100% | 100% | 44100 | 44100 | 44100 | 44100 | 176400 |  |  | 700 |  | 44100 | 0 |  | 0 | 700 | N/A | 44100 | 0 |  |  | 700 | N/A | 44100 | 0 |  |  | 700 | N/A | 44100 | 0 | 44100 | 44100 | 44100 | 44100 | 176400 | n/a | Custom
Low Income - MF Retrofit | Pipe Insulation - Heating | 0 | Custom | 15 | 15 | each | 79 | 79 | 79 | 79 | Custom | Custom | 1100 | 1100 | 1100 | 1100 | 100% | 100% | 100% | 100% | 86900 | 86900 | 86900 | 86900 | 347600 |  |  | 1100 |  | 86900 | 0 |  | 0 | 1100 | N/A | 86900 | 0 |  |  | 1100 | N/A | 86900 | 0 |  |  | 1100 | N/A | 86900 | 0 | 86900 | 86900 | 86900 | 86900 | 347600 | n/a | Custom
Low Income - MF Retrofit | Boiler Tune-ups | 0 | Custom | 3 | 3 | each | 24 | 24 | 24 | 24 | Custom | Custom | 130 | 130 | 130 | 130 | 100% | 100% | 100% | 100% | 3120 | 3120 | 3120 | 3120 | 12480 |  |  | 130 |  | 3120 | 0 |  | 0 | 130 | N/A | 3120 | 0 |  |  | 130 | N/A | 3120 | 0 |  |  | 130 | N/A | 3120 | 0 | 3120 | 3120 | 3120 | 3120 | 12480 | n/a | Custom
Low Income - MF Retrofit | Outdoor Resets/Cutouts | 0 | Custom | 20 | 20 | each | 9 | 9 | 9 | 9 | Custom | Custom | 1000 | 1000 | 1000 | 1000 | 100% | 100% | 100% | 100% | 9000 | 9000 | 9000 | 9000 | 36000 |  |  | 1000 |  | 9000 | 0 |  | 0 | 1000 | N/A | 9000 | 0 |  |  | 1000 | N/A | 9000 | 0 |  |  | 1000 | N/A | 9000 | 0 | 9000 | 9000 | 9000 | 9000 | 36000 | n/a | Custom
Low Income - MF Retrofit | Steam Trap | 0 | Custom | 6 | 6 | each | 1200 | 1200 | 1200 | 1200 | Custom | Custom | 110 | 110 | 110 | 110 | 100% | 100% | 100% | 100% | 132000 | 132000 | 132000 | 132000 | 528000 |  |  | 110 |  | 132000 | 0 |  | 0 | 110 | N/A | 132000 | 0 |  |  | 110 | N/A | 132000 | 0 |  |  | 110 | N/A | 132000 | 0 | 132000 | 132000 | 132000 | 132000 | 528000 | n/a | Custom
Low Income - MF Retrofit | Controls for Central DHW Pumps | 0 | Custom | 15 | 15 | each | 16 | 16 | 16 | 16 | Custom | Custom | 1300 | 1300 | 1300 | 1300 | 100% | 100% | 100% | 100% | 20800 | 20800 | 20800 | 20800 | 83200 |  |  | 1300 |  | 20800 | 0 |  | 0 | 1300 | N/A | 20800 | 0 |  |  | 1300 | N/A | 20800 | 0 |  |  | 1300 | N/A | 20800 | 0 | 20800 | 20800 | 20800 | 20800 | 83200 | n/a | Custom
Low Income - MF Retrofit | Steam Boiler Averaging Controls | 0 | Custom | 15 | 15 | each | 25 | 25 | 25 | 25 | Custom | Custom | 1200 | 1200 | 1200 | 1200 | 100% | 100% | 100% | 100% | 30000 | 30000 | 30000 | 30000 | 120000 |  |  | 1200 |  | 30000 | 0 |  | 0 | 1200 | N/A | 30000 | 0 |  |  | 1200 | N/A | 30000 | 0 |  |  | 1200 | N/A | 30000 | 0 | 30000 | 30000 | 30000 | 30000 | 120000 | n/a | Custom
Low Income - MF Retrofit | Boiler Replacement | 0 | Custom | 20 | 20 | each | 16 | 16 | 16 | 16 | Custom | Custom | 1300 | 1300 | 1300 | 1300 | 100% | 100% | 100% | 100% | 20800 | 20800 | 20800 | 20800 | 83200 |  |  | 1300 |  | 20800 | 0 |  | 0 | 1300 | N/A | 20800 | 0 |  |  | 1300 | N/A | 20800 | 0 |  |  | 1300 | N/A | 20800 | 0 | 20800 | 20800 | 20800 | 20800 | 83200 | n/a | Custom
Low Income - MF Retrofit | DHW Replacement | 0 | Custom | 15 | 15 | each | 11 | 11 | 11 | 11 | Custom | Custom | 800 | 800 | 800 | 800 | 100% | 100% | 100% | 100% | 8800 | 8800 | 8800 | 8800 | 35200 |  |  | 800 |  | 8800 | 0 |  | 0 | 800 | N/A | 8800 | 0 |  |  | 800 | N/A | 8800 | 0 |  |  | 800 | N/A | 8800 | 0 | 8800 | 8800 | 8800 | 8800 | 35200 | n/a | Custom
Low Income - MF Retrofit | HVAC Balancing/Optimizing | 0 | Custom | 15 | 15 | each | 25 | 25 | 25 | 25 | Custom | Custom | 680 | 680 | 680 | 680 | 100% | 100% | 100% | 100% | 17000 | 17000 | 17000 | 17000 | 68000 |  |  | 680 |  | 17000 | 0 |  | 0 | 680 | N/A | 17000 | 0 |  |  | 680 | N/A | 17000 | 0 |  |  | 680 | N/A | 17000 | 0 | 17000 | 17000 | 17000 | 17000 | 68000 | n/a | Custom
Low Income - SF New Construction | Furnace >95% AFUE | 1 | 5.3.7 | 20 | 20 | each | 100 | 100 | 100 | 100 | RS-HVC-GHEF-V07-180101 | Exhibit 1.5B_R Peoples Gas EEPS_Adjustable_Savings_Goal_Template.xlsx, Unit Savings Calculations Tab | 175.8603 | 175.8603 | 175.8603 | 175.8603 | 100% | 100% | 100% | 100% | 17586.0324 | 17586.0324 | 17586.0324 | 17586.0324 | 70344.1296 |  |  | 156.4103 |  | 15641.0256 | -1945.0067 |  | 0 | 156.4103 | Updated savings calcs with new algorithm methodology. | 15641.0256 | -1945.0067 |  |  | 156.4103 | Updated savings calcs with new algorithm methodology. | 15641.0256 | -1945.0067 |  |  | 156.4103 | Updated savings calcs with new algorithm methodology. | 15641.0256 | -1945.0067 | 15641.0256 | 15641.0256 | 15641.0256 | 15641.0256 | 62564.1026 | n/a | Exhibit 1.5B_R Peoples Gas EEPS_Adjustable_Savings_Goal_Template.xlsx, Unit Savings Calculations Tab
Low Income - SF New Construction | Water Heater - Storage 0.67 EF | 1 | 5.4.2 | 13 | 13 | each | 100 | 100 | 100 | 100 | RS-HWE-GWHT-V07-180101 | Exhibit 1.5B_R Peoples Gas EEPS_Adjustable_Savings_Goal_Template.xlsx, Unit Savings Calculations Tab | 12.9915 | 12.9915 | 12.9915 | 12.9915 | 100% | 100% | 100% | 100% | 1299.149 | 1299.149 | 1299.149 | 1299.149 | 5196.5962 |  |  | 15.6454 |  | 1564.5448 | 265.3957 |  | 0 | 15.6454 | Updated algorithm with UEFbase and UEFeff values | 1564.5448 | 265.3957 |  |  | 15.6454 | Updated algorithm with UEFbase and UEFeff values | 1564.5448 | 265.3957 |  |  | 15.6454 | Updated algorithm with UEFbase and UEFeff values | 1564.5448 | 265.3957 | 1564.5448 | 1564.5448 | 1564.5448 | 1564.5448 | 6258.1791 | n/a | Exhibit 1.5B_R Peoples Gas EEPS_Adjustable_Savings_Goal_Template.xlsx, Unit Savings Calculations Tab
Low Income - SF New Construction | Programmable Thermostat - Furnace | 1 | 5.3.11 | 5 | 8 | each | 100 | 100 | 100 | 100 | RS-HVC-PROG-V04-180101 | Exhibit 1.5B_R Peoples Gas EEPS_Adjustable_Savings_Goal_Template.xlsx, Unit Savings Calculations Tab | 34.8936 | 34.8936 | 34.8936 | 34.8936 | 100% | 100% | 100% | 100% | 3489.36 | 3489.36 | 3489.36 | 3489.36 | 13957.44 |  |  | 34.8936 |  | 3489.36 | 0 |  | 0 | 34.8936 | N/A | 3489.36 | 0 |  |  | 34.8936 | N/A | 3489.36 | 0 |  |  | 34.8936 | N/A | 3489.36 | 0 | 3489.36 | 3489.36 | 3489.36 | 3489.36 | 13957.44 | n/a | Exhibit 1.5B_R Peoples Gas EEPS_Adjustable_Savings_Goal_Template.xlsx, Unit Savings Calculations Tab
Low Income - SF New Construction | Duct Sealing | 1 | 5.3.4 | 20 | 20 | CFM_25 | 12000 | 12000 | 12000 | 12000 | RS-HVC-DINS-V06-160601 | Exhibit 1.5B_R Peoples Gas EEPS_Adjustable_Savings_Goal_Template.xlsx, Unit Savings Calculations Tab | 0.7095 | 0.7095 | 0.7095 | 0.7095 | 100% | 100% | 100% | 100% | 8514.007 | 8514.007 | 8514.007 | 8514.007 | 34056.0279 |  |  | 0.7095 |  | 8514.007 | 0 |  | 0 | 0.7095 | N/A | 8514.007 | 0 |  |  | 0.7095 | N/A | 8514.007 | 0 |  |  | 0.7095 | N/A | 8514.007 | 0 | 8514.007 | 8514.007 | 8514.007 | 8514.007 | 34056.0279 | n/a | Exhibit 1.5B_R Peoples Gas EEPS_Adjustable_Savings_Goal_Template.xlsx, Unit Savings Calculations Tab
Low Income - MF New Construction | New Construction | 0 | Custom | 15 | 15 | each | 10 | 10 | 10 | 10 | Custom | Custom | 6100 | 6100 | 6100 | 6100 | 100% | 100% | 100% | 100% | 61000 | 61000 | 61000 | 61000 | 244000 |  |  | 6100 |  | 61000 | 0 |  | 0 | 6100 | N/A | 61000 | 0 |  |  | 6100 | N/A | 61000 | 0 |  |  | 6100 | N/A | 61000 | 0 | 61000 | 61000 | 61000 | 61000 | 244000 | n/a | Custom
|  | 1 |  | #N/A
Portfolio Total (Therms) |  | 1 |  | #N/A
[21 empty] | 9868975.2792 | 9505670.4082 | 9457540.6548 | 9493166.8811 | 38325353.2232 | [5 empty] | -213716.7295 | [5 empty] | -213716.7295 | [5 empty] | -209704.2479 | [5 empty] | -213716.7295 | 9655258.5497 | 9291953.6787 | 9247836.4069 | 9279450.1516 | 37474498.7868
Note on A1: The Measure-Level Adjustments Tab should be completed first before completing the Program-Level Adjustments Tab. As a general principle, when completing the EEPS Adjustable Savings Goal Template, Program Administrators should follow the calculation instructions specified in the header row containing column labels (row 7) in the EEPS Adjustable Savings Goal Template, unless a deviation is specified.
Note on A2: Please specify the current date in this cell and in the filename when saving the document.
Note on A3: Please specify the name of the Program Administrator.
Note on AG4: IL-TRM Adjustments: Energy savings goals will be adjusted annually based upon the updated IL-TRM values, where applicable. Program Administrators will file the updated EEPS Adjustable Savings Goal Template showing the adjusted energy savings goals within sixty (60) days after Commission approval of the annual IL-TRM update. If the updated IL-TRM identifies errata that are applicable to a previous Program Year, the EEPS Adjustable Savings Goal Template will need to be updated for all Program Years impacted by the errata. Template guidelines to support the IL-TRM adjusted energy savings goal calculation include the following: Complete the IL-TRM adjustment for the second Program Year of the Plan, namely the 2019 Savings Goal Adjustment, by completing the following columns: column (ae) – IL-TRM Measure Code from the 2019 IL-TRM or errata applicable to 2019, column (af) – Reference Document Explaining Gross Unit Savings Calculation Details, column (ag) – 2019 Gross Unit Savings (Therms), column (ah) – Gross Unit Savings Adjustment Explanation, column (ai) – 2019 Adjusted Goal, column (aj) – 2019 IL-TRM Adjustment, and column (ax) – 2019 Final Savings Goal (Therms), by following the calculation instructions specified in the headers of these columns within the Measure-Level Adjustments Tab. Note: Complete column (af) – Reference Document Explaining Gross Unit Savings Calculation Details by providing the name of the document, and date and tab name if applicable, where the supporting calculation details, Key Custom Input Assumptions, any necessary adjustments made to the Key IL-TRM Input Assumptions based upon IL-TRM updates, and any SAG consensus extenuating circumstance adjustment notes and documentation (see provisions contained in the guidelines for columns (bb) and (bc)), are specified for calculating the 2019 Gross Unit Savings values contained in column (ag) for the relevant Measure. As described in the provisions contained in these guidelines for column (c), the rows of Measures that are not IL-TRM Adjustable (column (c)=0) should be left blank and shaded gray for columns (y) – (av) and (bb) – (bc). The value contained in column (ax) – 2019 Final Savings Goal (Therms) should be set equal to the value contained in column (u) – 2019 Plan Goal for each row with a Measure that is not IL-TRM Adjustable (column (c)=0). The value contained in column (ax) – 2019 Final Savings Goal (Therms) should be set equal to the value contained in column (ai) – 2019 Adjusted Goal for each row with a Measure designated as IL-TRM Adjustable (column (c)=1).
Note on AS4: IL-TRM Adjustments: Energy savings goals will be adjusted annually based upon the updated IL-TRM values, where applicable. Program Administrators will file the updated EEPS Adjustable Savings Goal Template showing the adjusted energy savings goals within sixty (60) days after Commission approval of the annual IL-TRM update. If the updated IL-TRM identifies errata that are applicable to a previous Program Year, the EEPS Adjustable Savings Goal Template will need to be updated for all Program Years impacted by the errata. Template guidelines to support the IL-TRM adjusted energy savings goal calculation include the following: Complete the IL-TRM adjustment for the fourth Program Year of the Plan, namely the 2021 Savings Goal Adjustment, by completing the following columns: column (aq) – IL-TRM Measure Code from the 2021 IL-TRM or errata applicable to 2021, column (ar) – Reference Document Explaining Gross Unit Savings Calculation Details, column (as) – 2021 Gross Unit Savings (Therms), column (at) – Gross Unit Savings Adjustment Explanation, column (au) – 2021 Adjusted Goal, column (av) – 2021 IL-TRM Adjustment, and column (az) – 2021 Final Savings Goal (Therms), by following the calculation instructions specified in the headers of these columns within the Measure-Level Adjustments Tab. Note: Complete column (ar) – Reference Document Explaining Gross Unit Savings Calculation Details by providing the name of the document, and date and tab name if applicable, where the supporting calculation details, Key Custom Input Assumptions, any necessary adjustments made to the Key IL-TRM Input Assumptions based upon IL-TRM updates, and any SAG consensus extenuating circumstance adjustment notes and documentation (see provisions contained in these guidelines for columns (bb) and (bc)), are specified for calculating the 2021 Gross Unit Savings values contained in column (as) for the relevant Measure. As described in the provisions contained in these guidelines for column (c), the rows of Measures that are not IL-TRM Adjustable (column (c)=0) should be left blank and shaded gray for columns (y) – (av) and (bb) – (bc). The value contained in column (az) – 2021 Final Savings Goal (Therms) should be set equal to the value contained in column (w) – 2021 Plan Goal for each row with a Measure that is not IL-TRM Adjustable (column (c)=0). The value contained in column (az) – 2021 Final Savings Goal (Therms) should be set equal to the value contained in column (au) – 2021 Adjusted Goal for each row with a Measure designated as IL-TRM Adjustable (column (c)=1).
Note on R5: Columns (p), (q), (r), and (s) – Plan NTG (Fixed): Insert the assumed NTG value for the applicable Program Year, used to derive the Plan Energy Savings Goals set forth in columns (t), (u), (v), and (w). Note: These NTG values identified in the approved Plan and in columns (p), (q), (r), and (s) that are used to derive the Plan Energy Savings Goals set forth in columns (t), (u), (v), and (w) will be fixed for the entirety of the Plan period for the purpose of calculating the Final Adjusted Net Energy Savings Goals set forth in columns (aw), (ax), (ay), and (az).
Note on A6: Column (a) – Program: List the name of the Energy Efficiency Program. The name of the Program should correspond with one of the Program names specified in column (a) of the Program-Level Adjustments Tab.
Note on B6: Column (b) – Measure: List the detailed name of the Energy Efficiency Measure, including the efficiency level, where applicable. For example, Gas High Efficiency Furnace 95% AFUE Early Replacement.
Note on C6: Column (c) – IL-TRM Adjustable? (1 if yes; 0 if no): For Measures that are not significant to the overall Portfolio-level savings, recognizing the time and effort needed to provide information related to adjustable savings goals, Program Administrators will specify, prior to the start of the Plan, any Measures that will not be adjusted by annual IL-TRM changes for purposes of adjusting savings goals. Note that this flexibility is intended for Measures where the time and effort to make them adjustable per the Adjustable Savings Goals policy is high, and the Measures are not impactful to the Portfolio of Programs. Answer “1” if a Measure will adjust the savings goal based upon IL-TRM changes. Answer “0” if a Measure is not covered by the IL-TRM Version 6.0 and/or if the Program Administrator will not adjust the savings goal for a low-impact Measure based upon IL-TRM changes. Note: Once a decision is made concerning whether the Measure is IL-TRM Adjustable, that decision is effective for the entirety of the Plan period and it cannot be changed in subsequent Program Years of the Plan, unless consensus is reached at SAG that the extenuating circumstance warrants such a change. For those Measures that are not IL-TRM Adjustable (column (c)=0), these “non-adjustable” rows should be shaded gray for columns (y) – (av) and (bb) – (bc) and no calculations should be performed for these shaded gray cells, leave them blank. For those rows with Measures that are not IL-TRM Adjustable, the values contained in columns (aw), (ax), (ay), (az), and (ba) should be set equal to the values contained in columns (t), (u), (v), (w), and (x), respectively, in calculating the Final Adjusted Net Energy Savings Goals. For those rows with Measures that are IL-TRM Adjustable (column (c)=1), the values contained in columns (aw), (ax), (ay), and (az) should be set equal to the values contained in columns (ac), (ai), (ao), and (au), respectively, in calculating the Final Adjusted Net Energy Savings Goals.
Note on D6: Column (d) – IL-TRM Section / Custom: If the Measure is using the IL-TRM to calculate savings, insert the IL-TRM section number that corresponds to this Measure. For example, 5.3.16 is the IL-TRM section number for Advanced Thermostats. If savings are calculated on a custom basis, insert the word “Custom”.
Note on G6: Column (e) – Unit of Participation: Describe the unit of participation for the Measure. For example, is participation calculated on a per home basis?
Note on H6: Column (f) – 2018 Plan Number of Units (Fixed): Complete the forecasted Measure participation levels for 2018 used to derive the 2018 Plan Goal set forth in column (t). Note: These Measure participation levels identified in the approved Plan and in columns (f), (g), (h), and (i) that are used to derive the Plan Energy Savings Goals set forth in columns (t), (u), (v), and (w) will be fixed for the entirety of the Plan period for the purpose of calculating the Final Adjusted Net Energy Savings Goals set forth in columns (aw), (ax), (ay), and (az).
Note on I6: Column (g) – 2019 Plan Number of Units (Fixed): Complete the forecasted Measure participation levels for 2019 used to derive the 2019 Plan Goal set forth in column (u). Note: These Measure participation levels identified in the approved Plan and in columns (f), (g), (h), and (i) that are used to derive the Plan Energy Savings Goals set forth in columns (t), (u), (v), and (w) will be fixed for the entirety of the Plan period for the purpose of calculating the Final Adjusted Net Energy Savings Goals set forth in columns (aw), (ax), (ay), and (az).
Note on J6: Column (h) – 2020 Plan Number of Units (Fixed): Complete the forecasted Measure participation levels for 2020 used to derive the 2020 Plan Goal set forth in column (v). Note: These Measure participation levels identified in the approved Plan and in columns (f), (g), (h), and (i) that are used to derive the Plan Energy Savings Goals set forth in columns (t), (u), (v), and (w) will be fixed for the entirety of the Plan period for the purpose of calculating the Final Adjusted Net Energy Savings Goals set forth in columns (aw), (ax), (ay), and (az).
Note on K6: Column (i) – 2021 Plan Number of Units (Fixed): Complete the forecasted Measure participation levels for 2021 used to derive the 2021 Plan Goal set forth in column (w). Note: These Measure participation levels identified in the approved Plan and in columns (f), (g), (h), and (i) that are used to derive the Plan Energy Savings Goals set forth in columns (t), (u), (v), and (w) will be fixed for the entirety of the Plan period for the purpose of calculating the Final Adjusted Net Energy Savings Goals set forth in columns (aw), (ax), (ay), and (az).
Note on L6: Column (j) – IL-TRM Measure Code from IL-TRMv6.0: List the applicable IL-TRM Measure Code from the IL-TRM Version 6.0, dated February 8, 2017. The IL-TRM Measure Code can be found at the end of each Measure characterization in the IL-TRM and is structured using five parts: Code Structure = Market + End-use Category + Measure + Version # + Effective Date. The IL-TRM Measure Codes are used to uniquely identify each Measure in the IL-TRM through the use of abbreviations for the major organizational elements of the IL-TRM. When these abbreviations are combined and delimited by a dash (‘-‘) a unique, approximately 18-character alphanumeric code is formed that can be used for tracking the Measures and their associated savings estimates. For example, RS-HVC-ADTH-V02-180101 is the IL-TRM Measure Code for Advanced Thermostats. Leave blank for Measures not covered by the IL-TRMv6.0. The official IL-TRMv6.0 is filed in ICC Docket No. 17-0106 and can be downloaded from the following webpage: https://www.icc.illinois.gov/downloads/public/edocket/442527.pdf
Note on M6: Column (k) – Reference Document Explaining Gross Unit Savings Calculation Details: Provide the name of the document, and date and tab name if applicable, where the supporting calculation details and Key Custom and IL-TRM Input Assumptions for calculating the Plan Gross Unit Savings values contained in columns (l), (m), (n), and (o) can be found for the relevant Measure.
Note on N6: Column (l) – 2018 Plan Gross Unit Savings: Complete the gross Therm savings per unit of participation, for 2018, used to derive the 2018 Plan Goal set forth in column (t). Program Administrators will specify the calculation details associated with these Plan Gross Unit Savings values within the reference document cited in column (k), and Program Administrators will outline the Key Custom and IL-TRM Input Assumptions and values used in the calculation for the IL-TRM Adjustable Measures (column (c)=1) within the reference document and in columns (bb) and (bc), or in another location as allowed for per the provisions described in columns (bb) and (bc).
Note on O6: Column (m) – 2019 Plan Gross Unit Savings: Complete the gross Therm savings per unit of participation, for 2019, used to derive the 2019 Plan Goal set forth in column (u). Program Administrators will specify the calculation details associated with these Plan Gross Unit Savings values within the reference document cited in column (k), and Program Administrators will outline the Key Custom and IL-TRM Input Assumptions and values used in the calculation for the IL-TRM Adjustable Measures (column (c)=1) within the reference document and in columns (bb) and (bc), or in another location as allowed for per the provisions described in columns (bb) and (bc).
Note on P6: Column (n) – 2020 Plan Gross Unit Savings: Complete the gross Therm savings per unit of participation, for 2020, used to derive the 2020 Plan Goal set forth in column (v). Program Administrators will specify the calculation details associated with these Plan Gross Unit Savings values within the reference document cited in column (k), and Program Administrators will outline the Key Custom and IL-TRM Input Assumptions and values used in the calculation for the IL-TRM Adjustable Measures (column (c)=1) within the reference document and in columns (bb) and (bc), or in another location as allowed for per the provisions described in columns (bb) and (bc).
Note on Q6: Column (o) – 2021 Plan Gross Unit Savings: Complete the gross Therm savings per unit of participation, for 2021, used to derive the 2021 Plan Goal set forth in column (w). Program Administrators will specify the calculation details associated with these Plan Gross Unit Savings values within the reference document cited in column (k), and Program Administrators will outline the Key Custom and IL-TRM Input Assumptions and values used in the calculation for the IL-TRM Adjustable Measures (column (c)=1) within the reference document and in columns (bb) and (bc), or in another location as allowed for per the provisions described in columns (bb) and (bc).
Note on R6: Column (p) – 2018 Plan NTG: Insert the assumed NTG value for 2018, used to derive the 2018 Plan Goal set forth in column (t). Note: These NTG values identified in the approved Plan and in columns (p), (q), (r), and (s) that are used to derive the Plan Energy Savings Goals set forth in columns (t), (u), (v), and (w) will be fixed for the entirety of the Plan period for the purpose of calculating the Final Adjusted Net Energy Savings Goals set forth in columns (aw), (ax), (ay), and (az).
Note on S6: Column (q) – 2019 Plan NTG: Insert the assumed NTG value for 2019, used to derive the 2019 Plan Goal set forth in column (u). Note: These NTG values identified in the approved Plan and in columns (p), (q), (r), and (s) that are used to derive the Plan Energy Savings Goals set forth in columns (t), (u), (v), and (w) will be fixed for the entirety of the Plan period for the purpose of calculating the Final Adjusted Net Energy Savings Goals set forth in columns (aw), (ax), (ay), and (az).
Note on T6: Column (r) – 2020 Plan NTG: Insert the assumed NTG value for 2020, used to derive the 2020 Plan Goal set forth in column (v). Note: These NTG values identified in the approved Plan and in columns (p), (q), (r), and (s) that are used to derive the Plan Energy Savings Goals set forth in columns (t), (u), (v), and (w) will be fixed for the entirety of the Plan period for the purpose of calculating the Final Adjusted Net Energy Savings Goals set forth in columns (aw), (ax), (ay), and (az).
Note on U6: Column (s) – 2021 Plan NTG: Insert the assumed NTG value for 2021, used to derive the 2021 Plan Goal set forth in column (w). Note: These NTG values identified in the approved Plan and in columns (p), (q), (r), and (s) that are used to derive the Plan Energy Savings Goals set forth in columns (t), (u), (v), and (w) will be fixed for the entirety of the Plan period for the purpose of calculating the Final Adjusted Net Energy Savings Goals set forth in columns (aw), (ax), (ay), and (az).
Note on V6: Column (t) – 2018 Plan Goal: Calculate the Plan energy savings goal for 2018; column (t)=(f x l x p). The value contained in column (t) – 2018 Plan Goal should be calculated by taking the product of the values contained in column (f) – 2018 Plan Number of Units (Fixed), column (l) – 2018 Plan Gross Unit Savings, and column (p) – 2018 Plan NTG (Fixed).
Note on W6: Column (u) – 2019 Plan Goal: Calculate the Plan energy savings goal for 2019; column (u)=(g x m x q). The value contained in column (u) – 2019 Plan Goal should be calculated by taking the product of the values contained in column (g) – 2019 Plan Number of Units (Fixed), column (m) – 2019 Plan Gross Unit Savings, and column (q) – 2019 Plan NTG (Fixed).
Note on X6: Column (v) – 2020 Plan Goal: Calculate the Plan energy savings goal for 2020; column (v)=(h x n x r). The value contained in column (v) – 2020 Plan Goal should be calculated by taking the product of the values contained in column (h) – 2020 Plan Number of Units (Fixed), column (n) – 2020 Plan Gross Unit Savings, and column (r) – 2020 Plan NTG (Fixed).
Note on Y6: Column (w) – 2021 Plan Goal: Calculate the Plan energy savings goal for 2021; column (w)=(i x o x s). The value contained in column (w) – 2021 Plan Goal should be calculated by taking the product of the values contained in column (i) – 2021 Plan Number of Units (Fixed), column (o) – 2021 Plan Gross Unit Savings, and column (s) – 2021 Plan NTG (Fixed).
Note on Z6: Column (x) – Total Plan Period Goal: Calculate the total Plan energy savings goal; column (x)=(t+u+v+w). The value contained in column (x) – Total Plan Period Goal should be calculated by taking the sum of the values contained in column (t) – 2018 Plan Goal, column (u) – 2019 Plan Goal, column (v) – 2020 Plan Goal, and column (w) – 2021 Plan Goal.
Note on AA6: Column (y) – IL-TRM Measure Code from IL-TRMv6.0 or errata applicable to 2018: List the applicable IL-TRM Measure Code from the IL-TRM Version 6.0 or errata applicable to 2018. The IL-TRM Measure Code can be found at the end of each Measure characterization in the IL-TRM. If the IL-TRM Measure Code is identical to the one contained in the IL-TRM Version 6.0, responses in column (y) – IL-TRM Measure Code from IL-TRMv6.0 or errata applicable to 2018 and column (aa) – 2018 Gross Unit Savings (Therms) should be the same as the approved Plan assumptions specified in column (j) – IL-TRM Measure Code from IL-TRMv6.0 and column (l) – 2018 Plan Gross Unit Savings, respectively. If the IL-TRM Measure Code is different from the one contained in the IL-TRM Version 6.0 and the IL-TRM Measure change warrants a savings goal adjustment and IL-TRM adjustment to the Gross Unit Savings calculated for the Measure due to a change to one of the Key IL-TRM Input Assumptions specified in column (bc) (see provisions contained in the guidelines for columns (bb) and (bc)), provide the IL-TRM adjusted Gross Unit Savings calculated for the Measure from applying the updated applicable IL-TRM assumptions in column (aa) – 2018 Gross Unit Savings. The details and specific changes to the Key IL-TRM Input Assumptions underlying this IL-TRM adjusted Gross Unit Savings calculation for the Measure should be clearly specified in the document listed in column (z) – Reference Document Explaining Gross Unit Savings Calculation Details. Note: Errata are generally posted to the following ICC webpage: https://www.icc.illinois.gov/Electricity/programs/TRM.aspx
Note on AB6: Column (z) – Reference Document Explaining Gross Unit Savings Calculation Details: Provide the name of the document, and date and tab name if applicable, where the supporting calculation details, Key Custom Input Assumptions, any necessary adjustments made to the Key IL-TRM Input Assumptions based upon IL-TRM updates, and any SAG consensus extenuating circumstance adjustment notes and documentation (see provisions contained in the guidelines for columns (bb) and (bc)), are specified for calculating the 2018 Gross Unit Savings values contained in column (aa) for the relevant Measure.
Note on AC6: Column (aa) – 2018 Gross Unit Savings (Therms): Complete the gross Therm savings per unit of participation for 2018 by applying the applicable IL-TRM provisions contained in the IL-TRM Version 6.0 or errata document applicable to 2018 as described below. In cases where the IL-TRM Measure Code change also results in a change to one of the Key IL-TRM Input Assumptions specified in column (bc), the Key IL-TRM Input Assumptions should be adjusted to align with the updated applicable IL-TRM assumptions when calculating the 2018 Gross Unit Savings for the Measure. The calculation details and specific changes to Key IL-TRM Input Assumptions associated with the 2018 Gross Unit Savings calculation for the Measure should be clearly specified in the document listed in column (z) – Reference Document Explaining Gross Unit Savings Calculation Details. Note: If the IL-TRM Measure Code specified in column (y) is identical to the one contained in column (j), the resulting value contained in column (aa) – 2018 Gross Unit Savings should be set equal to the approved Plan value specified in column (l) – 2018 Plan Gross Unit Savings.
Note on AD6: Column (ab) – Gross Unit Savings Adjustment Explanation: Briefly describe the cause of the adjusted Gross Unit Savings reflected in column (aa) – 2018 Gross Unit Savings. Note: Where applicable, document in both column (ab) and the reference document specified in column (z) if the adjustment is the result of SAG consensus concerning an extenuating circumstance as contemplated in the provisions contained in the guidelines for columns (bb) and (bc).
Note on AE6: Column (ac) – 2018 Adjusted Goal: Calculate the adjusted energy savings goal for 2018 by taking the product of the values contained in column (f) – 2018 Plan Number of Units (Fixed), column (aa) – 2018 Gross Unit Savings (Therms), and column (p) – 2018 Plan NTG (Fixed); column (ac)=(f x aa x p).
Note on AF6: Column (ad) – 2018 IL-TRM Adjustment: Calculate the savings differential between the 2018 Adjusted Goal and the 2018 Plan Goal by following the calculation instructions specified in the header row containing column labels; column (ad)=(ac-t).
Note on AG6: Column (ae) – IL-TRM Measure Code from the 2019 IL-TRM or errata applicable to 2019: List the applicable IL-TRM Measure Code from the 2019 IL-TRM or errata applicable to 2019. The IL-TRM Measure Code can be found at the end of each Measure characterization in the IL-TRM or errata document.
Note on AH6: Column (af) – Reference Document Explaining Gross Unit Savings Calculation Details: Provide the name of the document, and date and tab name if applicable, where the supporting calculation details, Key Custom Input Assumptions, any necessary adjustments made to the Key IL-TRM Input Assumptions based upon IL-TRM updates, and any SAG consensus extenuating circumstance adjustment notes and documentation (see provisions contained in these guidelines for columns (bb) and (bc)), are specified for calculating the 2019 Gross Unit Savings values contained in column (ag) for the relevant Measure.
Note on AI6: Column (ag) – 2019 Gross Unit Savings (Therms): Complete the gross Therm savings per unit of participation for 2019 by applying the applicable IL-TRM provisions contained in the 2019 IL-TRM or errata document applicable to 2019 as described below. In cases where the IL-TRM Measure Code change also results in a change to one of the Key IL-TRM Input Assumptions specified in column (bc), the Key IL-TRM Input Assumptions should be adjusted to align with the updated applicable IL-TRM assumptions when calculating the 2019 Gross Unit Savings for the Measure. The calculation details and specific changes to Key IL-TRM Input Assumptions associated with the 2019 Gross Unit Savings calculation for the Measure should be clearly specified in the document listed in column (af) – Reference Document Explaining Gross Unit Savings Calculation Details. Note: If the IL-TRM Measure Code specified in column (ae) is identical to the one contained in column (j), the resulting value contained in column (ag) – 2019 Gross Unit Savings (Therms) should be set equal to the approved Plan value specified in column (m) – 2019 Plan Gross Unit Savings.
Note on AJ6: Column (ah) – Gross Unit Savings Adjustment Explanation: Briefly describe the cause of the adjusted Gross Unit Savings reflected in column (ag) – 2019 Gross Unit Savings. Note: Where applicable, document in both column (ah) and the reference document specified in column (af) if the adjustment is the result of SAG consensus concerning an extenuating circumstance as contemplated in the provisions contained in the guidelines for columns (bb) and (bc).
Note on AK6: Column (ai) – 2019 Adjusted Goal: Calculate the adjusted energy savings goal for 2019 by taking the product of the values contained in column (g) – 2019 Plan Number of Units (Fixed), column (ag) – 2019 Gross Unit Savings (Therms), and column (q) – 2019 Plan NTG (Fixed); column (ai)=(g x ag x q).
Note on AL6: Column (aj) – 2019 IL-TRM Adjustment: Calculate the savings differential between the 2019 Adjusted Goal and the 2019 Plan Goal by following the calculation instructions specified in the header row containing column labels; column (aj)=(ai-u).
Note on AM6: Column (ak) – IL-TRM Measure Code from the 2020 IL-TRM or errata applicable to 2020: List the applicable IL-TRM Measure Code from the 2020 IL-TRM or errata applicable to 2020. The IL-TRM Measure Code can be found at the end of each Measure characterization in the IL-TRM or errata document. Note: Errata are generally posted to the following ICC webpage: https://www.icc.illinois.gov/Electricity/programs/TRM.aspx
Note on AN6: Column (al) – Reference Document Explaining Gross Unit Savings Calculation Details: Provide the name of the document, and date and tab name if applicable, where the supporting calculation details, Key Custom Input Assumptions, any necessary adjustments made to the Key IL-TRM Input Assumptions based upon IL-TRM updates, and any SAG consensus extenuating circumstance adjustment notes and documentation (see provisions contained in these guidelines for columns (bb) and (bc)), are specified for calculating the 2020 Gross Unit Savings values contained in column (am) for the relevant Measure.
Note on AO6: Column (am) – 2020 Gross Unit Savings (Therms): Complete the gross Therm savings per unit of participation for 2020 by applying the applicable IL-TRM provisions contained in the 2020 IL-TRM or errata document applicable to 2020 as described below. In cases where the IL-TRM Measure Code change also results in a change to one of the Key IL-TRM Input Assumptions specified in column (bc), the Key IL-TRM Input Assumptions should be adjusted to align with the updated applicable IL-TRM assumptions when calculating the 2020 Gross Unit Savings for the Measure. The calculation details and specific changes to Key IL-TRM Input Assumptions associated with the 2020 Gross Unit Savings calculation for the Measure should be clearly specified in the document listed in column (al) – Reference Document Explaining Gross Unit Savings Calculation Details. Note: If the IL-TRM Measure Code specified in column (ak) is identical to the one contained in column (j), the resulting value contained in column (am) – 2020 Gross Unit Savings should be set equal to the approved Plan value specified in column (n) – 2020 Plan Gross Unit Savings.
Note on AP6: Column (an) – Gross Unit Savings Adjustment Explanation: Briefly describe the cause of the adjusted Gross Unit Savings reflected in column (am) – 2020 Gross Unit Savings. Note: Where applicable, document in both column (an) and the reference document specified in column (al) if the adjustment is the result of SAG consensus concerning an extenuating circumstance as contemplated in the provisions contained in the guidelines for columns (bb) and (bc).
Note on AQ6: Column (ao) – 2020 Adjusted Goal: Calculate the adjusted energy savings goal for 2020 by taking the product of the values contained in column (h) – 2020 Plan Number of Units (Fixed), column (am) – 2020 Gross Unit Savings (Therms), and column (r) – 2020 Plan NTG (Fixed); column (ao)=(h x am x r).
Note on AR6: Column (ap) – 2020 IL-TRM Adjustment: Calculate the savings differential between the 2020 Adjusted Goal and the 2020 Plan Goal by following the calculation instructions specified in the header row containing column labels; column (ap)=(ao-v).
Note on AS6: Column (aq) – IL-TRM Measure Code from the 2021 IL-TRM or errata applicable to 2021: List the applicable IL-TRM Measure Code from the 2021 IL-TRM or errata applicable to 2021. The IL-TRM Measure Code can be found at the end of each Measure characterization in the IL-TRM or errata document. If the IL-TRM Measure Code is identical to the one contained in the IL-TRM Version 6.0, responses in column (aq) – IL-TRM Measure Code from the 2021 IL-TRM or errata applicable to 2021 and column (as) – 2021 Gross Unit Savings (Therms) should be the same as the approved Plan assumptions specified in column (j) – IL-TRM Measure Code from IL-TRMv6.0 and column (o) – 2021 Plan Gross Unit Savings, respectively. If the IL-TRM Measure Code is different from the one contained in the IL-TRM Version 6.0 and the IL-TRM Measure change warrants a savings goal adjustment and IL-TRM adjustment to the Gross Unit Savings calculated for the Measure due to a change to one of the Key IL-TRM Input Assumptions specified in column (bc) (see provisions contained in the guidelines for columns (bb) and (bc)), provide the IL-TRM adjusted Gross Unit Savings calculated for the Measure from applying the updated applicable IL-TRM assumptions in column (as) – 2021 Gross Unit Savings (Therms). The details and specific changes to the Key IL-TRM Input Assumptions underlying this IL-TRM adjusted Gross Unit Savings calculation for the Measure should be clearly specified in the document listed in column (ar) – Reference Document Explaining Gross Unit Savings Calculation Details. Note: Errata are generally posted to the following ICC webpage: https://www.icc.illinois.gov/Electricity/programs/TRM.aspx
Note on AT6: Column (ar) – Reference Document Explaining Gross Unit Savings Calculation Details: Provide the name of the document, and date and tab name if applicable, where the supporting calculation details, Key Custom Input Assumptions, any necessary adjustments made to the Key IL-TRM Input Assumptions based upon IL-TRM updates, and any SAG consensus extenuating circumstance adjustment notes and documentation (see provisions contained in these guidelines for columns (bb) and (bc)), are specified for calculating the 2021 Gross Unit Savings values contained in column (as) for the relevant Measure.
Note on AU6: Column (as) – 2021 Gross Unit Savings (Therms): Complete the gross Therm savings per unit of participation for 2021 by applying the applicable IL-TRM provisions contained in the 2021 IL-TRM or errata document applicable to 2021 as described below. In cases where the IL-TRM Measure Code change also results in a change to one of the Key IL-TRM Input Assumptions specified in column (bc), the Key IL-TRM Input Assumptions should be adjusted to align with the updated applicable IL-TRM assumptions when calculating the 2021 Gross Unit Savings for the Measure. The calculation details and specific changes to Key IL-TRM Input Assumptions associated with the 2021 Gross Unit Savings calculation for the Measure should be clearly specified in the document listed in column (ar) – Reference Document Explaining Gross Unit Savings Calculation Details. Note: If the IL-TRM Measure Code specified in column (aq) is identical to the one contained in column (j), the resulting value contained in column (as) – 2021 Gross Unit Savings should be set equal to the approved Plan value specified in column (o) – 2021 Plan Gross Unit Savings.
Note on AV6: Column (at) – Gross Unit Savings Adjustment Explanation: Briefly describe the cause of the adjusted Gross Unit Savings reflected in column (as) – 2021 Gross Unit Savings. Note: Where applicable, document in both column (at) and the reference document specified in column (ar) if the adjustment is the result of SAG consensus concerning an extenuating circumstance as contemplated in the provisions contained in the guidelines for columns (bb) and (bc).
Note on AW6: Column (au) – 2021 Adjusted Goal: Calculate the adjusted energy savings goal for 2021 by taking the product of the values contained in column (i) – 2021 Plan Number of Units (Fixed), column (as) – 2021 Gross Unit Savings (Therms), and column (s) – 2021 Plan NTG (Fixed); column (au)=(i x as x s).
Note on AX6: Column (av) – 2021 IL-TRM Adjustment: Calculate the savings differential between the 2021 Adjusted Goal and the 2021 Plan Goal by following the calculation instructions specified in the header row containing column labels; column (av)=(au-w).
Note on AY6: Column (aw) – 2018 Final Savings Goal: Set equal to the value contained in column (ac) – 2018 Adjusted Goal for the rows containing Measures designated as IL-TRM Adjustable (column (c)=1). Column (aw) – 2018 Final Savings Goal: Set equal to the value contained in column (t) – 2018 Plan Goal for the rows of Measures that are not IL-TRM Adjustable (column (c)=0).
Note on AZ6: Column (ax) – 2019 Final Savings Goal: Set equal to the value contained in column (ai) – 2019 Adjusted Goal for each row with a Measure designated as IL-TRM Adjustable (column (c)=1). Column (ax) – 2019 Final Savings Goal: Set equal to the value contained in column (u) – 2019 Plan Goal for each row with a Measure that is not IL-TRM Adjustable (column (c)=0).
Note on BA6: Column (ay) – 2020 Final Savings Goal: Set equal to the value contained in column (ao) – 2020 Adjusted Goal for each row with a Measure designated as IL-TRM Adjustable (column (c)=1). Column (ay) – 2020 Final Savings Goal: Set equal to the value contained in column (v) – 2020 Plan Goal for each row with a Measure that is not IL-TRM Adjustable (column (c)=0).
Note on BB6: Column (az) – 2021 Final Savings Goal: Set equal to the value contained in column (au) – 2021 Adjusted Goal for each row with a Measure designated as IL-TRM Adjustable (column (c)=1). Column (az) – 2021 Final Savings Goal: Set equal to the value contained in column (w) – 2021 Plan Goal for each row with a Measure that is not IL-TRM Adjustable (column (c)=0).
Note on BC6: Calculate an estimate of the Plan Period Final Adjusted Net Energy Savings Goal by completing column (ba) – Plan Period Final Savings Goal (Therms) for all Measures by following the calculation instructions specified in the header row of the column: column (ba)=(aw+ax+ay+az); and then below the list of Measures, include the Portfolio Total (Therms) savings by calculating the sum of the rows of Measure savings for column (ba) to determine an estimate of the Portfolio Final Adjusted Net Energy Savings Goal for the Plan Period. Note: Each Program Administrator’s actual Portfolio Final Adjusted Net Energy Savings Goal for the Plan Period may not be known until after the Commission approves the 2022 IL-TRM, which may include IL-TRM updates specified as errata Measures applicable to 2021 that might necessitate additional energy savings goal adjustments to be made for the last Program Year to obtain an accurate calculation of the Final Adjusted Net Energy Savings Goal for the Plan Period. Note: Below the list of Measures in the row, Portfolio Total (Therms), calculate a total summation of all the Measure savings to determine the Portfolio savings goal. The value contained in the row, Portfolio Total (Therms), of the Measure-Level Adjustments Tab for column (ba) – Plan Period Final Savings Goal (Therms) should be equal to the value contained in the row, Portfolio Total (Therms), in the Program-Level Adjustments Tab for column (s) – Plan Period Adjusted Energy Savings Goal (Therms).
Note on BD6: Column (bb) – Key Custom Input Assumptions (if none, specify NA): Assumptions in savings estimates that are custom and are not derived from values in the IL-TRM, and therefore will not necessitate a change in savings goals if the IL-TRM is updated, unless consensus is reached at SAG that the extenuating circumstance warrants an adjustment. List any custom assumptions selected by the Program Administrator to calculate the Plan Gross Unit Savings for the IL-TRM Adjustable Measure in the Plan and specified in columns (l), (m), (n), and (o). Answer “NA” if there are no custom assumptions selected by the Program Administrator to calculate the Plan Gross Unit Savings for the IL-TRM Adjustable Measure. The assumptions listed in column (bb) should be consistent with and clearly outlined in the reference document specified in column (k) – Reference Document Explaining Gross Unit Savings Calculation Details. Program Administrators have the flexibility to specify the custom assumptions selected by the Program Administrator within a separate tab or across multiple columns of the Measure-Level Adjustments Tab. In cases where the custom assumptions are provided within a separate tab, the name of the tab where the custom assumptions can be found should be clearly specified in column (bb). Note: In general, if a custom input assumption specified in this column (bb) is changed by the Program Administrator during Program implementation and tracking of the Measure savings during the Plan period, given such a change to the custom input assumptions during Program implementation of the Measure is not the result of a change to the IL-TRM, the changed custom input assumption should not be used to adjust the Program Administrator’s energy savings goals. In other words, the custom input assumptions selected by the Program Administrator in its Plan filing (as specified in column (bb)) should remain fixed over the Plan period when calculating the Gross Unit Savings for the applicable Program Years set forth in columns (aa), (ag), (am) and (as) and the Final Adjusted Net Energy Savings Goals set forth in columns (aw), (ax), (ay), (az), and (ba) unless consensus is reached at SAG that the extenuating circumstance warrants an adjustment.
Note on BE6: Column (bc) – Key IL-TRM Input Assumptions: Assumptions derived from the IL-TRM that, if changed in the IL-TRM in the future, would necessitate a savings goal adjustment, unless consensus is reached at SAG that the extenuating circumstance warrants no adjustment. List the specific assumptions and values from the IL-TRM relied upon to calculate the Plan Gross Unit Savings for the Measure specified in columns (l), (m), (n), and (o). The assumptions listed in column (bc) should be consistent with and clearly outlined in the reference document specified in column (k) – Reference Document Explaining Gross Unit Savings Calculation Details. Program Administrators have the flexibility to specify the assumptions and values derived from the IL-TRM to calculate the Plan Gross Unit Savings for the Measure within a separate tab or across multiple columns of the Measure-Level Adjustments Tab. In cases where the assumptions and values derived from the IL-TRM are provided within a separate tab, the name of the tab where the assumptions and values derived from the IL-TRM can be found should be clearly specified in column (bc). Examples of Key IL-TRM Input Assumptions: 1) Cooling_Reduction = 8.0% for 5.3.16 Advanced Thermostats Measure; or 2) Hours (Unknown Installation Location) = 847 for 5.5.8 LED Screw Based Omnidirectional Bulbs Measure.
Note on AY7: Note: (aw)=(ac) for IL-TRM Adjustable Measures (if column (c)=1); (aw)=(t) for Measures that are not IL-TRM Adjustable (if column (c)=0).
Note on AZ7: Note: (ax)=(ai) for IL-TRM Adjustable Measures (if column (c)=1); (ax)=(u) for Measures that are not IL-TRM Adjustable (if column (c)=0).
Note on BA7: Note: (ay)=(ao) for IL-TRM Adjustable Measures (if column (c)=1); (ay)=(v) for Measures that are not IL-TRM Adjustable (if column (c)=0).
Note on BB7: Note: (az)=(au) for IL-TRM Adjustable Measures (if column (c)=1); (az)=(w) for Measures that are not IL-TRM Adjustable (if column (c)=0).
Note on A427: Portfolio Total (Therms): Below the list of Measures, calculate a total summation of all the Measure savings (with applicable fuel type savings (Therms)) to determine the Portfolio savings goals and adjustments for columns (t) – (x), (ad), (aj), (ap), (av) – (az), and (ba). Note: The values contained in the row, Portfolio Total (Therms), of the Measure-Level Adjustments Tab for columns (t), (u), (v), (w), and (x) – Plan Energy Savings Goals, and columns (aw), (ax), (ay), (az), and (ba) – Final Adjusted Net Energy Savings Goals, should be equal to the values contained in the row, Portfolio Total (Therms), in the Program-Level Adjustments Tab for columns (b), (f), (j), (n), and (r) – Plan Energy Savings Goal, and columns (c), (g), (k), (o), and (s) – Adjusted Energy Savings Goal, respectively.
Note on V428: Portfolio Total (Therms) 2018 Plan Goal: Calculate the sum of the rows of Measure savings within the column for the respective fuel type (Therms) to determine the Portfolio savings goal. Note: The value contained in the row, Portfolio Total (Therms), in the Program-Level Adjustments Tab for column (b) – 2018 Plan Energy Savings Goal should be equal to the value contained in the row, Portfolio Total (Therms), of the Measure-Level Adjustments Tab for column (t) – 2018 Plan Goal.
Note on W428: Portfolio Total (Therms) 2019 Plan Goal: Calculate the sum of the rows of Measure savings within the column for the respective fuel type (Therms) to determine the Portfolio savings goal. Note: The value contained in the row, Portfolio Total (Therms), in the Program-Level Adjustments Tab for column (f) – 2019 Plan Energy Savings Goal should be equal to the value contained in the row, Portfolio Total (Therms), of the Measure-Level Adjustments Tab for column (u) – 2019 Plan Goal.
Note on X428: Portfolio Total (Therms) 2020 Plan Goal: Calculate the sum of the rows of Measure savings within the column for the respective fuel type (Therms) to determine the Portfolio savings goal. Note: The value contained in the row, Portfolio Total (Therms), in the Program-Level Adjustments Tab for column (j) – 2020 Plan Energy Savings Goal should be equal to the value contained in the row, Portfolio Total (Therms), of the Measure-Level Adjustments Tab for column (v) – 2020 Plan Goal.
Note on Y428: Portfolio Total (Therms) 2021 Plan Goal: Calculate the sum of the rows of Measure savings within the column for the respective fuel type (Therms) to determine the Portfolio savings goal. Note: The value contained in the row, Portfolio Total (Therms), in the Program-Level Adjustments Tab for column (n) – 2021 Plan Energy Savings Goal should be equal to the value contained in the row, Portfolio Total (Therms), of the Measure-Level Adjustments Tab for column (w) – 2021 Plan Goal.
Note on Z428: Portfolio Total (Therms) Plan Period Goal: Calculate the sum of the rows of Measure savings within the column for the respective fuel type (Therms) to arrive at the Portfolio Total (Therms) Plan Period Plan Energy Savings Goal. Note: The value contained in the row, Portfolio Total (Therms), in the Program-Level Adjustments Tab for column (r), should be equal to the value of the Program Administrator’s energy savings goal specified in its approved Plan from the Plan docket, and this value should also be equal to the value contained in column (x) in the row, Portfolio Total (Therms), of the Measure-Level Adjustments Tab.
Note on AF428: Portfolio Total (Therms) Plan Period Goal: Calculate the sum of the rows of Measure savings within the column for the respective fuel type (Therms) to arrive at the Portfolio Total (Therms) Plan Period Plan Energy Savings Goal. Note: The value contained in the row, Portfolio Total (Therms), in the Program-Level Adjustments Tab for column (r), should be equal to the value of the Program Administrator’s energy savings goal specified in its approved Plan from the Plan docket, and this value should also be equal to the value contained in column (x) in the row, Portfolio Total (Therms), of the Measure-Level Adjustments Tab.
Note on AL428: Portfolio Total (Therms) Plan Period Goal: Calculate the sum of the rows of Measure savings within the column for the respective fuel type (Therms) to arrive at the Portfolio Total (Therms) Plan Period Plan Energy Savings Goal. Note: The value contained in the row, Portfolio Total (Therms), in the Program-Level Adjustments Tab for column (r), should be equal to the value of the Program Administrator’s energy savings goal specified in its approved Plan from the Plan docket, and this value should also be equal to the value contained in column (x) in the row, Portfolio Total (Therms), of the Measure-Level Adjustments Tab.
Note on AR428: Portfolio Total (Therms) Plan Period Goal: Calculate the sum of the rows of Measure savings within the column for the respective fuel type (Therms) to arrive at the Portfolio Total (Therms) Plan Period Plan Energy Savings Goal. Note: The value contained in the row, Portfolio Total (Therms), in the Program-Level Adjustments Tab for column (r), should be equal to the value of the Program Administrator’s energy savings goal specified in its approved Plan from the Plan docket, and this value should also be equal to the value contained in column (x) in the row, Portfolio Total (Therms), of the Measure-Level Adjustments Tab.
Note on AX428: Portfolio Total (Therms) Plan Period Goal: Calculate the sum of the rows of Measure savings within the column for the respective fuel type (Therms) to arrive at the Portfolio Total (Therms) Plan Period Plan Energy Savings Goal. Note: The value contained in the row, Portfolio Total (Therms), in the Program-Level Adjustments Tab for column (r), should be equal to the value of the Program Administrator’s energy savings goal specified in its approved Plan from the Plan docket, and this value should also be equal to the value contained in column (x) in the row, Portfolio Total (Therms), of the Measure-Level Adjustments Tab.
Note on AY428: Portfolio Total (Therms) 2018 Final Savings Goal: Calculate the sum of the rows of Measure savings within the column for the respective fuel type (Therms). The value contained in the row, Portfolio Total (Therms), of the Measure-Level Adjustments Tab for column (aw) – 2018 Final Savings Goal should be equal to the value contained in the row, Portfolio Total (Therms), in the Program-Level Adjustments Tab for column (c) – 2018 Adjusted Energy Savings Goal.
Note on AZ428: Portfolio Total (Therms) 2019 Final Savings Goal: Calculate the sum of the rows of Measure savings within the column for the respective fuel type (Therms). The value contained in the row, Portfolio Total (Therms), of the Measure-Level Adjustments Tab for column (ax) should be equal to the value contained in the row, Portfolio Total (Therms), in the Program-Level Adjustments Tab for column (g).
Note on BA428: Portfolio Total (Therms) 2020 Final Savings Goal: Calculate the sum of the rows of Measure savings within the column for the respective fuel type (Therms). Note: The value contained in the row, Portfolio Total (Therms), of the Measure-Level Adjustments Tab for column (ay) should be equal to the value contained in the row, Portfolio Total (Therms), in the Program-Level Adjustments Tab for column (k).
Note on BB428: Portfolio Total (Therms) 2021 Final Savings Goal: Calculate the sum of the rows of Measure savings within the column for the respective fuel type (Therms). Note: The value contained in the row, Portfolio Total (Therms), of the Measure-Level Adjustments Tab for column (az) should be equal to the value contained in the row, Portfolio Total (Therms), in the Program-Level Adjustments Tab for column (o).
Note on BC428: Portfolio Total (Therms) Plan Period Final Savings Goal: Calculate the sum of the rows of Measure savings within the column for the respective fuel type (Therms). Note: The value contained in the row, Portfolio Total (Therms), in the Program-Level Adjustments Tab for column (s) should be equal to the value contained in the row, Portfolio Total (Therms), of the Measure-Level Adjustments Tab for column (ba). Note: Each Program Administrator’s actual Portfolio Final Adjusted Net Energy Savings Goal for the Plan Period may not be known until after the Commission approves the 2022 IL-TRM, which may include IL-TRM updates specified as errata Measures applicable to 2021 that might necessitate additional energy savings goal adjustments to be made for the last Program Year to obtain an accurate calculation of the Final Adjusted Net Energy Savings Goal for the Plan Period.