## Configuration
Loadshape Tool Configuration
This tool automatically generates loadshapes from the RER "eShape" data, using the configurations on this sheet.
Loadshapes can be generated for each Building Type (Segment), for each End Use, as configured below.
Read the cell comments for usage notes.
Update the time period names and descriptions in the 'Summary' sheet. These labels are used in other sheets.
Update the formulas in the 'Calculations' screen (starting with column AD) to use the correct time periods.
Requires a reference to "Microsoft DAO 3.6 Object Library" (in VBA, under Tools > References).
To generate loadshapes (output to the 'Loadshapes' worksheet):
1) Set the desired configuration settings below (yellow cells).
2) Open the VBA editor, open the code for "ThisWorkbook", and display the Immediate window (Ctrl-G).
3) Put the cursor in the GenerateLoadshapes() routine and tap F5 (run). The Immediate window shows the progress as each loadshape is calculated.
For Commercial, each loadshape is pasted beneath the respective building type in the 'Loadshapes' sheet.
For Residential, the Single Family loadshape is pasted beneath the first building type, and Multifamily beneath the second building type.
Note that the 'Summary' sheet will display "NA" if there is an error, which may happen if the RER inputs are all zero (results in divide by zero). This prevents the error in the output loadshapes.
<Yellow cells are inputs>
CONFIGURATION:
Paths to eShapes data:
Commercial: | G:\Consulting\Reference\Load Shapes\LoadShapes\eShapes\NY_EUCom01.mdb
Residential: | G:\Consulting\Reference\Load Shapes\LoadShapes\eShapes\NY_EURes01.mdb
Fuel Type: | Electric (only "Electric" is supported, "Gas" is not supported at this time)
WthrID (Com): | N14768 | See "Weather IDs" table below
MktAreaID (Res): | 160 | See "Market Area IDs" table below
End Use | Com / Res | Weather-Dependent | Generate Loadshapes | HouseType (Res only)
ElecTotl | Com | No | No
ElecCook | Com | No | No
Cool | Com | Yes | No
ElecHeat | Com | Yes | No
ElecDHW | Com | No | No
InLight | Com | No | No
ElecMisc | Com | No | No
Office | Com | No | No
Refrig | Com | No | No
Vent | Com | No | No
OutLight | Com | No | No
ElecTotl | Res | No | No | SF
ElecHeat | Res | Yes | No | SF
Cooling | Res | Yes | Yes | SF
Refrig | Res | No | No | SF
Freezer | Res | No | No | SF
ElecCook | Res | No | No | SF
Dishwash | Res | No | No | SF
ElecMisc | Res | No | No | SF
ElecDryr | Res | No | No | SF
ElecDHW | Res | No | No | SF
ClWash | Res | No | No | SF
PoolSpa | Res | Yes | No | SF | Weather dependent?
ColorTV | Res | No | No | SF
Lighting | Res | No | No | SF
Commercial Building Types
SegID | Segment | SortOrder | Generate Loadshapes
OFFSM | Office, Small | 1 | Yes
OFFMD | Office, Medium | 2 | Yes
OFFLG | Office, Large | 3 | Yes
RETSM | Retail, Small | 4 | Yes
RETLG | Retail, Large | 5 | Yes
RST1 | Restaurant, 1-Meal | 6 | Yes
RST2 | Restaurant, 2-Meals | 7 | Yes
RST3 | Restaurant, 3-Meals | 8 | Yes
FFD1 | Fast-Food, 1-Meal | 9 | Yes
FFD2 | Fast-Food, 2-Meals | 10 | Yes
FFD3 | Fast-Food, 3-Meals | 11 | Yes
GROC | Grocery | 12 | Yes
CONV | Convenience | 13 | Yes
WRHS | Warehouse, NonRefrig. | 14 | Yes
RWRHS | Warehouse, Refrig. | 15 | Yes
SCHL | School | 16 | Yes
COLL | College | 17 | Yes
HOSP | Hospital | 18 | Yes
NURS | Nursing Home | 19 | Yes
HOTEL | Hotel | 20 | Yes
MOTEL | Motel | 21 | Yes
CHUR | Religious Worship | 22 | Yes
PUBL | Public Assembly | 23 | Yes
SRVC | Service | 24 | Yes
Weather IDs for Commercial
WthrID | Weather
N14732 | New York-LGA, NY Normal
N94789 | New York-JFK, NY Normal
N04781 | Islip, NY Normal
N14768 | Syracuse
Market Area IDs for Residential
MktArea | Area
160 | Albany-Schenectady-Troy, NY
1280 | Buffalo-Niagara Falls, NY
5380 | Nassau-Suffolk, NY
5600 | New York, NY
6840 | Rochester, NY
9936 | Non-MSA, NY
Note on A19: SBower: Copy the MS Access source file to a local drive for much faster processing. Commercial file name is *COM01.mdb, residential is *RES01.mdb.
Note on A23: SBower: Weather ID for the locale used for weather data. See the 'WthrID' table below, or look up the ID in the eShapes Access database.
Note on A24: SBower: Market Area ID selected for a residential end use. See the 'Market ID' table below, or look up the ID in the eShapes Access database.
Note on A54: SBower: Named range "Segments" (building types), derived from the eShape data. Loadshapes will be generated for each segment.
Note on A80: SBower: The full list of weather stations/IDs can be found in the Commercial eShapes database.
Note on A86: SBower: The full list of weather stations/IDs can be found in the Commercial eShapes database.
Note on C26: SBower: Used to set the "Weather dependent?" cell value on the Calculations sheet, for each end use.
Note on C54: SBower: From the eShapes database. Not used.
Note on D26: SBower: Set to "Yes" to generate loadshapes for this End Use.
Note on D54: SBower: Set to "Yes" to generate loadshapes for this Building Type.
Note on E26: SBower: For Residential, House type is SF (single family) or MF (multifamily).

## Inputs
Year | Month | Day | Hr1 | Hr2 | Hr3 | Hr4 | Hr5 | Hr6 | Hr7 | Hr8 | Hr9 | Hr10 | Hr11 | Hr12 | Hr13 | Hr14 | Hr15 | Hr16 | Hr17 | Hr18 | Hr19 | Hr20 | Hr21 | Hr22 | Hr23 | Hr24
2001 | 1 | 1 | 0 | 0 | 0 | 0 | 0 | 0 | 0 | 0 | 0 | 0 | 0 | 0 | 0 | 0 | 0 | 0 | 0 | 0 | 0 | 0 | 0 | 0 | 0 | 0
2001 | 1 | 2 | 0 | 0 | 0 | 0 | 0 | 0 | 0 | 0 | 0 | 0 | 0 | 0 | 0 | 0 | 0 | 0 | 0 | 0 | 0 | 0 | 0 | 0 | 0 | 0
2001 | 1 | 3 | 0 | 0 | 0 | 0 | 0 | 0 | 0 | 0 | 0 | 0 | 0 | 0 | 0 | 0 | 0 | 0 | 0 | 0 | 0 | 0 | 0 | 0 | 0 | 0
2001 | 1 | 4 | 0 | 0 | 0 | 0 | 0 | 0 | 0 | 0 | 0 | 0 | 0 | 0 | 0 | 0 | 0 | 0 | 0 | 0 | 0 | 0 | 0 | 0 | 0 | 0
2001 | 1 | 5 | 0 | 0 | 0 | 0 | 0 | 0 | 0 | 0 | 0 | 0 | 0 | 0 | 0 | 0 | 0 | 0 | 0 | 0 | 0 | 0 | 0 | 0 | 0 | 0
2001 | 1 | 6 | 0 | 0 | 0 | 0 | 0 | 0 | 0 | 0 | 0 | 0 | 0 | 0 | 0 | 0 | 0 | 0 | 0 | 0 | 0 | 0 | 0 | 0 | 0 | 0
2001 | 1 | 7 | 0 | 0 | 0 | 0 | 0 | 0 | 0 | 0 | 0 | 0 | 0 | 0 | 0 | 0 | 0 | 0 | 0 | 0 | 0 | 0 | 0 | 0 | 0 | 0
2001 | 1 | 8 | 0 | 0 | 0 | 0 | 0 | 0 | 0 | 0 | 0 | 0 | 0 | 0 | 0 | 0 | 0 | 0 | 0 | 0 | 0 | 0 | 0 | 0 | 0 | 0
2001 | 1 | 9 | 0 | 0 | 0 | 0 | 0 | 0 | 0 | 0 | 0 | 0 | 0 | 0 | 0 | 0 | 0 | 0 | 0 | 0 | 0 | 0 | 0 | 0 | 0 | 0
2001 | 1 | 10 | 0 | 0 | 0 | 0 | 0 | 0 | 0 | 0 | 0 | 0 | 0 | 0 | 0 | 0 | 0 | 0 | 0 | 0 | 0 | 0 | 0 | 0 | 0 | 0
2001 | 1 | 11 | 0 | 0 | 0 | 0 | 0 | 0 | 0 | 0 | 0 | 0 | 0 | 0 | 0 | 0 | 0 | 0 | 0 | 0 | 0 | 0 | 0 | 0 | 0 | 0
2001 | 1 | 12 | 0 | 0 | 0 | 0 | 0 | 0 | 0 | 0 | 0 | 0 | 0 | 0 | 0 | 0 | 0 | 0 | 0 | 0 | 0 | 0 | 0 | 0 | 0 | 0
2001 | 1 | 13 | 0 | 0 | 0 | 0 | 0 | 0 | 0 | 0 | 0 | 0 | 0 | 0 | 0 | 0 | 0 | 0 | 0 | 0 | 0 | 0 | 0 | 0 | 0 | 0
2001 | 1 | 14 | 0 | 0 | 0 | 0 | 0 | 0 | 0 | 0 | 0 | 0 | 0 | 0 | 0 | 0 | 0 | 0 | 0 | 0 | 0 | 0 | 0 | 0 | 0 | 0
2001 | 1 | 15 | 0 | 0 | 0 | 0 | 0 | 0 | 0 | 0 | 0 | 0 | 0 | 0 | 0 | 0 | 0 | 0 | 0 | 0 | 0 | 0 | 0 | 0 | 0 | 0
2001 | 1 | 16 | 0 | 0 | 0 | 0 | 0 | 0 | 0 | 0 | 0 | 0 | 0 | 0 | 0 | 0 | 0 | 0 | 0 | 0 | 0 | 0 | 0 | 0 | 0 | 0
2001 | 1 | 17 | 0 | 0 | 0 | 0 | 0 | 0 | 0 | 0 | 0 | 0 | 0 | 0 | 0 | 0 | 0 | 0 | 0 | 0 | 0 | 0 | 0 | 0 | 0 | 0
2001 | 1 | 18 | 0 | 0 | 0 | 0 | 0 | 0 | 0 | 0 | 0 | 0 | 0 | 0 | 0 | 0 | 0 | 0 | 0 | 0 | 0 | 0 | 0 | 0 | 0 | 0
2001 | 1 | 19 | 0 | 0 | 0 | 0 | 0 | 0 | 0 | 0 | 0 | 0 | 0 | 0 | 0 | 0 | 0 | 0 | 0 | 0 | 0 | 0 | 0 | 0 | 0 | 0
2001 | 1 | 20 | 0 | 0 | 0 | 0 | 0 | 0 | 0 | 0 | 0 | 0 | 0 | 0 | 0 | 0 | 0 | 0 | 0 | 0 | 0 | 0 | 0 | 0 | 0 | 0
2001 | 1 | 21 | 0 | 0 | 0 | 0 | 0 | 0 | 0 | 0 | 0 | 0 | 0 | 0 | 0 | 0 | 0 | 0 | 0 | 0 | 0 | 0 | 0 | 0 | 0 | 0
2001 | 1 | 22 | 0 | 0 | 0 | 0 | 0 | 0 | 0 | 0 | 0 | 0 | 0 | 0 | 0 | 0 | 0 | 0 | 0 | 0 | 0 | 0 | 0 | 0 | 0 | 0
2001 | 1 | 23 | 0 | 0 | 0 | 0 | 0 | 0 | 0 | 0 | 0 | 0 | 0 | 0 | 0 | 0 | 0 | 0 | 0 | 0 | 0 | 0 | 0 | 0 | 0 | 0
2001 | 1 | 24 | 0 | 0 | 0 | 0 | 0 | 0 | 0 | 0 | 0 | 0 | 0 | 0 | 0 | 0 | 0 | 0 | 0 | 0 | 0 | 0 | 0 | 0 | 0 | 0
2001 | 1 | 25 | 0 | 0 | 0 | 0 | 0 | 0 | 0 | 0 | 0 | 0 | 0 | 0 | 0 | 0 | 0 | 0 | 0 | 0 | 0 | 0 | 0 | 0 | 0 | 0
2001 | 1 | 26 | 0 | 0 | 0 | 0 | 0 | 0 | 0 | 0 | 0 | 0 | 0 | 0 | 0 | 0 | 0 | 0 | 0 | 0 | 0 | 0 | 0 | 0 | 0 | 0
2001 | 1 | 27 | 0 | 0 | 0 | 0 | 0 | 0 | 0 | 0 | 0 | 0 | 0 | 0 | 0 | 0 | 0 | 0 | 0 | 0 | 0 | 0 | 0 | 0 | 0 | 0
2001 | 1 | 28 | 0 | 0 | 0 | 0 | 0 | 0 | 0 | 0 | 0 | 0 | 0 | 0 | 0 | 0 | 0 | 0 | 0 | 0 | 0 | 0 | 0 | 0 | 0 | 0
2001 | 1 | 29 | 0 | 0 | 0 | 0 | 0 | 0 | 0 | 0 | 0 | 0 | 0 | 0 | 0 | 0 | 0 | 0 | 0 | 0 | 0 | 0 | 0 | 0 | 0 | 0
2001 | 1 | 30 | 0 | 0 | 0 | 0 | 0 | 0 | 0 | 0 | 0 | 0 | 0 | 0 | 0 | 0 | 0 | 0 | 0 | 0 | 0 | 0 | 0 | 0 | 0 | 0
2001 | 1 | 31 | 0 | 0 | 0 | 0 | 0 | 0 | 0 | 0 | 0 | 0 | 0 | 0 | 0 | 0 | 0 | 0 | 0 | 0 | 0 | 0 | 0 | 0 | 0 | 0
2001 | 2 | 1 | 0 | 0 | 0 | 0 | 0 | 0 | 0 | 0 | 0 | 0 | 0 | 0 | 0 | 0 | 0 | 0 | 0 | 0 | 0 | 0 | 0 | 0 | 0 | 0
2001 | 2 | 2 | 0 | 0 | 0 | 0 | 0 | 0 | 0 | 0 | 0 | 0 | 0 | 0 | 0 | 0 | 0 | 0 | 0 | 0 | 0 | 0 | 0 | 0 | 0 | 0
2001 | 2 | 3 | 0 | 0 | 0 | 0 | 0 | 0 | 0 | 0 | 0 | 0 | 0 | 0 | 0 | 0 | 0 | 0 | 0 | 0 | 0 | 0 | 0 | 0 | 0 | 0
2001 | 2 | 4 | 0 | 0 | 0 | 0 | 0 | 0 | 0 | 0 | 0 | 0 | 0 | 0 | 0 | 0 | 0 | 0 | 0 | 0 | 0 | 0 | 0 | 0 | 0 | 0
2001 | 2 | 5 | 0 | 0 | 0 | 0 | 0 | 0 | 0 | 0 | 0 | 0 | 0 | 0 | 0 | 0 | 0 | 0 | 0 | 0 | 0 | 0 | 0 | 0 | 0 | 0
2001 | 2 | 6 | 0 | 0 | 0 | 0 | 0 | 0 | 0 | 0 | 0 | 0 | 0 | 0 | 0 | 0 | 0 | 0 | 0 | 0 | 0 | 0 | 0 | 0 | 0 | 0
2001 | 2 | 7 | 0 | 0 | 0 | 0 | 0 | 0 | 0 | 0 | 0 | 0 | 0 | 0 | 0 | 0 | 0 | 0 | 0 | 0 | 0 | 0 | 0 | 0 | 0 | 0
2001 | 2 | 8 | 0 | 0 | 0 | 0 | 0 | 0 | 0 | 0 | 0 | 0 | 0 | 0 | 0 | 0 | 0 | 0 | 0 | 0 | 0 | 0 | 0 | 0 | 0 | 0
2001 | 2 | 9 | 0 | 0 | 0 | 0 | 0 | 0 | 0 | 0 | 0 | 0 | 0 | 0 | 0 | 0 | 0 | 0 | 0 | 0 | 0 | 0 | 0 | 0 | 0 | 0
2001 | 2 | 10 | 0 | 0 | 0 | 0 | 0 | 0 | 0 | 0 | 0 | 0 | 0 | 0 | 0 | 0 | 0 | 0 | 0 | 0 | 0 | 0 | 0 | 0 | 0 | 0
2001 | 2 | 11 | 0 | 0 | 0 | 0 | 0 | 0 | 0 | 0 | 0 | 0 | 0 | 0 | 0 | 0 | 0 | 0 | 0 | 0 | 0 | 0 | 0 | 0 | 0 | 0
2001 | 2 | 12 | 0 | 0 | 0 | 0 | 0 | 0 | 0 | 0 | 0 | 0 | 0 | 0 | 0 | 0 | 0 | 0 | 0 | 0 | 0 | 0 | 0 | 0 | 0 | 0
2001 | 2 | 13 | 0 | 0 | 0 | 0 | 0 | 0 | 0 | 0 | 0 | 0 | 0 | 0 | 0 | 0 | 0 | 0 | 0 | 0 | 0 | 0 | 0 | 0 | 0 | 0
2001 | 2 | 14 | 0 | 0 | 0 | 0 | 0 | 0 | 0 | 0 | 0 | 0 | 0 | 0 | 0 | 0 | 0 | 0 | 0 | 0 | 0 | 0 | 0 | 0 | 0 | 0
2001 | 2 | 15 | 0 | 0 | 0 | 0 | 0 | 0 | 0 | 0 | 0 | 0 | 0 | 0 | 0 | 0 | 0 | 0 | 0 | 0 | 0 | 0 | 0 | 0 | 0 | 0
2001 | 2 | 16 | 0 | 0 | 0 | 0 | 0 | 0 | 0 | 0 | 0 | 0 | 0 | 0 | 0 | 0 | 0 | 0 | 0 | 0 | 0 | 0 | 0 | 0 | 0 | 0
2001 | 2 | 17 | 0 | 0 | 0 | 0 | 0 | 0 | 0 | 0 | 0 | 0 | 0 | 0 | 0 | 0 | 0 | 0 | 0 | 0 | 0 | 0 | 0 | 0 | 0 | 0
2001 | 2 | 18 | 0 | 0 | 0 | 0 | 0 | 0 | 0 | 0 | 0 | 0 | 0 | 0 | 0 | 0 | 0 | 0 | 0 | 0 | 0 | 0 | 0 | 0 | 0 | 0
2001 | 2 | 19 | 0 | 0 | 0 | 0 | 0 | 0 | 0 | 0 | 0 | 0 | 0 | 0 | 0 | 0 | 0 | 0 | 0 | 0 | 0 | 0 | 0 | 0 | 0 | 0
2001 | 2 | 20 | 0 | 0 | 0 | 0 | 0 | 0 | 0 | 0 | 0 | 0 | 0 | 0 | 0 | 0 | 0 | 0 | 0 | 0 | 0 | 0 | 0 | 0 | 0 | 0
2001 | 2 | 21 | 0 | 0 | 0 | 0 | 0 | 0 | 0 | 0 | 0 | 0 | 0 | 0 | 0 | 0 | 0 | 0 | 0 | 0 | 0 | 0 | 0 | 0 | 0 | 0
2001 | 2 | 22 | 0 | 0 | 0 | 0 | 0 | 0 | 0 | 0 | 0 | 0 | 0 | 0 | 0 | 0 | 0 | 0 | 0 | 0 | 0 | 0 | 0 | 0 | 0 | 0
2001 | 2 | 23 | 0 | 0 | 0 | 0 | 0 | 0 | 0 | 0 | 0 | 0 | 0 | 0 | 0 | 0 | 0 | 0 | 0 | 0 | 0 | 0 | 0 | 0 | 0 | 0
2001 | 2 | 24 | 0 | 0 | 0 | 0 | 0 | 0 | 0 | 0 | 0 | 0 | 0 | 0 | 0 | 0 | 0 | 0 | 0 | 0 | 0 | 0 | 0 | 0 | 0 | 0
2001 | 2 | 25 | 0 | 0 | 0 | 0 | 0 | 0 | 0 | 0 | 0 | 0 | 0 | 0 | 0 | 0 | 0 | 0 | 0 | 0 | 0 | 0 | 0 | 0 | 0 | 0
2001 | 2 | 26 | 0 | 0 | 0 | 0 | 0 | 0 | 0 | 0 | 0 | 0 | 0 | 0 | 0 | 0 | 0 | 0 | 0 | 0 | 0 | 0 | 0 | 0 | 0 | 0
2001 | 2 | 27 | 0 | 0 | 0 | 0 | 0 | 0 | 0 | 0 | 0 | 0 | 0 | 0 | 0 | 0 | 0 | 0 | 0 | 0 | 0 | 0 | 0 | 0 | 0 | 0
2001 | 2 | 28 | 0 | 0 | 0 | 0 | 0 | 0 | 0 | 0 | 0 | 0 | 0 | 0 | 0 | 0 | 0 | 0 | 0 | 0 | 0 | 0 | 0 | 0 | 0 | 0
2001 | 3 | 1 | 0 | 0 | 0 | 0 | 0 | 0 | 0 | 0 | 0 | 0 | 0 | 0 | 0 | 0 | 0 | 0 | 0 | 0 | 0 | 0 | 0 | 0 | 0 | 0
2001 | 3 | 2 | 0 | 0 | 0 | 0 | 0 | 0 | 0 | 0 | 0 | 0 | 0 | 0 | 0 | 0 | 0 | 0 | 0 | 0 | 0 | 0 | 0 | 0 | 0 | 0
2001 | 3 | 3 | 0 | 0 | 0 | 0 | 0 | 0 | 0 | 0 | 0 | 0 | 0 | 0 | 0 | 0 | 0 | 0 | 0 | 0 | 0 | 0 | 0 | 0 | 0 | 0
2001 | 3 | 4 | 0 | 0 | 0 | 0 | 0 | 0 | 0 | 0 | 0 | 0 | 0 | 0 | 0 | 0 | 0 | 0 | 0 | 0 | 0 | 0 | 0 | 0 | 0 | 0
2001 | 3 | 5 | 0 | 0 | 0 | 0 | 0 | 0 | 0 | 0 | 0 | 0 | 0 | 0 | 0 | 0 | 0 | 0 | 0 | 0 | 0 | 0 | 0 | 0 | 0 | 0
2001 | 3 | 6 | 0 | 0 | 0 | 0 | 0 | 0 | 0 | 0 | 0 | 0 | 0 | 0 | 0 | 0 | 0 | 0 | 0 | 0 | 0 | 0 | 0 | 0 | 0 | 0
2001 | 3 | 7 | 0 | 0 | 0 | 0 | 0 | 0 | 0 | 0 | 0 | 0 | 0 | 0 | 0 | 0 | 0 | 0 | 0 | 0 | 0 | 0 | 0 | 0 | 0 | 0
2001 | 3 | 8 | 0 | 0 | 0 | 0 | 0 | 0 | 0 | 0 | 0 | 0 | 0 | 0 | 0 | 0 | 0 | 0 | 0 | 0 | 0 | 0 | 0 | 0 | 0 | 0
2001 | 3 | 9 | 0 | 0 | 0 | 0 | 0 | 0 | 0 | 0 | 0 | 0 | 0 | 0 | 0 | 0 | 0 | 0 | 0 | 0 | 0 | 0 | 0 | 0 | 0 | 0
2001 | 3 | 10 | 0 | 0 | 0 | 0 | 0 | 0 | 0 | 0 | 0 | 0 | 0 | 0 | 0 | 0 | 0 | 0 | 0 | 0 | 0 | 0 | 0 | 0 | 0 | 0
2001 | 3 | 11 | 0 | 0 | 0 | 0 | 0 | 0 | 0 | 0 | 0 | 0 | 0 | 0 | 0 | 0 | 0 | 0 | 0 | 0 | 0 | 0 | 0 | 0 | 0 | 0
2001 | 3 | 12 | 0 | 0 | 0 | 0 | 0 | 0 | 0 | 0 | 0 | 0 | 0 | 0 | 0 | 0 | 0 | 0 | 0 | 0 | 0 | 0 | 0 | 0 | 0 | 0
2001 | 3 | 13 | 0 | 0 | 0 | 0 | 0 | 0 | 0 | 0 | 0 | 0 | 0 | 0 | 0 | 0 | 0 | 0 | 0 | 0 | 0 | 0 | 0 | 0 | 0 | 0
2001 | 3 | 14 | 0 | 0 | 0 | 0 | 0 | 0 | 0 | 0 | 0 | 0 | 0 | 0 | 0 | 0 | 0 | 0 | 0 | 0 | 0 | 0 | 0 | 0 | 0 | 0
2001 | 3 | 15 | 0 | 0 | 0 | 0 | 0 | 0 | 0 | 0 | 0 | 0 | 0 | 0 | 0 | 0 | 0 | 0 | 0 | 0 | 0 | 0 | 0 | 0 | 0 | 0
2001 | 3 | 16 | 0 | 0 | 0 | 0 | 0 | 0 | 0 | 0 | 0 | 0 | 0 | 0 | 0 | 0 | 0 | 0 | 0 | 0 | 0 | 0 | 0 | 0 | 0 | 0
2001 | 3 | 17 | 0 | 0 | 0 | 0 | 0 | 0 | 0 | 0 | 0 | 0 | 0 | 0 | 0 | 0 | 0 | 0 | 0 | 0 | 0 | 0 | 0 | 0 | 0 | 0
2001 | 3 | 18 | 0 | 0 | 0 | 0 | 0 | 0 | 0 | 0 | 0 | 0 | 0 | 0 | 0 | 0 | 0 | 0 | 0 | 0 | 0 | 0 | 0 | 0 | 0 | 0
2001 | 3 | 19 | 0 | 0 | 0 | 0 | 0 | 0 | 0 | 0 | 0 | 0 | 0 | 0 | 0 | 0 | 0 | 0 | 0 | 0 | 0 | 0 | 0 | 0 | 0 | 0
2001 | 3 | 20 | 0 | 0 | 0 | 0 | 0 | 0 | 0 | 0 | 0 | 0 | 0 | 0 | 0 | 0 | 0 | 0 | 0 | 0 | 0 | 0 | 0 | 0 | 0 | 0
2001 | 3 | 21 | 0 | 0 | 0 | 0 | 0 | 0 | 0 | 0 | 0 | 0 | 0 | 0 | 0 | 0 | 0 | 0 | 0 | 0 | 0 | 0 | 0 | 0 | 0 | 0
2001 | 3 | 22 | 0 | 0 | 0 | 0 | 0 | 0 | 0 | 0 | 0 | 0 | 0 | 0 | 0 | 0 | 0 | 0 | 0 | 0 | 0 | 0 | 0 | 0 | 0 | 0
2001 | 3 | 23 | 0 | 0 | 0 | 0 | 0 | 0 | 0 | 0 | 0 | 0 | 0 | 0 | 0 | 0 | 0 | 0 | 0 | 0 | 0 | 0 | 0 | 0 | 0 | 0
2001 | 3 | 24 | 0 | 0 | 0 | 0 | 0 | 0 | 0 | 0 | 0 | 0 | 0 | 0 | 0 | 0 | 0 | 0 | 0 | 0 | 0 | 0 | 0 | 0 | 0 | 0
2001 | 3 | 25 | 0 | 0 | 0 | 0 | 0 | 0 | 0 | 0 | 0 | 0 | 0 | 0 | 0 | 0 | 0 | 0 | 0 | 0 | 0 | 0 | 0 | 0 | 0 | 0
2001 | 3 | 26 | 0 | 0 | 0 | 0 | 0 | 0 | 0 | 0 | 0 | 0 | 0 | 0 | 0 | 0 | 0 | 0 | 0 | 0 | 0 | 0 | 0 | 0 | 0 | 0
2001 | 3 | 27 | 0 | 0 | 0 | 0 | 0 | 0 | 0 | 0 | 0 | 0 | 0 | 0 | 0 | 0 | 0 | 0 | 0 | 0 | 0 | 0 | 0 | 0 | 0 | 0
2001 | 3 | 28 | 0 | 0 | 0 | 0 | 0 | 0 | 0 | 0 | 0 | 0 | 0 | 0 | 0 | 0 | 0 | 0 | 0 | 0 | 0 | 0 | 0 | 0 | 0 | 0
2001 | 3 | 29 | 0 | 0 | 0 | 0 | 0 | 0 | 0 | 0 | 0 | 0 | 0 | 0 | 0 | 0 | 0 | 0 | 0 | 0 | 0 | 0 | 0 | 0 | 0 | 0
2001 | 3 | 30 | 0 | 0 | 0 | 0 | 0 | 0 | 0 | 0 | 0 | 0 | 0 | 0 | 0 | 0 | 0 | 0 | 0 | 0 | 0 | 0 | 0 | 0 | 0 | 0
2001 | 3 | 31 | 0 | 0 | 0 | 0 | 0 | 0 | 0 | 0 | 0 | 0 | 0 | 0 | 0 | 0 | 0 | 0 | 0 | 0 | 0 | 0 | 0 | 0 | 0 | 0
2001 | 4 | 1 | 0 | 0 | 0 | 0 | 0 | 0 | 0 | 0 | 0 | 0 | 0 | 0 | 0 | 0 | 0 | 0 | 0 | 0 | 0 | 0 | 0 | 0 | 0 | 0
2001 | 4 | 2 | 0 | 0 | 0 | 0 | 0 | 0 | 0 | 0 | 0 | 0 | 0 | 0 | 0 | 0 | 0 | 0 | 0 | 0 | 0 | 0 | 0 | 0 | 0 | 0
2001 | 4 | 3 | 0 | 0 | 0 | 0 | 0 | 0 | 0 | 0 | 0 | 0 | 0 | 0 | 0 | 0 | 0 | 0 | 0 | 0 | 0 | 0 | 0 | 0 | 0 | 0
2001 | 4 | 4 | 0 | 0 | 0 | 0 | 0 | 0 | 0 | 0 | 0 | 0 | 0 | 0 | 0 | 0 | 0 | 0 | 0 | 0 | 0 | 0 | 0 | 0 | 0 | 0
2001 | 4 | 5 | 0 | 0 | 0 | 0 | 0 | 0 | 0 | 0 | 0 | 0 | 0 | 0 | 0 | 0 | 0 | 0 | 0 | 0 | 0 | 0 | 0 | 0 | 0 | 0
2001 | 4 | 6 | 0 | 0 | 0 | 0 | 0 | 0 | 0 | 0 | 0 | 0 | 0 | 0 | 0 | 0 | 0 | 0 | 0 | 0 | 0 | 0 | 0 | 0 | 0 | 0
2001 | 4 | 7 | 0 | 0 | 0 | 0 | 0 | 0 | 0 | 0 | 0 | 0 | 0 | 0 | 0 | 0 | 0 | 0 | 0 | 0 | 0 | 0 | 0 | 0 | 0 | 0
2001 | 4 | 8 | 0 | 0 | 0 | 0 | 0 | 0 | 0 | 0 | 0 | 0 | 0 | 0 | 0 | 0 | 0 | 0 | 0 | 0 | 0 | 0 | 0 | 0 | 0 | 0
2001 | 4 | 9 | 0 | 0 | 0 | 0 | 0 | 0 | 0 | 0 | 0 | 0 | 0 | 0 | 0 | 0 | 0 | 0 | 0 | 0 | 0 | 0 | 0 | 0 | 0 | 0
2001 | 4 | 10 | 0 | 0 | 0 | 0 | 0 | 0 | 0 | 0 | 0 | 0 | 0 | 0 | 0 | 0 | 0 | 0 | 0 | 0 | 0 | 0 | 0 | 0 | 0 | 0
2001 | 4 | 11 | 0 | 0 | 0 | 0 | 0 | 0 | 0 | 0 | 0 | 0 | 0 | 0 | 0 | 0 | 0 | 0 | 0 | 0 | 0 | 0 | 0 | 0 | 0 | 0
2001 | 4 | 12 | 0 | 0 | 0 | 0 | 0 | 0 | 0 | 0 | 0 | 0 | 0 | 0 | 0 | 0 | 0 | 0 | 0 | 0 | 0 | 0 | 0 | 0 | 0 | 0
2001 | 4 | 13 | 0 | 0 | 0 | 0 | 0 | 0 | 0 | 0 | 0 | 0 | 0 | 0 | 0 | 0 | 0 | 0 | 0 | 0 | 0 | 0 | 0 | 0 | 0 | 0
2001 | 4 | 14 | 0 | 0 | 0 | 0 | 0 | 0 | 0 | 0 | 0 | 0 | 0 | 0 | 0 | 0 | 0 | 0 | 0 | 0 | 0 | 0 | 0 | 0 | 0 | 0
2001 | 4 | 15 | 0 | 0 | 0 | 0 | 0 | 0 | 0 | 0 | 0 | 0 | 0 | 0 | 0 | 0 | 0 | 0 | 0 | 0 | 0 | 0 | 0 | 0 | 0 | 0
2001 | 4 | 16 | 0 | 0 | 0 | 0 | 0 | 0 | 0 | 0 | 0 | 0 | 0 | 0 | 0 | 0 | 0 | 0 | 0 | 0 | 0 | 0 | 0 | 0 | 0 | 0
2001 | 4 | 17 | 0 | 0 | 0 | 0 | 0 | 0 | 0 | 0 | 0 | 0 | 0 | 0 | 0 | 0 | 0 | 0 | 0 | 0 | 0 | 0 | 0 | 0 | 0 | 0
2001 | 4 | 18 | 0 | 0 | 0 | 0 | 0 | 0 | 0 | 0 | 0 | 0 | 0 | 0 | 0 | 0 | 0 | 0 | 0 | 0 | 0 | 0 | 0 | 0 | 0 | 0
2001 | 4 | 19 | 0 | 0 | 0 | 0 | 0 | 0 | 0 | 0 | 0 | 0 | 0 | 0 | 0 | 0 | 0 | 0 | 0 | 0 | 0 | 0 | 0 | 0 | 0 | 0
2001 | 4 | 20 | 0 | 0 | 0 | 0 | 0 | 0 | 0 | 0 | 0 | 0 | 0 | 0 | 0 | 0 | 0 | 0 | 0 | 0 | 0 | 0 | 0 | 0 | 0 | 0
2001 | 4 | 21 | 0 | 0 | 0 | 0 | 0 | 0 | 0 | 0 | 0 | 0 | 0 | 0 | 0 | 0 | 0 | 0 | 0 | 0 | 0 | 0 | 0 | 0 | 0 | 0
2001 | 4 | 22 | 0 | 0 | 0 | 0 | 0 | 0 | 0 | 0 | 0 | 0 | 0 | 0 | 0 | 0 | 0 | 0 | 0 | 0 | 0 | 0 | 0 | 0 | 0 | 0
2001 | 4 | 23 | 0 | 0 | 0 | 0 | 0 | 0 | 0 | 0 | 0 | 0 | 0 | 0 | 0 | 0 | 0 | 0 | 0 | 0 | 0 | 0 | 0 | 0 | 0 | 0
2001 | 4 | 24 | 0.14195 | 0.10682 | 0.075897 | 0.052003 | 0.041462 | 0.035137 | 0.021082 | 0.010541 | 0.00070275 | 0.0021082 | 0.0035137 | 0.005622 | 0.0070275 | 0.0077302 | 0.008433 | 0.0077302 | 0.0063247 | 0.0049192 | 0.0091357 | 0.021082 | 0.031624 | 0.037948 | 0.037246 | 0.026002
2001 | 4 | 25 | 0.1469 | 0.096978 | 0.042607 | 0.007631 | 0.00031796 | 0.00031796 | 0.00031796 | 0.00031796 | 0.00063592 | 0.00095388 | 0.0012718 | 0.0019078 | 0.0022257 | 0.0022257 | 0.0025437 | 0.0022257 | 0.0019078 | 0.0015898 | 0.0012718 | 0.00095388 | 0.00063592 | 0.00063592 | 0.00063592 | 0.00031796
2001 | 4 | 26 | 0.16303 | 0.10763 | 0.047285 | 0.008469 | 0.00035287 | 0.00035287 | 0.00035287 | 0.00035287 | 0.00070575 | 0.0010586 | 0.0014115 | 0.0021172 | 0.0024701 | 0.0024701 | 0.002823 | 0.0024701 | 0.0021172 | 0.0017644 | 0.0014115 | 0.0010586 | 0.00070575 | 0.00070575 | 0.00070575 | 0.00035287
2001 | 4 | 27 | 0.64161 | 0.48307 | 0.34321 | 0.23556 | 0.18737 | 0.15877 | 0.095037 | 0.047744 | 0.0036028 | 0.010809 | 0.018239 | 0.029498 | 0.037378 | 0.043006 | 0.048858 | 0.050655 | 0.048848 | 0.046142 | 0.065284 | 0.11731 | 0.1619 | 0.18758 | 0.18263 | 0.13038
2001 | 4 | 28 | 0 | 0 | 0 | 0 | 0 | 0 | 0 | 0 | 0 | 0 | 0 | 0 | 0 | 0 | 0 | 0 | 0 | 0 | 0 | 0 | 0 | 0 | 0 | 0
2001 | 4 | 29 | 0 | 0 | 0 | 0 | 0 | 0 | 0 | 0 | 0 | 0 | 0 | 0 | 0 | 0 | 0 | 0 | 0 | 0 | 0 | 0 | 0 | 0 | 0 | 0
2001 | 4 | 30 | 0 | 0 | 0 | 0 | 0 | 0 | 0 | 0 | 0 | 0 | 0 | 0 | 0 | 0 | 0 | 0 | 0 | 0 | 0 | 0 | 0 | 0 | 0 | 0
2001 | 5 | 1 | 0 | 0 | 0 | 0 | 0 | 0 | 0 | 0 | 0 | 0 | 0 | 0 | 0 | 0 | 0 | 0 | 0 | 0 | 0 | 0 | 0 | 0 | 0 | 0
2001 | 5 | 2 | 0 | 0 | 0 | 0 | 0 | 0 | 0 | 0 | 0 | 0 | 0 | 0 | 0 | 0 | 0 | 0 | 0 | 0 | 0 | 0 | 0 | 0 | 0 | 0
2001 | 5 | 3 | 0 | 0 | 0 | 0 | 0 | 0 | 0 | 0 | 0 | 0 | 0 | 0 | 0 | 0 | 0 | 0 | 0 | 0 | 0 | 0 | 0 | 0 | 0 | 0
2001 | 5 | 4 | 0 | 0 | 0 | 0 | 0 | 0 | 0 | 0 | 0 | 0 | 0 | 0 | 0 | 0 | 0 | 0 | 0 | 0 | 0 | 0 | 0 | 0 | 0 | 0
2001 | 5 | 5 | 0 | 0 | 0 | 0 | 0 | 0 | 0 | 0 | 0 | 0 | 0 | 0 | 0 | 0 | 0 | 0 | 0 | 0 | 0 | 0 | 0 | 0 | 0 | 0
2001 | 5 | 6 | 0 | 0 | 0 | 0 | 0 | 0 | 0 | 0 | 0 | 0 | 0 | 0 | 0 | 0 | 0 | 0 | 0 | 0 | 0 | 0 | 0 | 0 | 0 | 0
2001 | 5 | 7 | 0 | 0 | 0 | 0 | 0 | 0 | 0 | 0 | 0 | 0 | 0 | 0 | 0 | 0 | 0 | 0 | 0 | 0 | 0 | 0 | 0 | 0 | 0 | 0
2001 | 5 | 8 | 0 | 0 | 0 | 0 | 0 | 0 | 0 | 0 | 0 | 0 | 0 | 0 | 0 | 0 | 0 | 0 | 0 | 0 | 0 | 0 | 0 | 0 | 0 | 0
2001 | 5 | 9 | 0 | 0 | 0 | 0 | 0 | 0 | 0 | 0 | 0 | 0 | 0 | 0 | 0 | 0 | 0 | 0 | 0 | 0 | 0 | 0 | 0 | 0 | 0 | 0
2001 | 5 | 10 | 0 | 0 | 0 | 0 | 0 | 0 | 0 | 0 | 0 | 0 | 0 | 0 | 0 | 0 | 0 | 0 | 0 | 0 | 0 | 0 | 0 | 0 | 0 | 0
2001 | 5 | 11 | 0 | 0 | 0 | 0 | 0 | 0 | 0 | 0 | 0 | 0 | 0 | 0 | 0 | 0 | 0 | 0 | 0 | 0 | 0 | 0 | 0 | 0 | 0 | 0
2001 | 5 | 12 | 0 | 0 | 0 | 0 | 0 | 0 | 0 | 0 | 0 | 0 | 0 | 0 | 0 | 0 | 0 | 0 | 0 | 0 | 0 | 0 | 0 | 0 | 0 | 0
2001 | 5 | 13 | 0 | 0 | 0 | 0 | 0 | 0 | 0 | 0 | 0 | 0 | 0 | 0 | 0 | 0 | 0 | 0 | 0 | 0 | 0 | 0 | 0 | 0 | 0 | 0
2001 | 5 | 14 | 0 | 0 | 0 | 0 | 0 | 0 | 0 | 0 | 0 | 0 | 0 | 0 | 0 | 0 | 0 | 0 | 0 | 0 | 0 | 0 | 0 | 0 | 0 | 0
2001 | 5 | 15 | 0 | 0 | 0 | 0 | 0 | 0 | 0 | 0 | 0 | 0 | 0 | 0 | 0 | 0 | 0 | 0 | 0 | 0 | 0 | 0 | 0 | 0 | 0 | 0
2001 | 5 | 16 | 0 | 0 | 0 | 0 | 0 | 0 | 0 | 0 | 0 | 0 | 0 | 0 | 0 | 0 | 0 | 0 | 0 | 0 | 0 | 0 | 0 | 0 | 0 | 0
2001 | 5 | 17 | 0 | 0 | 0 | 0 | 0 | 0 | 0 | 0 | 0 | 0 | 0 | 0 | 0 | 0 | 0 | 0 | 0 | 0 | 0 | 0 | 0 | 0 | 0 | 0
2001 | 5 | 18 | 0 | 0 | 0 | 0 | 0 | 0 | 0 | 0 | 0 | 0 | 0 | 0 | 0 | 0 | 0 | 0 | 0 | 0 | 0 | 0 | 0 | 0 | 0 | 0
2001 | 5 | 19 | 0 | 0 | 0 | 0 | 0 | 0 | 0 | 0 | 0 | 0 | 0 | 0 | 0 | 0 | 0 | 0 | 0 | 0 | 0 | 0 | 0 | 0 | 0 | 0
2001 | 5 | 20 | 0 | 0 | 0 | 0 | 0 | 0 | 0 | 0 | 0 | 0 | 0 | 0 | 0 | 0 | 0 | 0 | 0 | 0 | 0 | 0 | 0 | 0 | 0 | 0
2001 | 5 | 21 | 0.24689 | 0.18578 | 0.132 | 0.090446 | 0.072112 | 0.061112 | 0.036667 | 0.018334 | 0.0012222 | 0.0036667 | 0.0061112 | 0.0097779 | 0.012222 | 0.013445 | 0.014667 | 0.013445 | 0.011 | 0.0085557 | 0.015889 | 0.036667 | 0.055001 | 0.066001 | 0.064779 | 0.045223
2001 | 5 | 22 | 0.80318 | 0.60509 | 0.42989 | 0.29562 | 0.23451 | 0.19869 | 0.11861 | 0.059907 | 0.0051164 | 0.015349 | 0.026183 | 0.042735 | 0.054772 | 0.065301 | 0.076432 | 0.085749 | 0.08995 | 0.091745 | 0.11583 | 0.17815 | 0.22964 | 0.25764 | 0.24892 | 0.18149
2001 | 5 | 23 | 1.4396 | 0.95191 | 0.42113 | 0.079137 | 0.0066282 | 0.0057449 | 0.0053032 | 0.0057449 | 0.0092815 | 0.013701 | 0.018121 | 0.026299 | 0.030719 | 0.032485 | 0.036464 | 0.036239 | 0.034911 | 0.033583 | 0.029384 | 0.024964 | 0.019881 | 0.018556 | 0.017011 | 0.012811
2001 | 5 | 24 | 0.88595 | 0.58488 | 0.25696 | 0.046023 | 0.0019176 | 0.0019176 | 0.0019176 | 0.0019176 | 0.0038353 | 0.0057529 | 0.0076705 | 0.011506 | 0.013423 | 0.013423 | 0.015341 | 0.013423 | 0.011506 | 0.0095882 | 0.0076705 | 0.0057529 | 0.0038353 | 0.0038353 | 0.0038353 | 0.0019176
2001 | 5 | 25 | 0.85106 | 0.56184 | 0.24684 | 0.044211 | 0.0018421 | 0.0018421 | 0.0018421 | 0.0018421 | 0.0036842 | 0.0055263 | 0.0073685 | 0.011053 | 0.012895 | 0.012895 | 0.014737 | 0.012895 | 0.011053 | 0.0092106 | 0.0073685 | 0.0055263 | 0.0036842 | 0.0036842 | 0.0036842 | 0.0018421
2001 | 5 | 26 | 0 | 0 | 0 | 0 | 0 | 0 | 0 | 0 | 0 | 0 | 0 | 0 | 0 | 0 | 0 | 0 | 0 | 0 | 0 | 0 | 0 | 0 | 0 | 0
2001 | 5 | 27 | 0 | 0 | 0 | 0 | 0 | 0 | 0 | 0 | 0 | 0 | 0 | 0 | 0 | 0 | 0 | 0 | 0 | 0 | 0 | 0 | 0 | 0 | 0 | 0
2001 | 5 | 28 | 0 | 0 | 0 | 0 | 0 | 0 | 0 | 0 | 0 | 0 | 0 | 0 | 0 | 0 | 0 | 0 | 0 | 0 | 0 | 0 | 0 | 0 | 0 | 0
2001 | 5 | 29 | 0.14868 | 0.11187 | 0.07949 | 0.054465 | 0.043425 | 0.036801 | 0.022081 | 0.01104 | 0.00073602 | 0.0022081 | 0.0036801 | 0.0058881 | 0.0073602 | 0.0080962 | 0.0088322 | 0.0080962 | 0.0066242 | 0.0051521 | 0.0095682 | 0.022081 | 0.033121 | 0.039745 | 0.039009 | 0.027233
2001 | 5 | 30 | 2.226 | 1.4761 | 0.66099 | 0.13426 | 0.019841 | 0.016063 | 0.014174 | 0.016063 | 0.02268 | 0.033076 | 0.043471 | 0.061429 | 0.071824 | 0.07938 | 0.087887 | 0.095437 | 0.098265 | 0.10109 | 0.091642 | 0.081247 | 0.068018 | 0.06235 | 0.055739 | 0.046288
2001 | 5 | 31 | 2.4787 | 1.6474 | 0.74467 | 0.16001 | 0.030572 | 0.024233 | 0.021063 | 0.024233 | 0.032617 | 0.04734 | 0.062063 | 0.086755 | 0.10148 | 0.11416 | 0.12571 | 0.1411 | 0.14857 | 0.15603 | 0.14289 | 0.12817 | 0.10869 | 0.099181 | 0.088087 | 0.074948
2001 | 6 | 1 | 0.0042042 | 0.0037265 | 0.0032487 | 0.0026754 | 0.0021977 | 0.0017199 | 0.0014333 | 0.0012422 | 0.0014333 | 0.001911 | 0.002771 | 0.0037265 | 0.0049686 | 0.006593 | 0.0078352 | 0.008504 | 0.0080263 | 0.0066885 | 0.0049686 | 0.0041087 | 0.0037265 | 0.0036309 | 0.0032487 | 0.0030576
2001 | 6 | 2 | 0 | 0 | 0 | 0 | 0 | 0 | 0 | 0 | 0 | 0 | 0 | 0 | 0 | 0 | 0 | 0 | 0 | 0 | 0 | 0 | 0 | 0 | 0 | 0
2001 | 6 | 3 | 0.014678 | 0.01301 | 0.011342 | 0.0093408 | 0.0076728 | 0.0060048 | 0.005004 | 0.0043368 | 0.005004 | 0.006672 | 0.0096744 | 0.01301 | 0.017347 | 0.023018 | 0.027355 | 0.02969 | 0.028022 | 0.023352 | 0.017347 | 0.014345 | 0.01301 | 0.012677 | 0.011342 | 0.010675
2001 | 6 | 4 | 0.078136 | 0.069257 | 0.060378 | 0.049723 | 0.040844 | 0.031965 | 0.026637 | 0.023086 | 0.026637 | 0.035516 | 0.051499 | 0.069257 | 0.092342 | 0.12253 | 0.14562 | 0.15805 | 0.14917 | 0.12431 | 0.092342 | 0.07636 | 0.069257 | 0.067481 | 0.060378 | 0.056826
2001 | 6 | 5 | 0.1066 | 0.094484 | 0.08237 | 0.067834 | 0.055721 | 0.043608 | 0.03634 | 0.031495 | 0.03634 | 0.048453 | 0.070257 | 0.094484 | 0.12598 | 0.16716 | 0.19866 | 0.21562 | 0.2035 | 0.16959 | 0.12598 | 0.10417 | 0.094484 | 0.092061 | 0.08237 | 0.077525
2001 | 6 | 6 | 0.14343 | 0.12557 | 0.10434 | 0.083112 | 0.061882 | 0.040651 | 0.033654 | 0.033774 | 0.044631 | 0.069963 | 0.11315 | 0.15633 | 0.19928 | 0.26297 | 0.31243 | 0.34415 | 0.32666 | 0.26345 | 0.18926 | 0.14656 | 0.14234 | 0.14897 | 0.14511 | 0.13776
2001 | 6 | 7 | 0.1495 | 0.13089 | 0.10876 | 0.08663 | 0.0645 | 0.042371 | 0.035078 | 0.035204 | 0.04652 | 0.072924 | 0.11794 | 0.16295 | 0.20771 | 0.2741 | 0.32565 | 0.35872 | 0.34049 | 0.2746 | 0.19727 | 0.15276 | 0.14836 | 0.15528 | 0.15126 | 0.14359
2001 | 6 | 8 | 0.074602 | 0.066125 | 0.057647 | 0.047474 | 0.038997 | 0.030519 | 0.025433 | 0.022042 | 0.025433 | 0.03391 | 0.04917 | 0.066125 | 0.088166 | 0.11699 | 0.13903 | 0.1509 | 0.14242 | 0.11869 | 0.088166 | 0.072907 | 0.066125 | 0.064429 | 0.057647 | 0.054256
2001 | 6 | 9 | 0.071648 | 0.063506 | 0.055365 | 0.045594 | 0.037453 | 0.029311 | 0.024426 | 0.021169 | 0.024426 | 0.032567 | 0.047223 | 0.063506 | 0.084675 | 0.11236 | 0.13353 | 0.14493 | 0.13678 | 0.11399 | 0.084675 | 0.07002 | 0.063506 | 0.061878 | 0.055365 | 0.052108
2001 | 6 | 10 | 0.13168 | 0.11672 | 0.10175 | 0.083796 | 0.068832 | 0.053869 | 0.04489 | 0.038905 | 0.04489 | 0.059854 | 0.086788 | 0.11672 | 0.15562 | 0.2065 | 0.2454 | 0.26635 | 0.25139 | 0.20949 | 0.15562 | 0.12869 | 0.11672 | 0.11372 | 0.10175 | 0.095766
2001 | 6 | 11 | 0.062416 | 0.055323 | 0.04823 | 0.039719 | 0.032626 | 0.025534 | 0.021278 | 0.018441 | 0.021278 | 0.028371 | 0.041138 | 0.055323 | 0.073764 | 0.097879 | 0.11632 | 0.12625 | 0.11916 | 0.099297 | 0.073764 | 0.060997 | 0.055323 | 0.053904 | 0.04823 | 0.045393
2001 | 6 | 12 | 0.16628 | 0.14778 | 0.12902 | 0.10691 | 0.088409 | 0.069904 | 0.05911 | 0.05217 | 0.060393 | 0.080182 | 0.11462 | 0.15291 | 0.20149 | 0.26394 | 0.31175 | 0.33745 | 0.3192 | 0.26831 | 0.202 | 0.16833 | 0.15266 | 0.14803 | 0.13261 | 0.1249
2001 | 6 | 13 | 0.37692 | 0.33173 | 0.28242 | 0.23312 | 0.18381 | 0.13451 | 0.12012 | 0.1232 | 0.15401 | 0.2259 | 0.34297 | 0.46005 | 0.57097 | 0.71889 | 0.83189 | 0.90277 | 0.86681 | 0.7312 | 0.56171 | 0.45694 | 0.43129 | 0.43644 | 0.42001 | 0.39639
2001 | 6 | 14 | 0.37943 | 0.33394 | 0.2843 | 0.23467 | 0.18504 | 0.1354 | 0.12092 | 0.12402 | 0.15503 | 0.2274 | 0.34525 | 0.46311 | 0.57477 | 0.72367 | 0.83741 | 0.90877 | 0.87257 | 0.73606 | 0.56544 | 0.45998 | 0.43415 | 0.43934 | 0.4228 | 0.39903
2001 | 6 | 15 | 0.46045 | 0.41401 | 0.36371 | 0.30953 | 0.26309 | 0.21665 | 0.19343 | 0.18181 | 0.21275 | 0.27851 | 0.37911 | 0.49131 | 0.61901 | 0.76994 | 0.88604 | 0.94796 | 0.90539 | 0.78928 | 0.62674 | 0.53774 | 0.48745 | 0.46424 | 0.41782 | 0.3946
2001 | 6 | 16 | 0.52502 | 0.47359 | 0.41675 | 0.3572 | 0.30577 | 0.25435 | 0.22998 | 0.21914 | 0.25701 | 0.33547 | 0.45183 | 0.58172 | 0.72516 | 0.89029 | 1.0175 | 1.0852 | 1.0392 | 0.91463 | 0.73598 | 0.63584 | 0.57631 | 0.54656 | 0.49244 | 0.46539
2001 | 6 | 17 | 0.66469 | 0.60264 | 0.53173 | 0.46081 | 0.39876 | 0.3367 | 0.31009 | 0.3012 | 0.35435 | 0.46067 | 0.61131 | 0.77968 | 0.95696 | 1.152 | 1.3027 | 1.3825 | 1.3293 | 1.1874 | 0.97466 | 0.85057 | 0.77083 | 0.72655 | 0.65566 | 0.62022
2001 | 6 | 18 | 0.71571 | 0.64889 | 0.57254 | 0.49618 | 0.42936 | 0.36254 | 0.33389 | 0.32432 | 0.38155 | 0.49602 | 0.65823 | 0.83952 | 1.0304 | 1.2404 | 1.4027 | 1.4886 | 1.4313 | 1.2786 | 1.0495 | 0.91585 | 0.82999 | 0.78231 | 0.70598 | 0.66782
2001 | 6 | 19 | 0.3694 | 0.33062 | 0.28974 | 0.24405 | 0.20527 | 0.1665 | 0.14575 | 0.13403 | 0.15626 | 0.20555 | 0.28459 | 0.37265 | 0.47726 | 0.60531 | 0.70361 | 0.75622 | 0.71954 | 0.61853 | 0.48146 | 0.40872 | 0.37055 | 0.35523 | 0.31917 | 0.30113
2001 | 6 | 20 | 0.20911 | 0.18342 | 0.15376 | 0.12409 | 0.09442 | 0.064752 | 0.055344 | 0.056067 | 0.072347 | 0.11033 | 0.17401 | 0.23768 | 0.29991 | 0.38891 | 0.45765 | 0.50143 | 0.47791 | 0.3918 | 0.28869 | 0.2279 | 0.21886 | 0.2261 | 0.21923 | 0.20765
2001 | 6 | 21 | 0.17413 | 0.15255 | 0.12713 | 0.1017 | 0.076273 | 0.050847 | 0.042569 | 0.042864 | 0.056168 | 0.08721 | 0.13983 | 0.19246 | 0.24449 | 0.32077 | 0.3799 | 0.41774 | 0.39705 | 0.32195 | 0.23325 | 0.18181 | 0.1759 | 0.18329 | 0.17827 | 0.1691
2001 | 6 | 22 | 0.28461 | 0.25399 | 0.22224 | 0.18596 | 0.15534 | 0.12472 | 0.10771 | 0.097502 | 0.11337 | 0.14965 | 0.20975 | 0.27665 | 0.35829 | 0.46035 | 0.5386 | 0.58055 | 0.55107 | 0.46942 | 0.36056 | 0.30386 | 0.27551 | 0.26531 | 0.2381 | 0.22449
2001 | 6 | 23 | 0.2941 | 0.26246 | 0.22965 | 0.19215 | 0.16052 | 0.12888 | 0.1113 | 0.10075 | 0.11715 | 0.15464 | 0.21674 | 0.28587 | 0.37023 | 0.47569 | 0.55655 | 0.5999 | 0.56944 | 0.48506 | 0.37257 | 0.31399 | 0.2847 | 0.27416 | 0.24604 | 0.23198
2001 | 6 | 24 | 0.068235 | 0.060481 | 0.052727 | 0.043422 | 0.035668 | 0.027914 | 0.023262 | 0.02016 | 0.023262 | 0.031016 | 0.044973 | 0.060481 | 0.080641 | 0.107 | 0.12716 | 0.13802 | 0.13027 | 0.10856 | 0.080641 | 0.066684 | 0.060481 | 0.05893 | 0.052727 | 0.049625
2001 | 6 | 25 | 0.19109 | 0.16983 | 0.14827 | 0.12287 | 0.1016 | 0.080334 | 0.067928 | 0.059953 | 0.069404 | 0.092145 | 0.13172 | 0.17573 | 0.23155 | 0.30332 | 0.35826 | 0.3878 | 0.36683 | 0.30834 | 0.23214 | 0.19345 | 0.17543 | 0.17012 | 0.1524 | 0.14354
2001 | 6 | 26 | 0.3849 | 0.34501 | 0.3026 | 0.25575 | 0.21586 | 0.17597 | 0.15507 | 0.14367 | 0.16772 | 0.22026 | 0.30318 | 0.3956 | 0.50386 | 0.63493 | 0.7356 | 0.78942 | 0.75206 | 0.64948 | 0.50892 | 0.43359 | 0.39308 | 0.37599 | 0.33801 | 0.31902
2001 | 6 | 27 | 0.33441 | 0.29391 | 0.24864 | 0.20337 | 0.15811 | 0.11284 | 0.099136 | 0.10122 | 0.12802 | 0.19055 | 0.29358 | 0.39661 | 0.49547 | 0.63128 | 0.73551 | 0.80133 | 0.76708 | 0.6396 | 0.48325 | 0.38855 | 0.3692 | 0.37666 | 0.36356 | 0.34361
2001 | 6 | 28 | 0.22911 | 0.20096 | 0.16846 | 0.13595 | 0.10345 | 0.070943 | 0.060636 | 0.061428 | 0.079265 | 0.12088 | 0.19064 | 0.26041 | 0.32858 | 0.4261 | 0.50141 | 0.54938 | 0.52361 | 0.42927 | 0.31629 | 0.2497 | 0.23979 | 0.24772 | 0.24019 | 0.22751
2001 | 6 | 29 | 0.22 | 0.19578 | 0.17105 | 0.1422 | 0.11798 | 0.093767 | 0.079855 | 0.071095 | 0.082428 | 0.10922 | 0.15507 | 0.20608 | 0.26997 | 0.35138 | 0.41372 | 0.44721 | 0.42351 | 0.35756 | 0.271 | 0.22669 | 0.20556 | 0.19887 | 0.17826 | 0.16796
2001 | 6 | 30 | 0.24112 | 0.21488 | 0.18787 | 0.15669 | 0.13044 | 0.1042 | 0.089367 | 0.080237 | 0.093166 | 0.12321 | 0.17379 | 0.23007 | 0.29967 | 0.38753 | 0.45485 | 0.49099 | 0.4655 | 0.39476 | 0.30119 | 0.25289 | 0.22931 | 0.22133 | 0.19851 | 0.1871
2001 | 7 | 1 | 0.30497 | 0.27255 | 0.23867 | 0.20036 | 0.16794 | 0.13553 | 0.11785 | 0.10753 | 0.12521 | 0.16498 | 0.2298 | 0.30199 | 0.38891 | 0.49648 | 0.57899 | 0.62319 | 0.59225 | 0.50678 | 0.39186 | 0.33145 | 0.30052 | 0.28874 | 0.25927 | 0.24454
2001 | 7 | 2 | 0.33332 | 0.29833 | 0.26144 | 0.22022 | 0.18523 | 0.15024 | 0.13152 | 0.12094 | 0.141 | 0.18547 | 0.2568 | 0.33626 | 0.43065 | 0.5462 | 0.63489 | 0.68236 | 0.64927 | 0.55813 | 0.43444 | 0.3688 | 0.33436 | 0.32054 | 0.288 | 0.27172
2001 | 7 | 3 | 0.17602 | 0.1542 | 0.1285 | 0.1028 | 0.0771 | 0.051399 | 0.04303 | 0.043329 | 0.056777 | 0.088155 | 0.14135 | 0.19454 | 0.24714 | 0.32425 | 0.38402 | 0.42227 | 0.40135 | 0.32544 | 0.23578 | 0.18378 | 0.17781 | 0.18528 | 0.1802 | 0.17094
2001 | 7 | 4 | 0.19163 | 0.16799 | 0.1404 | 0.11281 | 0.085221 | 0.057633 | 0.048765 | 0.049257 | 0.064035 | 0.098519 | 0.15665 | 0.21478 | 0.27192 | 0.35469 | 0.41874 | 0.45963 | 0.43746 | 0.35666 | 0.26059 | 0.20443 | 0.19704 | 0.20443 | 0.19852 | 0.18818
2001 | 7 | 5 | 0.32777 | 0.28808 | 0.24371 | 0.19934 | 0.15497 | 0.1106 | 0.097168 | 0.099209 | 0.12548 | 0.18677 | 0.28775 | 0.38874 | 0.48564 | 0.61875 | 0.72092 | 0.78543 | 0.75186 | 0.62691 | 0.47366 | 0.38084 | 0.36188 | 0.36918 | 0.35635 | 0.33679
2001 | 7 | 6 | 0.61675 | 0.55821 | 0.49208 | 0.42486 | 0.36632 | 0.30777 | 0.28174 | 0.27196 | 0.31963 | 0.41607 | 0.5548 | 0.70978 | 0.87564 | 1.0611 | 1.2042 | 1.2801 | 1.2291 | 1.0925 | 0.8908 | 0.77481 | 0.7022 | 0.66321 | 0.59819 | 0.56567
2001 | 7 | 7 | 0.5704 | 0.51538 | 0.45393 | 0.39048 | 0.33546 | 0.28044 | 0.25515 | 0.24472 | 0.28732 | 0.37452 | 0.50187 | 0.64408 | 0.79871 | 0.9742 | 1.1095 | 1.1814 | 1.1328 | 1.0019 | 0.81158 | 0.70354 | 0.63765 | 0.60348 | 0.54402 | 0.51429
2001 | 7 | 8 | 0.54436 | 0.49103 | 0.4321 | 0.37036 | 0.31704 | 0.26371 | 0.23845 | 0.22721 | 0.26647 | 0.34782 | 0.46847 | 0.60314 | 0.75187 | 0.92308 | 1.055 | 1.1252 | 1.0774 | 0.94832 | 0.76308 | 0.65926 | 0.59754 | 0.56669 | 0.51058 | 0.48253
2001 | 7 | 9 | 0.61181 | 0.55373 | 0.48814 | 0.42146 | 0.36338 | 0.3053 | 0.27948 | 0.26978 | 0.31707 | 0.41273 | 0.55035 | 0.70409 | 0.86862 | 1.0525 | 1.1945 | 1.2698 | 1.2193 | 1.0837 | 0.88366 | 0.7686 | 0.69657 | 0.65789 | 0.59339 | 0.56114
2001 | 7 | 10 | 0.29925 | 0.26745 | 0.23419 | 0.1966 | 0.1648 | 0.13299 | 0.11564 | 0.10552 | 0.12286 | 0.16189 | 0.22549 | 0.29633 | 0.38163 | 0.48717 | 0.56814 | 0.61151 | 0.58115 | 0.49729 | 0.38451 | 0.32524 | 0.29488 | 0.28332 | 0.25441 | 0.23996
2001 | 7 | 11 | 0.19796 | 0.17354 | 0.14504 | 0.11654 | 0.088037 | 0.059537 | 0.050376 | 0.050884 | 0.066151 | 0.10177 | 0.16182 | 0.22187 | 0.28091 | 0.36641 | 0.43257 | 0.47481 | 0.45191 | 0.36844 | 0.2692 | 0.21118 | 0.20355 | 0.21119 | 0.20508 | 0.1944
2001 | 7 | 12 | 0.18002 | 0.1578 | 0.13189 | 0.10597 | 0.080055 | 0.054139 | 0.045808 | 0.04627 | 0.060153 | 0.092546 | 0.14715 | 0.20176 | 0.25544 | 0.33319 | 0.39335 | 0.43176 | 0.41093 | 0.33503 | 0.24479 | 0.19203 | 0.1851 | 0.19204 | 0.18649 | 0.17677
2001 | 7 | 13 | 0.47233 | 0.4247 | 0.3731 | 0.31752 | 0.26988 | 0.22224 | 0.19842 | 0.1865 | 0.21824 | 0.2857 | 0.3889 | 0.50399 | 0.63499 | 0.78982 | 0.90892 | 0.97244 | 0.92876 | 0.80965 | 0.64292 | 0.55162 | 0.50003 | 0.47623 | 0.4286 | 0.40479
2001 | 7 | 14 | 0.25106 | 0.22374 | 0.19562 | 0.16315 | 0.13582 | 0.1085 | 0.093051 | 0.083545 | 0.097007 | 0.12829 | 0.18095 | 0.23956 | 0.31203 | 0.40351 | 0.4736 | 0.51122 | 0.48469 | 0.41103 | 0.31361 | 0.26332 | 0.23877 | 0.23045 | 0.2067 | 0.19482
2001 | 7 | 15 | 0.19793 | 0.17614 | 0.15389 | 0.12793 | 0.10615 | 0.08436 | 0.071843 | 0.063962 | 0.074158 | 0.098261 | 0.13951 | 0.1854 | 0.24288 | 0.31612 | 0.37221 | 0.40235 | 0.38102 | 0.32169 | 0.24381 | 0.20394 | 0.18494 | 0.17892 | 0.16037 | 0.1511
2001 | 7 | 16 | 0.40488 | 0.36293 | 0.31831 | 0.26902 | 0.22706 | 0.18511 | 0.16312 | 0.15113 | 0.17643 | 0.23169 | 0.31892 | 0.41614 | 0.53002 | 0.66789 | 0.77378 | 0.8304 | 0.7911 | 0.6832 | 0.53534 | 0.45609 | 0.41348 | 0.39551 | 0.35556 | 0.33558
2001 | 7 | 17 | 0.30294 | 0.27074 | 0.23708 | 0.19903 | 0.16683 | 0.13463 | 0.11706 | 0.10682 | 0.12437 | 0.16388 | 0.22827 | 0.29998 | 0.38633 | 0.49318 | 0.57514 | 0.61905 | 0.58831 | 0.50342 | 0.38926 | 0.32925 | 0.29852 | 0.28682 | 0.25755 | 0.24292
2001 | 7 | 18 | 0.31793 | 0.27943 | 0.23639 | 0.19335 | 0.15032 | 0.10728 | 0.094252 | 0.096231 | 0.12171 | 0.18116 | 0.27911 | 0.37707 | 0.47106 | 0.60017 | 0.69928 | 0.76185 | 0.72929 | 0.60809 | 0.45944 | 0.3694 | 0.35101 | 0.3581 | 0.34565 | 0.32668
2001 | 7 | 19 | 0.45209 | 0.39845 | 0.34146 | 0.28446 | 0.22747 | 0.17048 | 0.15455 | 0.15915 | 0.19686 | 0.28483 | 0.42644 | 0.56805 | 0.70046 | 0.87144 | 1.0014 | 1.0822 | 1.0424 | 0.88985 | 0.69498 | 0.57178 | 0.5362 | 0.53831 | 0.51654 | 0.4868
2001 | 7 | 20 | 0.44818 | 0.40298 | 0.35402 | 0.30128 | 0.25608 | 0.21088 | 0.18827 | 0.17696 | 0.20708 | 0.2711 | 0.36901 | 0.47823 | 0.60252 | 0.74943 | 0.86244 | 0.92272 | 0.88128 | 0.76826 | 0.61004 | 0.52342 | 0.47446 | 0.45188 | 0.40669 | 0.38409
2001 | 7 | 21 | 0.58563 | 0.52914 | 0.46605 | 0.4009 | 0.34441 | 0.28793 | 0.26196 | 0.25126 | 0.295 | 0.38452 | 0.51527 | 0.66128 | 0.82004 | 1.0002 | 1.1392 | 1.213 | 1.1631 | 1.0287 | 0.83325 | 0.72233 | 0.65467 | 0.61959 | 0.55854 | 0.52802
2001 | 7 | 22 | 0.54767 | 0.49402 | 0.43473 | 0.37261 | 0.31897 | 0.26532 | 0.2399 | 0.22859 | 0.2681 | 0.34994 | 0.47132 | 0.60681 | 0.75645 | 0.9287 | 1.0614 | 1.132 | 1.084 | 0.95409 | 0.76773 | 0.66327 | 0.60117 | 0.57014 | 0.51369 | 0.48546
2001 | 7 | 23 | 0.46065 | 0.41419 | 0.36387 | 0.30966 | 0.2632 | 0.21674 | 0.19351 | 0.18189 | 0.21284 | 0.27864 | 0.37927 | 0.49153 | 0.61928 | 0.77028 | 0.88643 | 0.94838 | 0.90579 | 0.78962 | 0.62701 | 0.53797 | 0.48766 | 0.46445 | 0.418 | 0.39478
2001 | 7 | 24 | 0.52274 | 0.47154 | 0.41495 | 0.35565 | 0.30445 | 0.25324 | 0.22898 | 0.21819 | 0.25589 | 0.33401 | 0.44987 | 0.57919 | 0.72202 | 0.88643 | 1.0131 | 1.0805 | 1.0347 | 0.91067 | 0.73278 | 0.63308 | 0.57381 | 0.54419 | 0.49031 | 0.46337
2001 | 7 | 25 | 0.31841 | 0.27985 | 0.23675 | 0.19365 | 0.15054 | 0.10744 | 0.094394 | 0.096376 | 0.12189 | 0.18143 | 0.27953 | 0.37763 | 0.47177 | 0.60108 | 0.70033 | 0.763 | 0.73039 | 0.60901 | 0.46013 | 0.36996 | 0.35154 | 0.35864 | 0.34617 | 0.32718
2001 | 7 | 26 | 0.2372 | 0.20807 | 0.17441 | 0.14076 | 0.1071 | 0.073451 | 0.062779 | 0.063599 | 0.082066 | 0.12515 | 0.19738 | 0.26961 | 0.3402 | 0.44116 | 0.51913 | 0.5688 | 0.54212 | 0.44444 | 0.32747 | 0.25852 | 0.24827 | 0.25648 | 0.24868 | 0.23555
2001 | 7 | 27 | 0.28208 | 0.25173 | 0.22027 | 0.1843 | 0.15396 | 0.12361 | 0.10675 | 0.096634 | 0.11236 | 0.14832 | 0.20788 | 0.27419 | 0.3551 | 0.45625 | 0.5338 | 0.57539 | 0.54617 | 0.46524 | 0.35735 | 0.30116 | 0.27306 | 0.26295 | 0.23598 | 0.2225
2001 | 7 | 28 | 0.12393 | 0.10985 | 0.095763 | 0.078863 | 0.064781 | 0.050698 | 0.042248 | 0.036615 | 0.042248 | 0.056331 | 0.08168 | 0.10985 | 0.14646 | 0.19434 | 0.23096 | 0.25067 | 0.23659 | 0.19716 | 0.14646 | 0.12111 | 0.10985 | 0.10703 | 0.095763 | 0.09013
2001 | 7 | 29 | 0.24635 | 0.21954 | 0.19195 | 0.16009 | 0.13327 | 0.10646 | 0.091306 | 0.081978 | 0.095187 | 0.12588 | 0.17756 | 0.23507 | 0.30618 | 0.39594 | 0.46472 | 0.50164 | 0.4756 | 0.40332 | 0.30773 | 0.25838 | 0.23429 | 0.22613 | 0.20282 | 0.19116
2001 | 7 | 30 | 0.40499 | 0.36302 | 0.31839 | 0.26909 | 0.22712 | 0.18516 | 0.16317 | 0.15117 | 0.17648 | 0.23175 | 0.31901 | 0.41625 | 0.53016 | 0.66807 | 0.77399 | 0.83062 | 0.79131 | 0.68338 | 0.53549 | 0.45622 | 0.41359 | 0.39562 | 0.35565 | 0.33567
2001 | 7 | 31 | 0.36333 | 0.32519 | 0.28498 | 0.24004 | 0.2019 | 0.16376 | 0.14336 | 0.13182 | 0.1537 | 0.20217 | 0.27992 | 0.36653 | 0.46942 | 0.59537 | 0.69205 | 0.74379 | 0.70772 | 0.60837 | 0.47355 | 0.40201 | 0.36447 | 0.3494 | 0.31392 | 0.29619
2001 | 8 | 1 | 0.30825 | 0.27092 | 0.22919 | 0.18747 | 0.14574 | 0.10401 | 0.091382 | 0.093301 | 0.118 | 0.17564 | 0.27061 | 0.36558 | 0.45672 | 0.5819 | 0.67798 | 0.73865 | 0.70708 | 0.58958 | 0.44545 | 0.35816 | 0.34032 | 0.3472 | 0.33512 | 0.31674
2001 | 8 | 2 | 0.40116 | 0.35306 | 0.30059 | 0.24811 | 0.19563 | 0.14316 | 0.12785 | 0.13113 | 0.16392 | 0.24042 | 0.36503 | 0.48964 | 0.60769 | 0.76512 | 0.88538 | 0.96082 | 0.92255 | 0.77823 | 0.59783 | 0.48633 | 0.45902 | 0.4645 | 0.44702 | 0.42189
2001 | 8 | 3 | 0.38551 | 0.34556 | 0.30308 | 0.25615 | 0.2162 | 0.17625 | 0.15532 | 0.1439 | 0.16799 | 0.2206 | 0.30366 | 0.39623 | 0.50466 | 0.63593 | 0.73676 | 0.79066 | 0.75324 | 0.65051 | 0.50973 | 0.43427 | 0.39369 | 0.37658 | 0.33854 | 0.31952
2001 | 8 | 4 | 0.46585 | 0.41887 | 0.36797 | 0.31316 | 0.26618 | 0.21919 | 0.19569 | 0.18394 | 0.21525 | 0.28178 | 0.38356 | 0.49708 | 0.62627 | 0.77897 | 0.89644 | 0.95909 | 0.91601 | 0.79854 | 0.63409 | 0.54405 | 0.49316 | 0.46969 | 0.42272 | 0.39923
2001 | 8 | 5 | 0.037826 | 0.033527 | 0.029229 | 0.024071 | 0.019773 | 0.015474 | 0.012895 | 0.011176 | 0.012895 | 0.017194 | 0.024931 | 0.033527 | 0.044703 | 0.059318 | 0.070493 | 0.076511 | 0.072213 | 0.060177 | 0.044703 | 0.036966 | 0.033527 | 0.032668 | 0.029229 | 0.02751
2001 | 8 | 6 | 0 | 0 | 0 | 0 | 0 | 0 | 0 | 0 | 0 | 0 | 0 | 0 | 0 | 0 | 0 | 0 | 0 | 0 | 0 | 0 | 0 | 0 | 0 | 0
2001 | 8 | 7 | 0.056691 | 0.050249 | 0.043807 | 0.036076 | 0.029634 | 0.023192 | 0.019326 | 0.01675 | 0.019326 | 0.025769 | 0.037365 | 0.050249 | 0.066999 | 0.088902 | 0.10565 | 0.11467 | 0.10823 | 0.09019 | 0.066999 | 0.055403 | 0.050249 | 0.04896 | 0.043807 | 0.04123
2001 | 8 | 8 | 0.12655 | 0.1108 | 0.092065 | 0.073333 | 0.0546 | 0.035867 | 0.029694 | 0.0298 | 0.039379 | 0.06173 | 0.099834 | 0.13794 | 0.17583 | 0.23203 | 0.27566 | 0.30366 | 0.28822 | 0.23245 | 0.16699 | 0.12932 | 0.12559 | 0.13144 | 0.12804 | 0.12155
2001 | 8 | 9 | 0.2901 | 0.2548 | 0.21489 | 0.17497 | 0.13506 | 0.09515 | 0.082868 | 0.084401 | 0.10742 | 0.16114 | 0.25017 | 0.33919 | 0.42515 | 0.54489 | 0.63699 | 0.69533 | 0.66462 | 0.55102 | 0.41286 | 0.32997 | 0.31463 | 0.32231 | 0.31157 | 0.29469
2001 | 8 | 10 | 0.14399 | 0.1278 | 0.11149 | 0.092101 | 0.075906 | 0.059711 | 0.050126 | 0.043846 | 0.050676 | 0.067421 | 0.097057 | 0.13 | 0.1723 | 0.22717 | 0.26914 | 0.29173 | 0.27564 | 0.23069 | 0.17252 | 0.14322 | 0.12989 | 0.12625 | 0.11303 | 0.10642
2001 | 8 | 11 | 0.10105 | 0.089571 | 0.078088 | 0.064308 | 0.052824 | 0.041341 | 0.03445 | 0.029857 | 0.03445 | 0.045934 | 0.066604 | 0.089571 | 0.11943 | 0.15847 | 0.18833 | 0.20441 | 0.19292 | 0.16077 | 0.11943 | 0.098758 | 0.089571 | 0.087274 | 0.078088 | 0.073494
2001 | 8 | 12 | 0.24462 | 0.218 | 0.1906 | 0.15896 | 0.13234 | 0.10571 | 0.090665 | 0.081402 | 0.094519 | 0.125 | 0.17631 | 0.23342 | 0.30403 | 0.39316 | 0.46146 | 0.49811 | 0.47226 | 0.40049 | 0.30557 | 0.25656 | 0.23264 | 0.22454 | 0.20139 | 0.18982
2001 | 8 | 13 | 0.40724 | 0.36504 | 0.32016 | 0.27059 | 0.22838 | 0.18618 | 0.16407 | 0.15201 | 0.17745 | 0.23304 | 0.32078 | 0.41856 | 0.5331 | 0.67177 | 0.77828 | 0.83523 | 0.7957 | 0.68717 | 0.53846 | 0.45875 | 0.41589 | 0.39781 | 0.35763 | 0.33753
2001 | 8 | 14 | 0.1288 | 0.11416 | 0.099524 | 0.081961 | 0.067325 | 0.052689 | 0.043908 | 0.038053 | 0.043908 | 0.058543 | 0.084888 | 0.11416 | 0.15221 | 0.20197 | 0.24003 | 0.26052 | 0.24588 | 0.2049 | 0.15221 | 0.12587 | 0.11416 | 0.11123 | 0.099524 | 0.09367
2001 | 8 | 15 | 0 | 0 | 0 | 0 | 0 | 0 | 0 | 0 | 0 | 0 | 0 | 0 | 0 | 0 | 0 | 0 | 0 | 0 | 0 | 0 | 0 | 0 | 0 | 0
2001 | 8 | 16 | 0.043138 | 0.037746 | 0.031275 | 0.024805 | 0.018334 | 0.011863 | 0.0097062 | 0.0097062 | 0.012942 | 0.020491 | 0.033432 | 0.046374 | 0.059315 | 0.078728 | 0.093826 | 0.10353 | 0.09814 | 0.078728 | 0.05608 | 0.043138 | 0.04206 | 0.044217 | 0.043138 | 0.040982
2001 | 8 | 17 | 0.19218 | 0.17079 | 0.14911 | 0.12356 | 0.10218 | 0.080791 | 0.068315 | 0.060294 | 0.069799 | 0.092669 | 0.13247 | 0.17673 | 0.23287 | 0.30505 | 0.3603 | 0.39 | 0.36891 | 0.3101 | 0.23346 | 0.19455 | 0.17643 | 0.17109 | 0.15326 | 0.14435
2001 | 8 | 18 | 0.16112 | 0.143 | 0.12475 | 0.10306 | 0.084935 | 0.066813 | 0.056088 | 0.049061 | 0.056704 | 0.075441 | 0.1086 | 0.14546 | 0.1928 | 0.25419 | 0.30116 | 0.32643 | 0.30843 | 0.25813 | 0.19304 | 0.16025 | 0.14534 | 0.14127 | 0.12648 | 0.11908
2001 | 8 | 19 | 0.24756 | 0.22062 | 0.19289 | 0.16087 | 0.13393 | 0.10698 | 0.091754 | 0.082381 | 0.095655 | 0.1265 | 0.17843 | 0.23622 | 0.30768 | 0.39789 | 0.467 | 0.5041 | 0.47794 | 0.4053 | 0.30924 | 0.25965 | 0.23544 | 0.22724 | 0.20382 | 0.1921
2001 | 8 | 20 | 0.37247 | 0.33387 | 0.29283 | 0.24749 | 0.20889 | 0.17029 | 0.15007 | 0.13903 | 0.16231 | 0.21314 | 0.29339 | 0.38283 | 0.48759 | 0.61442 | 0.71184 | 0.76392 | 0.72777 | 0.62851 | 0.49249 | 0.41958 | 0.38038 | 0.36385 | 0.32709 | 0.30872
2001 | 8 | 21 | 0.22763 | 0.20286 | 0.17737 | 0.14792 | 0.12315 | 0.098373 | 0.084368 | 0.07575 | 0.087955 | 0.11632 | 0.16407 | 0.21721 | 0.28291 | 0.36586 | 0.42941 | 0.46352 | 0.43947 | 0.37268 | 0.28435 | 0.23875 | 0.21649 | 0.20895 | 0.18741 | 0.17664
2001 | 8 | 22 | 0.004121 | 0.0036059 | 0.0029877 | 0.0023696 | 0.0017514 | 0.0011333 | 0.00092723 | 0.00092723 | 0.0012363 | 0.0019575 | 0.0031938 | 0.0044301 | 0.0056664 | 0.0075209 | 0.0089632 | 0.0098904 | 0.0093753 | 0.0075209 | 0.0053573 | 0.004121 | 0.004018 | 0.004224 | 0.004121 | 0.003915
2001 | 8 | 23 | 0 | 0 | 0 | 0 | 0 | 0 | 0 | 0 | 0 | 0 | 0 | 0 | 0 | 0 | 0 | 0 | 0 | 0 | 0 | 0 | 0 | 0 | 0 | 0
2001 | 8 | 24 | 0.047511 | 0.042112 | 0.036713 | 0.030234 | 0.024835 | 0.019436 | 0.016197 | 0.014037 | 0.016197 | 0.021596 | 0.031314 | 0.042112 | 0.05615 | 0.074506 | 0.088544 | 0.096102 | 0.090703 | 0.075586 | 0.05615 | 0.046431 | 0.042112 | 0.041032 | 0.036713 | 0.034554
2001 | 8 | 25 | 0.19728 | 0.17533 | 0.15307 | 0.12684 | 0.10489 | 0.082934 | 0.070127 | 0.061894 | 0.07165 | 0.095128 | 0.13599 | 0.18142 | 0.23905 | 0.31314 | 0.36986 | 0.40035 | 0.3787 | 0.31833 | 0.23966 | 0.19971 | 0.18111 | 0.17563 | 0.15733 | 0.14818
2001 | 8 | 26 | 0.31209 | 0.27892 | 0.24424 | 0.20504 | 0.17187 | 0.13869 | 0.1206 | 0.11004 | 0.12813 | 0.16883 | 0.23517 | 0.30904 | 0.398 | 0.50807 | 0.59251 | 0.63774 | 0.60608 | 0.51862 | 0.40101 | 0.33919 | 0.30753 | 0.29548 | 0.26533 | 0.25025
2001 | 8 | 27 | 0.33984 | 0.30417 | 0.26656 | 0.22453 | 0.18885 | 0.15318 | 0.13409 | 0.1233 | 0.14376 | 0.1891 | 0.26182 | 0.34284 | 0.43907 | 0.55689 | 0.64732 | 0.69572 | 0.66198 | 0.56905 | 0.44294 | 0.37602 | 0.34091 | 0.32681 | 0.29363 | 0.27704
2001 | 8 | 28 | 0.21484 | 0.19119 | 0.16704 | 0.13887 | 0.11522 | 0.091569 | 0.077983 | 0.069428 | 0.080496 | 0.10666 | 0.15144 | 0.20125 | 0.26364 | 0.34314 | 0.40402 | 0.43673 | 0.41358 | 0.34918 | 0.26464 | 0.22137 | 0.20074 | 0.19421 | 0.17408 | 0.16402
2001 | 8 | 29 | 0.07253 | 0.063464 | 0.052584 | 0.041705 | 0.030825 | 0.019946 | 0.016319 | 0.016319 | 0.021759 | 0.034452 | 0.056211 | 0.07797 | 0.099729 | 0.13237 | 0.15775 | 0.17407 | 0.16501 | 0.13237 | 0.094289 | 0.07253 | 0.070717 | 0.074343 | 0.07253 | 0.068904
2001 | 8 | 30 | 0.028546 | 0.024978 | 0.020696 | 0.016414 | 0.012132 | 0.0078502 | 0.0064229 | 0.0064229 | 0.0085639 | 0.01356 | 0.022123 | 0.030687 | 0.039251 | 0.052097 | 0.062088 | 0.068511 | 0.064943 | 0.052097 | 0.03711 | 0.028546 | 0.027833 | 0.02926 | 0.028546 | 0.027119
2001 | 8 | 31 | 0.0054983 | 0.0048735 | 0.0042487 | 0.0034989 | 0.0028741 | 0.0022493 | 0.0018744 | 0.0016245 | 0.0018744 | 0.0024992 | 0.0036239 | 0.0048735 | 0.006498 | 0.0086224 | 0.010247 | 0.011122 | 0.010497 | 0.0087473 | 0.006498 | 0.0053734 | 0.0048735 | 0.0047485 | 0.0042487 | 0.0039988
2001 | 9 | 1 | 0 | 0 | 0 | 0 | 0 | 0 | 0 | 0 | 0 | 0 | 0 | 0 | 0 | 0 | 0 | 0 | 0 | 0 | 0 | 0 | 0 | 0 | 0 | 0
2001 | 9 | 2 | 0 | 0 | 0 | 0 | 0 | 0 | 0 | 0 | 0 | 0 | 0 | 0 | 0 | 0 | 0 | 0 | 0 | 0 | 0 | 0 | 0 | 0 | 0 | 0
2001 | 9 | 3 | 0 | 0 | 0 | 0 | 0 | 0 | 0 | 0 | 0 | 0 | 0 | 0 | 0 | 0 | 0 | 0 | 0 | 0 | 0 | 0 | 0 | 0 | 0 | 0
2001 | 9 | 4 | 0 | 0 | 0 | 0 | 0 | 0 | 0 | 0 | 0 | 0 | 0 | 0 | 0 | 0 | 0 | 0 | 0 | 0 | 0 | 0 | 0 | 0 | 0 | 0
2001 | 9 | 5 | 0 | 0 | 0 | 0 | 0 | 0 | 0 | 0 | 0 | 0 | 0 | 0 | 0 | 0 | 0 | 0 | 0 | 0 | 0 | 0 | 0 | 0 | 0 | 0
2001 | 9 | 6 | 0.014257 | 0.012475 | 0.010336 | 0.0081979 | 0.0060593 | 0.0039207 | 0.0032079 | 0.0032079 | 0.0042772 | 0.0067722 | 0.011049 | 0.015326 | 0.019604 | 0.026019 | 0.031009 | 0.034217 | 0.032435 | 0.026019 | 0.018534 | 0.014257 | 0.013901 | 0.014614 | 0.014257 | 0.013544
2001 | 9 | 7 | 0.010815 | 0.0094628 | 0.0078406 | 0.0062184 | 0.0045962 | 0.002974 | 0.0024333 | 0.0024333 | 0.0032444 | 0.0051369 | 0.0083813 | 0.011626 | 0.01487 | 0.019737 | 0.023522 | 0.025955 | 0.024603 | 0.019737 | 0.014059 | 0.010815 | 0.010544 | 0.011085 | 0.010815 | 0.010274
2001 | 9 | 8 | 0.094653 | 0.083897 | 0.073141 | 0.060234 | 0.049478 | 0.038722 | 0.032268 | 0.027966 | 0.032268 | 0.043024 | 0.062385 | 0.083897 | 0.11186 | 0.14843 | 0.1764 | 0.19146 | 0.1807 | 0.15058 | 0.11186 | 0.092502 | 0.083897 | 0.081746 | 0.073141 | 0.068839
2001 | 9 | 9 | 0.075463 | 0.066888 | 0.058312 | 0.048022 | 0.039447 | 0.030871 | 0.025726 | 0.022296 | 0.025726 | 0.034301 | 0.049737 | 0.066888 | 0.089183 | 0.11834 | 0.14064 | 0.15264 | 0.14407 | 0.12005 | 0.089183 | 0.073748 | 0.066888 | 0.065173 | 0.058312 | 0.054882
2001 | 9 | 10 | 0 | 0 | 0 | 0 | 0 | 0 | 0 | 0 | 0 | 0 | 0 | 0 | 0 | 0 | 0 | 0 | 0 | 0 | 0 | 0 | 0 | 0 | 0 | 0
2001 | 9 | 11 | 0 | 0 | 0 | 0 | 0 | 0 | 0 | 0 | 0 | 0 | 0 | 0 | 0 | 0 | 0 | 0 | 0 | 0 | 0 | 0 | 0 | 0 | 0 | 0
2001 | 9 | 12 | 0 | 0 | 0 | 0 | 0 | 0 | 0 | 0 | 0 | 0 | 0 | 0 | 0 | 0 | 0 | 0 | 0 | 0 | 0 | 0 | 0 | 0 | 0 | 0
2001 | 9 | 13 | 0.25075 | 0.22009 | 0.18505 | 0.15001 | 0.11497 | 0.079923 | 0.068971 | 0.070065 | 0.089774 | 0.13576 | 0.21241 | 0.28906 | 0.36352 | 0.46865 | 0.54968 | 0.60115 | 0.57377 | 0.47302 | 0.35147 | 0.27919 | 0.26715 | 0.27482 | 0.26607 | 0.25183
2001 | 9 | 14 | 0.15937 | 0.14144 | 0.1234 | 0.10194 | 0.084013 | 0.066088 | 0.055479 | 0.048529 | 0.056088 | 0.074622 | 0.10742 | 0.14388 | 0.1907 | 0.25143 | 0.29789 | 0.32288 | 0.30508 | 0.25533 | 0.19095 | 0.15851 | 0.14376 | 0.13974 | 0.1251 | 0.11779
2001 | 9 | 15 | 0.079823 | 0.070752 | 0.061682 | 0.050797 | 0.041726 | 0.032655 | 0.027212 | 0.023584 | 0.027212 | 0.036283 | 0.052611 | 0.070752 | 0.094337 | 0.12518 | 0.14876 | 0.16146 | 0.15239 | 0.12699 | 0.094337 | 0.078009 | 0.070752 | 0.068938 | 0.061682 | 0.058053
2001 | 9 | 16 | 0.14088 | 0.12504 | 0.10908 | 0.090112 | 0.074267 | 0.058422 | 0.049044 | 0.042899 | 0.049582 | 0.065966 | 0.094961 | 0.12719 | 0.16858 | 0.22226 | 0.26333 | 0.28543 | 0.26969 | 0.22571 | 0.1688 | 0.14013 | 0.12708 | 0.12353 | 0.11059 | 0.10412
2001 | 9 | 17 | 0.33653 | 0.3012 | 0.26396 | 0.22233 | 0.18701 | 0.15168 | 0.13278 | 0.1221 | 0.14236 | 0.18726 | 0.25927 | 0.33949 | 0.43479 | 0.55145 | 0.641 | 0.68892 | 0.65551 | 0.56349 | 0.43862 | 0.37235 | 0.33758 | 0.32362 | 0.29076 | 0.27434
2001 | 9 | 18 | 0 | 0 | 0 | 0 | 0 | 0 | 0 | 0 | 0 | 0 | 0 | 0 | 0 | 0 | 0 | 0 | 0 | 0 | 0 | 0 | 0 | 0 | 0 | 0
2001 | 9 | 19 | 0 | 0 | 0 | 0 | 0 | 0 | 0 | 0 | 0 | 0 | 0 | 0 | 0 | 0 | 0 | 0 | 0 | 0 | 0 | 0 | 0 | 0 | 0 | 0
2001 | 9 | 20 | 0 | 0 | 0 | 0 | 0 | 0 | 0 | 0 | 0 | 0 | 0 | 0 | 0 | 0 | 0 | 0 | 0 | 0 | 0 | 0 | 0 | 0 | 0 | 0
2001 | 9 | 21 | 0.0071932 | 0.0063758 | 0.0055584 | 0.0045775 | 0.0037601 | 0.0029427 | 0.0024522 | 0.0021253 | 0.0024522 | 0.0032696 | 0.0047409 | 0.0063758 | 0.008501 | 0.01128 | 0.013405 | 0.01455 | 0.013732 | 0.011444 | 0.008501 | 0.0070297 | 0.0063758 | 0.0062123 | 0.0055584 | 0.0052314
2001 | 9 | 22 | 0 | 0 | 0 | 0 | 0 | 0 | 0 | 0 | 0 | 0 | 0 | 0 | 0 | 0 | 0 | 0 | 0 | 0 | 0 | 0 | 0 | 0 | 0 | 0
2001 | 9 | 23 | 0 | 0 | 0 | 0 | 0 | 0 | 0 | 0 | 0 | 0 | 0 | 0 | 0 | 0 | 0 | 0 | 0 | 0 | 0 | 0 | 0 | 0 | 0 | 0
2001 | 9 | 24 | 0.087857 | 0.077874 | 0.06789 | 0.055909 | 0.045925 | 0.035942 | 0.029951 | 0.025958 | 0.029951 | 0.039935 | 0.057906 | 0.077874 | 0.10383 | 0.13778 | 0.16373 | 0.17771 | 0.16773 | 0.13977 | 0.10383 | 0.085861 | 0.077874 | 0.075877 | 0.06789 | 0.063896
2001 | 9 | 25 | 0.1465 | 0.13002 | 0.11344 | 0.093707 | 0.07723 | 0.060752 | 0.051 | 0.044611 | 0.05156 | 0.068597 | 0.098749 | 0.13226 | 0.17531 | 0.23113 | 0.27384 | 0.29681 | 0.28045 | 0.23472 | 0.17553 | 0.14571 | 0.13215 | 0.12845 | 0.115 | 0.10828
2001 | 9 | 26 | 0.22372 | 0.19624 | 0.1645 | 0.13276 | 0.10101 | 0.069275 | 0.05921 | 0.059983 | 0.0774 | 0.11804 | 0.18616 | 0.25428 | 0.32085 | 0.41607 | 0.48962 | 0.53646 | 0.5113 | 0.41917 | 0.30885 | 0.24382 | 0.23415 | 0.2419 | 0.23454 | 0.22216
2001 | 9 | 27 | 0.027561 | 0.024116 | 0.019982 | 0.015848 | 0.011714 | 0.0075794 | 0.0062013 | 0.0062013 | 0.0082684 | 0.013092 | 0.02136 | 0.029629 | 0.037897 | 0.0503 | 0.059946 | 0.066147 | 0.062702 | 0.0503 | 0.03583 | 0.027561 | 0.026872 | 0.02825 | 0.027561 | 0.026183
2001 | 9 | 28 | 0 | 0 | 0 | 0 | 0 | 0 | 0 | 0 | 0 | 0 | 0 | 0 | 0 | 0 | 0 | 0 | 0 | 0 | 0 | 0 | 0 | 0 | 0 | 0
2001 | 9 | 29 | 0 | 0 | 0 | 0 | 0 | 0 | 0 | 0 | 0 | 0 | 0 | 0 | 0 | 0 | 0 | 0 | 0 | 0 | 0 | 0 | 0 | 0 | 0 | 0
2001 | 9 | 30 | 0 | 0 | 0 | 0 | 0 | 0 | 0 | 0 | 0 | 0 | 0 | 0 | 0 | 0 | 0 | 0 | 0 | 0 | 0 | 0 | 0 | 0 | 0 | 0
2001 | 10 | 1 | 0 | 0 | 0 | 0 | 0 | 0 | 0 | 0 | 0 | 0 | 0 | 0 | 0 | 0 | 0 | 0 | 0 | 0 | 0 | 0 | 0 | 0 | 0 | 0
2001 | 10 | 2 | 0 | 0 | 0 | 0 | 0 | 0 | 0 | 0 | 0 | 0 | 0 | 0 | 0 | 0 | 0 | 0 | 0 | 0 | 0 | 0 | 0 | 0 | 0 | 0
2001 | 10 | 3 | 0 | 0 | 0 | 0 | 0 | 0 | 0 | 0 | 0 | 0 | 0 | 0 | 0 | 0 | 0 | 0 | 0 | 0 | 0 | 0 | 0 | 0 | 0 | 0
2001 | 10 | 4 | 0 | 0 | 0 | 0 | 0 | 0 | 0 | 0 | 0 | 0 | 0 | 0 | 0 | 0 | 0 | 0 | 0 | 0 | 0 | 0 | 0 | 0 | 0 | 0
2001 | 10 | 5 | 0 | 0 | 0 | 0 | 0 | 0 | 0 | 0 | 0 | 0 | 0 | 0 | 0 | 0 | 0 | 0 | 0 | 0 | 0 | 0 | 0 | 0 | 0 | 0
2001 | 10 | 6 | 0 | 0 | 0 | 0 | 0 | 0 | 0 | 0 | 0 | 0 | 0 | 0 | 0 | 0 | 0 | 0 | 0 | 0 | 0 | 0 | 0 | 0 | 0 | 0
2001 | 10 | 7 | 0 | 0 | 0 | 0 | 0 | 0 | 0 | 0 | 0 | 0 | 0 | 0 | 0 | 0 | 0 | 0 | 0 | 0 | 0 | 0 | 0 | 0 | 0 | 0
2001 | 10 | 8 | 0 | 0 | 0 | 0 | 0 | 0 | 0 | 0 | 0 | 0 | 0 | 0 | 0 | 0 | 0 | 0 | 0 | 0 | 0 | 0 | 0 | 0 | 0 | 0
2001 | 10 | 9 | 0 | 0 | 0 | 0 | 0 | 0 | 0 | 0 | 0 | 0 | 0 | 0 | 0 | 0 | 0 | 0 | 0 | 0 | 0 | 0 | 0 | 0 | 0 | 0
2001 | 10 | 10 | 0 | 0 | 0 | 0 | 0 | 0 | 0 | 0 | 0 | 0 | 0 | 0 | 0 | 0 | 0 | 0 | 0 | 0 | 0 | 0 | 0 | 0 | 0 | 0
2001 | 10 | 11 | 0 | 0 | 0 | 0 | 0 | 0 | 0 | 0 | 0 | 0 | 0 | 0 | 0 | 0 | 0 | 0 | 0 | 0 | 0 | 0 | 0 | 0 | 0 | 0
2001 | 10 | 12 | 0 | 0 | 0 | 0 | 0 | 0 | 0 | 0 | 0 | 0 | 0 | 0 | 0 | 0 | 0 | 0 | 0 | 0 | 0 | 0 | 0 | 0 | 0 | 0
2001 | 10 | 13 | 0 | 0 | 0 | 0 | 0 | 0 | 0 | 0 | 0 | 0 | 0 | 0 | 0 | 0 | 0 | 0 | 0 | 0 | 0 | 0 | 0 | 0 | 0 | 0
2001 | 10 | 14 | 0 | 0 | 0 | 0 | 0 | 0 | 0 | 0 | 0 | 0 | 0 | 0 | 0 | 0 | 0 | 0 | 0 | 0 | 0 | 0 | 0 | 0 | 0 | 0
2001 | 10 | 15 | 0 | 0 | 0 | 0 | 0 | 0 | 0 | 0 | 0 | 0 | 0 | 0 | 0 | 0 | 0 | 0 | 0 | 0 | 0 | 0 | 0 | 0 | 0 | 0
2001 | 10 | 16 | 0 | 0 | 0 | 0 | 0 | 0 | 0 | 0 | 0 | 0 | 0 | 0 | 0 | 0 | 0 | 0 | 0 | 0 | 0 | 0 | 0 | 0 | 0 | 0
2001 | 10 | 17 | 0 | 0 | 0 | 0 | 0 | 0 | 0 | 0 | 0 | 0 | 0 | 0 | 0 | 0 | 0 | 0 | 0 | 0 | 0 | 0 | 0 | 0 | 0 | 0
2001 | 10 | 18 | 0 | 0 | 0 | 0 | 0 | 0 | 0 | 0 | 0 | 0 | 0 | 0 | 0 | 0 | 0 | 0 | 0 | 0 | 0 | 0 | 0 | 0 | 0 | 0
2001 | 10 | 19 | 0 | 0 | 0 | 0 | 0 | 0 | 0 | 0 | 0 | 0 | 0 | 0 | 0 | 0 | 0 | 0 | 0 | 0 | 0 | 0 | 0 | 0 | 0 | 0
2001 | 10 | 20 | 0 | 0 | 0 | 0 | 0 | 0 | 0 | 0 | 0 | 0 | 0 | 0 | 0 | 0 | 0 | 0 | 0 | 0 | 0 | 0 | 0 | 0 | 0 | 0
2001 | 10 | 21 | 0 | 0 | 0 | 0 | 0 | 0 | 0 | 0 | 0 | 0 | 0 | 0 | 0 | 0 | 0 | 0 | 0 | 0 | 0 | 0 | 0 | 0 | 0 | 0
2001 | 10 | 22 | 0 | 0 | 0 | 0 | 0 | 0 | 0 | 0 | 0 | 0 | 0 | 0 | 0 | 0 | 0 | 0 | 0 | 0 | 0 | 0 | 0 | 0 | 0 | 0
2001 | 10 | 23 | 0 | 0 | 0 | 0 | 0 | 0 | 0 | 0 | 0 | 0 | 0 | 0 | 0 | 0 | 0 | 0 | 0 | 0 | 0 | 0 | 0 | 0 | 0 | 0
2001 | 10 | 24 | 0 | 0 | 0 | 0 | 0 | 0 | 0 | 0 | 0 | 0 | 0 | 0 | 0 | 0 | 0 | 0 | 0 | 0 | 0 | 0 | 0 | 0 | 0 | 0
2001 | 10 | 25 | 0 | 0 | 0 | 0 | 0 | 0 | 0 | 0 | 0 | 0 | 0 | 0 | 0 | 0 | 0 | 0 | 0 | 0 | 0 | 0 | 0 | 0 | 0 | 0
2001 | 10 | 26 | 0 | 0 | 0 | 0 | 0 | 0 | 0 | 0 | 0 | 0 | 0 | 0 | 0 | 0 | 0 | 0 | 0 | 0 | 0 | 0 | 0 | 0 | 0 | 0
2001 | 10 | 27 | 0 | 0 | 0 | 0 | 0 | 0 | 0 | 0 | 0 | 0 | 0 | 0 | 0 | 0 | 0 | 0 | 0 | 0 | 0 | 0 | 0 | 0 | 0 | 0
2001 | 10 | 28 | 0 | 0 | 0 | 0 | 0 | 0 | 0 | 0 | 0 | 0 | 0 | 0 | 0 | 0 | 0 | 0 | 0 | 0 | 0 | 0 | 0 | 0 | 0 | 0
2001 | 10 | 29 | 0 | 0 | 0 | 0 | 0 | 0 | 0 | 0 | 0 | 0 | 0 | 0 | 0 | 0 | 0 | 0 | 0 | 0 | 0 | 0 | 0 | 0 | 0 | 0
2001 | 10 | 30 | 0 | 0 | 0 | 0 | 0 | 0 | 0 | 0 | 0 | 0 | 0 | 0 | 0 | 0 | 0 | 0 | 0 | 0 | 0 | 0 | 0 | 0 | 0 | 0
2001 | 10 | 31 | 0 | 0 | 0 | 0 | 0 | 0 | 0 | 0 | 0 | 0 | 0 | 0 | 0 | 0 | 0 | 0 | 0 | 0 | 0 | 0 | 0 | 0 | 0 | 0
2001 | 11 | 1 | 0 | 0 | 0 | 0 | 0 | 0 | 0 | 0 | 0 | 0 | 0 | 0 | 0 | 0 | 0 | 0 | 0 | 0 | 0 | 0 | 0 | 0 | 0 | 0
2001 | 11 | 2 | 0 | 0 | 0 | 0 | 0 | 0 | 0 | 0 | 0 | 0 | 0 | 0 | 0 | 0 | 0 | 0 | 0 | 0 | 0 | 0 | 0 | 0 | 0 | 0
2001 | 11 | 3 | 0 | 0 | 0 | 0 | 0 | 0 | 0 | 0 | 0 | 0 | 0 | 0 | 0 | 0 | 0 | 0 | 0 | 0 | 0 | 0 | 0 | 0 | 0 | 0
2001 | 11 | 4 | 0.1375 | 0.10346 | 0.073512 | 0.05037 | 0.040159 | 0.034033 | 0.02042 | 0.01021 | 0.00068067 | 0.002042 | 0.0034033 | 0.0054454 | 0.0068067 | 0.0074874 | 0.008168 | 0.0074874 | 0.006126 | 0.0047647 | 0.0088487 | 0.02042 | 0.03063 | 0.036756 | 0.036075 | 0.025185
2001 | 11 | 5 | 0.25645 | 0.19297 | 0.13711 | 0.093948 | 0.074904 | 0.063478 | 0.038087 | 0.019043 | 0.0012696 | 0.0038087 | 0.0063478 | 0.010157 | 0.012696 | 0.013965 | 0.015235 | 0.013965 | 0.011426 | 0.008887 | 0.016504 | 0.038087 | 0.05713 | 0.068557 | 0.067287 | 0.046974
2001 | 11 | 6 | 0 | 0 | 0 | 0 | 0 | 0 | 0 | 0 | 0 | 0 | 0 | 0 | 0 | 0 | 0 | 0 | 0 | 0 | 0 | 0 | 0 | 0 | 0 | 0
2001 | 11 | 7 | 0 | 0 | 0 | 0 | 0 | 0 | 0 | 0 | 0 | 0 | 0 | 0 | 0 | 0 | 0 | 0 | 0 | 0 | 0 | 0 | 0 | 0 | 0 | 0
2001 | 11 | 8 | 0 | 0 | 0 | 0 | 0 | 0 | 0 | 0 | 0 | 0 | 0 | 0 | 0 | 0 | 0 | 0 | 0 | 0 | 0 | 0 | 0 | 0 | 0 | 0
2001 | 11 | 9 | 0 | 0 | 0 | 0 | 0 | 0 | 0 | 0 | 0 | 0 | 0 | 0 | 0 | 0 | 0 | 0 | 0 | 0 | 0 | 0 | 0 | 0 | 0 | 0
2001 | 11 | 10 | 0 | 0 | 0 | 0 | 0 | 0 | 0 | 0 | 0 | 0 | 0 | 0 | 0 | 0 | 0 | 0 | 0 | 0 | 0 | 0 | 0 | 0 | 0 | 0
2001 | 11 | 11 | 0 | 0 | 0 | 0 | 0 | 0 | 0 | 0 | 0 | 0 | 0 | 0 | 0 | 0 | 0 | 0 | 0 | 0 | 0 | 0 | 0 | 0 | 0 | 0
2001 | 11 | 12 | 0 | 0 | 0 | 0 | 0 | 0 | 0 | 0 | 0 | 0 | 0 | 0 | 0 | 0 | 0 | 0 | 0 | 0 | 0 | 0 | 0 | 0 | 0 | 0
2001 | 11 | 13 | 0 | 0 | 0 | 0 | 0 | 0 | 0 | 0 | 0 | 0 | 0 | 0 | 0 | 0 | 0 | 0 | 0 | 0 | 0 | 0 | 0 | 0 | 0 | 0
2001 | 11 | 14 | 0 | 0 | 0 | 0 | 0 | 0 | 0 | 0 | 0 | 0 | 0 | 0 | 0 | 0 | 0 | 0 | 0 | 0 | 0 | 0 | 0 | 0 | 0 | 0
2001 | 11 | 15 | 0 | 0 | 0 | 0 | 0 | 0 | 0 | 0 | 0 | 0 | 0 | 0 | 0 | 0 | 0 | 0 | 0 | 0 | 0 | 0 | 0 | 0 | 0 | 0
2001 | 11 | 16 | 0 | 0 | 0 | 0 | 0 | 0 | 0 | 0 | 0 | 0 | 0 | 0 | 0 | 0 | 0 | 0 | 0 | 0 | 0 | 0 | 0 | 0 | 0 | 0
2001 | 11 | 17 | 0 | 0 | 0 | 0 | 0 | 0 | 0 | 0 | 0 | 0 | 0 | 0 | 0 | 0 | 0 | 0 | 0 | 0 | 0 | 0 | 0 | 0 | 0 | 0
2001 | 11 | 18 | 0 | 0 | 0 | 0 | 0 | 0 | 0 | 0 | 0 | 0 | 0 | 0 | 0 | 0 | 0 | 0 | 0 | 0 | 0 | 0 | 0 | 0 | 0 | 0
2001 | 11 | 19 | 0 | 0 | 0 | 0 | 0 | 0 | 0 | 0 | 0 | 0 | 0 | 0 | 0 | 0 | 0 | 0 | 0 | 0 | 0 | 0 | 0 | 0 | 0 | 0
2001 | 11 | 20 | 0 | 0 | 0 | 0 | 0 | 0 | 0 | 0 | 0 | 0 | 0 | 0 | 0 | 0 | 0 | 0 | 0 | 0 | 0 | 0 | 0 | 0 | 0 | 0
2001 | 11 | 21 | 0 | 0 | 0 | 0 | 0 | 0 | 0 | 0 | 0 | 0 | 0 | 0 | 0 | 0 | 0 | 0 | 0 | 0 | 0 | 0 | 0 | 0 | 0 | 0
2001 | 11 | 22 | 0 | 0 | 0 | 0 | 0 | 0 | 0 | 0 | 0 | 0 | 0 | 0 | 0 | 0 | 0 | 0 | 0 | 0 | 0 | 0 | 0 | 0 | 0 | 0
2001 | 11 | 23 | 0 | 0 | 0 | 0 | 0 | 0 | 0 | 0 | 0 | 0 | 0 | 0 | 0 | 0 | 0 | 0 | 0 | 0 | 0 | 0 | 0 | 0 | 0 | 0
2001 | 11 | 24 | 0 | 0 | 0 | 0 | 0 | 0 | 0 | 0 | 0 | 0 | 0 | 0 | 0 | 0 | 0 | 0 | 0 | 0 | 0 | 0 | 0 | 0 | 0 | 0
2001 | 11 | 25 | 0 | 0 | 0 | 0 | 0 | 0 | 0 | 0 | 0 | 0 | 0 | 0 | 0 | 0 | 0 | 0 | 0 | 0 | 0 | 0 | 0 | 0 | 0 | 0
2001 | 11 | 26 | 0 | 0 | 0 | 0 | 0 | 0 | 0 | 0 | 0 | 0 | 0 | 0 | 0 | 0 | 0 | 0 | 0 | 0 | 0 | 0 | 0 | 0 | 0 | 0
2001 | 11 | 27 | 0 | 0 | 0 | 0 | 0 | 0 | 0 | 0 | 0 | 0 | 0 | 0 | 0 | 0 | 0 | 0 | 0 | 0 | 0 | 0 | 0 | 0 | 0 | 0
2001 | 11 | 28 | 0 | 0 | 0 | 0 | 0 | 0 | 0 | 0 | 0 | 0 | 0 | 0 | 0 | 0 | 0 | 0 | 0 | 0 | 0 | 0 | 0 | 0 | 0 | 0
2001 | 11 | 29 | 0 | 0 | 0 | 0 | 0 | 0 | 0 | 0 | 0 | 0 | 0 | 0 | 0 | 0 | 0 | 0 | 0 | 0 | 0 | 0 | 0 | 0 | 0 | 0
2001 | 11 | 30 | 0 | 0 | 0 | 0 | 0 | 0 | 0 | 0 | 0 | 0 | 0 | 0 | 0 | 0 | 0 | 0 | 0 | 0 | 0 | 0 | 0 | 0 | 0 | 0
2001 | 12 | 1 | 0 | 0 | 0 | 0 | 0 | 0 | 0 | 0 | 0 | 0 | 0 | 0 | 0 | 0 | 0 | 0 | 0 | 0 | 0 | 0 | 0 | 0 | 0 | 0
2001 | 12 | 2 | 0 | 0 | 0 | 0 | 0 | 0 | 0 | 0 | 0 | 0 | 0 | 0 | 0 | 0 | 0 | 0 | 0 | 0 | 0 | 0 | 0 | 0 | 0 | 0
2001 | 12 | 3 | 0 | 0 | 0 | 0 | 0 | 0 | 0 | 0 | 0 | 0 | 0 | 0 | 0 | 0 | 0 | 0 | 0 | 0 | 0 | 0 | 0 | 0 | 0 | 0
2001 | 12 | 4 | 0 | 0 | 0 | 0 | 0 | 0 | 0 | 0 | 0 | 0 | 0 | 0 | 0 | 0 | 0 | 0 | 0 | 0 | 0 | 0 | 0 | 0 | 0 | 0
2001 | 12 | 5 | 0 | 0 | 0 | 0 | 0 | 0 | 0 | 0 | 0 | 0 | 0 | 0 | 0 | 0 | 0 | 0 | 0 | 0 | 0 | 0 | 0 | 0 | 0 | 0
2001 | 12 | 6 | 0 | 0 | 0 | 0 | 0 | 0 | 0 | 0 | 0 | 0 | 0 | 0 | 0 | 0 | 0 | 0 | 0 | 0 | 0 | 0 | 0 | 0 | 0 | 0
2001 | 12 | 7 | 0 | 0 | 0 | 0 | 0 | 0 | 0 | 0 | 0 | 0 | 0 | 0 | 0 | 0 | 0 | 0 | 0 | 0 | 0 | 0 | 0 | 0 | 0 | 0
2001 | 12 | 8 | 0 | 0 | 0 | 0 | 0 | 0 | 0 | 0 | 0 | 0 | 0 | 0 | 0 | 0 | 0 | 0 | 0 | 0 | 0 | 0 | 0 | 0 | 0 | 0
2001 | 12 | 9 | 0 | 0 | 0 | 0 | 0 | 0 | 0 | 0 | 0 | 0 | 0 | 0 | 0 | 0 | 0 | 0 | 0 | 0 | 0 | 0 | 0 | 0 | 0 | 0
2001 | 12 | 10 | 0 | 0 | 0 | 0 | 0 | 0 | 0 | 0 | 0 | 0 | 0 | 0 | 0 | 0 | 0 | 0 | 0 | 0 | 0 | 0 | 0 | 0 | 0 | 0
2001 | 12 | 11 | 0 | 0 | 0 | 0 | 0 | 0 | 0 | 0 | 0 | 0 | 0 | 0 | 0 | 0 | 0 | 0 | 0 | 0 | 0 | 0 | 0 | 0 | 0 | 0
2001 | 12 | 12 | 0 | 0 | 0 | 0 | 0 | 0 | 0 | 0 | 0 | 0 | 0 | 0 | 0 | 0 | 0 | 0 | 0 | 0 | 0 | 0 | 0 | 0 | 0 | 0
2001 | 12 | 13 | 0 | 0 | 0 | 0 | 0 | 0 | 0 | 0 | 0 | 0 | 0 | 0 | 0 | 0 | 0 | 0 | 0 | 0 | 0 | 0 | 0 | 0 | 0 | 0
2001 | 12 | 14 | 0 | 0 | 0 | 0 | 0 | 0 | 0 | 0 | 0 | 0 | 0 | 0 | 0 | 0 | 0 | 0 | 0 | 0 | 0 | 0 | 0 | 0 | 0 | 0
2001 | 12 | 15 | 0 | 0 | 0 | 0 | 0 | 0 | 0 | 0 | 0 | 0 | 0 | 0 | 0 | 0 | 0 | 0 | 0 | 0 | 0 | 0 | 0 | 0 | 0 | 0
2001 | 12 | 16 | 0 | 0 | 0 | 0 | 0 | 0 | 0 | 0 | 0 | 0 | 0 | 0 | 0 | 0 | 0 | 0 | 0 | 0 | 0 | 0 | 0 | 0 | 0 | 0
2001 | 12 | 17 | 0 | 0 | 0 | 0 | 0 | 0 | 0 | 0 | 0 | 0 | 0 | 0 | 0 | 0 | 0 | 0 | 0 | 0 | 0 | 0 | 0 | 0 | 0 | 0
2001 | 12 | 18 | 0 | 0 | 0 | 0 | 0 | 0 | 0 | 0 | 0 | 0 | 0 | 0 | 0 | 0 | 0 | 0 | 0 | 0 | 0 | 0 | 0 | 0 | 0 | 0
2001 | 12 | 19 | 0 | 0 | 0 | 0 | 0 | 0 | 0 | 0 | 0 | 0 | 0 | 0 | 0 | 0 | 0 | 0 | 0 | 0 | 0 | 0 | 0 | 0 | 0 | 0
2001 | 12 | 20 | 0 | 0 | 0 | 0 | 0 | 0 | 0 | 0 | 0 | 0 | 0 | 0 | 0 | 0 | 0 | 0 | 0 | 0 | 0 | 0 | 0 | 0 | 0 | 0
2001 | 12 | 21 | 0 | 0 | 0 | 0 | 0 | 0 | 0 | 0 | 0 | 0 | 0 | 0 | 0 | 0 | 0 | 0 | 0 | 0 | 0 | 0 | 0 | 0 | 0 | 0
2001 | 12 | 22 | 0 | 0 | 0 | 0 | 0 | 0 | 0 | 0 | 0 | 0 | 0 | 0 | 0 | 0 | 0 | 0 | 0 | 0 | 0 | 0 | 0 | 0 | 0 | 0
2001 | 12 | 23 | 0 | 0 | 0 | 0 | 0 | 0 | 0 | 0 | 0 | 0 | 0 | 0 | 0 | 0 | 0 | 0 | 0 | 0 | 0 | 0 | 0 | 0 | 0 | 0
2001 | 12 | 24 | 0 | 0 | 0 | 0 | 0 | 0 | 0 | 0 | 0 | 0 | 0 | 0 | 0 | 0 | 0 | 0 | 0 | 0 | 0 | 0 | 0 | 0 | 0 | 0
2001 | 12 | 25 | 0 | 0 | 0 | 0 | 0 | 0 | 0 | 0 | 0 | 0 | 0 | 0 | 0 | 0 | 0 | 0 | 0 | 0 | 0 | 0 | 0 | 0 | 0 | 0
2001 | 12 | 26 | 0 | 0 | 0 | 0 | 0 | 0 | 0 | 0 | 0 | 0 | 0 | 0 | 0 | 0 | 0 | 0 | 0 | 0 | 0 | 0 | 0 | 0 | 0 | 0
2001 | 12 | 27 | 0 | 0 | 0 | 0 | 0 | 0 | 0 | 0 | 0 | 0 | 0 | 0 | 0 | 0 | 0 | 0 | 0 | 0 | 0 | 0 | 0 | 0 | 0 | 0
2001 | 12 | 28 | 0 | 0 | 0 | 0 | 0 | 0 | 0 | 0 | 0 | 0 | 0 | 0 | 0 | 0 | 0 | 0 | 0 | 0 | 0 | 0 | 0 | 0 | 0 | 0
2001 | 12 | 29 | 0 | 0 | 0 | 0 | 0 | 0 | 0 | 0 | 0 | 0 | 0 | 0 | 0 | 0 | 0 | 0 | 0 | 0 | 0 | 0 | 0 | 0 | 0 | 0
2001 | 12 | 30 | 0 | 0 | 0 | 0 | 0 | 0 | 0 | 0 | 0 | 0 | 0 | 0 | 0 | 0 | 0 | 0 | 0 | 0 | 0 | 0 | 0 | 0 | 0 | 0
2001 | 12 | 31 | 0 | 0 | 0 | 0 | 0 | 0 | 0 | 0 | 0 | 0 | 0 | 0 | 0 | 0 | 0 | 0 | 0 | 0 | 0 | 0 | 0 | 0 | 0 | 0

## Calculations
Weather dependent? | Yes
[28 empty] | Jun-Sep Mon-Fri 7am-11pm | Jun-Sep Other times | Dec-Mar Mon-Fri 7am-11pm | Dec-Mar Other times | Apr-May, Oct-Nov Mon-Fri 7am-11pm | Apr-May, Oct-Nov Other times |  | Jun-Sep Mon-Fri 2pm-4pm | Dec-Mar Mon-Fri 6pm-9pm | Not used
| Year | Month | Day | Hr1 (0-1) | Hr2 (1-2) | Hr3 (2-3) | Hr4 (3-4) | Hr5 (4-5) | Hr6 (5-6) | Hr7 (6-7) | Hr8 (7-8) | Hr9 (8-9) | Hr10 (9-10) | Hr11 (10-11) | Hr12 (11-12) | Hr13 (12-13) | Hr14 (13-14) | Hr15 (14-15) | Hr16 (15-16) | Hr17 (16-17) | Hr18 (17-18) | Hr19 (18-19) | Hr20 (19-20) | Hr21 (20-21) | Hr22 (21-22) | Hr23 (22-23) | Hr24 (23-24) | Summer Peak | Summer Off-peak | Winter Peak | Winter Off-peak | Shoulder Peak | Shoulder Off-peak | Total | Summer Coinc. Peak | Winter Coinc. Peak | Shoulder Coinc. Peak | Max kW | Average kW | Summer Peak | Summer off Peak | Winter Peak | Winter off Peak | Swing on Peak | Swing off Peak | Total | On peak | Off Peak | Max kW | Average kW | Coincidence Factor Summer | Coincidence Factor Winter
Monday | 2001 | 1 | 1 | 0 | 0 | 0 | 0 | 0 | 0 | 0 | 0 | 0 | 0 | 0 | 0 | 0 | 0 | 0 | 0 | 0 | 0 | 0 | 0 | 0 | 0 | 0 | 0 |  |  | 0 | 0 |  |  | 0 |  | 0
Tuesday | 2001 | 1 | 2 | 0 | 0 | 0 | 0 | 0 | 0 | 0 | 0 | 0 | 0 | 0 | 0 | 0 | 0 | 0 | 0 | 0 | 0 | 0 | 0 | 0 | 0 | 0 | 0 |  |  | 0 | 0 |  |  | 0 |  | 0
Wednesday | 2001 | 1 | 3 | 0 | 0 | 0 | 0 | 0 | 0 | 0 | 0 | 0 | 0 | 0 | 0 | 0 | 0 | 0 | 0 | 0 | 0 | 0 | 0 | 0 | 0 | 0 | 0 |  |  | 0 | 0 |  |  | 0 |  | 0
Thursday | 2001 | 1 | 4 | 0 | 0 | 0 | 0 | 0 | 0 | 0 | 0 | 0 | 0 | 0 | 0 | 0 | 0 | 0 | 0 | 0 | 0 | 0 | 0 | 0 | 0 | 0 | 0 |  |  | 0 | 0 |  |  | 0 |  | 0
Friday | 2001 | 1 | 5 | 0 | 0 | 0 | 0 | 0 | 0 | 0 | 0 | 0 | 0 | 0 | 0 | 0 | 0 | 0 | 0 | 0 | 0 | 0 | 0 | 0 | 0 | 0 | 0 |  |  | 0 | 0 |  |  | 0 |  | 0
Saturday | 2001 | 1 | 6 | 0 | 0 | 0 | 0 | 0 | 0 | 0 | 0 | 0 | 0 | 0 | 0 | 0 | 0 | 0 | 0 | 0 | 0 | 0 | 0 | 0 | 0 | 0 | 0 |  |  | 0 | 0 |  |  | 0 |  | N/A
Sunday | 2001 | 1 | 7 | 0 | 0 | 0 | 0 | 0 | 0 | 0 | 0 | 0 | 0 | 0 | 0 | 0 | 0 | 0 | 0 | 0 | 0 | 0 | 0 | 0 | 0 | 0 | 0 |  |  | 0 | 0 |  |  | 0 |  | N/A
Monday | 2001 | 1 | 8 | 0 | 0 | 0 | 0 | 0 | 0 | 0 | 0 | 0 | 0 | 0 | 0 | 0 | 0 | 0 | 0 | 0 | 0 | 0 | 0 | 0 | 0 | 0 | 0 |  |  | 0 | 0 |  |  | 0 |  | 0
Tuesday | 2001 | 1 | 9 | 0 | 0 | 0 | 0 | 0 | 0 | 0 | 0 | 0 | 0 | 0 | 0 | 0 | 0 | 0 | 0 | 0 | 0 | 0 | 0 | 0 | 0 | 0 | 0 |  |  | 0 | 0 |  |  | 0 |  | 0
Wednesday | 2001 | 1 | 10 | 0 | 0 | 0 | 0 | 0 | 0 | 0 | 0 | 0 | 0 | 0 | 0 | 0 | 0 | 0 | 0 | 0 | 0 | 0 | 0 | 0 | 0 | 0 | 0 |  |  | 0 | 0 |  |  | 0 |  | 0
Thursday | 2001 | 1 | 11 | 0 | 0 | 0 | 0 | 0 | 0 | 0 | 0 | 0 | 0 | 0 | 0 | 0 | 0 | 0 | 0 | 0 | 0 | 0 | 0 | 0 | 0 | 0 | 0 |  |  | 0 | 0 |  |  | 0 |  | 0
Friday | 2001 | 1 | 12 | 0 | 0 | 0 | 0 | 0 | 0 | 0 | 0 | 0 | 0 | 0 | 0 | 0 | 0 | 0 | 0 | 0 | 0 | 0 | 0 | 0 | 0 | 0 | 0 |  |  | 0 | 0 |  |  | 0 |  | 0
Saturday | 2001 | 1 | 13 | 0 | 0 | 0 | 0 | 0 | 0 | 0 | 0 | 0 | 0 | 0 | 0 | 0 | 0 | 0 | 0 | 0 | 0 | 0 | 0 | 0 | 0 | 0 | 0 |  |  | 0 | 0 |  |  | 0 |  | N/A
Sunday | 2001 | 1 | 14 | 0 | 0 | 0 | 0 | 0 | 0 | 0 | 0 | 0 | 0 | 0 | 0 | 0 | 0 | 0 | 0 | 0 | 0 | 0 | 0 | 0 | 0 | 0 | 0 |  |  | 0 | 0 |  |  | 0 |  | N/A
Monday | 2001 | 1 | 15 | 0 | 0 | 0 | 0 | 0 | 0 | 0 | 0 | 0 | 0 | 0 | 0 | 0 | 0 | 0 | 0 | 0 | 0 | 0 | 0 | 0 | 0 | 0 | 0 |  |  | 0 | 0 |  |  | 0 |  | 0
Tuesday | 2001 | 1 | 16 | 0 | 0 | 0 | 0 | 0 | 0 | 0 | 0 | 0 | 0 | 0 | 0 | 0 | 0 | 0 | 0 | 0 | 0 | 0 | 0 | 0 | 0 | 0 | 0 |  |  | 0 | 0 |  |  | 0 |  | 0
Wednesday | 2001 | 1 | 17 | 0 | 0 | 0 | 0 | 0 | 0 | 0 | 0 | 0 | 0 | 0 | 0 | 0 | 0 | 0 | 0 | 0 | 0 | 0 | 0 | 0 | 0 | 0 | 0 |  |  | 0 | 0 |  |  | 0 |  | 0
Thursday | 2001 | 1 | 18 | 0 | 0 | 0 | 0 | 0 | 0 | 0 | 0 | 0 | 0 | 0 | 0 | 0 | 0 | 0 | 0 | 0 | 0 | 0 | 0 | 0 | 0 | 0 | 0 |  |  | 0 | 0 |  |  | 0 |  | 0
Friday | 2001 | 1 | 19 | 0 | 0 | 0 | 0 | 0 | 0 | 0 | 0 | 0 | 0 | 0 | 0 | 0 | 0 | 0 | 0 | 0 | 0 | 0 | 0 | 0 | 0 | 0 | 0 |  |  | 0 | 0 |  |  | 0 |  | 0
Saturday | 2001 | 1 | 20 | 0 | 0 | 0 | 0 | 0 | 0 | 0 | 0 | 0 | 0 | 0 | 0 | 0 | 0 | 0 | 0 | 0 | 0 | 0 | 0 | 0 | 0 | 0 | 0 |  |  | 0 | 0 |  |  | 0 |  | N/A
Sunday | 2001 | 1 | 21 | 0 | 0 | 0 | 0 | 0 | 0 | 0 | 0 | 0 | 0 | 0 | 0 | 0 | 0 | 0 | 0 | 0 | 0 | 0 | 0 | 0 | 0 | 0 | 0 |  |  | 0 | 0 |  |  | 0 |  | N/A
Monday | 2001 | 1 | 22 | 0 | 0 | 0 | 0 | 0 | 0 | 0 | 0 | 0 | 0 | 0 | 0 | 0 | 0 | 0 | 0 | 0 | 0 | 0 | 0 | 0 | 0 | 0 | 0 |  |  | 0 | 0 |  |  | 0 |  | 0
Tuesday | 2001 | 1 | 23 | 0 | 0 | 0 | 0 | 0 | 0 | 0 | 0 | 0 | 0 | 0 | 0 | 0 | 0 | 0 | 0 | 0 | 0 | 0 | 0 | 0 | 0 | 0 | 0 |  |  | 0 | 0 |  |  | 0 |  | 0
Wednesday | 2001 | 1 | 24 | 0 | 0 | 0 | 0 | 0 | 0 | 0 | 0 | 0 | 0 | 0 | 0 | 0 | 0 | 0 | 0 | 0 | 0 | 0 | 0 | 0 | 0 | 0 | 0 |  |  | 0 | 0 |  |  | 0 |  | 0
Thursday | 2001 | 1 | 25 | 0 | 0 | 0 | 0 | 0 | 0 | 0 | 0 | 0 | 0 | 0 | 0 | 0 | 0 | 0 | 0 | 0 | 0 | 0 | 0 | 0 | 0 | 0 | 0 |  |  | 0 | 0 |  |  | 0 |  | 0
Friday | 2001 | 1 | 26 | 0 | 0 | 0 | 0 | 0 | 0 | 0 | 0 | 0 | 0 | 0 | 0 | 0 | 0 | 0 | 0 | 0 | 0 | 0 | 0 | 0 | 0 | 0 | 0 |  |  | 0 | 0 |  |  | 0 |  | 0
Saturday | 2001 | 1 | 27 | 0 | 0 | 0 | 0 | 0 | 0 | 0 | 0 | 0 | 0 | 0 | 0 | 0 | 0 | 0 | 0 | 0 | 0 | 0 | 0 | 0 | 0 | 0 | 0 |  |  | 0 | 0 |  |  | 0 |  | N/A
Sunday | 2001 | 1 | 28 | 0 | 0 | 0 | 0 | 0 | 0 | 0 | 0 | 0 | 0 | 0 | 0 | 0 | 0 | 0 | 0 | 0 | 0 | 0 | 0 | 0 | 0 | 0 | 0 |  |  | 0 | 0 |  |  | 0 |  | N/A
Monday | 2001 | 1 | 29 | 0 | 0 | 0 | 0 | 0 | 0 | 0 | 0 | 0 | 0 | 0 | 0 | 0 | 0 | 0 | 0 | 0 | 0 | 0 | 0 | 0 | 0 | 0 | 0 |  |  | 0 | 0 |  |  | 0 |  | 0
Tuesday | 2001 | 1 | 30 | 0 | 0 | 0 | 0 | 0 | 0 | 0 | 0 | 0 | 0 | 0 | 0 | 0 | 0 | 0 | 0 | 0 | 0 | 0 | 0 | 0 | 0 | 0 | 0 |  |  | 0 | 0 |  |  | 0 |  | 0
Wednesday | 2001 | 1 | 31 | 0 | 0 | 0 | 0 | 0 | 0 | 0 | 0 | 0 | 0 | 0 | 0 | 0 | 0 | 0 | 0 | 0 | 0 | 0 | 0 | 0 | 0 | 0 | 0 |  |  | 0 | 0 |  |  | 0 |  | 0
Thursday | 2001 | 2 | 1 | 0 | 0 | 0 | 0 | 0 | 0 | 0 | 0 | 0 | 0 | 0 | 0 | 0 | 0 | 0 | 0 | 0 | 0 | 0 | 0 | 0 | 0 | 0 | 0 |  |  | 0 | 0 |  |  | 0 |  | 0
Friday | 2001 | 2 | 2 | 0 | 0 | 0 | 0 | 0 | 0 | 0 | 0 | 0 | 0 | 0 | 0 | 0 | 0 | 0 | 0 | 0 | 0 | 0 | 0 | 0 | 0 | 0 | 0 |  |  | 0 | 0 |  |  | 0 |  | 0
Saturday | 2001 | 2 | 3 | 0 | 0 | 0 | 0 | 0 | 0 | 0 | 0 | 0 | 0 | 0 | 0 | 0 | 0 | 0 | 0 | 0 | 0 | 0 | 0 | 0 | 0 | 0 | 0 |  |  | 0 | 0 |  |  | 0 |  | N/A
Sunday | 2001 | 2 | 4 | 0 | 0 | 0 | 0 | 0 | 0 | 0 | 0 | 0 | 0 | 0 | 0 | 0 | 0 | 0 | 0 | 0 | 0 | 0 | 0 | 0 | 0 | 0 | 0 |  |  | 0 | 0 |  |  | 0 |  | N/A
Monday | 2001 | 2 | 5 | 0 | 0 | 0 | 0 | 0 | 0 | 0 | 0 | 0 | 0 | 0 | 0 | 0 | 0 | 0 | 0 | 0 | 0 | 0 | 0 | 0 | 0 | 0 | 0 |  |  | 0 | 0 |  |  | 0 |  | 0
Tuesday | 2001 | 2 | 6 | 0 | 0 | 0 | 0 | 0 | 0 | 0 | 0 | 0 | 0 | 0 | 0 | 0 | 0 | 0 | 0 | 0 | 0 | 0 | 0 | 0 | 0 | 0 | 0 |  |  | 0 | 0 |  |  | 0 |  | 0
Wednesday | 2001 | 2 | 7 | 0 | 0 | 0 | 0 | 0 | 0 | 0 | 0 | 0 | 0 | 0 | 0 | 0 | 0 | 0 | 0 | 0 | 0 | 0 | 0 | 0 | 0 | 0 | 0 |  |  | 0 | 0 |  |  | 0 |  | 0
Thursday | 2001 | 2 | 8 | 0 | 0 | 0 | 0 | 0 | 0 | 0 | 0 | 0 | 0 | 0 | 0 | 0 | 0 | 0 | 0 | 0 | 0 | 0 | 0 | 0 | 0 | 0 | 0 |  |  | 0 | 0 |  |  | 0 |  | 0
Friday | 2001 | 2 | 9 | 0 | 0 | 0 | 0 | 0 | 0 | 0 | 0 | 0 | 0 | 0 | 0 | 0 | 0 | 0 | 0 | 0 | 0 | 0 | 0 | 0 | 0 | 0 | 0 |  |  | 0 | 0 |  |  | 0 |  | 0
Saturday | 2001 | 2 | 10 | 0 | 0 | 0 | 0 | 0 | 0 | 0 | 0 | 0 | 0 | 0 | 0 | 0 | 0 | 0 | 0 | 0 | 0 | 0 | 0 | 0 | 0 | 0 | 0 |  |  | 0 | 0 |  |  | 0 |  | N/A
Sunday | 2001 | 2 | 11 | 0 | 0 | 0 | 0 | 0 | 0 | 0 | 0 | 0 | 0 | 0 | 0 | 0 | 0 | 0 | 0 | 0 | 0 | 0 | 0 | 0 | 0 | 0 | 0 |  |  | 0 | 0 |  |  | 0 |  | N/A
Monday | 2001 | 2 | 12 | 0 | 0 | 0 | 0 | 0 | 0 | 0 | 0 | 0 | 0 | 0 | 0 | 0 | 0 | 0 | 0 | 0 | 0 | 0 | 0 | 0 | 0 | 0 | 0 |  |  | 0 | 0 |  |  | 0 |  | 0
Tuesday | 2001 | 2 | 13 | 0 | 0 | 0 | 0 | 0 | 0 | 0 | 0 | 0 | 0 | 0 | 0 | 0 | 0 | 0 | 0 | 0 | 0 | 0 | 0 | 0 | 0 | 0 | 0 |  |  | 0 | 0 |  |  | 0 |  | 0
Wednesday | 2001 | 2 | 14 | 0 | 0 | 0 | 0 | 0 | 0 | 0 | 0 | 0 | 0 | 0 | 0 | 0 | 0 | 0 | 0 | 0 | 0 | 0 | 0 | 0 | 0 | 0 | 0 |  |  | 0 | 0 |  |  | 0 |  | 0
Thursday | 2001 | 2 | 15 | 0 | 0 | 0 | 0 | 0 | 0 | 0 | 0 | 0 | 0 | 0 | 0 | 0 | 0 | 0 | 0 | 0 | 0 | 0 | 0 | 0 | 0 | 0 | 0 |  |  | 0 | 0 |  |  | 0 |  | 0
Friday | 2001 | 2 | 16 | 0 | 0 | 0 | 0 | 0 | 0 | 0 | 0 | 0 | 0 | 0 | 0 | 0 | 0 | 0 | 0 | 0 | 0 | 0 | 0 | 0 | 0 | 0 | 0 |  |  | 0 | 0 |  |  | 0 |  | 0
Saturday | 2001 | 2 | 17 | 0 | 0 | 0 | 0 | 0 | 0 | 0 | 0 | 0 | 0 | 0 | 0 | 0 | 0 | 0 | 0 | 0 | 0 | 0 | 0 | 0 | 0 | 0 | 0 |  |  | 0 | 0 |  |  | 0 |  | N/A
Sunday | 2001 | 2 | 18 | 0 | 0 | 0 | 0 | 0 | 0 | 0 | 0 | 0 | 0 | 0 | 0 | 0 | 0 | 0 | 0 | 0 | 0 | 0 | 0 | 0 | 0 | 0 | 0 |  |  | 0 | 0 |  |  | 0 |  | N/A
Monday | 2001 | 2 | 19 | 0 | 0 | 0 | 0 | 0 | 0 | 0 | 0 | 0 | 0 | 0 | 0 | 0 | 0 | 0 | 0 | 0 | 0 | 0 | 0 | 0 | 0 | 0 | 0 |  |  | 0 | 0 |  |  | 0 |  | 0
Tuesday | 2001 | 2 | 20 | 0 | 0 | 0 | 0 | 0 | 0 | 0 | 0 | 0 | 0 | 0 | 0 | 0 | 0 | 0 | 0 | 0 | 0 | 0 | 0 | 0 | 0 | 0 | 0 |  |  | 0 | 0 |  |  | 0 |  | 0
Wednesday | 2001 | 2 | 21 | 0 | 0 | 0 | 0 | 0 | 0 | 0 | 0 | 0 | 0 | 0 | 0 | 0 | 0 | 0 | 0 | 0 | 0 | 0 | 0 | 0 | 0 | 0 | 0 |  |  | 0 | 0 |  |  | 0 |  | 0
Thursday | 2001 | 2 | 22 | 0 | 0 | 0 | 0 | 0 | 0 | 0 | 0 | 0 | 0 | 0 | 0 | 0 | 0 | 0 | 0 | 0 | 0 | 0 | 0 | 0 | 0 | 0 | 0 |  |  | 0 | 0 |  |  | 0 |  | 0
Friday | 2001 | 2 | 23 | 0 | 0 | 0 | 0 | 0 | 0 | 0 | 0 | 0 | 0 | 0 | 0 | 0 | 0 | 0 | 0 | 0 | 0 | 0 | 0 | 0 | 0 | 0 | 0 |  |  | 0 | 0 |  |  | 0 |  | 0
Saturday | 2001 | 2 | 24 | 0 | 0 | 0 | 0 | 0 | 0 | 0 | 0 | 0 | 0 | 0 | 0 | 0 | 0 | 0 | 0 | 0 | 0 | 0 | 0 | 0 | 0 | 0 | 0 |  |  | 0 | 0 |  |  | 0 |  | N/A
Sunday | 2001 | 2 | 25 | 0 | 0 | 0 | 0 | 0 | 0 | 0 | 0 | 0 | 0 | 0 | 0 | 0 | 0 | 0 | 0 | 0 | 0 | 0 | 0 | 0 | 0 | 0 | 0 |  |  | 0 | 0 |  |  | 0 |  | N/A
Monday | 2001 | 2 | 26 | 0 | 0 | 0 | 0 | 0 | 0 | 0 | 0 | 0 | 0 | 0 | 0 | 0 | 0 | 0 | 0 | 0 | 0 | 0 | 0 | 0 | 0 | 0 | 0 |  |  | 0 | 0 |  |  | 0 |  | 0
Tuesday | 2001 | 2 | 27 | 0 | 0 | 0 | 0 | 0 | 0 | 0 | 0 | 0 | 0 | 0 | 0 | 0 | 0 | 0 | 0 | 0 | 0 | 0 | 0 | 0 | 0 | 0 | 0 |  |  | 0 | 0 |  |  | 0 |  | 0
Wednesday | 2001 | 2 | 28 | 0 | 0 | 0 | 0 | 0 | 0 | 0 | 0 | 0 | 0 | 0 | 0 | 0 | 0 | 0 | 0 | 0 | 0 | 0 | 0 | 0 | 0 | 0 | 0 |  |  | 0 | 0 |  |  | 0 |  | 0
Thursday | 2001 | 3 | 1 | 0 | 0 | 0 | 0 | 0 | 0 | 0 | 0 | 0 | 0 | 0 | 0 | 0 | 0 | 0 | 0 | 0 | 0 | 0 | 0 | 0 | 0 | 0 | 0 |  |  | 0 | 0 |  |  | 0 |  | 0
Friday | 2001 | 3 | 2 | 0 | 0 | 0 | 0 | 0 | 0 | 0 | 0 | 0 | 0 | 0 | 0 | 0 | 0 | 0 | 0 | 0 | 0 | 0 | 0 | 0 | 0 | 0 | 0 |  |  | 0 | 0 |  |  | 0 |  | 0
Saturday | 2001 | 3 | 3 | 0 | 0 | 0 | 0 | 0 | 0 | 0 | 0 | 0 | 0 | 0 | 0 | 0 | 0 | 0 | 0 | 0 | 0 | 0 | 0 | 0 | 0 | 0 | 0 |  |  | 0 | 0 |  |  | 0 |  | N/A
Sunday | 2001 | 3 | 4 | 0 | 0 | 0 | 0 | 0 | 0 | 0 | 0 | 0 | 0 | 0 | 0 | 0 | 0 | 0 | 0 | 0 | 0 | 0 | 0 | 0 | 0 | 0 | 0 |  |  | 0 | 0 |  |  | 0 |  | N/A
Monday | 2001 | 3 | 5 | 0 | 0 | 0 | 0 | 0 | 0 | 0 | 0 | 0 | 0 | 0 | 0 | 0 | 0 | 0 | 0 | 0 | 0 | 0 | 0 | 0 | 0 | 0 | 0 |  |  | 0 | 0 |  |  | 0 |  | 0
Tuesday | 2001 | 3 | 6 | 0 | 0 | 0 | 0 | 0 | 0 | 0 | 0 | 0 | 0 | 0 | 0 | 0 | 0 | 0 | 0 | 0 | 0 | 0 | 0 | 0 | 0 | 0 | 0 |  |  | 0 | 0 |  |  | 0 |  | 0
Wednesday | 2001 | 3 | 7 | 0 | 0 | 0 | 0 | 0 | 0 | 0 | 0 | 0 | 0 | 0 | 0 | 0 | 0 | 0 | 0 | 0 | 0 | 0 | 0 | 0 | 0 | 0 | 0 |  |  | 0 | 0 |  |  | 0 |  | 0
Thursday | 2001 | 3 | 8 | 0 | 0 | 0 | 0 | 0 | 0 | 0 | 0 | 0 | 0 | 0 | 0 | 0 | 0 | 0 | 0 | 0 | 0 | 0 | 0 | 0 | 0 | 0 | 0 |  |  | 0 | 0 |  |  | 0 |  | 0
Friday | 2001 | 3 | 9 | 0 | 0 | 0 | 0 | 0 | 0 | 0 | 0 | 0 | 0 | 0 | 0 | 0 | 0 | 0 | 0 | 0 | 0 | 0 | 0 | 0 | 0 | 0 | 0 |  |  | 0 | 0 |  |  | 0 |  | 0
Saturday | 2001 | 3 | 10 | 0 | 0 | 0 | 0 | 0 | 0 | 0 | 0 | 0 | 0 | 0 | 0 | 0 | 0 | 0 | 0 | 0 | 0 | 0 | 0 | 0 | 0 | 0 | 0 |  |  | 0 | 0 |  |  | 0 |  | N/A
Sunday | 2001 | 3 | 11 | 0 | 0 | 0 | 0 | 0 | 0 | 0 | 0 | 0 | 0 | 0 | 0 | 0 | 0 | 0 | 0 | 0 | 0 | 0 | 0 | 0 | 0 | 0 | 0 |  |  | 0 | 0 |  |  | 0 |  | N/A
Monday | 2001 | 3 | 12 | 0 | 0 | 0 | 0 | 0 | 0 | 0 | 0 | 0 | 0 | 0 | 0 | 0 | 0 | 0 | 0 | 0 | 0 | 0 | 0 | 0 | 0 | 0 | 0 |  |  | 0 | 0 |  |  | 0 |  | 0
Tuesday | 2001 | 3 | 13 | 0 | 0 | 0 | 0 | 0 | 0 | 0 | 0 | 0 | 0 | 0 | 0 | 0 | 0 | 0 | 0 | 0 | 0 | 0 | 0 | 0 | 0 | 0 | 0 |  |  | 0 | 0 |  |  | 0 |  | 0
Wednesday | 2001 | 3 | 14 | 0 | 0 | 0 | 0 | 0 | 0 | 0 | 0 | 0 | 0 | 0 | 0 | 0 | 0 | 0 | 0 | 0 | 0 | 0 | 0 | 0 | 0 | 0 | 0 |  |  | 0 | 0 |  |  | 0 |  | 0
Thursday | 2001 | 3 | 15 | 0 | 0 | 0 | 0 | 0 | 0 | 0 | 0 | 0 | 0 | 0 | 0 | 0 | 0 | 0 | 0 | 0 | 0 | 0 | 0 | 0 | 0 | 0 | 0 |  |  | 0 | 0 |  |  | 0 |  | 0
Friday | 2001 | 3 | 16 | 0 | 0 | 0 | 0 | 0 | 0 | 0 | 0 | 0 | 0 | 0 | 0 | 0 | 0 | 0 | 0 | 0 | 0 | 0 | 0 | 0 | 0 | 0 | 0 |  |  | 0 | 0 |  |  | 0 |  | 0
Saturday | 2001 | 3 | 17 | 0 | 0 | 0 | 0 | 0 | 0 | 0 | 0 | 0 | 0 | 0 | 0 | 0 | 0 | 0 | 0 | 0 | 0 | 0 | 0 | 0 | 0 | 0 | 0 |  |  | 0 | 0 |  |  | 0 |  | N/A
Sunday | 2001 | 3 | 18 | 0 | 0 | 0 | 0 | 0 | 0 | 0 | 0 | 0 | 0 | 0 | 0 | 0 | 0 | 0 | 0 | 0 | 0 | 0 | 0 | 0 | 0 | 0 | 0 |  |  | 0 | 0 |  |  | 0 |  | N/A
Monday | 2001 | 3 | 19 | 0 | 0 | 0 | 0 | 0 | 0 | 0 | 0 | 0 | 0 | 0 | 0 | 0 | 0 | 0 | 0 | 0 | 0 | 0 | 0 | 0 | 0 | 0 | 0 |  |  | 0 | 0 |  |  | 0 |  | 0
Tuesday | 2001 | 3 | 20 | 0 | 0 | 0 | 0 | 0 | 0 | 0 | 0 | 0 | 0 | 0 | 0 | 0 | 0 | 0 | 0 | 0 | 0 | 0 | 0 | 0 | 0 | 0 | 0 |  |  | 0 | 0 |  |  | 0 |  | 0
Wednesday | 2001 | 3 | 21 | 0 | 0 | 0 | 0 | 0 | 0 | 0 | 0 | 0 | 0 | 0 | 0 | 0 | 0 | 0 | 0 | 0 | 0 | 0 | 0 | 0 | 0 | 0 | 0 |  |  | 0 | 0 |  |  | 0 |  | 0
Thursday | 2001 | 3 | 22 | 0 | 0 | 0 | 0 | 0 | 0 | 0 | 0 | 0 | 0 | 0 | 0 | 0 | 0 | 0 | 0 | 0 | 0 | 0 | 0 | 0 | 0 | 0 | 0 |  |  | 0 | 0 |  |  | 0 |  | 0
Friday | 2001 | 3 | 23 | 0 | 0 | 0 | 0 | 0 | 0 | 0 | 0 | 0 | 0 | 0 | 0 | 0 | 0 | 0 | 0 | 0 | 0 | 0 | 0 | 0 | 0 | 0 | 0 |  |  | 0 | 0 |  |  | 0 |  | 0
Saturday | 2001 | 3 | 24 | 0 | 0 | 0 | 0 | 0 | 0 | 0 | 0 | 0 | 0 | 0 | 0 | 0 | 0 | 0 | 0 | 0 | 0 | 0 | 0 | 0 | 0 | 0 | 0 |  |  | 0 | 0 |  |  | 0 |  | N/A
Sunday | 2001 | 3 | 25 | 0 | 0 | 0 | 0 | 0 | 0 | 0 | 0 | 0 | 0 | 0 | 0 | 0 | 0 | 0 | 0 | 0 | 0 | 0 | 0 | 0 | 0 | 0 | 0 |  |  | 0 | 0 |  |  | 0 |  | N/A
Monday | 2001 | 3 | 26 | 0 | 0 | 0 | 0 | 0 | 0 | 0 | 0 | 0 | 0 | 0 | 0 | 0 | 0 | 0 | 0 | 0 | 0 | 0 | 0 | 0 | 0 | 0 | 0 |  |  | 0 | 0 |  |  | 0 |  | 0
Tuesday | 2001 | 3 | 27 | 0 | 0 | 0 | 0 | 0 | 0 | 0 | 0 | 0 | 0 | 0 | 0 | 0 | 0 | 0 | 0 | 0 | 0 | 0 | 0 | 0 | 0 | 0 | 0 |  |  | 0 | 0 |  |  | 0 |  | 0
Wednesday | 2001 | 3 | 28 | 0 | 0 | 0 | 0 | 0 | 0 | 0 | 0 | 0 | 0 | 0 | 0 | 0 | 0 | 0 | 0 | 0 | 0 | 0 | 0 | 0 | 0 | 0 | 0 |  |  | 0 | 0 |  |  | 0 |  | 0
Thursday | 2001 | 3 | 29 | 0 | 0 | 0 | 0 | 0 | 0 | 0 | 0 | 0 | 0 | 0 | 0 | 0 | 0 | 0 | 0 | 0 | 0 | 0 | 0 | 0 | 0 | 0 | 0 |  |  | 0 | 0 |  |  | 0 |  | 0
Friday | 2001 | 3 | 30 | 0 | 0 | 0 | 0 | 0 | 0 | 0 | 0 | 0 | 0 | 0 | 0 | 0 | 0 | 0 | 0 | 0 | 0 | 0 | 0 | 0 | 0 | 0 | 0 |  |  | 0 | 0 |  |  | 0 |  | 0
Saturday | 2001 | 3 | 31 | 0 | 0 | 0 | 0 | 0 | 0 | 0 | 0 | 0 | 0 | 0 | 0 | 0 | 0 | 0 | 0 | 0 | 0 | 0 | 0 | 0 | 0 | 0 | 0 |  |  | 0 | 0 |  |  | 0 |  | N/A
Sunday | 2001 | 4 | 1 | 0 | 0 | 0 | 0 | 0 | 0 | 0 | 0 | 0 | 0 | 0 | 0 | 0 | 0 | 0 | 0 | 0 | 0 | 0 | 0 | 0 | 0 | 0 | 0 |  |  |  |  | 0 | 0 | 0
Monday | 2001 | 4 | 2 | 0 | 0 | 0 | 0 | 0 | 0 | 0 | 0 | 0 | 0 | 0 | 0 | 0 | 0 | 0 | 0 | 0 | 0 | 0 | 0 | 0 | 0 | 0 | 0 |  |  |  |  | 0 | 0 | 0
Tuesday | 2001 | 4 | 3 | 0 | 0 | 0 | 0 | 0 | 0 | 0 | 0 | 0 | 0 | 0 | 0 | 0 | 0 | 0 | 0 | 0 | 0 | 0 | 0 | 0 | 0 | 0 | 0 |  |  |  |  | 0 | 0 | 0
Wednesday | 2001 | 4 | 4 | 0 | 0 | 0 | 0 | 0 | 0 | 0 | 0 | 0 | 0 | 0 | 0 | 0 | 0 | 0 | 0 | 0 | 0 | 0 | 0 | 0 | 0 | 0 | 0 |  |  |  |  | 0 | 0 | 0
Thursday | 2001 | 4 | 5 | 0 | 0 | 0 | 0 | 0 | 0 | 0 | 0 | 0 | 0 | 0 | 0 | 0 | 0 | 0 | 0 | 0 | 0 | 0 | 0 | 0 | 0 | 0 | 0 |  |  |  |  | 0 | 0 | 0
Friday | 2001 | 4 | 6 | 0 | 0 | 0 | 0 | 0 | 0 | 0 | 0 | 0 | 0 | 0 | 0 | 0 | 0 | 0 | 0 | 0 | 0 | 0 | 0 | 0 | 0 | 0 | 0 |  |  |  |  | 0 | 0 | 0
Saturday | 2001 | 4 | 7 | 0 | 0 | 0 | 0 | 0 | 0 | 0 | 0 | 0 | 0 | 0 | 0 | 0 | 0 | 0 | 0 | 0 | 0 | 0 | 0 | 0 | 0 | 0 | 0 |  |  |  |  | 0 | 0 | 0
Sunday | 2001 | 4 | 8 | 0 | 0 | 0 | 0 | 0 | 0 | 0 | 0 | 0 | 0 | 0 | 0 | 0 | 0 | 0 | 0 | 0 | 0 | 0 | 0 | 0 | 0 | 0 | 0 |  |  |  |  | 0 | 0 | 0
Monday | 2001 | 4 | 9 | 0 | 0 | 0 | 0 | 0 | 0 | 0 | 0 | 0 | 0 | 0 | 0 | 0 | 0 | 0 | 0 | 0 | 0 | 0 | 0 | 0 | 0 | 0 | 0 |  |  |  |  | 0 | 0 | 0
Tuesday | 2001 | 4 | 10 | 0 | 0 | 0 | 0 | 0 | 0 | 0 | 0 | 0 | 0 | 0 | 0 | 0 | 0 | 0 | 0 | 0 | 0 | 0 | 0 | 0 | 0 | 0 | 0 |  |  |  |  | 0 | 0 | 0
Wednesday | 2001 | 4 | 11 | 0 | 0 | 0 | 0 | 0 | 0 | 0 | 0 | 0 | 0 | 0 | 0 | 0 | 0 | 0 | 0 | 0 | 0 | 0 | 0 | 0 | 0 | 0 | 0 |  |  |  |  | 0 | 0 | 0
Thursday | 2001 | 4 | 12 | 0 | 0 | 0 | 0 | 0 | 0 | 0 | 0 | 0 | 0 | 0 | 0 | 0 | 0 | 0 | 0 | 0 | 0 | 0 | 0 | 0 | 0 | 0 | 0 |  |  |  |  | 0 | 0 | 0
Friday | 2001 | 4 | 13 | 0 | 0 | 0 | 0 | 0 | 0 | 0 | 0 | 0 | 0 | 0 | 0 | 0 | 0 | 0 | 0 | 0 | 0 | 0 | 0 | 0 | 0 | 0 | 0 |  |  |  |  | 0 | 0 | 0
Saturday | 2001 | 4 | 14 | 0 | 0 | 0 | 0 | 0 | 0 | 0 | 0 | 0 | 0 | 0 | 0 | 0 | 0 | 0 | 0 | 0 | 0 | 0 | 0 | 0 | 0 | 0 | 0 |  |  |  |  | 0 | 0 | 0
Sunday | 2001 | 4 | 15 | 0 | 0 | 0 | 0 | 0 | 0 | 0 | 0 | 0 | 0 | 0 | 0 | 0 | 0 | 0 | 0 | 0 | 0 | 0 | 0 | 0 | 0 | 0 | 0 |  |  |  |  | 0 | 0 | 0
Monday | 2001 | 4 | 16 | 0 | 0 | 0 | 0 | 0 | 0 | 0 | 0 | 0 | 0 | 0 | 0 | 0 | 0 | 0 | 0 | 0 | 0 | 0 | 0 | 0 | 0 | 0 | 0 |  |  |  |  | 0 | 0 | 0
Tuesday | 2001 | 4 | 17 | 0 | 0 | 0 | 0 | 0 | 0 | 0 | 0 | 0 | 0 | 0 | 0 | 0 | 0 | 0 | 0 | 0 | 0 | 0 | 0 | 0 | 0 | 0 | 0 |  |  |  |  | 0 | 0 | 0
Wednesday | 2001 | 4 | 18 | 0 | 0 | 0 | 0 | 0 | 0 | 0 | 0 | 0 | 0 | 0 | 0 | 0 | 0 | 0 | 0 | 0 | 0 | 0 | 0 | 0 | 0 | 0 | 0 |  |  |  |  | 0 | 0 | 0
Thursday | 2001 | 4 | 19 | 0 | 0 | 0 | 0 | 0 | 0 | 0 | 0 | 0 | 0 | 0 | 0 | 0 | 0 | 0 | 0 | 0 | 0 | 0 | 0 | 0 | 0 | 0 | 0 |  |  |  |  | 0 | 0 | 0
Friday | 2001 | 4 | 20 | 0 | 0 | 0 | 0 | 0 | 0 | 0 | 0 | 0 | 0 | 0 | 0 | 0 | 0 | 0 | 0 | 0 | 0 | 0 | 0 | 0 | 0 | 0 | 0 |  |  |  |  | 0 | 0 | 0
Saturday | 2001 | 4 | 21 | 0 | 0 | 0 | 0 | 0 | 0 | 0 | 0 | 0 | 0 | 0 | 0 | 0 | 0 | 0 | 0 | 0 | 0 | 0 | 0 | 0 | 0 | 0 | 0 |  |  |  |  | 0 | 0 | 0
Sunday | 2001 | 4 | 22 | 0 | 0 | 0 | 0 | 0 | 0 | 0 | 0 | 0 | 0 | 0 | 0 | 0 | 0 | 0 | 0 | 0 | 0 | 0 | 0 | 0 | 0 | 0 | 0 |  |  |  |  | 0 | 0 | 0
Monday | 2001 | 4 | 23 | 0 | 0 | 0 | 0 | 0 | 0 | 0 | 0 | 0 | 0 | 0 | 0 | 0 | 0 | 0 | 0 | 0 | 0 | 0 | 0 | 0 | 0 | 0 | 0 |  |  |  |  | 0 | 0 | 0
Tuesday | 2001 | 4 | 24 | 0.14195 | 0.10682 | 0.075897 | 0.052003 | 0.041462 | 0.035137 | 0.021082 | 0.010541 | 0.00070275 | 0.0021082 | 0.0035137 | 0.005622 | 0.0070275 | 0.0077302 | 0.008433 | 0.0077302 | 0.0063247 | 0.0049192 | 0.0091357 | 0.021082 | 0.031624 | 0.037948 | 0.037246 | 0.026002 |  |  |  |  | 0.20169 | 0.50036 | 0.70204
Wednesday | 2001 | 4 | 25 | 0.1469 | 0.096978 | 0.042607 | 0.007631 | 0.00031796 | 0.00031796 | 0.00031796 | 0.00031796 | 0.00063592 | 0.00095388 | 0.0012718 | 0.0019078 | 0.0022257 | 0.0022257 | 0.0025437 | 0.0022257 | 0.0019078 | 0.0015898 | 0.0012718 | 0.00095388 | 0.00063592 | 0.00063592 | 0.00063592 | 0.00031796 |  |  |  |  | 0.021939 | 0.29538 | 0.31732
Thursday | 2001 | 4 | 26 | 0.16303 | 0.10763 | 0.047285 | 0.008469 | 0.00035287 | 0.00035287 | 0.00035287 | 0.00035287 | 0.00070575 | 0.0010586 | 0.0014115 | 0.0021172 | 0.0024701 | 0.0024701 | 0.002823 | 0.0024701 | 0.0021172 | 0.0017644 | 0.0014115 | 0.0010586 | 0.00070575 | 0.00070575 | 0.00070575 | 0.00035287 |  |  |  |  | 0.024348 | 0.32782 | 0.35217
Friday | 2001 | 4 | 27 | 0.64161 | 0.48307 | 0.34321 | 0.23556 | 0.18737 | 0.15877 | 0.095037 | 0.047744 | 0.0036028 | 0.010809 | 0.018239 | 0.029498 | 0.037378 | 0.043006 | 0.048858 | 0.050655 | 0.048848 | 0.046142 | 0.065284 | 0.11731 | 0.1619 | 0.18758 | 0.18263 | 0.13038 |  |  |  |  | 1.0995 | 2.275 | 3.3745
Saturday | 2001 | 4 | 28 | 0 | 0 | 0 | 0 | 0 | 0 | 0 | 0 | 0 | 0 | 0 | 0 | 0 | 0 | 0 | 0 | 0 | 0 | 0 | 0 | 0 | 0 | 0 | 0 |  |  |  |  | 0 | 0 | 0
Sunday | 2001 | 4 | 29 | 0 | 0 | 0 | 0 | 0 | 0 | 0 | 0 | 0 | 0 | 0 | 0 | 0 | 0 | 0 | 0 | 0 | 0 | 0 | 0 | 0 | 0 | 0 | 0 |  |  |  |  | 0 | 0 | 0
Monday | 2001 | 4 | 30 | 0 | 0 | 0 | 0 | 0 | 0 | 0 | 0 | 0 | 0 | 0 | 0 | 0 | 0 | 0 | 0 | 0 | 0 | 0 | 0 | 0 | 0 | 0 | 0 |  |  |  |  | 0 | 0 | 0
Tuesday | 2001 | 5 | 1 | 0 | 0 | 0 | 0 | 0 | 0 | 0 | 0 | 0 | 0 | 0 | 0 | 0 | 0 | 0 | 0 | 0 | 0 | 0 | 0 | 0 | 0 | 0 | 0 |  |  |  |  | 0 | 0 | 0
Wednesday | 2001 | 5 | 2 | 0 | 0 | 0 | 0 | 0 | 0 | 0 | 0 | 0 | 0 | 0 | 0 | 0 | 0 | 0 | 0 | 0 | 0 | 0 | 0 | 0 | 0 | 0 | 0 |  |  |  |  | 0 | 0 | 0
Thursday | 2001 | 5 | 3 | 0 | 0 | 0 | 0 | 0 | 0 | 0 | 0 | 0 | 0 | 0 | 0 | 0 | 0 | 0 | 0 | 0 | 0 | 0 | 0 | 0 | 0 | 0 | 0 |  |  |  |  | 0 | 0 | 0
Friday | 2001 | 5 | 4 | 0 | 0 | 0 | 0 | 0 | 0 | 0 | 0 | 0 | 0 | 0 | 0 | 0 | 0 | 0 | 0 | 0 | 0 | 0 | 0 | 0 | 0 | 0 | 0 |  |  |  |  | 0 | 0 | 0
Saturday | 2001 | 5 | 5 | 0 | 0 | 0 | 0 | 0 | 0 | 0 | 0 | 0 | 0 | 0 | 0 | 0 | 0 | 0 | 0 | 0 | 0 | 0 | 0 | 0 | 0 | 0 | 0 |  |  |  |  | 0 | 0 | 0
Sunday | 2001 | 5 | 6 | 0 | 0 | 0 | 0 | 0 | 0 | 0 | 0 | 0 | 0 | 0 | 0 | 0 | 0 | 0 | 0 | 0 | 0 | 0 | 0 | 0 | 0 | 0 | 0 |  |  |  |  | 0 | 0 | 0
Monday | 2001 | 5 | 7 | 0 | 0 | 0 | 0 | 0 | 0 | 0 | 0 | 0 | 0 | 0 | 0 | 0 | 0 | 0 | 0 | 0 | 0 | 0 | 0 | 0 | 0 | 0 | 0 |  |  |  |  | 0 | 0 | 0
Tuesday | 2001 | 5 | 8 | 0 | 0 | 0 | 0 | 0 | 0 | 0 | 0 | 0 | 0 | 0 | 0 | 0 | 0 | 0 | 0 | 0 | 0 | 0 | 0 | 0 | 0 | 0 | 0 |  |  |  |  | 0 | 0 | 0
Wednesday | 2001 | 5 | 9 | 0 | 0 | 0 | 0 | 0 | 0 | 0 | 0 | 0 | 0 | 0 | 0 | 0 | 0 | 0 | 0 | 0 | 0 | 0 | 0 | 0 | 0 | 0 | 0 |  |  |  |  | 0 | 0 | 0
Thursday | 2001 | 5 | 10 | 0 | 0 | 0 | 0 | 0 | 0 | 0 | 0 | 0 | 0 | 0 | 0 | 0 | 0 | 0 | 0 | 0 | 0 | 0 | 0 | 0 | 0 | 0 | 0 |  |  |  |  | 0 | 0 | 0
Friday | 2001 | 5 | 11 | 0 | 0 | 0 | 0 | 0 | 0 | 0 | 0 | 0 | 0 | 0 | 0 | 0 | 0 | 0 | 0 | 0 | 0 | 0 | 0 | 0 | 0 | 0 | 0 |  |  |  |  | 0 | 0 | 0
Saturday | 2001 | 5 | 12 | 0 | 0 | 0 | 0 | 0 | 0 | 0 | 0 | 0 | 0 | 0 | 0 | 0 | 0 | 0 | 0 | 0 | 0 | 0 | 0 | 0 | 0 | 0 | 0 |  |  |  |  | 0 | 0 | 0
Sunday | 2001 | 5 | 13 | 0 | 0 | 0 | 0 | 0 | 0 | 0 | 0 | 0 | 0 | 0 | 0 | 0 | 0 | 0 | 0 | 0 | 0 | 0 | 0 | 0 | 0 | 0 | 0 |  |  |  |  | 0 | 0 | 0
Monday | 2001 | 5 | 14 | 0 | 0 | 0 | 0 | 0 | 0 | 0 | 0 | 0 | 0 | 0 | 0 | 0 | 0 | 0 | 0 | 0 | 0 | 0 | 0 | 0 | 0 | 0 | 0 |  |  |  |  | 0 | 0 | 0
Tuesday | 2001 | 5 | 15 | 0 | 0 | 0 | 0 | 0 | 0 | 0 | 0 | 0 | 0 | 0 | 0 | 0 | 0 | 0 | 0 | 0 | 0 | 0 | 0 | 0 | 0 | 0 | 0 |  |  |  |  | 0 | 0 | 0
Wednesday | 2001 | 5 | 16 | 0 | 0 | 0 | 0 | 0 | 0 | 0 | 0 | 0 | 0 | 0 | 0 | 0 | 0 | 0 | 0 | 0 | 0 | 0 | 0 | 0 | 0 | 0 | 0 |  |  |  |  | 0 | 0 | 0
Thursday | 2001 | 5 | 17 | 0 | 0 | 0 | 0 | 0 | 0 | 0 | 0 | 0 | 0 | 0 | 0 | 0 | 0 | 0 | 0 | 0 | 0 | 0 | 0 | 0 | 0 | 0 | 0 |  |  |  |  | 0 | 0 | 0
Friday | 2001 | 5 | 18 | 0 | 0 | 0 | 0 | 0 | 0 | 0 | 0 | 0 | 0 | 0 | 0 | 0 | 0 | 0 | 0 | 0 | 0 | 0 | 0 | 0 | 0 | 0 | 0 |  |  |  |  | 0 | 0 | 0
Saturday | 2001 | 5 | 19 | 0 | 0 | 0 | 0 | 0 | 0 | 0 | 0 | 0 | 0 | 0 | 0 | 0 | 0 | 0 | 0 | 0 | 0 | 0 | 0 | 0 | 0 | 0 | 0 |  |  |  |  | 0 | 0 | 0
Sunday | 2001 | 5 | 20 | 0 | 0 | 0 | 0 | 0 | 0 | 0 | 0 | 0 | 0 | 0 | 0 | 0 | 0 | 0 | 0 | 0 | 0 | 0 | 0 | 0 | 0 | 0 | 0 |  |  |  |  | 0 | 0 | 0
Monday | 2001 | 5 | 21 | 0.24689 | 0.18578 | 0.132 | 0.090446 | 0.072112 | 0.061112 | 0.036667 | 0.018334 | 0.0012222 | 0.0036667 | 0.0061112 | 0.0097779 | 0.012222 | 0.013445 | 0.014667 | 0.013445 | 0.011 | 0.0085557 | 0.015889 | 0.036667 | 0.055001 | 0.066001 | 0.064779 | 0.045223 |  |  |  |  | 0.35078 | 0.87023 | 1.221
Tuesday | 2001 | 5 | 22 | 0.80318 | 0.60509 | 0.42989 | 0.29562 | 0.23451 | 0.19869 | 0.11861 | 0.059907 | 0.0051164 | 0.015349 | 0.026183 | 0.042735 | 0.054772 | 0.065301 | 0.076432 | 0.085749 | 0.08995 | 0.091745 | 0.11583 | 0.17815 | 0.22964 | 0.25764 | 0.24892 | 0.18149 |  |  |  |  | 1.6434 | 2.8671 | 4.5105
Wednesday | 2001 | 5 | 23 | 1.4396 | 0.95191 | 0.42113 | 0.079137 | 0.0066282 | 0.0057449 | 0.0053032 | 0.0057449 | 0.0092815 | 0.013701 | 0.018121 | 0.026299 | 0.030719 | 0.032485 | 0.036464 | 0.036239 | 0.034911 | 0.033583 | 0.029384 | 0.024964 | 0.019881 | 0.018556 | 0.017011 | 0.012811 |  |  |  |  | 0.38734 | 2.9222 | 3.3096
Thursday | 2001 | 5 | 24 | 0.88595 | 0.58488 | 0.25696 | 0.046023 | 0.0019176 | 0.0019176 | 0.0019176 | 0.0019176 | 0.0038353 | 0.0057529 | 0.0076705 | 0.011506 | 0.013423 | 0.013423 | 0.015341 | 0.013423 | 0.011506 | 0.0095882 | 0.0076705 | 0.0057529 | 0.0038353 | 0.0038353 | 0.0038353 | 0.0019176 |  |  |  |  | 0.13232 | 1.7815 | 1.9138
Friday | 2001 | 5 | 25 | 0.85106 | 0.56184 | 0.24684 | 0.044211 | 0.0018421 | 0.0018421 | 0.0018421 | 0.0018421 | 0.0036842 | 0.0055263 | 0.0073685 | 0.011053 | 0.012895 | 0.012895 | 0.014737 | 0.012895 | 0.011053 | 0.0092106 | 0.0073685 | 0.0055263 | 0.0036842 | 0.0036842 | 0.0036842 | 0.0018421 |  |  |  |  | 0.12711 | 1.7113 | 1.8384
Saturday | 2001 | 5 | 26 | 0 | 0 | 0 | 0 | 0 | 0 | 0 | 0 | 0 | 0 | 0 | 0 | 0 | 0 | 0 | 0 | 0 | 0 | 0 | 0 | 0 | 0 | 0 | 0 |  |  |  |  | 0 | 0 | 0
Sunday | 2001 | 5 | 27 | 0 | 0 | 0 | 0 | 0 | 0 | 0 | 0 | 0 | 0 | 0 | 0 | 0 | 0 | 0 | 0 | 0 | 0 | 0 | 0 | 0 | 0 | 0 | 0 |  |  |  |  | 0 | 0 | 0
Monday | 2001 | 5 | 28 | 0 | 0 | 0 | 0 | 0 | 0 | 0 | 0 | 0 | 0 | 0 | 0 | 0 | 0 | 0 | 0 | 0 | 0 | 0 | 0 | 0 | 0 | 0 | 0 |  |  |  |  | 0 | 0 | 0
Tuesday | 2001 | 5 | 29 | 0.14868 | 0.11187 | 0.07949 | 0.054465 | 0.043425 | 0.036801 | 0.022081 | 0.01104 | 0.00073602 | 0.0022081 | 0.0036801 | 0.0058881 | 0.0073602 | 0.0080962 | 0.0088322 | 0.0080962 | 0.0066242 | 0.0051521 | 0.0095682 | 0.022081 | 0.033121 | 0.039745 | 0.039009 | 0.027233 |  |  |  |  | 0.21124 | 0.52404 | 0.73528
Wednesday | 2001 | 5 | 30 | 2.226 | 1.4761 | 0.66099 | 0.13426 | 0.019841 | 0.016063 | 0.014174 | 0.016063 | 0.02268 | 0.033076 | 0.043471 | 0.061429 | 0.071824 | 0.07938 | 0.087887 | 0.095437 | 0.098265 | 0.10109 | 0.091642 | 0.081247 | 0.068018 | 0.06235 | 0.055739 | 0.046288 |  |  |  |  | 1.0696 | 4.5938 | 5.6634
Thursday | 2001 | 5 | 31 | 2.4787 | 1.6474 | 0.74467 | 0.16001 | 0.030572 | 0.024233 | 0.021063 | 0.024233 | 0.032617 | 0.04734 | 0.062063 | 0.086755 | 0.10148 | 0.11416 | 0.12571 | 0.1411 | 0.14857 | 0.15603 | 0.14289 | 0.12817 | 0.10869 | 0.099181 | 0.088087 | 0.074948 |  |  |  |  | 1.6071 | 5.1816 | 6.7886
Friday | 2001 | 6 | 1 | 0.0042042 | 0.0037265 | 0.0032487 | 0.0026754 | 0.0021977 | 0.0017199 | 0.0014333 | 0.0012422 | 0.0014333 | 0.001911 | 0.002771 | 0.0037265 | 0.0049686 | 0.006593 | 0.0078352 | 0.008504 | 0.0080263 | 0.0066885 | 0.0049686 | 0.0041087 | 0.0037265 | 0.0036309 | 0.0032487 | 0.0030576 | 0.073383 | 0.022263 |  |  |  |  | 0.095646 | 0.008504
Saturday | 2001 | 6 | 2 | 0 | 0 | 0 | 0 | 0 | 0 | 0 | 0 | 0 | 0 | 0 | 0 | 0 | 0 | 0 | 0 | 0 | 0 | 0 | 0 | 0 | 0 | 0 | 0 | 0 | 0 |  |  |  |  | 0 | N/A
Sunday | 2001 | 6 | 3 | 0.014678 | 0.01301 | 0.011342 | 0.0093408 | 0.0076728 | 0.0060048 | 0.005004 | 0.0043368 | 0.005004 | 0.006672 | 0.0096744 | 0.01301 | 0.017347 | 0.023018 | 0.027355 | 0.02969 | 0.028022 | 0.023352 | 0.017347 | 0.014345 | 0.01301 | 0.012677 | 0.011342 | 0.010675 | 0 | 0.33393 |  |  |  |  | 0.33393 | N/A
Monday | 2001 | 6 | 4 | 0.078136 | 0.069257 | 0.060378 | 0.049723 | 0.040844 | 0.031965 | 0.026637 | 0.023086 | 0.026637 | 0.035516 | 0.051499 | 0.069257 | 0.092342 | 0.12253 | 0.14562 | 0.15805 | 0.14917 | 0.12431 | 0.092342 | 0.07636 | 0.069257 | 0.067481 | 0.060378 | 0.056826 | 1.3638 | 0.41376 |  |  |  |  | 1.7776 | 0.15805
Tuesday | 2001 | 6 | 5 | 0.1066 | 0.094484 | 0.08237 | 0.067834 | 0.055721 | 0.043608 | 0.03634 | 0.031495 | 0.03634 | 0.048453 | 0.070257 | 0.094484 | 0.12598 | 0.16716 | 0.19866 | 0.21562 | 0.2035 | 0.16959 | 0.12598 | 0.10417 | 0.094484 | 0.092061 | 0.08237 | 0.077525 | 1.8606 | 0.56448 |  |  |  |  | 2.4251 | 0.21562
Wednesday | 2001 | 6 | 6 | 0.14343 | 0.12557 | 0.10434 | 0.083112 | 0.061882 | 0.040651 | 0.033654 | 0.033774 | 0.044631 | 0.069963 | 0.11315 | 0.15633 | 0.19928 | 0.26297 | 0.31243 | 0.34415 | 0.32666 | 0.26345 | 0.18926 | 0.14656 | 0.14234 | 0.14897 | 0.14511 | 0.13776 | 2.899 | 0.7304 |  |  |  |  | 3.6294 | 0.34415
Thursday | 2001 | 6 | 7 | 0.1495 | 0.13089 | 0.10876 | 0.08663 | 0.0645 | 0.042371 | 0.035078 | 0.035204 | 0.04652 | 0.072924 | 0.11794 | 0.16295 | 0.20771 | 0.2741 | 0.32565 | 0.35872 | 0.34049 | 0.2746 | 0.19727 | 0.15276 | 0.14836 | 0.15528 | 0.15126 | 0.14359 | 3.0217 | 0.76131 |  |  |  |  | 3.783 | 0.35872
Friday | 2001 | 6 | 8 | 0.074602 | 0.066125 | 0.057647 | 0.047474 | 0.038997 | 0.030519 | 0.025433 | 0.022042 | 0.025433 | 0.03391 | 0.04917 | 0.066125 | 0.088166 | 0.11699 | 0.13903 | 0.1509 | 0.14242 | 0.11869 | 0.088166 | 0.072907 | 0.066125 | 0.064429 | 0.057647 | 0.054256 | 1.3021 | 0.39505 |  |  |  |  | 1.6972 | 0.1509
Saturday | 2001 | 6 | 9 | 0.071648 | 0.063506 | 0.055365 | 0.045594 | 0.037453 | 0.029311 | 0.024426 | 0.021169 | 0.024426 | 0.032567 | 0.047223 | 0.063506 | 0.084675 | 0.11236 | 0.13353 | 0.14493 | 0.13678 | 0.11399 | 0.084675 | 0.07002 | 0.063506 | 0.061878 | 0.055365 | 0.052108 | 0 | 1.63 |  |  |  |  | 1.63 | N/A
Sunday | 2001 | 6 | 10 | 0.13168 | 0.11672 | 0.10175 | 0.083796 | 0.068832 | 0.053869 | 0.04489 | 0.038905 | 0.04489 | 0.059854 | 0.086788 | 0.11672 | 0.15562 | 0.2065 | 0.2454 | 0.26635 | 0.25139 | 0.20949 | 0.15562 | 0.12869 | 0.11672 | 0.11372 | 0.10175 | 0.095766 | 0 | 2.9957 |  |  |  |  | 2.9957 | N/A
Monday | 2001 | 6 | 11 | 0.062416 | 0.055323 | 0.04823 | 0.039719 | 0.032626 | 0.025534 | 0.021278 | 0.018441 | 0.021278 | 0.028371 | 0.041138 | 0.055323 | 0.073764 | 0.097879 | 0.11632 | 0.12625 | 0.11916 | 0.099297 | 0.073764 | 0.060997 | 0.055323 | 0.053904 | 0.04823 | 0.045393 | 1.0894 | 0.33052 |  |  |  |  | 1.42 | 0.12625
Tuesday | 2001 | 6 | 12 | 0.16628 | 0.14778 | 0.12902 | 0.10691 | 0.088409 | 0.069904 | 0.05911 | 0.05217 | 0.060393 | 0.080182 | 0.11462 | 0.15291 | 0.20149 | 0.26394 | 0.31175 | 0.33745 | 0.3192 | 0.26831 | 0.202 | 0.16833 | 0.15266 | 0.14803 | 0.13261 | 0.1249 | 2.9661 | 0.89232 |  |  |  |  | 3.8584 | 0.33745
Wednesday | 2001 | 6 | 13 | 0.37692 | 0.33173 | 0.28242 | 0.23312 | 0.18381 | 0.13451 | 0.12012 | 0.1232 | 0.15401 | 0.2259 | 0.34297 | 0.46005 | 0.57097 | 0.71889 | 0.83189 | 0.90277 | 0.86681 | 0.7312 | 0.56171 | 0.45694 | 0.43129 | 0.43644 | 0.42001 | 0.39639 | 8.235 | 2.059 |  |  |  |  | 10.2941 | 0.90277
Thursday | 2001 | 6 | 14 | 0.37943 | 0.33394 | 0.2843 | 0.23467 | 0.18504 | 0.1354 | 0.12092 | 0.12402 | 0.15503 | 0.2274 | 0.34525 | 0.46311 | 0.57477 | 0.72367 | 0.83741 | 0.90877 | 0.87257 | 0.73606 | 0.56544 | 0.45998 | 0.43415 | 0.43934 | 0.4228 | 0.39903 | 8.2898 | 2.0727 |  |  |  |  | 10.3625 | 0.90877
Friday | 2001 | 6 | 15 | 0.46045 | 0.41401 | 0.36371 | 0.30953 | 0.26309 | 0.21665 | 0.19343 | 0.18181 | 0.21275 | 0.27851 | 0.37911 | 0.49131 | 0.61901 | 0.76994 | 0.88604 | 0.94796 | 0.90539 | 0.78928 | 0.62674 | 0.53774 | 0.48745 | 0.46424 | 0.41782 | 0.3946 | 8.9951 | 2.6155 |  |  |  |  | 11.6106 | 0.94796
Saturday | 2001 | 6 | 16 | 0.52502 | 0.47359 | 0.41675 | 0.3572 | 0.30577 | 0.25435 | 0.22998 | 0.21914 | 0.25701 | 0.33547 | 0.45183 | 0.58172 | 0.72516 | 0.89029 | 1.0175 | 1.0852 | 1.0392 | 0.91463 | 0.73598 | 0.63584 | 0.57631 | 0.54656 | 0.49244 | 0.46539 | 0 | 13.5323 |  |  |  |  | 13.5323 | N/A
Sunday | 2001 | 6 | 17 | 0.66469 | 0.60264 | 0.53173 | 0.46081 | 0.39876 | 0.3367 | 0.31009 | 0.3012 | 0.35435 | 0.46067 | 0.61131 | 0.77968 | 0.95696 | 1.152 | 1.3027 | 1.3825 | 1.3293 | 1.1874 | 0.97466 | 0.85057 | 0.77083 | 0.72655 | 0.65566 | 0.62022 | 0 | 17.7221 |  |  |  |  | 17.7221 | N/A
Monday | 2001 | 6 | 18 | 0.71571 | 0.64889 | 0.57254 | 0.49618 | 0.42936 | 0.36254 | 0.33389 | 0.32432 | 0.38155 | 0.49602 | 0.65823 | 0.83952 | 1.0304 | 1.2404 | 1.4027 | 1.4886 | 1.4313 | 1.2786 | 1.0495 | 0.91585 | 0.82999 | 0.78231 | 0.70598 | 0.66782 | 14.8553 | 4.2269 |  |  |  |  | 19.0822 | 1.4886
Tuesday | 2001 | 6 | 19 | 0.3694 | 0.33062 | 0.28974 | 0.24405 | 0.20527 | 0.1665 | 0.14575 | 0.13403 | 0.15626 | 0.20555 | 0.28459 | 0.37265 | 0.47726 | 0.60531 | 0.70361 | 0.75622 | 0.71954 | 0.61853 | 0.48146 | 0.40872 | 0.37055 | 0.35523 | 0.31917 | 0.30113 | 6.9687 | 2.0525 |  |  |  |  | 9.0212 | 0.75622
Wednesday | 2001 | 6 | 20 | 0.20911 | 0.18342 | 0.15376 | 0.12409 | 0.09442 | 0.064752 | 0.055344 | 0.056067 | 0.072347 | 0.11033 | 0.17401 | 0.23768 | 0.29991 | 0.38891 | 0.45765 | 0.50143 | 0.47791 | 0.3918 | 0.28869 | 0.2279 | 0.21886 | 0.2261 | 0.21923 | 0.20765 | 4.3488 | 1.0925 |  |  |  |  | 5.4414 | 0.50143
Thursday | 2001 | 6 | 21 | 0.17413 | 0.15255 | 0.12713 | 0.1017 | 0.076273 | 0.050847 | 0.042569 | 0.042864 | 0.056168 | 0.08721 | 0.13983 | 0.19246 | 0.24449 | 0.32077 | 0.3799 | 0.41774 | 0.39705 | 0.32195 | 0.23325 | 0.18181 | 0.1759 | 0.18329 | 0.17827 | 0.1691 | 3.553 | 0.8943 |  |  |  |  | 4.4473 | 0.41774
Friday | 2001 | 6 | 22 | 0.28461 | 0.25399 | 0.22224 | 0.18596 | 0.15534 | 0.12472 | 0.10771 | 0.097502 | 0.11337 | 0.14965 | 0.20975 | 0.27665 | 0.35829 | 0.46035 | 0.5386 | 0.58055 | 0.55107 | 0.46942 | 0.36056 | 0.30386 | 0.27551 | 0.26531 | 0.2381 | 0.22449 | 5.2485 | 1.5591 |  |  |  |  | 6.8076 | 0.58055
Saturday | 2001 | 6 | 23 | 0.2941 | 0.26246 | 0.22965 | 0.19215 | 0.16052 | 0.12888 | 0.1113 | 0.10075 | 0.11715 | 0.15464 | 0.21674 | 0.28587 | 0.37023 | 0.47569 | 0.55655 | 0.5999 | 0.56944 | 0.48506 | 0.37257 | 0.31399 | 0.2847 | 0.27416 | 0.24604 | 0.23198 | 0 | 7.0345 |  |  |  |  | 7.0345 | N/A
Sunday | 2001 | 6 | 24 | 0.068235 | 0.060481 | 0.052727 | 0.043422 | 0.035668 | 0.027914 | 0.023262 | 0.02016 | 0.023262 | 0.031016 | 0.044973 | 0.060481 | 0.080641 | 0.107 | 0.12716 | 0.13802 | 0.13027 | 0.10856 | 0.080641 | 0.066684 | 0.060481 | 0.05893 | 0.052727 | 0.049625 | 0 | 1.5523 |  |  |  |  | 1.5523 | N/A
Monday | 2001 | 6 | 25 | 0.19109 | 0.16983 | 0.14827 | 0.12287 | 0.1016 | 0.080334 | 0.067928 | 0.059953 | 0.069404 | 0.092145 | 0.13172 | 0.17573 | 0.23155 | 0.30332 | 0.35826 | 0.3878 | 0.36683 | 0.30834 | 0.23214 | 0.19345 | 0.17543 | 0.17012 | 0.1524 | 0.14354 | 3.4086 | 1.0255 |  |  |  |  | 4.4341 | 0.3878
Tuesday | 2001 | 6 | 26 | 0.3849 | 0.34501 | 0.3026 | 0.25575 | 0.21586 | 0.17597 | 0.15507 | 0.14367 | 0.16772 | 0.22026 | 0.30318 | 0.3956 | 0.50386 | 0.63493 | 0.7356 | 0.78942 | 0.75206 | 0.64948 | 0.50892 | 0.43359 | 0.39308 | 0.37599 | 0.33801 | 0.31902 | 7.3454 | 2.1542 |  |  |  |  | 9.4996 | 0.78942
Wednesday | 2001 | 6 | 27 | 0.33441 | 0.29391 | 0.24864 | 0.20337 | 0.15811 | 0.11284 | 0.099136 | 0.10122 | 0.12802 | 0.19055 | 0.29358 | 0.39661 | 0.49547 | 0.63128 | 0.73551 | 0.80133 | 0.76708 | 0.6396 | 0.48325 | 0.38855 | 0.3692 | 0.37666 | 0.36356 | 0.34361 | 7.1615 | 1.794 |  |  |  |  | 8.9555 | 0.80133
Thursday | 2001 | 6 | 28 | 0.22911 | 0.20096 | 0.16846 | 0.13595 | 0.10345 | 0.070943 | 0.060636 | 0.061428 | 0.079265 | 0.12088 | 0.19064 | 0.26041 | 0.32858 | 0.4261 | 0.50141 | 0.54938 | 0.52361 | 0.42927 | 0.31629 | 0.2497 | 0.23979 | 0.24772 | 0.24019 | 0.22751 | 4.7647 | 1.197 |  |  |  |  | 5.9617 | 0.54938
Friday | 2001 | 6 | 29 | 0.22 | 0.19578 | 0.17105 | 0.1422 | 0.11798 | 0.093767 | 0.079855 | 0.071095 | 0.082428 | 0.10922 | 0.15507 | 0.20608 | 0.26997 | 0.35138 | 0.41372 | 0.44721 | 0.42351 | 0.35756 | 0.271 | 0.22669 | 0.20556 | 0.19887 | 0.17826 | 0.16796 | 3.9676 | 1.1886 |  |  |  |  | 5.1562 | 0.44721
Saturday | 2001 | 6 | 30 | 0.24112 | 0.21488 | 0.18787 | 0.15669 | 0.13044 | 0.1042 | 0.089367 | 0.080237 | 0.093166 | 0.12321 | 0.17379 | 0.23007 | 0.29967 | 0.38753 | 0.45485 | 0.49099 | 0.4655 | 0.39476 | 0.30119 | 0.25289 | 0.22931 | 0.22133 | 0.19851 | 0.1871 | 0 | 5.7087 |  |  |  |  | 5.7087 | N/A
Sunday | 2001 | 7 | 1 | 0.30497 | 0.27255 | 0.23867 | 0.20036 | 0.16794 | 0.13553 | 0.11785 | 0.10753 | 0.12521 | 0.16498 | 0.2298 | 0.30199 | 0.38891 | 0.49648 | 0.57899 | 0.62319 | 0.59225 | 0.50678 | 0.39186 | 0.33145 | 0.30052 | 0.28874 | 0.25927 | 0.24454 | 0 | 7.3703 |  |  |  |  | 7.3703 | N/A
Monday | 2001 | 7 | 2 | 0.33332 | 0.29833 | 0.26144 | 0.22022 | 0.18523 | 0.15024 | 0.13152 | 0.12094 | 0.141 | 0.18547 | 0.2568 | 0.33626 | 0.43065 | 0.5462 | 0.63489 | 0.68236 | 0.64927 | 0.55813 | 0.43444 | 0.3688 | 0.33436 | 0.32054 | 0.288 | 0.27172 | 6.2881 | 1.852 |  |  |  |  | 8.1401 | 0.68236
Tuesday | 2001 | 7 | 3 | 0.17602 | 0.1542 | 0.1285 | 0.1028 | 0.0771 | 0.051399 | 0.04303 | 0.043329 | 0.056777 | 0.088155 | 0.14135 | 0.19454 | 0.24714 | 0.32425 | 0.38402 | 0.42227 | 0.40135 | 0.32544 | 0.23578 | 0.18378 | 0.17781 | 0.18528 | 0.1802 | 0.17094 | 3.5915 | 0.904 |  |  |  |  | 4.4955 | 0.42227
Wednesday | 2001 | 7 | 4 | 0.19163 | 0.16799 | 0.1404 | 0.11281 | 0.085221 | 0.057633 | 0.048765 | 0.049257 | 0.064035 | 0.098519 | 0.15665 | 0.21478 | 0.27192 | 0.35469 | 0.41874 | 0.45963 | 0.43746 | 0.35666 | 0.26059 | 0.20443 | 0.19704 | 0.20443 | 0.19852 | 0.18818 | 3.9473 | 0.99263 |  |  |  |  | 4.94 | 0.45963
Thursday | 2001 | 7 | 5 | 0.32777 | 0.28808 | 0.24371 | 0.19934 | 0.15497 | 0.1106 | 0.097168 | 0.099209 | 0.12548 | 0.18677 | 0.28775 | 0.38874 | 0.48564 | 0.61875 | 0.72092 | 0.78543 | 0.75186 | 0.62691 | 0.47366 | 0.38084 | 0.36188 | 0.36918 | 0.35635 | 0.33679 | 7.0193 | 1.7584 |  |  |  |  | 8.7778 | 0.78543
Friday | 2001 | 7 | 6 | 0.61675 | 0.55821 | 0.49208 | 0.42486 | 0.36632 | 0.30777 | 0.28174 | 0.27196 | 0.31963 | 0.41607 | 0.5548 | 0.70978 | 0.87564 | 1.0611 | 1.2042 | 1.2801 | 1.2291 | 1.0925 | 0.8908 | 0.77481 | 0.7022 | 0.66321 | 0.59819 | 0.56567 | 12.644 | 3.6134 |  |  |  |  | 16.2574 | 1.2801
Saturday | 2001 | 7 | 7 | 0.5704 | 0.51538 | 0.45393 | 0.39048 | 0.33546 | 0.28044 | 0.25515 | 0.24472 | 0.28732 | 0.37452 | 0.50187 | 0.64408 | 0.79871 | 0.9742 | 1.1095 | 1.1814 | 1.1328 | 1.0019 | 0.81158 | 0.70354 | 0.63765 | 0.60348 | 0.54402 | 0.51429 | 0 | 14.8669 |  |  |  |  | 14.8669 | N/A
Sunday | 2001 | 7 | 8 | 0.54436 | 0.49103 | 0.4321 | 0.37036 | 0.31704 | 0.26371 | 0.23845 | 0.22721 | 0.26647 | 0.34782 | 0.46847 | 0.60314 | 0.75187 | 0.92308 | 1.055 | 1.1252 | 1.0774 | 0.94832 | 0.76308 | 0.65926 | 0.59754 | 0.56669 | 0.51058 | 0.48253 | 0 | 14.0307 |  |  |  |  | 14.0307 | N/A
Monday | 2001 | 7 | 9 | 0.61181 | 0.55373 | 0.48814 | 0.42146 | 0.36338 | 0.3053 | 0.27948 | 0.26978 | 0.31707 | 0.41273 | 0.55035 | 0.70409 | 0.86862 | 1.0525 | 1.1945 | 1.2698 | 1.2193 | 1.0837 | 0.88366 | 0.7686 | 0.69657 | 0.65789 | 0.59339 | 0.56114 | 12.5426 | 3.5844 |  |  |  |  | 16.1271 | 1.2698
Tuesday | 2001 | 7 | 10 | 0.29925 | 0.26745 | 0.23419 | 0.1966 | 0.1648 | 0.13299 | 0.11564 | 0.10552 | 0.12286 | 0.16189 | 0.22549 | 0.29633 | 0.38163 | 0.48717 | 0.56814 | 0.61151 | 0.58115 | 0.49729 | 0.38451 | 0.32524 | 0.29488 | 0.28332 | 0.25441 | 0.23996 | 5.5813 | 1.6509 |  |  |  |  | 7.2322 | 0.61151
Wednesday | 2001 | 7 | 11 | 0.19796 | 0.17354 | 0.14504 | 0.11654 | 0.088037 | 0.059537 | 0.050376 | 0.050884 | 0.066151 | 0.10177 | 0.16182 | 0.22187 | 0.28091 | 0.36641 | 0.43257 | 0.47481 | 0.45191 | 0.36844 | 0.2692 | 0.21118 | 0.20355 | 0.21119 | 0.20508 | 0.1944 | 4.0777 | 1.0254 |  |  |  |  | 5.1032 | 0.47481
Thursday | 2001 | 7 | 12 | 0.18002 | 0.1578 | 0.13189 | 0.10597 | 0.080055 | 0.054139 | 0.045808 | 0.04627 | 0.060153 | 0.092546 | 0.14715 | 0.20176 | 0.25544 | 0.33319 | 0.39335 | 0.43176 | 0.41093 | 0.33503 | 0.24479 | 0.19203 | 0.1851 | 0.19204 | 0.18649 | 0.17677 | 3.708 | 0.93245 |  |  |  |  | 4.6405 | 0.43176
Friday | 2001 | 7 | 13 | 0.47233 | 0.4247 | 0.3731 | 0.31752 | 0.26988 | 0.22224 | 0.19842 | 0.1865 | 0.21824 | 0.2857 | 0.3889 | 0.50399 | 0.63499 | 0.78982 | 0.90892 | 0.97244 | 0.92876 | 0.80965 | 0.64292 | 0.55162 | 0.50003 | 0.47623 | 0.4286 | 0.40479 | 9.2273 | 2.683 |  |  |  |  | 11.9103 | 0.97244
Saturday | 2001 | 7 | 14 | 0.25106 | 0.22374 | 0.19562 | 0.16315 | 0.13582 | 0.1085 | 0.093051 | 0.083545 | 0.097007 | 0.12829 | 0.18095 | 0.23956 | 0.31203 | 0.40351 | 0.4736 | 0.51122 | 0.48469 | 0.41103 | 0.31361 | 0.26332 | 0.23877 | 0.23045 | 0.2067 | 0.19482 | 0 | 5.944 |  |  |  |  | 5.944 | N/A
Sunday | 2001 | 7 | 15 | 0.19793 | 0.17614 | 0.15389 | 0.12793 | 0.10615 | 0.08436 | 0.071843 | 0.063962 | 0.074158 | 0.098261 | 0.13951 | 0.1854 | 0.24288 | 0.31612 | 0.37221 | 0.40235 | 0.38102 | 0.32169 | 0.24381 | 0.20394 | 0.18494 | 0.17892 | 0.16037 | 0.1511 | 0 | 4.6389 |  |  |  |  | 4.6389 | N/A
Monday | 2001 | 7 | 16 | 0.40488 | 0.36293 | 0.31831 | 0.26902 | 0.22706 | 0.18511 | 0.16312 | 0.15113 | 0.17643 | 0.23169 | 0.31892 | 0.41614 | 0.53002 | 0.66789 | 0.77378 | 0.8304 | 0.7911 | 0.6832 | 0.53534 | 0.45609 | 0.41348 | 0.39551 | 0.35556 | 0.33558 | 7.7267 | 2.266 |  |  |  |  | 9.9927 | 0.8304
Tuesday | 2001 | 7 | 17 | 0.30294 | 0.27074 | 0.23708 | 0.19903 | 0.16683 | 0.13463 | 0.11706 | 0.10682 | 0.12437 | 0.16388 | 0.22827 | 0.29998 | 0.38633 | 0.49318 | 0.57514 | 0.61905 | 0.58831 | 0.50342 | 0.38926 | 0.32925 | 0.29852 | 0.28682 | 0.25755 | 0.24292 | 5.6502 | 1.6712 |  |  |  |  | 7.3214 | 0.61905
Wednesday | 2001 | 7 | 18 | 0.31793 | 0.27943 | 0.23639 | 0.19335 | 0.15032 | 0.10728 | 0.094252 | 0.096231 | 0.12171 | 0.18116 | 0.27911 | 0.37707 | 0.47106 | 0.60017 | 0.69928 | 0.76185 | 0.72929 | 0.60809 | 0.45944 | 0.3694 | 0.35101 | 0.3581 | 0.34565 | 0.32668 | 6.8086 | 1.7056 |  |  |  |  | 8.5143 | 0.76185
Thursday | 2001 | 7 | 19 | 0.45209 | 0.39845 | 0.34146 | 0.28446 | 0.22747 | 0.17048 | 0.15455 | 0.15915 | 0.19686 | 0.28483 | 0.42644 | 0.56805 | 0.70046 | 0.87144 | 1.0014 | 1.0822 | 1.0424 | 0.88985 | 0.69498 | 0.57178 | 0.5362 | 0.53831 | 0.51654 | 0.4868 | 10.0809 | 2.5158 |  |  |  |  | 12.5967 | 1.0822
Friday | 2001 | 7 | 20 | 0.44818 | 0.40298 | 0.35402 | 0.30128 | 0.25608 | 0.21088 | 0.18827 | 0.17696 | 0.20708 | 0.2711 | 0.36901 | 0.47823 | 0.60252 | 0.74943 | 0.86244 | 0.92272 | 0.88128 | 0.76826 | 0.61004 | 0.52342 | 0.47446 | 0.45188 | 0.40669 | 0.38409 | 8.7555 | 2.5458 |  |  |  |  | 11.3013 | 0.92272
Saturday | 2001 | 7 | 21 | 0.58563 | 0.52914 | 0.46605 | 0.4009 | 0.34441 | 0.28793 | 0.26196 | 0.25126 | 0.295 | 0.38452 | 0.51527 | 0.66128 | 0.82004 | 1.0002 | 1.1392 | 1.213 | 1.1631 | 1.0287 | 0.83325 | 0.72233 | 0.65467 | 0.61959 | 0.55854 | 0.52802 | 0 | 15.2639 |  |  |  |  | 15.2639 | N/A
Sunday | 2001 | 7 | 22 | 0.54767 | 0.49402 | 0.43473 | 0.37261 | 0.31897 | 0.26532 | 0.2399 | 0.22859 | 0.2681 | 0.34994 | 0.47132 | 0.60681 | 0.75645 | 0.9287 | 1.0614 | 1.132 | 1.084 | 0.95409 | 0.76773 | 0.66327 | 0.60117 | 0.57014 | 0.51369 | 0.48546 | 0 | 14.1161 |  |  |  |  | 14.1161 | N/A
Monday | 2001 | 7 | 23 | 0.46065 | 0.41419 | 0.36387 | 0.30966 | 0.2632 | 0.21674 | 0.19351 | 0.18189 | 0.21284 | 0.27864 | 0.37927 | 0.49153 | 0.61928 | 0.77028 | 0.88643 | 0.94838 | 0.90579 | 0.78962 | 0.62701 | 0.53797 | 0.48766 | 0.46445 | 0.418 | 0.39478 | 8.999 | 2.6166 |  |  |  |  | 11.6156 | 0.94838
Tuesday | 2001 | 7 | 24 | 0.52274 | 0.47154 | 0.41495 | 0.35565 | 0.30445 | 0.25324 | 0.22898 | 0.21819 | 0.25589 | 0.33401 | 0.44987 | 0.57919 | 0.72202 | 0.88643 | 1.0131 | 1.0805 | 1.0347 | 0.91067 | 0.73278 | 0.63308 | 0.57381 | 0.54419 | 0.49031 | 0.46337 | 10.4587 | 3.0149 |  |  |  |  | 13.4736 | 1.0805
Wednesday | 2001 | 7 | 25 | 0.31841 | 0.27985 | 0.23675 | 0.19365 | 0.15054 | 0.10744 | 0.094394 | 0.096376 | 0.12189 | 0.18143 | 0.27953 | 0.37763 | 0.47177 | 0.60108 | 0.70033 | 0.763 | 0.73039 | 0.60901 | 0.46013 | 0.36996 | 0.35154 | 0.35864 | 0.34617 | 0.32718 | 6.8189 | 1.7082 |  |  |  |  | 8.5271 | 0.763
Thursday | 2001 | 7 | 26 | 0.2372 | 0.20807 | 0.17441 | 0.14076 | 0.1071 | 0.073451 | 0.062779 | 0.063599 | 0.082066 | 0.12515 | 0.19738 | 0.26961 | 0.3402 | 0.44116 | 0.51913 | 0.5688 | 0.54212 | 0.44444 | 0.32747 | 0.25852 | 0.24827 | 0.25648 | 0.24868 | 0.23555 | 4.9331 | 1.2393 |  |  |  |  | 6.1724 | 0.5688
Friday | 2001 | 7 | 27 | 0.28208 | 0.25173 | 0.22027 | 0.1843 | 0.15396 | 0.12361 | 0.10675 | 0.096634 | 0.11236 | 0.14832 | 0.20788 | 0.27419 | 0.3551 | 0.45625 | 0.5338 | 0.57539 | 0.54617 | 0.46524 | 0.35735 | 0.30116 | 0.27306 | 0.26295 | 0.23598 | 0.2225 | 5.2019 | 1.5452 |  |  |  |  | 6.747 | 0.57539
Saturday | 2001 | 7 | 28 | 0.12393 | 0.10985 | 0.095763 | 0.078863 | 0.064781 | 0.050698 | 0.042248 | 0.036615 | 0.042248 | 0.056331 | 0.08168 | 0.10985 | 0.14646 | 0.19434 | 0.23096 | 0.25067 | 0.23659 | 0.19716 | 0.14646 | 0.12111 | 0.10985 | 0.10703 | 0.095763 | 0.09013 | 0 | 2.8194 |  |  |  |  | 2.8194 | N/A
Sunday | 2001 | 7 | 29 | 0.24635 | 0.21954 | 0.19195 | 0.16009 | 0.13327 | 0.10646 | 0.091306 | 0.081978 | 0.095187 | 0.12588 | 0.17756 | 0.23507 | 0.30618 | 0.39594 | 0.46472 | 0.50164 | 0.4756 | 0.40332 | 0.30773 | 0.25838 | 0.23429 | 0.22613 | 0.20282 | 0.19116 | 0 | 5.8326 |  |  |  |  | 5.8326 | N/A
Monday | 2001 | 7 | 30 | 0.40499 | 0.36302 | 0.31839 | 0.26909 | 0.22712 | 0.18516 | 0.16317 | 0.15117 | 0.17648 | 0.23175 | 0.31901 | 0.41625 | 0.53016 | 0.66807 | 0.77399 | 0.83062 | 0.79131 | 0.68338 | 0.53549 | 0.45622 | 0.41359 | 0.39562 | 0.35565 | 0.33567 | 7.7287 | 2.2666 |  |  |  |  | 9.9954 | 0.83062
Tuesday | 2001 | 7 | 31 | 0.36333 | 0.32519 | 0.28498 | 0.24004 | 0.2019 | 0.16376 | 0.14336 | 0.13182 | 0.1537 | 0.20217 | 0.27992 | 0.36653 | 0.46942 | 0.59537 | 0.69205 | 0.74379 | 0.70772 | 0.60837 | 0.47355 | 0.40201 | 0.36447 | 0.3494 | 0.31392 | 0.29619 | 6.8542 | 2.0188 |  |  |  |  | 8.873 | 0.74379
Wednesday | 2001 | 8 | 1 | 0.30825 | 0.27092 | 0.22919 | 0.18747 | 0.14574 | 0.10401 | 0.091382 | 0.093301 | 0.118 | 0.17564 | 0.27061 | 0.36558 | 0.45672 | 0.5819 | 0.67798 | 0.73865 | 0.70708 | 0.58958 | 0.44545 | 0.35816 | 0.34032 | 0.3472 | 0.33512 | 0.31674 | 6.6013 | 1.6537 |  |  |  |  | 8.255 | 0.73865
Thursday | 2001 | 8 | 2 | 0.40116 | 0.35306 | 0.30059 | 0.24811 | 0.19563 | 0.14316 | 0.12785 | 0.13113 | 0.16392 | 0.24042 | 0.36503 | 0.48964 | 0.60769 | 0.76512 | 0.88538 | 0.96082 | 0.92255 | 0.77823 | 0.59783 | 0.48633 | 0.45902 | 0.4645 | 0.44702 | 0.42189 | 8.7646 | 2.1915 |  |  |  |  | 10.9561 | 0.96082
Friday | 2001 | 8 | 3 | 0.38551 | 0.34556 | 0.30308 | 0.25615 | 0.2162 | 0.17625 | 0.15532 | 0.1439 | 0.16799 | 0.2206 | 0.30366 | 0.39623 | 0.50466 | 0.63593 | 0.73676 | 0.79066 | 0.75324 | 0.65051 | 0.50973 | 0.43427 | 0.39369 | 0.37658 | 0.33854 | 0.31952 | 7.357 | 2.1576 |  |  |  |  | 9.5145 | 0.79066
Saturday | 2001 | 8 | 4 | 0.46585 | 0.41887 | 0.36797 | 0.31316 | 0.26618 | 0.21919 | 0.19569 | 0.18394 | 0.21525 | 0.28178 | 0.38356 | 0.49708 | 0.62627 | 0.77897 | 0.89644 | 0.95909 | 0.91601 | 0.79854 | 0.63409 | 0.54405 | 0.49316 | 0.46969 | 0.42272 | 0.39923 | 0 | 11.7468 |  |  |  |  | 11.7468 | N/A
Sunday | 2001 | 8 | 5 | 0.037826 | 0.033527 | 0.029229 | 0.024071 | 0.019773 | 0.015474 | 0.012895 | 0.011176 | 0.012895 | 0.017194 | 0.024931 | 0.033527 | 0.044703 | 0.059318 | 0.070493 | 0.076511 | 0.072213 | 0.060177 | 0.044703 | 0.036966 | 0.033527 | 0.032668 | 0.029229 | 0.02751 | 0 | 0.86054 |  |  |  |  | 0.86054 | N/A
Monday | 2001 | 8 | 6 | 0 | 0 | 0 | 0 | 0 | 0 | 0 | 0 | 0 | 0 | 0 | 0 | 0 | 0 | 0 | 0 | 0 | 0 | 0 | 0 | 0 | 0 | 0 | 0 | 0 | 0 |  |  |  |  | 0 | 0
Tuesday | 2001 | 8 | 7 | 0.056691 | 0.050249 | 0.043807 | 0.036076 | 0.029634 | 0.023192 | 0.019326 | 0.01675 | 0.019326 | 0.025769 | 0.037365 | 0.050249 | 0.066999 | 0.088902 | 0.10565 | 0.11467 | 0.10823 | 0.09019 | 0.066999 | 0.055403 | 0.050249 | 0.04896 | 0.043807 | 0.04123 | 0.98952 | 0.3002 |  |  |  |  | 1.2897 | 0.11467
Wednesday | 2001 | 8 | 8 | 0.12655 | 0.1108 | 0.092065 | 0.073333 | 0.0546 | 0.035867 | 0.029694 | 0.0298 | 0.039379 | 0.06173 | 0.099834 | 0.13794 | 0.17583 | 0.23203 | 0.27566 | 0.30366 | 0.28822 | 0.23245 | 0.16699 | 0.12932 | 0.12559 | 0.13144 | 0.12804 | 0.12155 | 2.5579 | 0.64446 |  |  |  |  | 3.2024 | 0.30366
Thursday | 2001 | 8 | 9 | 0.2901 | 0.2548 | 0.21489 | 0.17497 | 0.13506 | 0.09515 | 0.082868 | 0.084401 | 0.10742 | 0.16114 | 0.25017 | 0.33919 | 0.42515 | 0.54489 | 0.63699 | 0.69533 | 0.66462 | 0.55102 | 0.41286 | 0.32997 | 0.31463 | 0.32231 | 0.31157 | 0.29469 | 6.1517 | 1.5425 |  |  |  |  | 7.6942 | 0.69533
Friday | 2001 | 8 | 10 | 0.14399 | 0.1278 | 0.11149 | 0.092101 | 0.075906 | 0.059711 | 0.050126 | 0.043846 | 0.050676 | 0.067421 | 0.097057 | 0.13 | 0.1723 | 0.22717 | 0.26914 | 0.29173 | 0.27564 | 0.23069 | 0.17252 | 0.14322 | 0.12989 | 0.12625 | 0.11303 | 0.10642 | 2.5406 | 0.76754 |  |  |  |  | 3.3081 | 0.29173
Saturday | 2001 | 8 | 11 | 0.10105 | 0.089571 | 0.078088 | 0.064308 | 0.052824 | 0.041341 | 0.03445 | 0.029857 | 0.03445 | 0.045934 | 0.066604 | 0.089571 | 0.11943 | 0.15847 | 0.18833 | 0.20441 | 0.19292 | 0.16077 | 0.11943 | 0.098758 | 0.089571 | 0.087274 | 0.078088 | 0.073494 | 0 | 2.299 |  |  |  |  | 2.299 | N/A
Sunday | 2001 | 8 | 12 | 0.24462 | 0.218 | 0.1906 | 0.15896 | 0.13234 | 0.10571 | 0.090665 | 0.081402 | 0.094519 | 0.125 | 0.17631 | 0.23342 | 0.30403 | 0.39316 | 0.46146 | 0.49811 | 0.47226 | 0.40049 | 0.30557 | 0.25656 | 0.23264 | 0.22454 | 0.20139 | 0.18982 | 0 | 5.7916 |  |  |  |  | 5.7916 | N/A
Monday | 2001 | 8 | 13 | 0.40724 | 0.36504 | 0.32016 | 0.27059 | 0.22838 | 0.18618 | 0.16407 | 0.15201 | 0.17745 | 0.23304 | 0.32078 | 0.41856 | 0.5331 | 0.67177 | 0.77828 | 0.83523 | 0.7957 | 0.68717 | 0.53846 | 0.45875 | 0.41589 | 0.39781 | 0.35763 | 0.33753 | 7.7716 | 2.2792 |  |  |  |  | 10.0508 | 0.83523
Tuesday | 2001 | 8 | 14 | 0.1288 | 0.11416 | 0.099524 | 0.081961 | 0.067325 | 0.052689 | 0.043908 | 0.038053 | 0.043908 | 0.058543 | 0.084888 | 0.11416 | 0.15221 | 0.20197 | 0.24003 | 0.26052 | 0.24588 | 0.2049 | 0.15221 | 0.12587 | 0.11416 | 0.11123 | 0.099524 | 0.09367 | 2.2481 | 0.68203 |  |  |  |  | 2.9301 | 0.26052
Wednesday | 2001 | 8 | 15 | 0 | 0 | 0 | 0 | 0 | 0 | 0 | 0 | 0 | 0 | 0 | 0 | 0 | 0 | 0 | 0 | 0 | 0 | 0 | 0 | 0 | 0 | 0 | 0 | 0 | 0 |  |  |  |  | 0 | 0
Thursday | 2001 | 8 | 16 | 0.043138 | 0.037746 | 0.031275 | 0.024805 | 0.018334 | 0.011863 | 0.0097062 | 0.0097062 | 0.012942 | 0.020491 | 0.033432 | 0.046374 | 0.059315 | 0.078728 | 0.093826 | 0.10353 | 0.09814 | 0.078728 | 0.05608 | 0.043138 | 0.04206 | 0.044217 | 0.043138 | 0.040982 | 0.86385 | 0.21785 |  |  |  |  | 1.0817 | 0.10353
Friday | 2001 | 8 | 17 | 0.19218 | 0.17079 | 0.14911 | 0.12356 | 0.10218 | 0.080791 | 0.068315 | 0.060294 | 0.069799 | 0.092669 | 0.13247 | 0.17673 | 0.23287 | 0.30505 | 0.3603 | 0.39 | 0.36891 | 0.3101 | 0.23346 | 0.19455 | 0.17643 | 0.17109 | 0.15326 | 0.14435 | 3.428 | 1.0313 |  |  |  |  | 4.4593 | 0.39
Saturday | 2001 | 8 | 18 | 0.16112 | 0.143 | 0.12475 | 0.10306 | 0.084935 | 0.066813 | 0.056088 | 0.049061 | 0.056704 | 0.075441 | 0.1086 | 0.14546 | 0.1928 | 0.25419 | 0.30116 | 0.32643 | 0.30843 | 0.25813 | 0.19304 | 0.16025 | 0.14534 | 0.14127 | 0.12648 | 0.11908 | 0 | 3.7016 |  |  |  |  | 3.7016 | N/A
Sunday | 2001 | 8 | 19 | 0.24756 | 0.22062 | 0.19289 | 0.16087 | 0.13393 | 0.10698 | 0.091754 | 0.082381 | 0.095655 | 0.1265 | 0.17843 | 0.23622 | 0.30768 | 0.39789 | 0.467 | 0.5041 | 0.47794 | 0.4053 | 0.30924 | 0.25965 | 0.23544 | 0.22724 | 0.20382 | 0.1921 | 0 | 5.8612 |  |  |  |  | 5.8612 | N/A
Monday | 2001 | 8 | 20 | 0.37247 | 0.33387 | 0.29283 | 0.24749 | 0.20889 | 0.17029 | 0.15007 | 0.13903 | 0.16231 | 0.21314 | 0.29339 | 0.38283 | 0.48759 | 0.61442 | 0.71184 | 0.76392 | 0.72777 | 0.62851 | 0.49249 | 0.41958 | 0.38038 | 0.36385 | 0.32709 | 0.30872 | 7.1081 | 2.0846 |  |  |  |  | 9.1928 | 0.76392
Tuesday | 2001 | 8 | 21 | 0.22763 | 0.20286 | 0.17737 | 0.14792 | 0.12315 | 0.098373 | 0.084368 | 0.07575 | 0.087955 | 0.11632 | 0.16407 | 0.21721 | 0.28291 | 0.36586 | 0.42941 | 0.46352 | 0.43947 | 0.37268 | 0.28435 | 0.23875 | 0.21649 | 0.20895 | 0.18741 | 0.17664 | 4.1511 | 1.2383 |  |  |  |  | 5.3894 | 0.46352
Wednesday | 2001 | 8 | 22 | 0.004121 | 0.0036059 | 0.0029877 | 0.0023696 | 0.0017514 | 0.0011333 | 0.00092723 | 0.00092723 | 0.0012363 | 0.0019575 | 0.0031938 | 0.0044301 | 0.0056664 | 0.0075209 | 0.0089632 | 0.0098904 | 0.0093753 | 0.0075209 | 0.0053573 | 0.004121 | 0.004018 | 0.004224 | 0.004121 | 0.003915 | 0.082523 | 0.020811 |  |  |  |  | 0.10333 | 0.0098904
Thursday | 2001 | 8 | 23 | 0 | 0 | 0 | 0 | 0 | 0 | 0 | 0 | 0 | 0 | 0 | 0 | 0 | 0 | 0 | 0 | 0 | 0 | 0 | 0 | 0 | 0 | 0 | 0 | 0 | 0 |  |  |  |  | 0 | 0
Friday | 2001 | 8 | 24 | 0.047511 | 0.042112 | 0.036713 | 0.030234 | 0.024835 | 0.019436 | 0.016197 | 0.014037 | 0.016197 | 0.021596 | 0.031314 | 0.042112 | 0.05615 | 0.074506 | 0.088544 | 0.096102 | 0.090703 | 0.075586 | 0.05615 | 0.046431 | 0.042112 | 0.041032 | 0.036713 | 0.034554 | 0.82929 | 0.25159 |  |  |  |  | 1.0809 | 0.096102
Saturday | 2001 | 8 | 25 | 0.19728 | 0.17533 | 0.15307 | 0.12684 | 0.10489 | 0.082934 | 0.070127 | 0.061894 | 0.07165 | 0.095128 | 0.13599 | 0.18142 | 0.23905 | 0.31314 | 0.36986 | 0.40035 | 0.3787 | 0.31833 | 0.23966 | 0.19971 | 0.18111 | 0.17563 | 0.15733 | 0.14818 | 0 | 4.5776 |  |  |  |  | 4.5776 | N/A
Sunday | 2001 | 8 | 26 | 0.31209 | 0.27892 | 0.24424 | 0.20504 | 0.17187 | 0.13869 | 0.1206 | 0.11004 | 0.12813 | 0.16883 | 0.23517 | 0.30904 | 0.398 | 0.50807 | 0.59251 | 0.63774 | 0.60608 | 0.51862 | 0.40101 | 0.33919 | 0.30753 | 0.29548 | 0.26533 | 0.25025 | 0 | 7.5424 |  |  |  |  | 7.5424 | N/A
Monday | 2001 | 8 | 27 | 0.33984 | 0.30417 | 0.26656 | 0.22453 | 0.18885 | 0.15318 | 0.13409 | 0.1233 | 0.14376 | 0.1891 | 0.26182 | 0.34284 | 0.43907 | 0.55689 | 0.64732 | 0.69572 | 0.66198 | 0.56905 | 0.44294 | 0.37602 | 0.34091 | 0.32681 | 0.29363 | 0.27704 | 6.4112 | 1.8883 |  |  |  |  | 8.2994 | 0.69572
Tuesday | 2001 | 8 | 28 | 0.21484 | 0.19119 | 0.16704 | 0.13887 | 0.11522 | 0.091569 | 0.077983 | 0.069428 | 0.080496 | 0.10666 | 0.15144 | 0.20125 | 0.26364 | 0.34314 | 0.40402 | 0.43673 | 0.41358 | 0.34918 | 0.26464 | 0.22137 | 0.20074 | 0.19421 | 0.17408 | 0.16402 | 3.8746 | 1.1607 |  |  |  |  | 5.0353 | 0.43673
Wednesday | 2001 | 8 | 29 | 0.07253 | 0.063464 | 0.052584 | 0.041705 | 0.030825 | 0.019946 | 0.016319 | 0.016319 | 0.021759 | 0.034452 | 0.056211 | 0.07797 | 0.099729 | 0.13237 | 0.15775 | 0.17407 | 0.16501 | 0.13237 | 0.094289 | 0.07253 | 0.070717 | 0.074343 | 0.07253 | 0.068904 | 1.4524 | 0.36628 |  |  |  |  | 1.8187 | 0.17407
Thursday | 2001 | 8 | 30 | 0.028546 | 0.024978 | 0.020696 | 0.016414 | 0.012132 | 0.0078502 | 0.0064229 | 0.0064229 | 0.0085639 | 0.01356 | 0.022123 | 0.030687 | 0.039251 | 0.052097 | 0.062088 | 0.068511 | 0.064943 | 0.052097 | 0.03711 | 0.028546 | 0.027833 | 0.02926 | 0.028546 | 0.027119 | 0.57164 | 0.14416 |  |  |  |  | 0.7158 | 0.068511
Friday | 2001 | 8 | 31 | 0.0054983 | 0.0048735 | 0.0042487 | 0.0034989 | 0.0028741 | 0.0022493 | 0.0018744 | 0.0016245 | 0.0018744 | 0.0024992 | 0.0036239 | 0.0048735 | 0.006498 | 0.0086224 | 0.010247 | 0.011122 | 0.010497 | 0.0087473 | 0.006498 | 0.0053734 | 0.0048735 | 0.0047485 | 0.0042487 | 0.0039988 | 0.095971 | 0.029116 |  |  |  |  | 0.12509 | 0.011122
Saturday | 2001 | 9 | 1 | 0 | 0 | 0 | 0 | 0 | 0 | 0 | 0 | 0 | 0 | 0 | 0 | 0 | 0 | 0 | 0 | 0 | 0 | 0 | 0 | 0 | 0 | 0 | 0 | 0 | 0 |  |  |  |  | 0 | N/A
Sunday | 2001 | 9 | 2 | 0 | 0 | 0 | 0 | 0 | 0 | 0 | 0 | 0 | 0 | 0 | 0 | 0 | 0 | 0 | 0 | 0 | 0 | 0 | 0 | 0 | 0 | 0 | 0 | 0 | 0 |  |  |  |  | 0 | N/A
Monday | 2001 | 9 | 3 | 0 | 0 | 0 | 0 | 0 | 0 | 0 | 0 | 0 | 0 | 0 | 0 | 0 | 0 | 0 | 0 | 0 | 0 | 0 | 0 | 0 | 0 | 0 | 0 | 0 | 0 |  |  |  |  | 0 | 0
Tuesday | 2001 | 9 | 4 | 0 | 0 | 0 | 0 | 0 | 0 | 0 | 0 | 0 | 0 | 0 | 0 | 0 | 0 | 0 | 0 | 0 | 0 | 0 | 0 | 0 | 0 | 0 | 0 | 0 | 0 |  |  |  |  | 0 | 0
Wednesday | 2001 | 9 | 5 | 0 | 0 | 0 | 0 | 0 | 0 | 0 | 0 | 0 | 0 | 0 | 0 | 0 | 0 | 0 | 0 | 0 | 0 | 0 | 0 | 0 | 0 | 0 | 0 | 0 | 0 |  |  |  |  | 0 | 0
Thursday | 2001 | 9 | 6 | 0.014257 | 0.012475 | 0.010336 | 0.0081979 | 0.0060593 | 0.0039207 | 0.0032079 | 0.0032079 | 0.0042772 | 0.0067722 | 0.011049 | 0.015326 | 0.019604 | 0.026019 | 0.031009 | 0.034217 | 0.032435 | 0.026019 | 0.018534 | 0.014257 | 0.013901 | 0.014614 | 0.014257 | 0.013544 | 0.2855 | 0.071999 |  |  |  |  | 0.3575 | 0.034217
Friday | 2001 | 9 | 7 | 0.010815 | 0.0094628 | 0.0078406 | 0.0062184 | 0.0045962 | 0.002974 | 0.0024333 | 0.0024333 | 0.0032444 | 0.0051369 | 0.0083813 | 0.011626 | 0.01487 | 0.019737 | 0.023522 | 0.025955 | 0.024603 | 0.019737 | 0.014059 | 0.010815 | 0.010544 | 0.011085 | 0.010815 | 0.010274 | 0.21656 | 0.054614 |  |  |  |  | 0.27118 | 0.025955
Saturday | 2001 | 9 | 8 | 0.094653 | 0.083897 | 0.073141 | 0.060234 | 0.049478 | 0.038722 | 0.032268 | 0.027966 | 0.032268 | 0.043024 | 0.062385 | 0.083897 | 0.11186 | 0.14843 | 0.1764 | 0.19146 | 0.1807 | 0.15058 | 0.11186 | 0.092502 | 0.083897 | 0.081746 | 0.073141 | 0.068839 | 0 | 2.1534 |  |  |  |  | 2.1534 | N/A
Sunday | 2001 | 9 | 9 | 0.075463 | 0.066888 | 0.058312 | 0.048022 | 0.039447 | 0.030871 | 0.025726 | 0.022296 | 0.025726 | 0.034301 | 0.049737 | 0.066888 | 0.089183 | 0.11834 | 0.14064 | 0.15264 | 0.14407 | 0.12005 | 0.089183 | 0.073748 | 0.066888 | 0.065173 | 0.058312 | 0.054882 | 0 | 1.7168 |  |  |  |  | 1.7168 | N/A
Monday | 2001 | 9 | 10 | 0 | 0 | 0 | 0 | 0 | 0 | 0 | 0 | 0 | 0 | 0 | 0 | 0 | 0 | 0 | 0 | 0 | 0 | 0 | 0 | 0 | 0 | 0 | 0 | 0 | 0 |  |  |  |  | 0 | 0
Tuesday | 2001 | 9 | 11 | 0 | 0 | 0 | 0 | 0 | 0 | 0 | 0 | 0 | 0 | 0 | 0 | 0 | 0 | 0 | 0 | 0 | 0 | 0 | 0 | 0 | 0 | 0 | 0 | 0 | 0 |  |  |  |  | 0 | 0
Wednesday | 2001 | 9 | 12 | 0 | 0 | 0 | 0 | 0 | 0 | 0 | 0 | 0 | 0 | 0 | 0 | 0 | 0 | 0 | 0 | 0 | 0 | 0 | 0 | 0 | 0 | 0 | 0 | 0 | 0 |  |  |  |  | 0 | 0
Thursday | 2001 | 9 | 13 | 0.25075 | 0.22009 | 0.18505 | 0.15001 | 0.11497 | 0.079923 | 0.068971 | 0.070065 | 0.089774 | 0.13576 | 0.21241 | 0.28906 | 0.36352 | 0.46865 | 0.54968 | 0.60115 | 0.57377 | 0.47302 | 0.35147 | 0.27919 | 0.26715 | 0.27482 | 0.26607 | 0.25183 | 5.2656 | 1.3216 |  |  |  |  | 6.5872 | 0.60115
Friday | 2001 | 9 | 14 | 0.15937 | 0.14144 | 0.1234 | 0.10194 | 0.084013 | 0.066088 | 0.055479 | 0.048529 | 0.056088 | 0.074622 | 0.10742 | 0.14388 | 0.1907 | 0.25143 | 0.29789 | 0.32288 | 0.30508 | 0.25533 | 0.19095 | 0.15851 | 0.14376 | 0.13974 | 0.1251 | 0.11779 | 2.8119 | 0.84952 |  |  |  |  | 3.6614 | 0.32288
Saturday | 2001 | 9 | 15 | 0.079823 | 0.070752 | 0.061682 | 0.050797 | 0.041726 | 0.032655 | 0.027212 | 0.023584 | 0.027212 | 0.036283 | 0.052611 | 0.070752 | 0.094337 | 0.12518 | 0.14876 | 0.16146 | 0.15239 | 0.12699 | 0.094337 | 0.078009 | 0.070752 | 0.068938 | 0.061682 | 0.058053 | 0 | 1.816 |  |  |  |  | 1.816 | N/A
Sunday | 2001 | 9 | 16 | 0.14088 | 0.12504 | 0.10908 | 0.090112 | 0.074267 | 0.058422 | 0.049044 | 0.042899 | 0.049582 | 0.065966 | 0.094961 | 0.12719 | 0.16858 | 0.22226 | 0.26333 | 0.28543 | 0.26969 | 0.22571 | 0.1688 | 0.14013 | 0.12708 | 0.12353 | 0.11059 | 0.10412 | 0 | 3.2367 |  |  |  |  | 3.2367 | N/A
Monday | 2001 | 9 | 17 | 0.33653 | 0.3012 | 0.26396 | 0.22233 | 0.18701 | 0.15168 | 0.13278 | 0.1221 | 0.14236 | 0.18726 | 0.25927 | 0.33949 | 0.43479 | 0.55145 | 0.641 | 0.68892 | 0.65551 | 0.56349 | 0.43862 | 0.37235 | 0.33758 | 0.32362 | 0.29076 | 0.27434 | 6.3486 | 1.8698 |  |  |  |  | 8.2184 | 0.68892
Tuesday | 2001 | 9 | 18 | 0 | 0 | 0 | 0 | 0 | 0 | 0 | 0 | 0 | 0 | 0 | 0 | 0 | 0 | 0 | 0 | 0 | 0 | 0 | 0 | 0 | 0 | 0 | 0 | 0 | 0 |  |  |  |  | 0 | 0
Wednesday | 2001 | 9 | 19 | 0 | 0 | 0 | 0 | 0 | 0 | 0 | 0 | 0 | 0 | 0 | 0 | 0 | 0 | 0 | 0 | 0 | 0 | 0 | 0 | 0 | 0 | 0 | 0 | 0 | 0 |  |  |  |  | 0 | 0
Thursday | 2001 | 9 | 20 | 0 | 0 | 0 | 0 | 0 | 0 | 0 | 0 | 0 | 0 | 0 | 0 | 0 | 0 | 0 | 0 | 0 | 0 | 0 | 0 | 0 | 0 | 0 | 0 | 0 | 0 |  |  |  |  | 0 | 0
Friday | 2001 | 9 | 21 | 0.0071932 | 0.0063758 | 0.0055584 | 0.0045775 | 0.0037601 | 0.0029427 | 0.0024522 | 0.0021253 | 0.0024522 | 0.0032696 | 0.0047409 | 0.0063758 | 0.008501 | 0.01128 | 0.013405 | 0.01455 | 0.013732 | 0.011444 | 0.008501 | 0.0070297 | 0.0063758 | 0.0062123 | 0.0055584 | 0.0052314 | 0.12555 | 0.038091 |  |  |  |  | 0.16364 | 0.01455
Saturday | 2001 | 9 | 22 | 0 | 0 | 0 | 0 | 0 | 0 | 0 | 0 | 0 | 0 | 0 | 0 | 0 | 0 | 0 | 0 | 0 | 0 | 0 | 0 | 0 | 0 | 0 | 0 | 0 | 0 |  |  |  |  | 0 | N/A
Sunday | 2001 | 9 | 23 | 0 | 0 | 0 | 0 | 0 | 0 | 0 | 0 | 0 | 0 | 0 | 0 | 0 | 0 | 0 | 0 | 0 | 0 | 0 | 0 | 0 | 0 | 0 | 0 | 0 | 0 |  |  |  |  | 0 | N/A
Monday | 2001 | 9 | 24 | 0.087857 | 0.077874 | 0.06789 | 0.055909 | 0.045925 | 0.035942 | 0.029951 | 0.025958 | 0.029951 | 0.039935 | 0.057906 | 0.077874 | 0.10383 | 0.13778 | 0.16373 | 0.17771 | 0.16773 | 0.13977 | 0.10383 | 0.085861 | 0.077874 | 0.075877 | 0.06789 | 0.063896 | 1.5335 | 0.46525 |  |  |  |  | 1.9988 | 0.17771
Tuesday | 2001 | 9 | 25 | 0.1465 | 0.13002 | 0.11344 | 0.093707 | 0.07723 | 0.060752 | 0.051 | 0.044611 | 0.05156 | 0.068597 | 0.098749 | 0.13226 | 0.17531 | 0.23113 | 0.27384 | 0.29681 | 0.28045 | 0.23472 | 0.17553 | 0.14571 | 0.13215 | 0.12845 | 0.115 | 0.10828 | 2.5849 | 0.78093 |  |  |  |  | 3.3658 | 0.29681
Wednesday | 2001 | 9 | 26 | 0.22372 | 0.19624 | 0.1645 | 0.13276 | 0.10101 | 0.069275 | 0.05921 | 0.059983 | 0.0774 | 0.11804 | 0.18616 | 0.25428 | 0.32085 | 0.41607 | 0.48962 | 0.53646 | 0.5113 | 0.41917 | 0.30885 | 0.24382 | 0.23415 | 0.2419 | 0.23454 | 0.22216 | 4.6526 | 1.1689 |  |  |  |  | 5.8215 | 0.53646
Thursday | 2001 | 9 | 27 | 0.027561 | 0.024116 | 0.019982 | 0.015848 | 0.011714 | 0.0075794 | 0.0062013 | 0.0062013 | 0.0082684 | 0.013092 | 0.02136 | 0.029629 | 0.037897 | 0.0503 | 0.059946 | 0.066147 | 0.062702 | 0.0503 | 0.03583 | 0.027561 | 0.026872 | 0.02825 | 0.027561 | 0.026183 | 0.55192 | 0.13919 |  |  |  |  | 0.6911 | 0.066147
Friday | 2001 | 9 | 28 | 0 | 0 | 0 | 0 | 0 | 0 | 0 | 0 | 0 | 0 | 0 | 0 | 0 | 0 | 0 | 0 | 0 | 0 | 0 | 0 | 0 | 0 | 0 | 0 | 0 | 0 |  |  |  |  | 0 | 0
Saturday | 2001 | 9 | 29 | 0 | 0 | 0 | 0 | 0 | 0 | 0 | 0 | 0 | 0 | 0 | 0 | 0 | 0 | 0 | 0 | 0 | 0 | 0 | 0 | 0 | 0 | 0 | 0 | 0 | 0 |  |  |  |  | 0 | N/A
Sunday | 2001 | 9 | 30 | 0 | 0 | 0 | 0 | 0 | 0 | 0 | 0 | 0 | 0 | 0 | 0 | 0 | 0 | 0 | 0 | 0 | 0 | 0 | 0 | 0 | 0 | 0 | 0 | 0 | 0 |  |  |  |  | 0 | N/A
Monday | 2001 | 10 | 1 | 0 | 0 | 0 | 0 | 0 | 0 | 0 | 0 | 0 | 0 | 0 | 0 | 0 | 0 | 0 | 0 | 0 | 0 | 0 | 0 | 0 | 0 | 0 | 0 |  |  |  |  | 0 | 0 | 0
Tuesday | 2001 | 10 | 2 | 0 | 0 | 0 | 0 | 0 | 0 | 0 | 0 | 0 | 0 | 0 | 0 | 0 | 0 | 0 | 0 | 0 | 0 | 0 | 0 | 0 | 0 | 0 | 0 |  |  |  |  | 0 | 0 | 0
Wednesday | 2001 | 10 | 3 | 0 | 0 | 0 | 0 | 0 | 0 | 0 | 0 | 0 | 0 | 0 | 0 | 0 | 0 | 0 | 0 | 0 | 0 | 0 | 0 | 0 | 0 | 0 | 0 |  |  |  |  | 0 | 0 | 0
Thursday | 2001 | 10 | 4 | 0 | 0 | 0 | 0 | 0 | 0 | 0 | 0 | 0 | 0 | 0 | 0 | 0 | 0 | 0 | 0 | 0 | 0 | 0 | 0 | 0 | 0 | 0 | 0 |  |  |  |  | 0 | 0 | 0
Friday | 2001 | 10 | 5 | 0 | 0 | 0 | 0 | 0 | 0 | 0 | 0 | 0 | 0 | 0 | 0 | 0 | 0 | 0 | 0 | 0 | 0 | 0 | 0 | 0 | 0 | 0 | 0 |  |  |  |  | 0 | 0 | 0
Saturday | 2001 | 10 | 6 | 0 | 0 | 0 | 0 | 0 | 0 | 0 | 0 | 0 | 0 | 0 | 0 | 0 | 0 | 0 | 0 | 0 | 0 | 0 | 0 | 0 | 0 | 0 | 0 |  |  |  |  | 0 | 0 | 0
Sunday | 2001 | 10 | 7 | 0 | 0 | 0 | 0 | 0 | 0 | 0 | 0 | 0 | 0 | 0 | 0 | 0 | 0 | 0 | 0 | 0 | 0 | 0 | 0 | 0 | 0 | 0 | 0 |  |  |  |  | 0 | 0 | 0
Monday | 2001 | 10 | 8 | 0 | 0 | 0 | 0 | 0 | 0 | 0 | 0 | 0 | 0 | 0 | 0 | 0 | 0 | 0 | 0 | 0 | 0 | 0 | 0 | 0 | 0 | 0 | 0 |  |  |  |  | 0 | 0 | 0
Tuesday | 2001 | 10 | 9 | 0 | 0 | 0 | 0 | 0 | 0 | 0 | 0 | 0 | 0 | 0 | 0 | 0 | 0 | 0 | 0 | 0 | 0 | 0 | 0 | 0 | 0 | 0 | 0 |  |  |  |  | 0 | 0 | 0
Wednesday | 2001 | 10 | 10 | 0 | 0 | 0 | 0 | 0 | 0 | 0 | 0 | 0 | 0 | 0 | 0 | 0 | 0 | 0 | 0 | 0 | 0 | 0 | 0 | 0 | 0 | 0 | 0 |  |  |  |  | 0 | 0 | 0
Thursday | 2001 | 10 | 11 | 0 | 0 | 0 | 0 | 0 | 0 | 0 | 0 | 0 | 0 | 0 | 0 | 0 | 0 | 0 | 0 | 0 | 0 | 0 | 0 | 0 | 0 | 0 | 0 |  |  |  |  | 0 | 0 | 0
Friday | 2001 | 10 | 12 | 0 | 0 | 0 | 0 | 0 | 0 | 0 | 0 | 0 | 0 | 0 | 0 | 0 | 0 | 0 | 0 | 0 | 0 | 0 | 0 | 0 | 0 | 0 | 0 |  |  |  |  | 0 | 0 | 0
Saturday | 2001 | 10 | 13 | 0 | 0 | 0 | 0 | 0 | 0 | 0 | 0 | 0 | 0 | 0 | 0 | 0 | 0 | 0 | 0 | 0 | 0 | 0 | 0 | 0 | 0 | 0 | 0 |  |  |  |  | 0 | 0 | 0
Sunday | 2001 | 10 | 14 | 0 | 0 | 0 | 0 | 0 | 0 | 0 | 0 | 0 | 0 | 0 | 0 | 0 | 0 | 0 | 0 | 0 | 0 | 0 | 0 | 0 | 0 | 0 | 0 |  |  |  |  | 0 | 0 | 0
Monday | 2001 | 10 | 15 | 0 | 0 | 0 | 0 | 0 | 0 | 0 | 0 | 0 | 0 | 0 | 0 | 0 | 0 | 0 | 0 | 0 | 0 | 0 | 0 | 0 | 0 | 0 | 0 |  |  |  |  | 0 | 0 | 0
Tuesday | 2001 | 10 | 16 | 0 | 0 | 0 | 0 | 0 | 0 | 0 | 0 | 0 | 0 | 0 | 0 | 0 | 0 | 0 | 0 | 0 | 0 | 0 | 0 | 0 | 0 | 0 | 0 |  |  |  |  | 0 | 0 | 0
Wednesday | 2001 | 10 | 17 | 0 | 0 | 0 | 0 | 0 | 0 | 0 | 0 | 0 | 0 | 0 | 0 | 0 | 0 | 0 | 0 | 0 | 0 | 0 | 0 | 0 | 0 | 0 | 0 |  |  |  |  | 0 | 0 | 0
Thursday | 2001 | 10 | 18 | 0 | 0 | 0 | 0 | 0 | 0 | 0 | 0 | 0 | 0 | 0 | 0 | 0 | 0 | 0 | 0 | 0 | 0 | 0 | 0 | 0 | 0 | 0 | 0 |  |  |  |  | 0 | 0 | 0
Friday | 2001 | 10 | 19 | 0 | 0 | 0 | 0 | 0 | 0 | 0 | 0 | 0 | 0 | 0 | 0 | 0 | 0 | 0 | 0 | 0 | 0 | 0 | 0 | 0 | 0 | 0 | 0 |  |  |  |  | 0 | 0 | 0
Saturday | 2001 | 10 | 20 | 0 | 0 | 0 | 0 | 0 | 0 | 0 | 0 | 0 | 0 | 0 | 0 | 0 | 0 | 0 | 0 | 0 | 0 | 0 | 0 | 0 | 0 | 0 | 0 |  |  |  |  | 0 | 0 | 0
Sunday | 2001 | 10 | 21 | 0 | 0 | 0 | 0 | 0 | 0 | 0 | 0 | 0 | 0 | 0 | 0 | 0 | 0 | 0 | 0 | 0 | 0 | 0 | 0 | 0 | 0 | 0 | 0 |  |  |  |  | 0 | 0 | 0
Monday | 2001 | 10 | 22 | 0 | 0 | 0 | 0 | 0 | 0 | 0 | 0 | 0 | 0 | 0 | 0 | 0 | 0 | 0 | 0 | 0 | 0 | 0 | 0 | 0 | 0 | 0 | 0 |  |  |  |  | 0 | 0 | 0
Tuesday | 2001 | 10 | 23 | 0 | 0 | 0 | 0 | 0 | 0 | 0 | 0 | 0 | 0 | 0 | 0 | 0 | 0 | 0 | 0 | 0 | 0 | 0 | 0 | 0 | 0 | 0 | 0 |  |  |  |  | 0 | 0 | 0
Wednesday | 2001 | 10 | 24 | 0 | 0 | 0 | 0 | 0 | 0 | 0 | 0 | 0 | 0 | 0 | 0 | 0 | 0 | 0 | 0 | 0 | 0 | 0 | 0 | 0 | 0 | 0 | 0 |  |  |  |  | 0 | 0 | 0
Thursday | 2001 | 10 | 25 | 0 | 0 | 0 | 0 | 0 | 0 | 0 | 0 | 0 | 0 | 0 | 0 | 0 | 0 | 0 | 0 | 0 | 0 | 0 | 0 | 0 | 0 | 0 | 0 |  |  |  |  | 0 | 0 | 0
Friday | 2001 | 10 | 26 | 0 | 0 | 0 | 0 | 0 | 0 | 0 | 0 | 0 | 0 | 0 | 0 | 0 | 0 | 0 | 0 | 0 | 0 | 0 | 0 | 0 | 0 | 0 | 0 |  |  |  |  | 0 | 0 | 0
Saturday | 2001 | 10 | 27 | 0 | 0 | 0 | 0 | 0 | 0 | 0 | 0 | 0 | 0 | 0 | 0 | 0 | 0 | 0 | 0 | 0 | 0 | 0 | 0 | 0 | 0 | 0 | 0 |  |  |  |  | 0 | 0 | 0
Sunday | 2001 | 10 | 28 | 0 | 0 | 0 | 0 | 0 | 0 | 0 | 0 | 0 | 0 | 0 | 0 | 0 | 0 | 0 | 0 | 0 | 0 | 0 | 0 | 0 | 0 | 0 | 0 |  |  |  |  | 0 | 0 | 0
Monday | 2001 | 10 | 29 | 0 | 0 | 0 | 0 | 0 | 0 | 0 | 0 | 0 | 0 | 0 | 0 | 0 | 0 | 0 | 0 | 0 | 0 | 0 | 0 | 0 | 0 | 0 | 0 |  |  |  |  | 0 | 0 | 0
Tuesday | 2001 | 10 | 30 | 0 | 0 | 0 | 0 | 0 | 0 | 0 | 0 | 0 | 0 | 0 | 0 | 0 | 0 | 0 | 0 | 0 | 0 | 0 | 0 | 0 | 0 | 0 | 0 |  |  |  |  | 0 | 0 | 0
Wednesday | 2001 | 10 | 31 | 0 | 0 | 0 | 0 | 0 | 0 | 0 | 0 | 0 | 0 | 0 | 0 | 0 | 0 | 0 | 0 | 0 | 0 | 0 | 0 | 0 | 0 | 0 | 0 |  |  |  |  | 0 | 0 | 0
Thursday | 2001 | 11 | 1 | 0 | 0 | 0 | 0 | 0 | 0 | 0 | 0 | 0 | 0 | 0 | 0 | 0 | 0 | 0 | 0 | 0 | 0 | 0 | 0 | 0 | 0 | 0 | 0 |  |  |  |  | 0 | 0 | 0
Friday | 2001 | 11 | 2 | 0 | 0 | 0 | 0 | 0 | 0 | 0 | 0 | 0 | 0 | 0 | 0 | 0 | 0 | 0 | 0 | 0 | 0 | 0 | 0 | 0 | 0 | 0 | 0 |  |  |  |  | 0 | 0 | 0
Saturday | 2001 | 11 | 3 | 0 | 0 | 0 | 0 | 0 | 0 | 0 | 0 | 0 | 0 | 0 | 0 | 0 | 0 | 0 | 0 | 0 | 0 | 0 | 0 | 0 | 0 | 0 | 0 |  |  |  |  | 0 | 0 | 0
Sunday | 2001 | 11 | 4 | 0.1375 | 0.10346 | 0.073512 | 0.05037 | 0.040159 | 0.034033 | 0.02042 | 0.01021 | 0.00068067 | 0.002042 | 0.0034033 | 0.0054454 | 0.0068067 | 0.0074874 | 0.008168 | 0.0074874 | 0.006126 | 0.0047647 | 0.0088487 | 0.02042 | 0.03063 | 0.036756 | 0.036075 | 0.025185 |  |  |  |  | 0 | 0.67999 | 0.67999
Monday | 2001 | 11 | 5 | 0.25645 | 0.19297 | 0.13711 | 0.093948 | 0.074904 | 0.063478 | 0.038087 | 0.019043 | 0.0012696 | 0.0038087 | 0.0063478 | 0.010157 | 0.012696 | 0.013965 | 0.015235 | 0.013965 | 0.011426 | 0.008887 | 0.016504 | 0.038087 | 0.05713 | 0.068557 | 0.067287 | 0.046974 |  |  |  |  | 0.36437 | 0.90393 | 1.2683
Tuesday | 2001 | 11 | 6 | 0 | 0 | 0 | 0 | 0 | 0 | 0 | 0 | 0 | 0 | 0 | 0 | 0 | 0 | 0 | 0 | 0 | 0 | 0 | 0 | 0 | 0 | 0 | 0 |  |  |  |  | 0 | 0 | 0
Wednesday | 2001 | 11 | 7 | 0 | 0 | 0 | 0 | 0 | 0 | 0 | 0 | 0 | 0 | 0 | 0 | 0 | 0 | 0 | 0 | 0 | 0 | 0 | 0 | 0 | 0 | 0 | 0 |  |  |  |  | 0 | 0 | 0
Thursday | 2001 | 11 | 8 | 0 | 0 | 0 | 0 | 0 | 0 | 0 | 0 | 0 | 0 | 0 | 0 | 0 | 0 | 0 | 0 | 0 | 0 | 0 | 0 | 0 | 0 | 0 | 0 |  |  |  |  | 0 | 0 | 0
Friday | 2001 | 11 | 9 | 0 | 0 | 0 | 0 | 0 | 0 | 0 | 0 | 0 | 0 | 0 | 0 | 0 | 0 | 0 | 0 | 0 | 0 | 0 | 0 | 0 | 0 | 0 | 0 |  |  |  |  | 0 | 0 | 0
Saturday | 2001 | 11 | 10 | 0 | 0 | 0 | 0 | 0 | 0 | 0 | 0 | 0 | 0 | 0 | 0 | 0 | 0 | 0 | 0 | 0 | 0 | 0 | 0 | 0 | 0 | 0 | 0 |  |  |  |  | 0 | 0 | 0
Sunday | 2001 | 11 | 11 | 0 | 0 | 0 | 0 | 0 | 0 | 0 | 0 | 0 | 0 | 0 | 0 | 0 | 0 | 0 | 0 | 0 | 0 | 0 | 0 | 0 | 0 | 0 | 0 |  |  |  |  | 0 | 0 | 0
Monday | 2001 | 11 | 12 | 0 | 0 | 0 | 0 | 0 | 0 | 0 | 0 | 0 | 0 | 0 | 0 | 0 | 0 | 0 | 0 | 0 | 0 | 0 | 0 | 0 | 0 | 0 | 0 |  |  |  |  | 0 | 0 | 0
Tuesday | 2001 | 11 | 13 | 0 | 0 | 0 | 0 | 0 | 0 | 0 | 0 | 0 | 0 | 0 | 0 | 0 | 0 | 0 | 0 | 0 | 0 | 0 | 0 | 0 | 0 | 0 | 0 |  |  |  |  | 0 | 0 | 0
Wednesday | 2001 | 11 | 14 | 0 | 0 | 0 | 0 | 0 | 0 | 0 | 0 | 0 | 0 | 0 | 0 | 0 | 0 | 0 | 0 | 0 | 0 | 0 | 0 | 0 | 0 | 0 | 0 |  |  |  |  | 0 | 0 | 0
Thursday | 2001 | 11 | 15 | 0 | 0 | 0 | 0 | 0 | 0 | 0 | 0 | 0 | 0 | 0 | 0 | 0 | 0 | 0 | 0 | 0 | 0 | 0 | 0 | 0 | 0 | 0 | 0 |  |  |  |  | 0 | 0 | 0
Friday | 2001 | 11 | 16 | 0 | 0 | 0 | 0 | 0 | 0 | 0 | 0 | 0 | 0 | 0 | 0 | 0 | 0 | 0 | 0 | 0 | 0 | 0 | 0 | 0 | 0 | 0 | 0 |  |  |  |  | 0 | 0 | 0
Saturday | 2001 | 11 | 17 | 0 | 0 | 0 | 0 | 0 | 0 | 0 | 0 | 0 | 0 | 0 | 0 | 0 | 0 | 0 | 0 | 0 | 0 | 0 | 0 | 0 | 0 | 0 | 0 |  |  |  |  | 0 | 0 | 0
Sunday | 2001 | 11 | 18 | 0 | 0 | 0 | 0 | 0 | 0 | 0 | 0 | 0 | 0 | 0 | 0 | 0 | 0 | 0 | 0 | 0 | 0 | 0 | 0 | 0 | 0 | 0 | 0 |  |  |  |  | 0 | 0 | 0
Monday | 2001 | 11 | 19 | 0 | 0 | 0 | 0 | 0 | 0 | 0 | 0 | 0 | 0 | 0 | 0 | 0 | 0 | 0 | 0 | 0 | 0 | 0 | 0 | 0 | 0 | 0 | 0 |  |  |  |  | 0 | 0 | 0
Tuesday | 2001 | 11 | 20 | 0 | 0 | 0 | 0 | 0 | 0 | 0 | 0 | 0 | 0 | 0 | 0 | 0 | 0 | 0 | 0 | 0 | 0 | 0 | 0 | 0 | 0 | 0 | 0 |  |  |  |  | 0 | 0 | 0
Wednesday | 2001 | 11 | 21 | 0 | 0 | 0 | 0 | 0 | 0 | 0 | 0 | 0 | 0 | 0 | 0 | 0 | 0 | 0 | 0 | 0 | 0 | 0 | 0 | 0 | 0 | 0 | 0 |  |  |  |  | 0 | 0 | 0
Thursday | 2001 | 11 | 22 | 0 | 0 | 0 | 0 | 0 | 0 | 0 | 0 | 0 | 0 | 0 | 0 | 0 | 0 | 0 | 0 | 0 | 0 | 0 | 0 | 0 | 0 | 0 | 0 |  |  |  |  | 0 | 0 | 0
Friday | 2001 | 11 | 23 | 0 | 0 | 0 | 0 | 0 | 0 | 0 | 0 | 0 | 0 | 0 | 0 | 0 | 0 | 0 | 0 | 0 | 0 | 0 | 0 | 0 | 0 | 0 | 0 |  |  |  |  | 0 | 0 | 0
Saturday | 2001 | 11 | 24 | 0 | 0 | 0 | 0 | 0 | 0 | 0 | 0 | 0 | 0 | 0 | 0 | 0 | 0 | 0 | 0 | 0 | 0 | 0 | 0 | 0 | 0 | 0 | 0 |  |  |  |  | 0 | 0 | 0
Sunday | 2001 | 11 | 25 | 0 | 0 | 0 | 0 | 0 | 0 | 0 | 0 | 0 | 0 | 0 | 0 | 0 | 0 | 0 | 0 | 0 | 0 | 0 | 0 | 0 | 0 | 0 | 0 |  |  |  |  | 0 | 0 | 0
Monday | 2001 | 11 | 26 | 0 | 0 | 0 | 0 | 0 | 0 | 0 | 0 | 0 | 0 | 0 | 0 | 0 | 0 | 0 | 0 | 0 | 0 | 0 | 0 | 0 | 0 | 0 | 0 |  |  |  |  | 0 | 0 | 0
Tuesday | 2001 | 11 | 27 | 0 | 0 | 0 | 0 | 0 | 0 | 0 | 0 | 0 | 0 | 0 | 0 | 0 | 0 | 0 | 0 | 0 | 0 | 0 | 0 | 0 | 0 | 0 | 0 |  |  |  |  | 0 | 0 | 0
Wednesday | 2001 | 11 | 28 | 0 | 0 | 0 | 0 | 0 | 0 | 0 | 0 | 0 | 0 | 0 | 0 | 0 | 0 | 0 | 0 | 0 | 0 | 0 | 0 | 0 | 0 | 0 | 0 |  |  |  |  | 0 | 0 | 0
Thursday | 2001 | 11 | 29 | 0 | 0 | 0 | 0 | 0 | 0 | 0 | 0 | 0 | 0 | 0 | 0 | 0 | 0 | 0 | 0 | 0 | 0 | 0 | 0 | 0 | 0 | 0 | 0 |  |  |  |  | 0 | 0 | 0
Friday | 2001 | 11 | 30 | 0 | 0 | 0 | 0 | 0 | 0 | 0 | 0 | 0 | 0 | 0 | 0 | 0 | 0 | 0 | 0 | 0 | 0 | 0 | 0 | 0 | 0 | 0 | 0 |  |  |  |  | 0 | 0 | 0
Saturday | 2001 | 12 | 1 | 0 | 0 | 0 | 0 | 0 | 0 | 0 | 0 | 0 | 0 | 0 | 0 | 0 | 0 | 0 | 0 | 0 | 0 | 0 | 0 | 0 | 0 | 0 | 0 |  |  | 0 | 0 |  |  | 0 |  | N/A
Sunday | 2001 | 12 | 2 | 0 | 0 | 0 | 0 | 0 | 0 | 0 | 0 | 0 | 0 | 0 | 0 | 0 | 0 | 0 | 0 | 0 | 0 | 0 | 0 | 0 | 0 | 0 | 0 |  |  | 0 | 0 |  |  | 0 |  | N/A
Monday | 2001 | 12 | 3 | 0 | 0 | 0 | 0 | 0 | 0 | 0 | 0 | 0 | 0 | 0 | 0 | 0 | 0 | 0 | 0 | 0 | 0 | 0 | 0 | 0 | 0 | 0 | 0 |  |  | 0 | 0 |  |  | 0 |  | 0
Tuesday | 2001 | 12 | 4 | 0 | 0 | 0 | 0 | 0 | 0 | 0 | 0 | 0 | 0 | 0 | 0 | 0 | 0 | 0 | 0 | 0 | 0 | 0 | 0 | 0 | 0 | 0 | 0 |  |  | 0 | 0 |  |  | 0 |  | 0
Wednesday | 2001 | 12 | 5 | 0 | 0 | 0 | 0 | 0 | 0 | 0 | 0 | 0 | 0 | 0 | 0 | 0 | 0 | 0 | 0 | 0 | 0 | 0 | 0 | 0 | 0 | 0 | 0 |  |  | 0 | 0 |  |  | 0 |  | 0
Thursday | 2001 | 12 | 6 | 0 | 0 | 0 | 0 | 0 | 0 | 0 | 0 | 0 | 0 | 0 | 0 | 0 | 0 | 0 | 0 | 0 | 0 | 0 | 0 | 0 | 0 | 0 | 0 |  |  | 0 | 0 |  |  | 0 |  | 0
Friday | 2001 | 12 | 7 | 0 | 0 | 0 | 0 | 0 | 0 | 0 | 0 | 0 | 0 | 0 | 0 | 0 | 0 | 0 | 0 | 0 | 0 | 0 | 0 | 0 | 0 | 0 | 0 |  |  | 0 | 0 |  |  | 0 |  | 0
Saturday | 2001 | 12 | 8 | 0 | 0 | 0 | 0 | 0 | 0 | 0 | 0 | 0 | 0 | 0 | 0 | 0 | 0 | 0 | 0 | 0 | 0 | 0 | 0 | 0 | 0 | 0 | 0 |  |  | 0 | 0 |  |  | 0 |  | N/A
Sunday | 2001 | 12 | 9 | 0 | 0 | 0 | 0 | 0 | 0 | 0 | 0 | 0 | 0 | 0 | 0 | 0 | 0 | 0 | 0 | 0 | 0 | 0 | 0 | 0 | 0 | 0 | 0 |  |  | 0 | 0 |  |  | 0 |  | N/A
Monday | 2001 | 12 | 10 | 0 | 0 | 0 | 0 | 0 | 0 | 0 | 0 | 0 | 0 | 0 | 0 | 0 | 0 | 0 | 0 | 0 | 0 | 0 | 0 | 0 | 0 | 0 | 0 |  |  | 0 | 0 |  |  | 0 |  | 0
Tuesday | 2001 | 12 | 11 | 0 | 0 | 0 | 0 | 0 | 0 | 0 | 0 | 0 | 0 | 0 | 0 | 0 | 0 | 0 | 0 | 0 | 0 | 0 | 0 | 0 | 0 | 0 | 0 |  |  | 0 | 0 |  |  | 0 |  | 0
Wednesday | 2001 | 12 | 12 | 0 | 0 | 0 | 0 | 0 | 0 | 0 | 0 | 0 | 0 | 0 | 0 | 0 | 0 | 0 | 0 | 0 | 0 | 0 | 0 | 0 | 0 | 0 | 0 |  |  | 0 | 0 |  |  | 0 |  | 0
Thursday | 2001 | 12 | 13 | 0 | 0 | 0 | 0 | 0 | 0 | 0 | 0 | 0 | 0 | 0 | 0 | 0 | 0 | 0 | 0 | 0 | 0 | 0 | 0 | 0 | 0 | 0 | 0 |  |  | 0 | 0 |  |  | 0 |  | 0
Friday | 2001 | 12 | 14 | 0 | 0 | 0 | 0 | 0 | 0 | 0 | 0 | 0 | 0 | 0 | 0 | 0 | 0 | 0 | 0 | 0 | 0 | 0 | 0 | 0 | 0 | 0 | 0 |  |  | 0 | 0 |  |  | 0 |  | 0
Saturday | 2001 | 12 | 15 | 0 | 0 | 0 | 0 | 0 | 0 | 0 | 0 | 0 | 0 | 0 | 0 | 0 | 0 | 0 | 0 | 0 | 0 | 0 | 0 | 0 | 0 | 0 | 0 |  |  | 0 | 0 |  |  | 0 |  | N/A
Sunday | 2001 | 12 | 16 | 0 | 0 | 0 | 0 | 0 | 0 | 0 | 0 | 0 | 0 | 0 | 0 | 0 | 0 | 0 | 0 | 0 | 0 | 0 | 0 | 0 | 0 | 0 | 0 |  |  | 0 | 0 |  |  | 0 |  | N/A
Monday | 2001 | 12 | 17 | 0 | 0 | 0 | 0 | 0 | 0 | 0 | 0 | 0 | 0 | 0 | 0 | 0 | 0 | 0 | 0 | 0 | 0 | 0 | 0 | 0 | 0 | 0 | 0 |  |  | 0 | 0 |  |  | 0 |  | 0
Tuesday | 2001 | 12 | 18 | 0 | 0 | 0 | 0 | 0 | 0 | 0 | 0 | 0 | 0 | 0 | 0 | 0 | 0 | 0 | 0 | 0 | 0 | 0 | 0 | 0 | 0 | 0 | 0 |  |  | 0 | 0 |  |  | 0 |  | 0
Wednesday | 2001 | 12 | 19 | 0 | 0 | 0 | 0 | 0 | 0 | 0 | 0 | 0 | 0 | 0 | 0 | 0 | 0 | 0 | 0 | 0 | 0 | 0 | 0 | 0 | 0 | 0 | 0 |  |  | 0 | 0 |  |  | 0 |  | 0
Thursday | 2001 | 12 | 20 | 0 | 0 | 0 | 0 | 0 | 0 | 0 | 0 | 0 | 0 | 0 | 0 | 0 | 0 | 0 | 0 | 0 | 0 | 0 | 0 | 0 | 0 | 0 | 0 |  |  | 0 | 0 |  |  | 0 |  | 0
Friday | 2001 | 12 | 21 | 0 | 0 | 0 | 0 | 0 | 0 | 0 | 0 | 0 | 0 | 0 | 0 | 0 | 0 | 0 | 0 | 0 | 0 | 0 | 0 | 0 | 0 | 0 | 0 |  |  | 0 | 0 |  |  | 0 |  | 0
Saturday | 2001 | 12 | 22 | 0 | 0 | 0 | 0 | 0 | 0 | 0 | 0 | 0 | 0 | 0 | 0 | 0 | 0 | 0 | 0 | 0 | 0 | 0 | 0 | 0 | 0 | 0 | 0 |  |  | 0 | 0 |  |  | 0 |  | N/A
Sunday | 2001 | 12 | 23 | 0 | 0 | 0 | 0 | 0 | 0 | 0 | 0 | 0 | 0 | 0 | 0 | 0 | 0 | 0 | 0 | 0 | 0 | 0 | 0 | 0 | 0 | 0 | 0 |  |  | 0 | 0 |  |  | 0 |  | N/A
Monday | 2001 | 12 | 24 | 0 | 0 | 0 | 0 | 0 | 0 | 0 | 0 | 0 | 0 | 0 | 0 | 0 | 0 | 0 | 0 | 0 | 0 | 0 | 0 | 0 | 0 | 0 | 0 |  |  | 0 | 0 |  |  | 0 |  | 0
Tuesday | 2001 | 12 | 25 | 0 | 0 | 0 | 0 | 0 | 0 | 0 | 0 | 0 | 0 | 0 | 0 | 0 | 0 | 0 | 0 | 0 | 0 | 0 | 0 | 0 | 0 | 0 | 0 |  |  | 0 | 0 |  |  | 0 |  | 0
Wednesday | 2001 | 12 | 26 | 0 | 0 | 0 | 0 | 0 | 0 | 0 | 0 | 0 | 0 | 0 | 0 | 0 | 0 | 0 | 0 | 0 | 0 | 0 | 0 | 0 | 0 | 0 | 0 |  |  | 0 | 0 |  |  | 0 |  | 0
Thursday | 2001 | 12 | 27 | 0 | 0 | 0 | 0 | 0 | 0 | 0 | 0 | 0 | 0 | 0 | 0 | 0 | 0 | 0 | 0 | 0 | 0 | 0 | 0 | 0 | 0 | 0 | 0 |  |  | 0 | 0 |  |  | 0 |  | 0
Friday | 2001 | 12 | 28 | 0 | 0 | 0 | 0 | 0 | 0 | 0 | 0 | 0 | 0 | 0 | 0 | 0 | 0 | 0 | 0 | 0 | 0 | 0 | 0 | 0 | 0 | 0 | 0 |  |  | 0 | 0 |  |  | 0 |  | 0
Saturday | 2001 | 12 | 29 | 0 | 0 | 0 | 0 | 0 | 0 | 0 | 0 | 0 | 0 | 0 | 0 | 0 | 0 | 0 | 0 | 0 | 0 | 0 | 0 | 0 | 0 | 0 | 0 |  |  | 0 | 0 |  |  | 0 |  | N/A
Sunday | 2001 | 12 | 30 | 0 | 0 | 0 | 0 | 0 | 0 | 0 | 0 | 0 | 0 | 0 | 0 | 0 | 0 | 0 | 0 | 0 | 0 | 0 | 0 | 0 | 0 | 0 | 0 |  |  | 0 | 0 |  |  | 0 |  | N/A
Monday | 2001 | 12 | 31 | 0 | 0 | 0 | 0 | 0 | 0 | 0 | 0 | 0 | 0 | 0 | 0 | 0 | 0 | 0 | 0 | 0 | 0 | 0 | 0 | 0 | 0 | 0 | 0 |  |  | 0 | 0 |  |  | 0 |  | 0
Total | [27 empty] | 358.5893 | 286.2601 | 0 | 0 | 7.2407 | 25.4343 | 677.5244
Percent of Total | [27 empty] | 52.93% | 42.25% | 0% | 0% | 1.069% | 3.754% | 100%
Max W/ft2 All Periods | [34 empty] | 1.4886 | 0 | 0
Coincidence Factors | [34 empty] | 0.60057 | 0 | 0
Max W/ft2 All Periods | 2.4787
Total Wh/ft2 | 677.5244
Total Wh/max W | 273.3387
Note on A2: This affects the formulas used for coincedence factors. If weather depended, uses the MAX, else uses the AVG.
Note on AK4: Coincidence factor calculated as percent of the diversified max kW. The formulas use MAX if weather-dependent, else they use AVERAGE.
Note on AK372: SBower: Coincident factor calculations use MAX if weather-dependent, else they use AVERAGE.

## Summary
Distribution of Energy | [5 empty] | Demand Coincidence Factors
Jun-Sep Mon-Fri 7am-11pm | Jun-Sep Other times | Dec-Mar Mon-Fri 7am-11pm | Dec-Mar Other times | Apr-May, Oct-Nov Mon-Fri 7am-11pm | Apr-May, Oct-Nov Other times | Jun-Sep Mon-Fri 2pm-4pm | Dec-Mar Mon-Fri 6pm-9pm | Not used
Summer Peak | Summer Off-peak | Winter Peak | Winter Off-peak | Shoulder Peak | Shoulder Off-peak | Summer Coinc. Peak | Winter Coinc. Peak | Shoulder Coinc. Peak | Total Wh/ft2 | Wh/max W Ratio | Check sum of energy distribution
52.93% | 42.25% | 0% | 0% | 1.069% | 3.754% | 0.60057 | 0 | 0 | 677.5244 | 273.3387 | 1
Note on H4: Coincidence factor calculated as percent of the diversified max kW

## Loadshapes
LOADSHAPES
Each row of outputs is copied here from the 'Summary' sheet by the VBA routines
SBower 7/7/06: Created this new format using one row per loadshape since there weren't enough columns for the old format
|  |  | Jun-Sep Mon-Fri 7am-11pm | Jun-Sep Other times | Dec-Mar Mon-Fri 7am-11pm | Dec-Mar Other times | Apr-May, Oct-Nov Mon-Fri 7am-11pm | Apr-May, Oct-Nov Other times | Jun-Sep Mon-Fri 2pm-4pm | Dec-Mar Mon-Fri 6pm-9pm | Not used |  |  | 24000 | Bldg ft2
Com/ Res | End Use | Bldg Type | Summer Peak | Summer Off-peak | Winter Peak | Winter Off-peak | Shoulder Peak | Shoulder Off-peak | Summer Coinc. Peak | Winter Coinc. Peak | Shoulder Coinc. Peak | Total Wh/ft2 | Wh/max W Ratio | Annual kWh for bldg ft2
Res | Cooling | SF | 52.93% | 42.25% | 0% | 0% | 1.069% | 3.754% | 0.60057 | 0 | 0 | 677.5244 | 273.3387
Note on P7: SBower: One-off calculation for NPU

## Loadshapes-Old Format (hidden)
| 1 | [8 empty] | 2 | [8 empty] | 3 | [8 empty] | 4 | [8 empty] | 5 | [8 empty] | 6 | [8 empty] | 7 | [8 empty] | 8 | [8 empty] | 9 | [8 empty] | 10 | [8 empty] | 11 | [8 empty] | 12 | [8 empty] | 13 | [8 empty] | 14 | [8 empty] | 15 | [8 empty] | 16 | [8 empty] | 17 | [8 empty] | 18 | [8 empty] | 19 | [8 empty] | 20 | [8 empty] | 21 | [8 empty] | 22 | [8 empty] | 23 | [8 empty] | 24
Bldg Type: | OFFSM | [8 empty] | OFFMD | [8 empty] | OFFLG | [8 empty] | RETSM | [8 empty] | RETLG | [8 empty] | RST1 | [8 empty] | RST2 | [8 empty] | RST3 | [8 empty] | FFD1 | [8 empty] | FFD2 | [8 empty] | FFD3 | [8 empty] | GROC | [8 empty] | CONV | [8 empty] | WRHS | [8 empty] | RWRHS | [8 empty] | SCHL | [8 empty] | COLL | [8 empty] | HOSP | [8 empty] | NURS | [8 empty] | HOTEL | [8 empty] | MOTEL | [8 empty] | CHUR | [8 empty] | PUBL | [8 empty] | SRVC
| Jun-Sep Mon-Fri 7am-11pm | Jun-Sep Other times | Dec-Mar Mon-Fri 7am-11pm | Dec-Mar Other times | Apr-May, Oct-Nov Mon-Fri 7am-11pm | Apr-May, Oct-Nov Other times | Jun-Sep Mon-Fri 2pm-4pm | Dec-Mar Mon-Fri 6pm-9pm | Not used | Jun-Sep Mon-Fri 7am-11pm | Jun-Sep Other times | Dec-Mar Mon-Fri 7am-11pm | Dec-Mar Other times | Apr-May, Oct-Nov Mon-Fri 7am-11pm | Apr-May, Oct-Nov Other times | Jun-Sep Mon-Fri 2pm-4pm | Dec-Mar Mon-Fri 6pm-9pm | Not used | Jun-Sep Mon-Fri 7am-11pm | Jun-Sep Other times | Dec-Mar Mon-Fri 7am-11pm | Dec-Mar Other times | Apr-May, Oct-Nov Mon-Fri 7am-11pm | Apr-May, Oct-Nov Other times | Jun-Sep Mon-Fri 2pm-4pm | Dec-Mar Mon-Fri 6pm-9pm | Not used | Jun-Sep Mon-Fri 7am-11pm | Jun-Sep Other times | Dec-Mar Mon-Fri 7am-11pm | Dec-Mar Other times | Apr-May, Oct-Nov Mon-Fri 7am-11pm | Apr-May, Oct-Nov Other times | Jun-Sep Mon-Fri 2pm-4pm | Dec-Mar Mon-Fri 6pm-9pm | Not used | Jun-Sep Mon-Fri 7am-11pm | Jun-Sep Other times | Dec-Mar Mon-Fri 7am-11pm | Dec-Mar Other times | Apr-May, Oct-Nov Mon-Fri 7am-11pm | Apr-May, Oct-Nov Other times | Jun-Sep Mon-Fri 2pm-4pm | Dec-Mar Mon-Fri 6pm-9pm | Not used | Jun-Sep Mon-Fri 7am-11pm | Jun-Sep Other times | Dec-Mar Mon-Fri 7am-11pm | Dec-Mar Other times | Apr-May, Oct-Nov Mon-Fri 7am-11pm | Apr-May, Oct-Nov Other times | Jun-Sep Mon-Fri 2pm-4pm | Dec-Mar Mon-Fri 6pm-9pm | Not used | Jun-Sep Mon-Fri 7am-11pm | Jun-Sep Other times | Dec-Mar Mon-Fri 7am-11pm | Dec-Mar Other times | Apr-May, Oct-Nov Mon-Fri 7am-11pm | Apr-May, Oct-Nov Other times | Jun-Sep Mon-Fri 2pm-4pm | Dec-Mar Mon-Fri 6pm-9pm | Not used | Jun-Sep Mon-Fri 7am-11pm | Jun-Sep Other times | Dec-Mar Mon-Fri 7am-11pm | Dec-Mar Other times | Apr-May, Oct-Nov Mon-Fri 7am-11pm | Apr-May, Oct-Nov Other times | Jun-Sep Mon-Fri 2pm-4pm | Dec-Mar Mon-Fri 6pm-9pm | Not used | Jun-Sep Mon-Fri 7am-11pm | Jun-Sep Other times | Dec-Mar Mon-Fri 7am-11pm | Dec-Mar Other times | Apr-May, Oct-Nov Mon-Fri 7am-11pm | Apr-May, Oct-Nov Other times | Jun-Sep Mon-Fri 2pm-4pm | Dec-Mar Mon-Fri 6pm-9pm | Not used | Jun-Sep Mon-Fri 7am-11pm | Jun-Sep Other times | Dec-Mar Mon-Fri 7am-11pm | Dec-Mar Other times | Apr-May, Oct-Nov Mon-Fri 7am-11pm | Apr-May, Oct-Nov Other times | Jun-Sep Mon-Fri 2pm-4pm | Dec-Mar Mon-Fri 6pm-9pm | Not used | Jun-Sep Mon-Fri 7am-11pm | Jun-Sep Other times | Dec-Mar Mon-Fri 7am-11pm | Dec-Mar Other times | Apr-May, Oct-Nov Mon-Fri 7am-11pm | Apr-May, Oct-Nov Other times | Jun-Sep Mon-Fri 2pm-4pm | Dec-Mar Mon-Fri 6pm-9pm | Not used | Jun-Sep Mon-Fri 7am-11pm | Jun-Sep Other times | Dec-Mar Mon-Fri 7am-11pm | Dec-Mar Other times | Apr-May, Oct-Nov Mon-Fri 7am-11pm | Apr-May, Oct-Nov Other times | Jun-Sep Mon-Fri 2pm-4pm | Dec-Mar Mon-Fri 6pm-9pm | Not used | Jun-Sep Mon-Fri 7am-11pm | Jun-Sep Other times | Dec-Mar Mon-Fri 7am-11pm | Dec-Mar Other times | Apr-May, Oct-Nov Mon-Fri 7am-11pm | Apr-May, Oct-Nov Other times | Jun-Sep Mon-Fri 2pm-4pm | Dec-Mar Mon-Fri 6pm-9pm | Not used | Jun-Sep Mon-Fri 7am-11pm | Jun-Sep Other times | Dec-Mar Mon-Fri 7am-11pm | Dec-Mar Other times | Apr-May, Oct-Nov Mon-Fri 7am-11pm | Apr-May, Oct-Nov Other times | Jun-Sep Mon-Fri 2pm-4pm | Dec-Mar Mon-Fri 6pm-9pm | Not used | Jun-Sep Mon-Fri 7am-11pm | Jun-Sep Other times | Dec-Mar Mon-Fri 7am-11pm | Dec-Mar Other times | Apr-May, Oct-Nov Mon-Fri 7am-11pm | Apr-May, Oct-Nov Other times | Jun-Sep Mon-Fri 2pm-4pm | Dec-Mar Mon-Fri 6pm-9pm | Not used | Jun-Sep Mon-Fri 7am-11pm | Jun-Sep Other times | Dec-Mar Mon-Fri 7am-11pm | Dec-Mar Other times | Apr-May, Oct-Nov Mon-Fri 7am-11pm | Apr-May, Oct-Nov Other times | Jun-Sep Mon-Fri 2pm-4pm | Dec-Mar Mon-Fri 6pm-9pm | Not used | Jun-Sep Mon-Fri 7am-11pm | Jun-Sep Other times | Dec-Mar Mon-Fri 7am-11pm | Dec-Mar Other times | Apr-May, Oct-Nov Mon-Fri 7am-11pm | Apr-May, Oct-Nov Other times | Jun-Sep Mon-Fri 2pm-4pm | Dec-Mar Mon-Fri 6pm-9pm | Not used | Jun-Sep Mon-Fri 7am-11pm | Jun-Sep Other times | Dec-Mar Mon-Fri 7am-11pm | Dec-Mar Other times | Apr-May, Oct-Nov Mon-Fri 7am-11pm | Apr-May, Oct-Nov Other times | Jun-Sep Mon-Fri 2pm-4pm | Dec-Mar Mon-Fri 6pm-9pm | Not used | Jun-Sep Mon-Fri 7am-11pm | Jun-Sep Other times | Dec-Mar Mon-Fri 7am-11pm | Dec-Mar Other times | Apr-May, Oct-Nov Mon-Fri 7am-11pm | Apr-May, Oct-Nov Other times | Jun-Sep Mon-Fri 2pm-4pm | Dec-Mar Mon-Fri 6pm-9pm | Not used | Jun-Sep Mon-Fri 7am-11pm | Jun-Sep Other times | Dec-Mar Mon-Fri 7am-11pm | Dec-Mar Other times | Apr-May, Oct-Nov Mon-Fri 7am-11pm | Apr-May, Oct-Nov Other times | Jun-Sep Mon-Fri 2pm-4pm | Dec-Mar Mon-Fri 6pm-9pm | Not used | Jun-Sep Mon-Fri 7am-11pm | Jun-Sep Other times | Dec-Mar Mon-Fri 7am-11pm | Dec-Mar Other times | Apr-May, Oct-Nov Mon-Fri 7am-11pm | Apr-May, Oct-Nov Other times | Jun-Sep Mon-Fri 2pm-4pm | Dec-Mar Mon-Fri 6pm-9pm | Not used | Jun-Sep Mon-Fri 7am-11pm | Jun-Sep Other times | Dec-Mar Mon-Fri 7am-11pm | Dec-Mar Other times | Apr-May, Oct-Nov Mon-Fri 7am-11pm | Apr-May, Oct-Nov Other times | Jun-Sep Mon-Fri 2pm-4pm | Dec-Mar Mon-Fri 6pm-9pm | Not used | Jun-Sep Mon-Fri 7am-11pm | Jun-Sep Other times | Dec-Mar Mon-Fri 7am-11pm | Dec-Mar Other times | Apr-May, Oct-Nov Mon-Fri 7am-11pm | Apr-May, Oct-Nov Other times | Jun-Sep Mon-Fri 2pm-4pm | Dec-Mar Mon-Fri 6pm-9pm | Not used | Jun-Sep Mon-Fri 7am-11pm | Jun-Sep Other times | Dec-Mar Mon-Fri 7am-11pm | Dec-Mar Other times | Apr-May, Oct-Nov Mon-Fri 7am-11pm | Apr-May, Oct-Nov Other times | Jun-Sep Mon-Fri 2pm-4pm | Dec-Mar Mon-Fri 6pm-9pm | Not used | Jun-Sep Mon-Fri 7am-11pm | Jun-Sep Other times | Dec-Mar Mon-Fri 7am-11pm | Dec-Mar Other times | Apr-May, Oct-Nov Mon-Fri 7am-11pm | Apr-May, Oct-Nov Other times | Jun-Sep Mon-Fri 2pm-4pm | Dec-Mar Mon-Fri 6pm-9pm | Not used | Jun-Sep Mon-Fri 7am-11pm | Jun-Sep Other times | Dec-Mar Mon-Fri 7am-11pm | Dec-Mar Other times | Apr-May, Oct-Nov Mon-Fri 7am-11pm | Apr-May, Oct-Nov Other times | Jun-Sep Mon-Fri 2pm-4pm | Dec-Mar Mon-Fri 6pm-9pm | Not used | Jun-Sep Mon-Fri 7am-11pm | Jun-Sep Other times | Dec-Mar Mon-Fri 7am-11pm | Dec-Mar Other times | Apr-May, Oct-Nov Mon-Fri 7am-11pm | Apr-May, Oct-Nov Other times | Jun-Sep Mon-Fri 2pm-4pm | Dec-Mar Mon-Fri 6pm-9pm | Not used | Jun-Sep Mon-Fri 7am-11pm | Jun-Sep Other times | Dec-Mar Mon-Fri 7am-11pm | Dec-Mar Other times | Apr-May, Oct-Nov Mon-Fri 7am-11pm | Apr-May, Oct-Nov Other times | Jun-Sep Mon-Fri 2pm-4pm | Dec-Mar Mon-Fri 6pm-9pm | Not used
End Use | Summer Peak | Summer Off-peak | Winter Peak | Winter Off-peak | Shoulder Peak | Shoulder Off-peak | Summer Coinc. Peak | Winter Coinc. Peak | Shoulder Coinc. Peak | Summer Peak | Summer Off-peak | Winter Peak | Winter Off-peak | Shoulder Peak | Shoulder Off-peak | Summer Coinc. Peak | Winter Coinc. Peak | Shoulder Coinc. Peak | Summer Peak | Summer Off-peak | Winter Peak | Winter Off-peak | Shoulder Peak | Shoulder Off-peak | Summer Coinc. Peak | Winter Coinc. Peak | Shoulder Coinc. Peak | Summer Peak | Summer Off-peak | Winter Peak | Winter Off-peak | Shoulder Peak | Shoulder Off-peak | Summer Coinc. Peak | Winter Coinc. Peak | Shoulder Coinc. Peak | Summer Peak | Summer Off-peak | Winter Peak | Winter Off-peak | Shoulder Peak | Shoulder Off-peak | Summer Coinc. Peak | Winter Coinc. Peak | Shoulder Coinc. Peak | Summer Peak | Summer Off-peak | Winter Peak | Winter Off-peak | Shoulder Peak | Shoulder Off-peak | Summer Coinc. Peak | Winter Coinc. Peak | Shoulder Coinc. Peak | Summer Peak | Summer Off-peak | Winter Peak | Winter Off-peak | Shoulder Peak | Shoulder Off-peak | Summer Coinc. Peak | Winter Coinc. Peak | Shoulder Coinc. Peak | Summer Peak | Summer Off-peak | Winter Peak | Winter Off-peak | Shoulder Peak | Shoulder Off-peak | Summer Coinc. Peak | Winter Coinc. Peak | Shoulder Coinc. Peak | Summer Peak | Summer Off-peak | Winter Peak | Winter Off-peak | Shoulder Peak | Shoulder Off-peak | Summer Coinc. Peak | Winter Coinc. Peak | Shoulder Coinc. Peak | Summer Peak | Summer Off-peak | Winter Peak | Winter Off-peak | Shoulder Peak | Shoulder Off-peak | Summer Coinc. Peak | Winter Coinc. Peak | Shoulder Coinc. Peak | Summer Peak | Summer Off-peak | Winter Peak | Winter Off-peak | Shoulder Peak | Shoulder Off-peak | Summer Coinc. Peak | Winter Coinc. Peak | Shoulder Coinc. Peak | Summer Peak | Summer Off-peak | Winter Peak | Winter Off-peak | Shoulder Peak | Shoulder Off-peak | Summer Coinc. Peak | Winter Coinc. Peak | Shoulder Coinc. Peak | Summer Peak | Summer Off-peak | Winter Peak | Winter Off-peak | Shoulder Peak | Shoulder Off-peak | Summer Coinc. Peak | Winter Coinc. Peak | Shoulder Coinc. Peak | Summer Peak | Summer Off-peak | Winter Peak | Winter Off-peak | Shoulder Peak | Shoulder Off-peak | Summer Coinc. Peak | Winter Coinc. Peak | Shoulder Coinc. Peak | Summer Peak | Summer Off-peak | Winter Peak | Winter Off-peak | Shoulder Peak | Shoulder Off-peak | Summer Coinc. Peak | Winter Coinc. Peak | Shoulder Coinc. Peak | Summer Peak | Summer Off-peak | Winter Peak | Winter Off-peak | Shoulder Peak | Shoulder Off-peak | Summer Coinc. Peak | Winter Coinc. Peak | Shoulder Coinc. Peak | Summer Peak | Summer Off-peak | Winter Peak | Winter Off-peak | Shoulder Peak | Shoulder Off-peak | Summer Coinc. Peak | Winter Coinc. Peak | Shoulder Coinc. Peak | Summer Peak | Summer Off-peak | Winter Peak | Winter Off-peak | Shoulder Peak | Shoulder Off-peak | Summer Coinc. Peak | Winter Coinc. Peak | Shoulder Coinc. Peak | Summer Peak | Summer Off-peak | Winter Peak | Winter Off-peak | Shoulder Peak | Shoulder Off-peak | Summer Coinc. Peak | Winter Coinc. Peak | Shoulder Coinc. Peak | Summer Peak | Summer Off-peak | Winter Peak | Winter Off-peak | Shoulder Peak | Shoulder Off-peak | Summer Coinc. Peak | Winter Coinc. Peak | Shoulder Coinc. Peak | Summer Peak | Summer Off-peak | Winter Peak | Winter Off-peak | Shoulder Peak | Shoulder Off-peak | Summer Coinc. Peak | Winter Coinc. Peak | Shoulder Coinc. Peak | Summer Peak | Summer Off-peak | Winter Peak | Winter Off-peak | Shoulder Peak | Shoulder Off-peak | Summer Coinc. Peak | Winter Coinc. Peak | Shoulder Coinc. Peak | Summer Peak | Summer Off-peak | Winter Peak | Winter Off-peak | Shoulder Peak | Shoulder Off-peak | Summer Coinc. Peak | Winter Coinc. Peak | Shoulder Coinc. Peak | Summer Peak | Summer Off-peak | Winter Peak | Winter Off-peak | Shoulder Peak | Shoulder Off-peak | Summer Coinc. Peak | Winter Coinc. Peak | Shoulder Coinc. Peak | Summer Peak | Summer Off-peak | Winter Peak | Winter Off-peak | Shoulder Peak | Shoulder Off-peak | Summer Coinc. Peak | Winter Coinc. Peak | Shoulder Coinc. Peak | Summer Peak | Summer Off-peak | Winter Peak | Winter Off-peak | Shoulder Peak | Shoulder Off-peak | Summer Coinc. Peak | Winter Coinc. Peak | Shoulder Coinc. Peak | Summer Peak | Summer Off-peak | Winter Peak | Winter Off-peak | Shoulder Peak | Shoulder Off-peak | Summer Coinc. Peak | Winter Coinc. Peak | Shoulder Coinc. Peak | Summer Peak | Summer Off-peak | Winter Peak | Winter Off-peak | Shoulder Peak | Shoulder Off-peak | Summer Coinc. Peak | Winter Coinc. Peak | Shoulder Coinc. Peak
ElecCook
Cool
InLight
Office
Refrig
Vent
OutLight
Cooling
Refrig
Lighting

## Sheet1 (hidden)
[5 empty] | 2 | [5 empty] | 8 | 9 |  |  | 1 | 2 |  |  |  |  | 6 |  | 8 |  |  |  | 1 | 2
| Year | Month | Day | Hr1 | Hr2 | Hr3 | Hr4 | Hr5 | Hr6 | Hr7 | Hr8 | Hr9 | Hr10 | Hr11 | Hr12 | Hr13 | Hr14 | Hr15 | Hr16 | Hr17 | Hr18 | Hr19 | Hr20 | Hr21 | Hr22 | Hr23 | Hr24 |  | Summer Peak | Summer off Peak | Summer Shoulder | Winter Peak | Winter off Peak | Winter Shoulder | Total | Summer Coincident Peak | Winter Coincident Peak | Max W | Average W
Monday | 2001 | 1 | 1 | 0 | 0 | 0 | 0 | 0 | 0 | 0 | 0 | 0 | 0 | 0 | 0 | 0 | 0 | 0 | 0 | 0 | 0 | 0 | 0 | 0 | 0 | 0 | 0 |  |  |  |  | 0 | 0 | 0 | 0 |  | 0
Tuesday | 2001 | 1 | 2 | 0 | 0 | 0 | 0 | 0 | 0 | 0 | 0 | 0 | 0 | 0 | 0 | 0 | 0 | 0 | 0 | 0 | 0 | 0 | 0 | 0 | 0 | 0 | 0 |  |  |  |  | 0 | 0 | 0 | 0 |  | 0
Wednesday | 2001 | 1 | 3 | 0 | 0 | 0 | 0 | 0 | 0 | 0 | 0 | 0 | 0 | 0 | 0 | 0 | 0 | 0 | 0 | 0 | 0 | 0 | 0 | 0 | 0 | 0 | 0 |  |  |  |  | 0 | 0 | 0 | 0 |  | 0
Thursday | 2001 | 1 | 4 | 0 | 0 | 0 | 0 | 0 | 0 | 0 | 0 | 0 | 0 | 0 | 0 | 0 | 0 | 0 | 0 | 0 | 0 | 0 | 0 | 0 | 0 | 0 | 0 |  |  |  |  | 0 | 0 | 0 | 0 |  | 0
Friday | 2001 | 1 | 5 | 0 | 0 | 0 | 0 | 0 | 0 | 0 | 0 | 0 | 0 | 0 | 0 | 0 | 0 | 0 | 0 | 0 | 0 | 0 | 0 | 0 | 0 | 0 | 0 |  |  |  |  | 0 | 0 | 0 | 0 |  | 0
Saturday | 2001 | 1 | 6 | 0 | 0 | 0 | 0 | 0 | 0 | 0 | 0 | 0 | 0 | 0 | 0 | 0 | 0 | 0 | 0 | 0 | 0 | 0 | 0 | 0 | 0 | 0 | 0 |  |  |  |  | 0 | 0 | 0 | 0 |  | N/A
Sunday | 2001 | 1 | 7 | 0 | 0 | 0 | 0 | 0 | 0 | 0 | 0 | 0 | 0 | 0 | 0 | 0 | 0 | 0 | 0 | 0 | 0 | 0 | 0 | 0 | 0 | 0 | 0 |  |  |  |  | 0 | 0 | 0 | 0 |  | N/A
Monday | 2001 | 1 | 8 | 0 | 0 | 0 | 0 | 0 | 0 | 0 | 0 | 0 | 0 | 0 | 0 | 0 | 0 | 0 | 0 | 0 | 0 | 0 | 0 | 0 | 0 | 0 | 0 |  |  |  |  | 0 | 0 | 0 | 0 |  | 0
Tuesday | 2001 | 1 | 9 | 0 | 0 | 0 | 0 | 0 | 0 | 0 | 0 | 0 | 0 | 0 | 0 | 0 | 0 | 0 | 0 | 0 | 0 | 0 | 0 | 0 | 0 | 0 | 0 |  |  |  |  | 0 | 0 | 0 | 0 |  | 0
Wednesday | 2001 | 1 | 10 | 0 | 0 | 0 | 0 | 0 | 0 | 0 | 0 | 0 | 0 | 0 | 0 | 0 | 0 | 0 | 0 | 0 | 0 | 0 | 0 | 0 | 0 | 0 | 0 |  |  |  |  | 0 | 0 | 0 | 0 |  | 0
Thursday | 2001 | 1 | 11 | 0 | 0 | 0 | 0 | 0 | 0 | 0 | 0 | 0 | 0 | 0 | 0 | 0 | 0 | 0 | 0 | 0 | 0 | 0 | 0 | 0 | 0 | 0 | 0 |  |  |  |  | 0 | 0 | 0 | 0 |  | 0
Friday | 2001 | 1 | 12 | 0 | 0 | 0 | 0 | 0 | 0 | 0 | 0 | 0 | 0 | 0 | 0 | 0 | 0 | 0 | 0 | 0 | 0 | 0 | 0 | 0 | 0 | 0 | 0 |  |  |  |  | 0 | 0 | 0 | 0 |  | 0
Saturday | 2001 | 1 | 13 | 0 | 0 | 0 | 0 | 0 | 0 | 0 | 0 | 0 | 0 | 0 | 0 | 0 | 0 | 0 | 0 | 0 | 0 | 0 | 0 | 0 | 0 | 0 | 0 |  |  |  |  | 0 | 0 | 0 | 0 |  | N/A
Sunday | 2001 | 1 | 14 | 0 | 0 | 0 | 0 | 0 | 0 | 0 | 0 | 0 | 0 | 0 | 0 | 0 | 0 | 0 | 0 | 0 | 0 | 0 | 0 | 0 | 0 | 0 | 0 |  |  |  |  | 0 | 0 | 0 | 0 |  | N/A
Monday | 2001 | 1 | 15 | 0 | 0 | 0 | 0 | 0 | 0 | 0 | 0 | 0 | 0 | 0 | 0 | 0 | 0 | 0 | 0 | 0 | 0 | 0 | 0 | 0 | 0 | 0 | 0 |  |  |  |  | 0 | 0 | 0 | 0 |  | 0
Tuesday | 2001 | 1 | 16 | 0 | 0 | 0 | 0 | 0 | 0 | 0 | 0 | 0 | 0 | 0 | 0 | 0 | 0 | 0 | 0 | 0 | 0 | 0 | 0 | 0 | 0 | 0 | 0 |  |  |  |  | 0 | 0 | 0 | 0 |  | 0
Wednesday | 2001 | 1 | 17 | 0 | 0 | 0 | 0 | 0 | 0 | 0 | 0 | 0 | 0 | 0 | 0 | 0 | 0 | 0 | 0 | 0 | 0 | 0 | 0 | 0 | 0 | 0 | 0 |  |  |  |  | 0 | 0 | 0 | 0 |  | 0
Thursday | 2001 | 1 | 18 | 0 | 0 | 0 | 0 | 0 | 0 | 0 | 0 | 0 | 0 | 0 | 0 | 0 | 0 | 0 | 0 | 0 | 0 | 0 | 0 | 0 | 0 | 0 | 0 |  |  |  |  | 0 | 0 | 0 | 0 |  | 0
Friday | 2001 | 1 | 19 | 0 | 0 | 0 | 0 | 0 | 0 | 0 | 0 | 0 | 0 | 0 | 0 | 0 | 0 | 0 | 0 | 0 | 0 | 0 | 0 | 0 | 0 | 0 | 0 |  |  |  |  | 0 | 0 | 0 | 0 |  | 0
Saturday | 2001 | 1 | 20 | 0 | 0 | 0 | 0 | 0 | 0 | 0 | 0 | 0 | 0 | 0 | 0 | 0 | 0 | 0 | 0 | 0 | 0 | 0 | 0 | 0 | 0 | 0 | 0 |  |  |  |  | 0 | 0 | 0 | 0 |  | N/A
Sunday | 2001 | 1 | 21 | 0 | 0 | 0 | 0 | 0 | 0 | 0 | 0 | 0 | 0 | 0 | 0 | 0 | 0 | 0 | 0 | 0 | 0 | 0 | 0 | 0 | 0 | 0 | 0 |  |  |  |  | 0 | 0 | 0 | 0 |  | N/A
Monday | 2001 | 1 | 22 | 0 | 0 | 0 | 0 | 0 | 0 | 0 | 0 | 0 | 0 | 0 | 0 | 0 | 0 | 0 | 0 | 0 | 0 | 0 | 0 | 0 | 0 | 0 | 0 |  |  |  |  | 0 | 0 | 0 | 0 |  | 0
Tuesday | 2001 | 1 | 23 | 0 | 0 | 0 | 0 | 0 | 0 | 0 | 0 | 0 | 0 | 0 | 0 | 0 | 0 | 0 | 0 | 0 | 0 | 0 | 0 | 0 | 0 | 0 | 0 |  |  |  |  | 0 | 0 | 0 | 0 |  | 0
Wednesday | 2001 | 1 | 24 | 0 | 0 | 0 | 0 | 0 | 0 | 0 | 0 | 0 | 0 | 0 | 0 | 0 | 0 | 0 | 0 | 0 | 0 | 0 | 0 | 0 | 0 | 0 | 0 |  |  |  |  | 0 | 0 | 0 | 0 |  | 0
Thursday | 2001 | 1 | 25 | 0 | 0 | 0 | 0 | 0 | 0 | 0 | 0 | 0 | 0 | 0 | 0 | 0 | 0 | 0 | 0 | 0 | 0 | 0 | 0 | 0 | 0 | 0 | 0 |  |  |  |  | 0 | 0 | 0 | 0 |  | 0
Friday | 2001 | 1 | 26 | 0 | 0 | 0 | 0 | 0 | 0 | 0 | 0 | 0 | 0 | 0 | 0 | 0 | 0 | 0 | 0 | 0 | 0 | 0 | 0 | 0 | 0 | 0 | 0 |  |  |  |  | 0 | 0 | 0 | 0 |  | 0
Saturday | 2001 | 1 | 27 | 0 | 0 | 0 | 0 | 0 | 0 | 0 | 0 | 0 | 0 | 0 | 0 | 0 | 0 | 0 | 0 | 0 | 0 | 0 | 0 | 0 | 0 | 0 | 0 |  |  |  |  | 0 | 0 | 0 | 0 |  | N/A
Sunday | 2001 | 1 | 28 | 0 | 0 | 0 | 0 | 0 | 0 | 0 | 0 | 0 | 0 | 0 | 0 | 0 | 0 | 0 | 0 | 0 | 0 | 0 | 0 | 0 | 0 | 0 | 0 |  |  |  |  | 0 | 0 | 0 | 0 |  | N/A
Monday | 2001 | 1 | 29 | 0 | 0 | 0 | 0 | 0 | 0 | 0 | 0 | 0 | 0 | 0 | 0 | 0 | 0 | 0 | 0 | 0 | 0 | 0 | 0 | 0 | 0 | 0 | 0 |  |  |  |  | 0 | 0 | 0 | 0 |  | 0
Tuesday | 2001 | 1 | 30 | 0 | 0 | 0 | 0 | 0 | 0 | 0 | 0 | 0 | 0 | 0 | 0 | 0 | 0 | 0 | 0 | 0 | 0 | 0 | 0 | 0 | 0 | 0 | 0 |  |  |  |  | 0 | 0 | 0 | 0 |  | 0
Wednesday | 2001 | 1 | 31 | 0 | 0 | 0 | 0 | 0 | 0 | 0 | 0 | 0 | 0 | 0 | 0 | 0 | 0 | 0 | 0 | 0 | 0 | 0 | 0 | 0 | 0 | 0 | 0 |  |  |  |  | 0 | 0 | 0 | 0 |  | 0
Thursday | 2001 | 2 | 1 | 0 | 0 | 0 | 0 | 0 | 0 | 0 | 0 | 0 | 0 | 0 | 0 | 0 | 0 | 0 | 0 | 0 | 0 | 0 | 0 | 0 | 0 | 0 | 0 |  |  |  |  | 0 | 0 | 0 | 0 |  | 0
Friday | 2001 | 2 | 2 | 0 | 0 | 0 | 0 | 0 | 0 | 0 | 0 | 0 | 0 | 0 | 0 | 0 | 0 | 0 | 0 | 0 | 0 | 0 | 0 | 0 | 0 | 0 | 0 |  |  |  |  | 0 | 0 | 0 | 0 |  | 0
Saturday | 2001 | 2 | 3 | 0 | 0 | 0 | 0 | 0 | 0 | 0 | 0 | 0 | 0 | 0 | 0 | 0 | 0 | 0 | 0 | 0 | 0 | 0 | 0 | 0 | 0 | 0 | 0 |  |  |  |  | 0 | 0 | 0 | 0 |  | N/A
Sunday | 2001 | 2 | 4 | 0 | 0 | 0 | 0 | 0 | 0 | 0 | 0 | 0 | 0 | 0 | 0 | 0 | 0 | 0 | 0 | 0 | 0 | 0 | 0 | 0 | 0 | 0 | 0 |  |  |  |  | 0 | 0 | 0 | 0 |  | N/A
Monday | 2001 | 2 | 5 | 0 | 0 | 0 | 0 | 0 | 0 | 0 | 0 | 0 | 0 | 0 | 0 | 0 | 0 | 0 | 0 | 0 | 0 | 0 | 0 | 0 | 0 | 0 | 0 |  |  |  |  | 0 | 0 | 0 | 0 |  | 0
Tuesday | 2001 | 2 | 6 | 0 | 0 | 0 | 0 | 0 | 0 | 0 | 0 | 0 | 0 | 0 | 0 | 0 | 0 | 0 | 0 | 0 | 0 | 0 | 0 | 0 | 0 | 0 | 0 |  |  |  |  | 0 | 0 | 0 | 0 |  | 0
Wednesday | 2001 | 2 | 7 | 0 | 0 | 0 | 0 | 0 | 0 | 0 | 0 | 0 | 0 | 0 | 0 | 0 | 0 | 0 | 0 | 0 | 0 | 0 | 0 | 0 | 0 | 0 | 0 |  |  |  |  | 0 | 0 | 0 | 0 |  | 0
Thursday | 2001 | 2 | 8 | 0 | 0 | 0 | 0 | 0 | 0 | 0 | 0 | 0 | 0 | 0 | 0 | 0 | 0 | 0 | 0 | 0 | 0 | 0 | 0 | 0 | 0 | 0 | 0 |  |  |  |  | 0 | 0 | 0 | 0 |  | 0
Friday | 2001 | 2 | 9 | 0 | 0 | 0 | 0 | 0 | 0 | 0 | 0 | 0 | 0 | 0 | 0 | 0 | 0 | 0 | 0 | 0 | 0 | 0 | 0 | 0 | 0 | 0 | 0 |  |  |  |  | 0 | 0 | 0 | 0 |  | 0
Saturday | 2001 | 2 | 10 | 0 | 0 | 0 | 0 | 0 | 0 | 0 | 0 | 0 | 0 | 0 | 0 | 0 | 0 | 0 | 0 | 0 | 0 | 0 | 0 | 0 | 0 | 0 | 0 |  |  |  |  | 0 | 0 | 0 | 0 |  | N/A
Sunday | 2001 | 2 | 11 | 0 | 0 | 0 | 0 | 0 | 0 | 0 | 0 | 0 | 0 | 0 | 0 | 0 | 0 | 0 | 0 | 0 | 0 | 0 | 0 | 0 | 0 | 0 | 0 |  |  |  |  | 0 | 0 | 0 | 0 |  | N/A
Monday | 2001 | 2 | 12 | 0 | 0 | 0 | 0 | 0 | 0 | 0 | 0 | 0 | 0 | 0 | 0 | 0 | 0 | 0 | 0 | 0 | 0 | 0 | 0 | 0 | 0 | 0 | 0 |  |  |  |  | 0 | 0 | 0 | 0 |  | 0
Tuesday | 2001 | 2 | 13 | 0 | 0 | 0 | 0 | 0 | 0 | 0 | 0 | 0 | 0 | 0 | 0 | 0 | 0 | 0 | 0 | 0 | 0 | 0 | 0 | 0 | 0 | 0 | 0 |  |  |  |  | 0 | 0 | 0 | 0 |  | 0
Wednesday | 2001 | 2 | 14 | 0 | 0 | 0 | 0 | 0 | 0 | 0 | 0 | 0 | 0 | 0 | 0 | 0 | 0 | 0 | 0 | 0 | 0 | 0 | 0 | 0 | 0 | 0 | 0 |  |  |  |  | 0 | 0 | 0 | 0 |  | 0
Thursday | 2001 | 2 | 15 | 0 | 0 | 0 | 0 | 0 | 0 | 0 | 0 | 0 | 0 | 0 | 0 | 0 | 0 | 0 | 0 | 0 | 0 | 0 | 0 | 0 | 0 | 0 | 0 |  |  |  |  | 0 | 0 | 0 | 0 |  | 0
Friday | 2001 | 2 | 16 | 0 | 0 | 0 | 0 | 0 | 0 | 0 | 0 | 0 | 0 | 0 | 0 | 0 | 0 | 0 | 0 | 0 | 0 | 0 | 0 | 0 | 0 | 0 | 0 |  |  |  |  | 0 | 0 | 0 | 0 |  | 0
Saturday | 2001 | 2 | 17 | 0 | 0 | 0 | 0 | 0 | 0 | 0 | 0 | 0 | 0 | 0 | 0 | 0 | 0 | 0 | 0 | 0 | 0 | 0 | 0 | 0 | 0 | 0 | 0 |  |  |  |  | 0 | 0 | 0 | 0 |  | N/A
Sunday | 2001 | 2 | 18 | 0 | 0 | 0 | 0 | 0 | 0 | 0 | 0 | 0 | 0 | 0 | 0 | 0 | 0 | 0 | 0 | 0 | 0 | 0 | 0 | 0 | 0 | 0 | 0 |  |  |  |  | 0 | 0 | 0 | 0 |  | N/A
Monday | 2001 | 2 | 19 | 0 | 0 | 0 | 0 | 0 | 0 | 0 | 0 | 0 | 0 | 0 | 0 | 0 | 0 | 0 | 0 | 0 | 0 | 0 | 0 | 0 | 0 | 0 | 0 |  |  |  |  | 0 | 0 | 0 | 0 |  | 0
Tuesday | 2001 | 2 | 20 | 0 | 0 | 0 | 0 | 0 | 0 | 0 | 0 | 0 | 0 | 0 | 0 | 0 | 0 | 0 | 0 | 0 | 0 | 0 | 0 | 0 | 0 | 0 | 0 |  |  |  |  | 0 | 0 | 0 | 0 |  | 0
Wednesday | 2001 | 2 | 21 | 0 | 0 | 0 | 0 | 0 | 0 | 0 | 0 | 0 | 0 | 0 | 0 | 0 | 0 | 0 | 0 | 0 | 0 | 0 | 0 | 0 | 0 | 0 | 0 |  |  |  |  | 0 | 0 | 0 | 0 |  | 0
Thursday | 2001 | 2 | 22 | 0 | 0 | 0 | 0 | 0 | 0 | 0 | 0 | 0 | 0 | 0 | 0 | 0 | 0 | 0 | 0 | 0 | 0 | 0 | 0 | 0 | 0 | 0 | 0 |  |  |  |  | 0 | 0 | 0 | 0 |  | 0
Friday | 2001 | 2 | 23 | 0 | 0 | 0 | 0 | 0 | 0 | 0 | 0 | 0 | 0 | 0 | 0 | 0 | 0 | 0 | 0 | 0 | 0 | 0 | 0 | 0 | 0 | 0 | 0 |  |  |  |  | 0 | 0 | 0 | 0 |  | 0
Saturday | 2001 | 2 | 24 | 0 | 0 | 0 | 0 | 0 | 0 | 0 | 0 | 0 | 0 | 0 | 0 | 0 | 0 | 0 | 0 | 0 | 0 | 0 | 0 | 0 | 0 | 0 | 0 |  |  |  |  | 0 | 0 | 0 | 0 |  | N/A
Sunday | 2001 | 2 | 25 | 0 | 0 | 0 | 0 | 0 | 0 | 0 | 0 | 0 | 0 | 0 | 0 | 0 | 0 | 0 | 0 | 0 | 0 | 0 | 0 | 0 | 0 | 0 | 0 |  |  |  |  | 0 | 0 | 0 | 0 |  | N/A
Monday | 2001 | 2 | 26 | 0 | 0 | 0 | 0 | 0 | 0 | 0 | 0 | 0 | 0 | 0 | 0 | 0 | 0 | 0 | 0 | 0 | 0 | 0 | 0 | 0 | 0 | 0 | 0 |  |  |  |  | 0 | 0 | 0 | 0 |  | 0
Tuesday | 2001 | 2 | 27 | 0 | 0 | 0 | 0 | 0 | 0 | 0 | 0 | 0 | 0 | 0 | 0 | 0 | 0 | 0 | 0 | 0 | 0 | 0 | 0 | 0 | 0 | 0 | 0 |  |  |  |  | 0 | 0 | 0 | 0 |  | 0
Wednesday | 2001 | 2 | 28 | 0 | 0 | 0 | 0 | 0 | 0 | 0 | 0 | 0 | 0 | 0 | 0 | 0 | 0 | 0 | 0 | 0 | 0 | 0 | 0 | 0 | 0 | 0 | 0 |  |  |  |  | 0 | 0 | 0 | 0 |  | 0
Thursday | 2001 | 3 | 1 | 0 | 0 | 0 | 0 | 0 | 0 | 0 | 0 | 0 | 0 | 0 | 0 | 0 | 0 | 0 | 0 | 0 | 0 | 0 | 0 | 0 | 0 | 0 | 0 | [5 empty] | 0 |  | 0
Friday | 2001 | 3 | 2 | 0 | 0 | 0 | 0 | 0 | 0 | 0 | 0 | 0 | 0 | 0 | 0 | 0 | 0 | 0 | 0 | 0 | 0 | 0 | 0 | 0 | 0 | 0 | 0 | [5 empty] | 0 |  | 0
Saturday | 2001 | 3 | 3 | 0 | 0 | 0 | 0 | 0 | 0 | 0 | 0 | 0 | 0 | 0 | 0 | 0 | 0 | 0 | 0 | 0 | 0 | 0 | 0 | 0 | 0 | 0 | 0 | [5 empty] | 0 |  | 0
Sunday | 2001 | 3 | 4 | 0 | 0 | 0 | 0 | 0 | 0 | 0 | 0 | 0 | 0 | 0 | 0 | 0 | 0 | 0 | 0 | 0 | 0 | 0 | 0 | 0 | 0 | 0 | 0 | [5 empty] | 0 |  | 0
Monday | 2001 | 3 | 5 | 0 | 0 | 0 | 0 | 0 | 0 | 0 | 0 | 0 | 0 | 0 | 0 | 0 | 0 | 0 | 0 | 0 | 0 | 0 | 0 | 0 | 0 | 0 | 0 | [5 empty] | 0 |  | 0
Tuesday | 2001 | 3 | 6 | 0 | 0 | 0 | 0 | 0 | 0 | 0 | 0 | 0 | 0 | 0 | 0 | 0 | 0 | 0 | 0 | 0 | 0 | 0 | 0 | 0 | 0 | 0 | 0 | [5 empty] | 0 |  | 0
Wednesday | 2001 | 3 | 7 | 0 | 0 | 0 | 0 | 0 | 0 | 0 | 0 | 0 | 0 | 0 | 0 | 0 | 0 | 0 | 0 | 0 | 0 | 0 | 0 | 0 | 0 | 0 | 0 | [5 empty] | 0 |  | 0
Thursday | 2001 | 3 | 8 | 0 | 0 | 0 | 0 | 0 | 0 | 0 | 0 | 0 | 0 | 0 | 0 | 0 | 0 | 0 | 0 | 0 | 0 | 0 | 0 | 0 | 0 | 0 | 0 | [5 empty] | 0 |  | 0
Friday | 2001 | 3 | 9 | 0 | 0 | 0 | 0 | 0 | 0 | 0 | 0 | 0 | 0 | 0 | 0 | 0 | 0 | 0 | 0 | 0 | 0 | 0 | 0 | 0 | 0 | 0 | 0 | [5 empty] | 0 |  | 0
Saturday | 2001 | 3 | 10 | 0 | 0 | 0 | 0 | 0 | 0 | 0 | 0 | 0 | 0 | 0 | 0 | 0 | 0 | 0 | 0 | 0 | 0 | 0 | 0 | 0 | 0 | 0 | 0 | [5 empty] | 0 |  | 0
Sunday | 2001 | 3 | 11 | 0 | 0 | 0 | 0 | 0 | 0 | 0 | 0 | 0 | 0 | 0 | 0 | 0 | 0 | 0 | 0 | 0 | 0 | 0 | 0 | 0 | 0 | 0 | 0 | [5 empty] | 0 |  | 0
Monday | 2001 | 3 | 12 | 0 | 0 | 0 | 0 | 0 | 0 | 0 | 0 | 0 | 0 | 0 | 0 | 0 | 0 | 0 | 0 | 0 | 0 | 0 | 0 | 0 | 0 | 0 | 0 | [5 empty] | 0 |  | 0
Tuesday | 2001 | 3 | 13 | 0 | 0 | 0 | 0 | 0 | 0 | 0 | 0 | 0 | 0 | 0 | 0 | 0 | 0 | 0 | 0 | 0 | 0 | 0 | 0 | 0 | 0 | 0 | 0 | [5 empty] | 0 |  | 0
Wednesday | 2001 | 3 | 14 | 0 | 0 | 0 | 0 | 0 | 0 | 0 | 0 | 0 | 0 | 0 | 0 | 0 | 0 | 0 | 0 | 0 | 0 | 0 | 0 | 0 | 0 | 0 | 0 | [5 empty] | 0 |  | 0
Thursday | 2001 | 3 | 15 | 0 | 0 | 0 | 0 | 0 | 0 | 0 | 0 | 0 | 0 | 0 | 0 | 0 | 0 | 0 | 0 | 0 | 0 | 0 | 0 | 0 | 0 | 0 | 0 | [5 empty] | 0 |  | 0
Friday | 2001 | 3 | 16 | 0 | 0 | 0 | 0 | 0 | 0 | 0 | 0 | 0 | 0 | 0 | 0 | 0 | 0 | 0 | 0 | 0 | 0 | 0 | 0 | 0 | 0 | 0 | 0 | [5 empty] | 0 |  | 0
Saturday | 2001 | 3 | 17 | 0 | 0 | 0 | 0 | 0 | 0 | 0 | 0 | 0 | 0 | 0 | 0 | 0 | 0 | 0 | 0 | 0 | 0 | 0 | 0 | 0 | 0 | 0 | 0 | [5 empty] | 0 |  | 0
Sunday | 2001 | 3 | 18 | 0 | 0 | 0 | 0 | 0 | 0 | 0 | 0 | 0 | 0 | 0 | 0 | 0 | 0 | 0 | 0 | 0 | 0 | 0 | 0 | 0 | 0 | 0 | 0 | [5 empty] | 0 |  | 0
Monday | 2001 | 3 | 19 | 0 | 0 | 0 | 0 | 0 | 0 | 0 | 0 | 0 | 0 | 0 | 0 | 0 | 0 | 0 | 0 | 0 | 0 | 0 | 0 | 0 | 0 | 0 | 0 | [5 empty] | 0 |  | 0
Tuesday | 2001 | 3 | 20 | 0 | 0 | 0 | 0 | 0 | 0 | 0 | 0 | 0 | 0 | 0 | 0 | 0 | 0 | 0 | 0 | 0 | 0 | 0 | 0 | 0 | 0 | 0 | 0 | [5 empty] | 0 |  | 0
Wednesday | 2001 | 3 | 21 | 0 | 0 | 0 | 0 | 0 | 0 | 0 | 0 | 0 | 0 | 0 | 0 | 0 | 0 | 0 | 0 | 0 | 0 | 0 | 0 | 0 | 0 | 0 | 0 | [5 empty] | 0 |  | 0
Thursday | 2001 | 3 | 22 | 0 | 0 | 0 | 0 | 0 | 0 | 0 | 0 | 0 | 0 | 0 | 0 | 0 | 0 | 0 | 0 | 0 | 0 | 0 | 0 | 0 | 0 | 0 | 0 | [5 empty] | 0 |  | 0
Friday | 2001 | 3 | 23 | 0 | 0 | 0 | 0 | 0 | 0 | 0 | 0 | 0 | 0 | 0 | 0 | 0 | 0 | 0 | 0 | 0 | 0 | 0 | 0 | 0 | 0 | 0 | 0 | [5 empty] | 0 |  | 0
Saturday | 2001 | 3 | 24 | 0 | 0 | 0 | 0 | 0 | 0 | 0 | 0 | 0 | 0 | 0 | 0 | 0 | 0 | 0 | 0 | 0 | 0 | 0 | 0 | 0 | 0 | 0 | 0 | [5 empty] | 0 |  | 0
Sunday | 2001 | 3 | 25 | 0 | 0 | 0 | 0 | 0 | 0 | 0 | 0 | 0 | 0 | 0 | 0 | 0 | 0 | 0 | 0 | 0 | 0 | 0 | 0 | 0 | 0 | 0 | 0 | [5 empty] | 0 |  | 0
Monday | 2001 | 3 | 26 | 0 | 0 | 0 | 0 | 0 | 0 | 0 | 0 | 0 | 0 | 0 | 0 | 0 | 0 | 0 | 0 | 0 | 0 | 0 | 0 | 0 | 0 | 0 | 0 | [5 empty] | 0 |  | 0
Tuesday | 2001 | 3 | 27 | 0 | 0 | 0 | 0 | 0 | 0 | 0 | 0 | 0 | 0 | 0 | 0 | 0 | 0 | 0 | 0 | 0 | 0 | 0 | 0 | 0 | 0 | 0 | 0 | [5 empty] | 0 |  | 0
Wednesday | 2001 | 3 | 28 | 0 | 0 | 0 | 0 | 0 | 0 | 0 | 0 | 0 | 0 | 0 | 0 | 0 | 0 | 0 | 0 | 0 | 0 | 0 | 0 | 0 | 0 | 0 | 0 | [5 empty] | 0 |  | 0
Thursday | 2001 | 3 | 29 | 0 | 0 | 0 | 0 | 0 | 0 | 0 | 0 | 0 | 0 | 0 | 0 | 0 | 0 | 0 | 0 | 0 | 0 | 0 | 0 | 0 | 0 | 0 | 0 | [5 empty] | 0 |  | 0
Friday | 2001 | 3 | 30 | 0 | 0 | 0 | 0 | 0 | 0 | 0 | 0 | 0 | 0 | 0 | 0 | 0 | 0 | 0 | 0 | 0 | 0 | 0 | 0 | 0 | 0 | 0 | 0 | [5 empty] | 0 |  | 0
Saturday | 2001 | 3 | 31 | 0 | 0 | 0 | 0 | 0 | 0 | 0 | 0 | 0 | 0 | 0 | 0 | 0 | 0 | 0 | 0 | 0 | 0 | 0 | 0 | 0 | 0 | 0 | 0 | [5 empty] | 0 |  | 0
Sunday | 2001 | 4 | 1 | 0 | 0 | 0 | 0 | 0 | 0 | 0 | 0 | 0 | 0 | 0 | 0 | 0 | 0 | 0 | 0 | 0 | 0 | 0 | 0 | 0 | 0 | 0 | 0 | [5 empty] | 0 |  | 0
Monday | 2001 | 4 | 2 | 0 | 0 | 0 | 0 | 0 | 0 | 0 | 0 | 0 | 0 | 0 | 0 | 0 | 0 | 0 | 0 | 0 | 0 | 0 | 0 | 0 | 0 | 0 | 0 | [5 empty] | 0 |  | 0
Tuesday | 2001 | 4 | 3 | 0 | 0 | 0 | 0 | 0 | 0 | 0 | 0 | 0 | 0 | 0 | 0 | 0 | 0 | 0 | 0 | 0 | 0 | 0 | 0 | 0 | 0 | 0 | 0 | [5 empty] | 0 |  | 0
Wednesday | 2001 | 4 | 4 | 0 | 0 | 0 | 0 | 0 | 0 | 0 | 0 | 0 | 0 | 0 | 0 | 0 | 0 | 0 | 0 | 0 | 0 | 0 | 0 | 0 | 0 | 0 | 0 | [5 empty] | 0 |  | 0
Thursday | 2001 | 4 | 5 | 0 | 0 | 0 | 0 | 0 | 0 | 0 | 0 | 0 | 0 | 0 | 0 | 0 | 0 | 0 | 0 | 0 | 0 | 0 | 0 | 0 | 0 | 0 | 0 | [5 empty] | 0 |  | 0
Friday | 2001 | 4 | 6 | 0 | 0 | 0 | 0 | 0 | 0 | 0 | 0 | 0 | 0 | 0 | 0 | 0 | 0 | 0 | 0 | 0 | 0 | 0 | 0 | 0 | 0 | 0 | 0 | [5 empty] | 0 |  | 0
Saturday | 2001 | 4 | 7 | 0 | 0 | 0 | 0 | 0 | 0 | 0 | 0 | 0 | 0 | 0 | 0 | 0 | 0 | 0 | 0 | 0 | 0 | 0 | 0 | 0 | 0 | 0 | 0 | [5 empty] | 0 |  | 0
Sunday | 2001 | 4 | 8 | 0 | 0 | 0 | 0 | 0 | 0 | 0 | 0 | 0 | 0 | 0 | 0 | 0 | 0 | 0 | 0 | 0 | 0 | 0 | 0 | 0 | 0 | 0 | 0 | [5 empty] | 0 |  | 0
Monday | 2001 | 4 | 9 | 0 | 0 | 0 | 0 | 0 | 0 | 0 | 0 | 0 | 0 | 0 | 0 | 0 | 0 | 0 | 0 | 0 | 0 | 0 | 0 | 0 | 0 | 0 | 0 | [5 empty] | 0 |  | 0
Tuesday | 2001 | 4 | 10 | 0 | 0 | 0 | 0 | 0 | 0 | 0 | 0 | 0 | 0 | 0 | 0 | 0 | 0 | 0 | 0 | 0 | 0 | 0 | 0 | 0 | 0 | 0 | 0 | [5 empty] | 0 |  | 0
Wednesday | 2001 | 4 | 11 | 0 | 0 | 0 | 0 | 0 | 0 | 0 | 0 | 0 | 0 | 0 | 0 | 0 | 0 | 0 | 0 | 0 | 0 | 0 | 0 | 0 | 0 | 0 | 0 | [5 empty] | 0 |  | 0
Thursday | 2001 | 4 | 12 | 0 | 0 | 0 | 0 | 0 | 0 | 0 | 0 | 0 | 0 | 0 | 0 | 0 | 0 | 0 | 0 | 0 | 0 | 0 | 0 | 0 | 0 | 0 | 0 | [5 empty] | 0 |  | 0
Friday | 2001 | 4 | 13 | 0 | 0 | 0 | 0 | 0 | 0 | 0 | 0 | 0 | 0 | 0 | 0 | 0 | 0 | 0 | 0 | 0 | 0 | 0 | 0 | 0 | 0 | 0 | 0 | [5 empty] | 0 |  | 0
Saturday | 2001 | 4 | 14 | 0 | 0 | 0 | 0 | 0 | 0 | 0 | 0 | 0 | 0 | 0 | 0 | 0 | 0 | 0 | 0 | 0 | 0 | 0 | 0 | 0 | 0 | 0 | 0 | [5 empty] | 0 |  | 0
Sunday | 2001 | 4 | 15 | 0 | 0 | 0 | 0 | 0 | 0 | 0 | 0 | 0 | 0 | 0 | 0 | 0 | 0 | 0 | 0 | 0 | 0 | 0 | 0 | 0 | 0 | 0 | 0 | [5 empty] | 0 |  | 0
Monday | 2001 | 4 | 16 | 0 | 0 | 0 | 0 | 0 | 0 | 0 | 0 | 0 | 0 | 0 | 0 | 0 | 0 | 0 | 0 | 0 | 0 | 0 | 0 | 0 | 0 | 0 | 0 | [5 empty] | 0 |  | 0
Tuesday | 2001 | 4 | 17 | 0 | 0 | 0 | 0 | 0 | 0 | 0 | 0 | 0 | 0 | 0 | 0 | 0 | 0 | 0 | 0 | 0 | 0 | 0 | 0 | 0 | 0 | 0 | 0 | [5 empty] | 0 |  | 0
Wednesday | 2001 | 4 | 18 | 0 | 0 | 0 | 0 | 0 | 0 | 0 | 0 | 0 | 0 | 0 | 0 | 0 | 0 | 0 | 0 | 0 | 0 | 0 | 0 | 0 | 0 | 0 | 0 | [5 empty] | 0 |  | 0
Thursday | 2001 | 4 | 19 | 0 | 0 | 0 | 0 | 0 | 0 | 0 | 0 | 0 | 0 | 0 | 0 | 0 | 0 | 0 | 0 | 0 | 0 | 0 | 0 | 0 | 0 | 0 | 0 | [5 empty] | 0 |  | 0
Friday | 2001 | 4 | 20 | 0 | 0 | 0 | 0 | 0 | 0 | 0 | 0 | 0 | 0 | 0 | 0 | 0 | 0 | 0 | 0 | 0 | 0 | 0 | 0 | 0 | 0 | 0 | 0 | [5 empty] | 0 |  | 0
Saturday | 2001 | 4 | 21 | 0 | 0 | 0 | 0 | 0 | 0 | 0 | 0 | 0 | 0 | 0 | 0 | 0 | 0 | 0 | 0 | 0 | 0 | 0 | 0 | 0 | 0 | 0 | 0 | [5 empty] | 0 |  | 0
Sunday | 2001 | 4 | 22 | 0 | 0 | 0 | 0 | 0 | 0 | 0 | 0 | 0 | 0 | 0 | 0 | 0 | 0 | 0 | 0 | 0 | 0 | 0 | 0 | 0 | 0 | 0 | 0 | [5 empty] | 0 |  | 0
Monday | 2001 | 4 | 23 | 0 | 0 | 0 | 0 | 0 | 0 | 0 | 0 | 0 | 0 | 0 | 0 | 0 | 0 | 0 | 0 | 0 | 0 | 0 | 0 | 0 | 0 | 0 | 0 | [5 empty] | 0 |  | 0
Tuesday | 2001 | 4 | 24 | 0.14195 | 0.10682 | 0.075897 | 0.052003 | 0.041462 | 0.035137 | 0.021082 | 0.010541 | 0.00070275 | 0.0021082 | 0.0035137 | 0.005622 | 0.0070275 | 0.0077302 | 0.008433 | 0.0077302 | 0.0063247 | 0.0049192 | 0.0091357 | 0.021082 | 0.031624 | 0.037948 | 0.037246 | 0.026002 | [5 empty] | 0.45 |  | 0.45
Wednesday | 2001 | 4 | 25 | 0.1469 | 0.096978 | 0.042607 | 0.007631 | 0.00031796 | 0.00031796 | 0.00031796 | 0.00031796 | 0.00063592 | 0.00095388 | 0.0012718 | 0.0019078 | 0.0022257 | 0.0022257 | 0.0025437 | 0.0022257 | 0.0019078 | 0.0015898 | 0.0012718 | 0.00095388 | 0.00063592 | 0.00063592 | 0.00063592 | 0.00031796 | [5 empty] | 3.49 |  | 3.49
Thursday | 2001 | 4 | 26 | 0.16303 | 0.10763 | 0.047285 | 0.008469 | 0.00035287 | 0.00035287 | 0.00035287 | 0.00035287 | 0.00070575 | 0.0010586 | 0.0014115 | 0.0021172 | 0.0024701 | 0.0024701 | 0.002823 | 0.0024701 | 0.0021172 | 0.0017644 | 0.0014115 | 0.0010586 | 0.00070575 | 0.00070575 | 0.00070575 | 0.00035287 | [5 empty] | 3.64 |  | 3.64
Friday | 2001 | 4 | 27 | 0.64161 | 0.48307 | 0.34321 | 0.23556 | 0.18737 | 0.15877 | 0.095037 | 0.047744 | 0.0036028 | 0.010809 | 0.018239 | 0.029498 | 0.037378 | 0.043006 | 0.048858 | 0.050655 | 0.048848 | 0.046142 | 0.065284 | 0.11731 | 0.1619 | 0.18758 | 0.18263 | 0.13038 | [5 empty] | 9.86 |  | 9.86
Saturday | 2001 | 4 | 28 | 0 | 0 | 0 | 0 | 0 | 0 | 0 | 0 | 0 | 0 | 0 | 0 | 0 | 0 | 0 | 0 | 0 | 0 | 0 | 0 | 0 | 0 | 0 | 0 | [5 empty] | 0 |  | 0
Sunday | 2001 | 4 | 29 | 0 | 0 | 0 | 0 | 0 | 0 | 0 | 0 | 0 | 0 | 0 | 0 | 0 | 0 | 0 | 0 | 0 | 0 | 0 | 0 | 0 | 0 | 0 | 0 | [5 empty] | 0 |  | 0
Monday | 2001 | 4 | 30 | 0 | 0 | 0 | 0 | 0 | 0 | 0 | 0 | 0 | 0 | 0 | 0 | 0 | 0 | 0 | 0 | 0 | 0 | 0 | 0 | 0 | 0 | 0 | 0 | [5 empty] | 2.32 |  | 2.32
Tuesday | 2001 | 5 | 1 | 0 | 0 | 0 | 0 | 0 | 0 | 0 | 0 | 0 | 0 | 0 | 0 | 0 | 0 | 0 | 0 | 0 | 0 | 0 | 0 | 0 | 0 | 0 | 0 |  |  | 2.94 |  |  |  |  | 2.94
Wednesday | 2001 | 5 | 2 | 0 | 0 | 0 | 0 | 0 | 0 | 0 | 0 | 0 | 0 | 0 | 0 | 0 | 0 | 0 | 0 | 0 | 0 | 0 | 0 | 0 | 0 | 0 | 0 |  |  | 2.76 |  |  |  |  | 2.76
Thursday | 2001 | 5 | 3 | 0 | 0 | 0 | 0 | 0 | 0 | 0 | 0 | 0 | 0 | 0 | 0 | 0 | 0 | 0 | 0 | 0 | 0 | 0 | 0 | 0 | 0 | 0 | 0 |  |  | 4.21 |  |  |  |  | 4.21
Friday | 2001 | 5 | 4 | 0 | 0 | 0 | 0 | 0 | 0 | 0 | 0 | 0 | 0 | 0 | 0 | 0 | 0 | 0 | 0 | 0 | 0 | 0 | 0 | 0 | 0 | 0 | 0 |  |  | 6.87 |  |  |  |  | 6.87
Saturday | 2001 | 5 | 5 | 0 | 0 | 0 | 0 | 0 | 0 | 0 | 0 | 0 | 0 | 0 | 0 | 0 | 0 | 0 | 0 | 0 | 0 | 0 | 0 | 0 | 0 | 0 | 0 |  |  | 1.79 |  |  |  |  | 1.79
Sunday | 2001 | 5 | 6 | 0 | 0 | 0 | 0 | 0 | 0 | 0 | 0 | 0 | 0 | 0 | 0 | 0 | 0 | 0 | 0 | 0 | 0 | 0 | 0 | 0 | 0 | 0 | 0 |  |  | 0 |  |  |  |  | 0
Monday | 2001 | 5 | 7 | 0 | 0 | 0 | 0 | 0 | 0 | 0 | 0 | 0 | 0 | 0 | 0 | 0 | 0 | 0 | 0 | 0 | 0 | 0 | 0 | 0 | 0 | 0 | 0 |  |  | 7.16 |  |  |  |  | 7.16
Tuesday | 2001 | 5 | 8 | 0 | 0 | 0 | 0 | 0 | 0 | 0 | 0 | 0 | 0 | 0 | 0 | 0 | 0 | 0 | 0 | 0 | 0 | 0 | 0 | 0 | 0 | 0 | 0 |  |  | 6.3 |  |  |  |  | 6.3
Wednesday | 2001 | 5 | 9 | 0 | 0 | 0 | 0 | 0 | 0 | 0 | 0 | 0 | 0 | 0 | 0 | 0 | 0 | 0 | 0 | 0 | 0 | 0 | 0 | 0 | 0 | 0 | 0 |  |  | 9.1 |  |  |  |  | 9.1
Thursday | 2001 | 5 | 10 | 0 | 0 | 0 | 0 | 0 | 0 | 0 | 0 | 0 | 0 | 0 | 0 | 0 | 0 | 0 | 0 | 0 | 0 | 0 | 0 | 0 | 0 | 0 | 0 |  |  | 7.87 |  |  |  |  | 7.87
Friday | 2001 | 5 | 11 | 0 | 0 | 0 | 0 | 0 | 0 | 0 | 0 | 0 | 0 | 0 | 0 | 0 | 0 | 0 | 0 | 0 | 0 | 0 | 0 | 0 | 0 | 0 | 0 |  |  | 7.73 |  |  |  |  | 7.73
Saturday | 2001 | 5 | 12 | 0 | 0 | 0 | 0 | 0 | 0 | 0 | 0 | 0 | 0 | 0 | 0 | 0 | 0 | 0 | 0 | 0 | 0 | 0 | 0 | 0 | 0 | 0 | 0 |  |  | 0.96 |  |  |  |  | 0.96
Sunday | 2001 | 5 | 13 | 0 | 0 | 0 | 0 | 0 | 0 | 0 | 0 | 0 | 0 | 0 | 0 | 0 | 0 | 0 | 0 | 0 | 0 | 0 | 0 | 0 | 0 | 0 | 0 |  |  | 0 |  |  |  |  | 0
Monday | 2001 | 5 | 14 | 0 | 0 | 0 | 0 | 0 | 0 | 0 | 0 | 0 | 0 | 0 | 0 | 0 | 0 | 0 | 0 | 0 | 0 | 0 | 0 | 0 | 0 | 0 | 0 |  |  | 6.75 |  |  |  |  | 6.75
Tuesday | 2001 | 5 | 15 | 0 | 0 | 0 | 0 | 0 | 0 | 0 | 0 | 0 | 0 | 0 | 0 | 0 | 0 | 0 | 0 | 0 | 0 | 0 | 0 | 0 | 0 | 0 | 0 |  |  | 7.1 |  |  |  |  | 7.1
Wednesday | 2001 | 5 | 16 | 0 | 0 | 0 | 0 | 0 | 0 | 0 | 0 | 0 | 0 | 0 | 0 | 0 | 0 | 0 | 0 | 0 | 0 | 0 | 0 | 0 | 0 | 0 | 0 |  |  | 8.1 |  |  |  |  | 8.1
Thursday | 2001 | 5 | 17 | 0 | 0 | 0 | 0 | 0 | 0 | 0 | 0 | 0 | 0 | 0 | 0 | 0 | 0 | 0 | 0 | 0 | 0 | 0 | 0 | 0 | 0 | 0 | 0 |  |  | 5.39 |  |  |  |  | 5.39
Friday | 2001 | 5 | 18 | 0 | 0 | 0 | 0 | 0 | 0 | 0 | 0 | 0 | 0 | 0 | 0 | 0 | 0 | 0 | 0 | 0 | 0 | 0 | 0 | 0 | 0 | 0 | 0 |  |  | 5.05 |  |  |  |  | 5.05
Saturday | 2001 | 5 | 19 | 0 | 0 | 0 | 0 | 0 | 0 | 0 | 0 | 0 | 0 | 0 | 0 | 0 | 0 | 0 | 0 | 0 | 0 | 0 | 0 | 0 | 0 | 0 | 0 |  |  | 0.59 |  |  |  |  | 0.59
Sunday | 2001 | 5 | 20 | 0 | 0 | 0 | 0 | 0 | 0 | 0 | 0 | 0 | 0 | 0 | 0 | 0 | 0 | 0 | 0 | 0 | 0 | 0 | 0 | 0 | 0 | 0 | 0 |  |  | 0 |  |  |  |  | 0
Monday | 2001 | 5 | 21 | 0.24689 | 0.18578 | 0.132 | 0.090446 | 0.072112 | 0.061112 | 0.036667 | 0.018334 | 0.0012222 | 0.0036667 | 0.0061112 | 0.0097779 | 0.012222 | 0.013445 | 0.014667 | 0.013445 | 0.011 | 0.0085557 | 0.015889 | 0.036667 | 0.055001 | 0.066001 | 0.064779 | 0.045223 |  |  | 12.62 |  |  |  |  | 12.62
Tuesday | 2001 | 5 | 22 | 0.80318 | 0.60509 | 0.42989 | 0.29562 | 0.23451 | 0.19869 | 0.11861 | 0.059907 | 0.0051164 | 0.015349 | 0.026183 | 0.042735 | 0.054772 | 0.065301 | 0.076432 | 0.085749 | 0.08995 | 0.091745 | 0.11583 | 0.17815 | 0.22964 | 0.25764 | 0.24892 | 0.18149 |  |  | 16.59 |  |  |  |  | 16.59
Wednesday | 2001 | 5 | 23 | 1.4396 | 0.95191 | 0.42113 | 0.079137 | 0.0066282 | 0.0057449 | 0.0053032 | 0.0057449 | 0.0092815 | 0.013701 | 0.018121 | 0.026299 | 0.030719 | 0.032485 | 0.036464 | 0.036239 | 0.034911 | 0.033583 | 0.029384 | 0.024964 | 0.019881 | 0.018556 | 0.017011 | 0.012811 |  |  | 18.31 |  |  |  |  | 18.31
Thursday | 2001 | 5 | 24 | 0.88595 | 0.58488 | 0.25696 | 0.046023 | 0.0019176 | 0.0019176 | 0.0019176 | 0.0019176 | 0.0038353 | 0.0057529 | 0.0076705 | 0.011506 | 0.013423 | 0.013423 | 0.015341 | 0.013423 | 0.011506 | 0.0095882 | 0.0076705 | 0.0057529 | 0.0038353 | 0.0038353 | 0.0038353 | 0.0019176 |  |  | 16.28 |  |  |  |  | 16.28
Friday | 2001 | 5 | 25 | 0.85106 | 0.56184 | 0.24684 | 0.044211 | 0.0018421 | 0.0018421 | 0.0018421 | 0.0018421 | 0.0036842 | 0.0055263 | 0.0073685 | 0.011053 | 0.012895 | 0.012895 | 0.014737 | 0.012895 | 0.011053 | 0.0092106 | 0.0073685 | 0.0055263 | 0.0036842 | 0.0036842 | 0.0036842 | 0.0018421 |  |  | 17.61 |  |  |  |  | 17.61
Saturday | 2001 | 5 | 26 | 0 | 0 | 0 | 0 | 0 | 0 | 0 | 0 | 0 | 0 | 0 | 0 | 0 | 0 | 0 | 0 | 0 | 0 | 0 | 0 | 0 | 0 | 0 | 0 |  |  | 5.15 |  |  |  |  | 5.15
Sunday | 2001 | 5 | 27 | 0 | 0 | 0 | 0 | 0 | 0 | 0 | 0 | 0 | 0 | 0 | 0 | 0 | 0 | 0 | 0 | 0 | 0 | 0 | 0 | 0 | 0 | 0 | 0 |  |  | 0 |  |  |  |  | 0
Monday | 2001 | 5 | 28 | 0 | 0 | 0 | 0 | 0 | 0 | 0 | 0 | 0 | 0 | 0 | 0 | 0 | 0 | 0 | 0 | 0 | 0 | 0 | 0 | 0 | 0 | 0 | 0 |  |  | 0 |  |  |  |  | 0
Tuesday | 2001 | 5 | 29 | 0.14868 | 0.11187 | 0.07949 | 0.054465 | 0.043425 | 0.036801 | 0.022081 | 0.01104 | 0.00073602 | 0.0022081 | 0.0036801 | 0.0058881 | 0.0073602 | 0.0080962 | 0.0088322 | 0.0080962 | 0.0066242 | 0.0051521 | 0.0095682 | 0.022081 | 0.033121 | 0.039745 | 0.039009 | 0.027233 |  |  | 13.94 |  |  |  |  | 13.94
Wednesday | 2001 | 5 | 30 | 0 | 1.4761 | 0.66099 | 0.13426 | 0.019841 | 0.016063 | 0.014174 | 0.016063 | 0.02268 | 0.033076 | 0.043471 | 0.061429 | 0.071824 | 0.07938 | 0.087887 | 0.095437 | 0.098265 | 0.10109 | 0.091642 | 0.081247 | 0.068018 | 0.06235 | 0.055739 | 0.046288 |  |  | 15.91 |  |  |  |  | 15.91
Thursday | 2001 | 5 | 31 | 0 | 1.6474 | 0.74467 | 0.16001 | 0.030572 | 0.024233 | 0.021063 | 0.024233 | 0.032617 | 0.04734 | 0.062063 | 0.086755 | 0.10148 | 0.11416 | 0.12571 | 0.1411 | 0.14857 | 0.15603 | 0.14289 | 0.12817 | 0.10869 | 0.099181 | 0.088087 | 0.074948 |  |  | 19.03 |  |  |  |  | 19.03
Friday | 2001 | 6 | 1 | 0.0042042 | 0.0037265 | 0.0032487 | 0.0026754 | 0.0021977 | 0.0017199 | 0.0014333 | 0.0012422 | 0.0014333 | 0.001911 | 0.002771 | 0.0037265 | 0.0049686 | 0.006593 | 0.0078352 | 0.008504 | 0.0080263 | 0.0066885 | 0.0049686 | 0.0041087 | 0.0037265 | 0.0036309 | 0.0032487 | 0.0030576 |  | 5.92 | 1.3 | 6.51 |  |  |  | 13.73 | 0.99
Saturday | 2001 | 6 | 2 | 0 | 0 | 0 | 0 | 0 | 0 | 0 | 0 | 0 | 0 | 0 | 0 | 0 | 0 | 0 | 0 | 0 | 0 | 0 | 0 | 0 | 0 | 0 | 0 |  | 0 | 2.82 | 0 |  |  |  | 2.82 | N/A
Sunday | 2001 | 6 | 3 | 0.014678 | 0.01301 | 0.011342 | 0.0093408 | 0.0076728 | 0.0060048 | 0.005004 | 0.0043368 | 0.005004 | 0.006672 | 0.0096744 | 0.01301 | 0.017347 | 0.023018 | 0.027355 | 0.02969 | 0.028022 | 0.023352 | 0.017347 | 0.014345 | 0.01301 | 0.012677 | 0.011342 | 0.010675 |  | 0 | 0 | 0 |  |  |  | 0 | N/A
Monday | 2001 | 6 | 4 | 0.078136 | 0.069257 | 0.060378 | 0.049723 | 0.040844 | 0.031965 | 0.026637 | 0.023086 | 0.026637 | 0.035516 | 0.051499 | 0.069257 | 0.092342 | 0.12253 | 0.14562 | 0.15805 | 0.14917 | 0.12431 | 0.092342 | 0.07636 | 0.069257 | 0.067481 | 0.060378 | 0.056826 |  | 7.48 | 1.06 | 6.51 |  |  |  | 15.05 | 1.25
Tuesday | 2001 | 6 | 5 | 0.1066 | 0.094484 | 0.08237 | 0.067834 | 0.055721 | 0.043608 | 0.03634 | 0.031495 | 0.03634 | 0.048453 | 0.070257 | 0.094484 | 0.12598 | 0.16716 | 0.19866 | 0.21562 | 0.2035 | 0.16959 | 0.12598 | 0.10417 | 0.094484 | 0.092061 | 0.08237 | 0.077525 |  | 6.97 | 0.9 | 6.19 |  |  |  | 14.06 | 1.16
Wednesday | 2001 | 6 | 6 | 0.14343 | 0.12557 | 0.10434 | 0.083112 | 0.061882 | 0.040651 | 0.033654 | 0.033774 | 0.044631 | 0.069963 | 0.11315 | 0.15633 | 0.19928 | 0.26297 | 0.31243 | 0.34415 | 0.32666 | 0.26345 | 0.18926 | 0.14656 | 0.14234 | 0.14897 | 0.14511 | 0.13776 |  | 9.15 | 0.96 | 7.6 |  |  |  | 17.71 | 1.53
Thursday | 2001 | 6 | 7 | 0.1495 | 0.13089 | 0.10876 | 0.08663 | 0.0645 | 0.042371 | 0.035078 | 0.035204 | 0.04652 | 0.072924 | 0.11794 | 0.16295 | 0.20771 | 0.2741 | 0.32565 | 0.35872 | 0.34049 | 0.2746 | 0.19727 | 0.15276 | 0.14836 | 0.15528 | 0.15126 | 0.14359 |  | 8.39 | 1.12 | 6.83 |  |  |  | 16.34 | 1.4
Friday | 2001 | 6 | 8 | 0.074602 | 0.066125 | 0.057647 | 0.047474 | 0.038997 | 0.030519 | 0.025433 | 0.022042 | 0.025433 | 0.03391 | 0.04917 | 0.066125 | 0.088166 | 0.11699 | 0.13903 | 0.1509 | 0.14242 | 0.11869 | 0.088166 | 0.072907 | 0.066125 | 0.064429 | 0.057647 | 0.054256 |  | 6.79 | 0.72 | 5.21 |  |  |  | 12.72 | 1.13
Saturday | 2001 | 6 | 9 | 0.071648 | 0.063506 | 0.055365 | 0.045594 | 0.037453 | 0.029311 | 0.024426 | 0.021169 | 0.024426 | 0.032567 | 0.047223 | 0.063506 | 0.084675 | 0.11236 | 0.13353 | 0.14493 | 0.13678 | 0.11399 | 0.084675 | 0.07002 | 0.063506 | 0.061878 | 0.055365 | 0.052108 |  | 0 | 4.52 | 0 |  |  |  | 4.52 | N/A
Sunday | 2001 | 6 | 10 | 0.13168 | 0.11672 | 0.10175 | 0.083796 | 0.068832 | 0.053869 | 0.04489 | 0.038905 | 0.04489 | 0.059854 | 0.086788 | 0.11672 | 0.15562 | 0.2065 | 0.2454 | 0.26635 | 0.25139 | 0.20949 | 0.15562 | 0.12869 | 0.11672 | 0.11372 | 0.10175 | 0.095766 |  | 0 | 0 | 0 |  |  |  | 0 | N/A
Monday | 2001 | 6 | 11 | 0.062416 | 0.055323 | 0.04823 | 0.039719 | 0.032626 | 0.025534 | 0.021278 | 0.018441 | 0.021278 | 0.028371 | 0.041138 | 0.055323 | 0.073764 | 0.097879 | 0.11632 | 0.12625 | 0.11916 | 0.099297 | 0.073764 | 0.060997 | 0.055323 | 0.053904 | 0.04823 | 0.045393 |  | 8.19 | 1.3 | 7.81 |  |  |  | 17.3 | 1.37
Tuesday | 2001 | 6 | 12 | 0.16628 | 0.14778 | 0.12902 | 0.10691 | 0.088409 | 0.069904 | 0.05911 | 0.05217 | 0.060393 | 0.080182 | 0.11462 | 0.15291 | 0.20149 | 0.26394 | 0.31175 | 0.33745 | 0.3192 | 0.26831 | 0.202 | 0.16833 | 0.15266 | 0.14803 | 0.13261 | 0.1249 |  | 10 | 1.32 | 8.62 |  |  |  | 19.94 | 1.67
Wednesday | 2001 | 6 | 13 | 0.37692 | 0.33173 | 0.28242 | 0.23312 | 0.18381 | 0.13451 | 0.12012 | 0.1232 | 0.15401 | 0.2259 | 0.34297 | 0.46005 | 0.57097 | 0.71889 | 0.83189 | 0.90277 | 0.86681 | 0.7312 | 0.56171 | 0.45694 | 0.43129 | 0.43644 | 0.42001 | 0.39639 |  | 3.63 | 1.48 | 8.07 |  |  |  | 13.18 | 0.61
Thursday | 2001 | 6 | 14 | 0.37943 | 0.33394 | 0.2843 | 0.23467 | 0.18504 | 0.1354 | 0.12092 | 0.12402 | 0.15503 | 0.2274 | 0.34525 | 0.46311 | 0.57477 | 0.72367 | 0.83741 | 0.90877 | 0.87257 | 0.73606 | 0.56544 | 0.45998 | 0.43415 | 0.43934 | 0.4228 | 0.39903 |  | 0 | 1.28 | 10.19 |  |  |  | 11.47 | 0
Friday | 2001 | 6 | 15 | 0.46045 | 0.41401 | 0.36371 | 0.30953 | 0.26309 | 0.21665 | 0.19343 | 0.18181 | 0.21275 | 0.27851 | 0.37911 | 0.49131 | 0.61901 | 0.76994 | 0.88604 | 0.94796 | 0.90539 | 0.78928 | 0.62674 | 0.53774 | 0.48745 | 0.46424 | 0.41782 | 0.3946 |  | 1.91 | 1.75 | 5.19 |  |  |  | 8.85 | 0.32
Saturday | 2001 | 6 | 16 | 0.52502 | 0.47359 | 0.41675 | 0.3572 | 0.30577 | 0.25435 | 0.22998 | 0.21914 | 0.25701 | 0.33547 | 0.45183 | 0.58172 | 0.72516 | 0.89029 | 1.0175 | 1.0852 | 1.0392 | 0.91463 | 0.73598 | 0.63584 | 0.57631 | 0.54656 | 0.49244 | 0.46539 |  | 0 | 4.21 | 0 |  |  |  | 4.21 | N/A
Sunday | 2001 | 6 | 17 | 0.66469 | 0.60264 | 0.53173 | 0.46081 | 0.39876 | 0.3367 | 0.31009 | 0.3012 | 0.35435 | 0.46067 | 0.61131 | 0.77968 | 0.95696 | 1.152 | 1.3027 | 1.3825 | 1.3293 | 1.1874 | 0.97466 | 0.85057 | 0.77083 | 0.72655 | 0.65566 | 0.62022 |  | 0 | 0 | 0 |  |  |  | 0 | N/A
Monday | 2001 | 6 | 18 | 0.71571 | 0.64889 | 0.57254 | 0.49618 | 0.42936 | 0.36254 | 0.33389 | 0.32432 | 0.38155 | 0.49602 | 0.65823 | 0.83952 | 1.0304 | 1.2404 | 1.4027 | 1.4886 | 1.4313 | 1.2786 | 1.0495 | 0.91585 | 0.82999 | 0.78231 | 0.70598 | 0.66782 |  | 0 | 2.78 | 2.69 |  |  |  | 5.47 | 0
Tuesday | 2001 | 6 | 19 | 0.3694 | 0.33062 | 0.28974 | 0.24405 | 0.20527 | 0.1665 | 0.14575 | 0.13403 | 0.15626 | 0.20555 | 0.28459 | 0.37265 | 0.47726 | 0.60531 | 0.70361 | 0.75622 | 0.71954 | 0.61853 | 0.48146 | 0.40872 | 0.37055 | 0.35523 | 0.31917 | 0.30113 |  | 1.91 | 2.73 | 3.05 |  |  |  | 7.69 | 0.32
Wednesday | 2001 | 6 | 20 | 0.20911 | 0.18342 | 0.15376 | 0.12409 | 0.09442 | 0.064752 | 0.055344 | 0.056067 | 0.072347 | 0.11033 | 0.17401 | 0.23768 | 0.29991 | 0.38891 | 0.45765 | 0.50143 | 0.47791 | 0.3918 | 0.28869 | 0.2279 | 0.21886 | 0.2261 | 0.21923 | 0.20765 |  | 10.73 | 1.73 | 9.92 |  |  |  | 22.38 | 1.79
Thursday | 2001 | 6 | 21 | 0.17413 | 0.15255 | 0.12713 | 0.1017 | 0.076273 | 0.050847 | 0.042569 | 0.042864 | 0.056168 | 0.08721 | 0.13983 | 0.19246 | 0.24449 | 0.32077 | 0.3799 | 0.41774 | 0.39705 | 0.32195 | 0.23325 | 0.18181 | 0.1759 | 0.18329 | 0.17827 | 0.1691 |  | 11.08 | 1.34 | 9.04 |  |  |  | 21.46 | 1.85
Friday | 2001 | 6 | 22 | 0.28461 | 0.25399 | 0.22224 | 0.18596 | 0.15534 | 0.12472 | 0.10771 | 0.097502 | 0.11337 | 0.14965 | 0.20975 | 0.27665 | 0.35829 | 0.46035 | 0.5386 | 0.58055 | 0.55107 | 0.46942 | 0.36056 | 0.30386 | 0.27551 | 0.26531 | 0.2381 | 0.22449 |  | 9.47 | 1.36 | 8.28 |  |  |  | 19.11 | 1.58
Saturday | 2001 | 6 | 23 | 0.2941 | 0.26246 | 0.22965 | 0.19215 | 0.16052 | 0.12888 | 0.1113 | 0.10075 | 0.11715 | 0.15464 | 0.21674 | 0.28587 | 0.37023 | 0.47569 | 0.55655 | 0.5999 | 0.56944 | 0.48506 | 0.37257 | 0.31399 | 0.2847 | 0.27416 | 0.24604 | 0.23198 |  | 0 | 7.02 | 0 |  |  |  | 7.02 | N/A
Sunday | 2001 | 6 | 24 | 0.068235 | 0.060481 | 0.052727 | 0.043422 | 0.035668 | 0.027914 | 0.023262 | 0.02016 | 0.023262 | 0.031016 | 0.044973 | 0.060481 | 0.080641 | 0.107 | 0.12716 | 0.13802 | 0.13027 | 0.10856 | 0.080641 | 0.066684 | 0.060481 | 0.05893 | 0.052727 | 0.049625 |  | 0 | 0 | 0 |  |  |  | 0 | N/A
Monday | 2001 | 6 | 25 | 0.19109 | 0.16983 | 0.14827 | 0.12287 | 0.1016 | 0.080334 | 0.067928 | 0.059953 | 0.069404 | 0.092145 | 0.13172 | 0.17573 | 0.23155 | 0.30332 | 0.35826 | 0.3878 | 0.36683 | 0.30834 | 0.23214 | 0.19345 | 0.17543 | 0.17012 | 0.1524 | 0.14354 |  | 0 | 1.88 | 3.83 |  |  |  | 5.71 | 0
Tuesday | 2001 | 6 | 26 | 0.3849 | 0.34501 | 0.3026 | 0.25575 | 0.21586 | 0.17597 | 0.15507 | 0.14367 | 0.16772 | 0.22026 | 0.30318 | 0.3956 | 0.50386 | 0.63493 | 0.7356 | 0.78942 | 0.75206 | 0.64948 | 0.50892 | 0.43359 | 0.39308 | 0.37599 | 0.33801 | 0.31902 |  | 10.91 | 1.46 | 9.88 |  |  |  | 22.25 | 1.82
Wednesday | 2001 | 6 | 27 | 0.33441 | 0.29391 | 0.24864 | 0.20337 | 0.15811 | 0.11284 | 0.099136 | 0.10122 | 0.12802 | 0.19055 | 0.29358 | 0.39661 | 0.49547 | 0.63128 | 0.73551 | 0.80133 | 0.76708 | 0.6396 | 0.48325 | 0.38855 | 0.3692 | 0.37666 | 0.36356 | 0.34361 |  | 3.71 | 1.68 | 4.7 |  |  |  | 10.09 | 0.62
Thursday | 2001 | 6 | 28 | 0.22911 | 0.20096 | 0.16846 | 0.13595 | 0.10345 | 0.070943 | 0.060636 | 0.061428 | 0.079265 | 0.12088 | 0.19064 | 0.26041 | 0.32858 | 0.4261 | 0.50141 | 0.54938 | 0.52361 | 0.42927 | 0.31629 | 0.2497 | 0.23979 | 0.24772 | 0.24019 | 0.22751 |  | 10.31 | 1.25 | 8.3 |  |  |  | 19.86 | 1.72
Friday | 2001 | 6 | 29 | 0.22 | 0.19578 | 0.17105 | 0.1422 | 0.11798 | 0.093767 | 0.079855 | 0.071095 | 0.082428 | 0.10922 | 0.15507 | 0.20608 | 0.26997 | 0.35138 | 0.41372 | 0.44721 | 0.42351 | 0.35756 | 0.271 | 0.22669 | 0.20556 | 0.19887 | 0.17826 | 0.16796 |  | 10.31 | 1.51 | 10.17 |  |  |  | 21.99 | 1.72
Saturday | 2001 | 6 | 30 | 0.24112 | 0.21488 | 0.18787 | 0.15669 | 0.13044 | 0.1042 | 0.089367 | 0.080237 | 0.093166 | 0.12321 | 0.17379 | 0.23007 | 0.29967 | 0.38753 | 0.45485 | 0.49099 | 0.4655 | 0.39476 | 0.30119 | 0.25289 | 0.22931 | 0.22133 | 0.19851 | 0.1871 |  | 0 | 8.15 | 0 |  |  |  | 8.15 | N/A
Sunday | 2001 | 7 | 1 | 0.30497 | 0.27255 | 0.23867 | 0.20036 | 0.16794 | 0.13553 | 0.11785 | 0.10753 | 0.12521 | 0.16498 | 0.2298 | 0.30199 | 0.38891 | 0.49648 | 0.57899 | 0.62319 | 0.59225 | 0.50678 | 0.39186 | 0.33145 | 0.30052 | 0.28874 | 0.25927 | 0.24454 |  | 0 | 0 | 0 |  |  |  | 0 | N/A
Monday | 2001 | 7 | 2 | 0.33332 | 0.29833 | 0.26144 | 0.22022 | 0.18523 | 0.15024 | 0.13152 | 0.12094 | 0.141 | 0.18547 | 0.2568 | 0.33626 | 0.43065 | 0.5462 | 0.63489 | 0.68236 | 0.64927 | 0.55813 | 0.43444 | 0.3688 | 0.33436 | 0.32054 | 0.288 | 0.27172 |  | 0 | 2.16 | 3.38 |  |  |  | 5.54 | 0
Tuesday | 2001 | 7 | 3 | 0.17602 | 0.1542 | 0.1285 | 0.1028 | 0.0771 | 0.051399 | 0.04303 | 0.043329 | 0.056777 | 0.088155 | 0.14135 | 0.19454 | 0.24714 | 0.32425 | 0.38402 | 0.42227 | 0.40135 | 0.32544 | 0.23578 | 0.18378 | 0.17781 | 0.18528 | 0.1802 | 0.17094 |  | 9.9 | 1.33 | 8.55 |  |  |  | 19.78 | 1.65
Wednesday | 2001 | 7 | 4 | 0.19163 | 0.16799 | 0.1404 | 0.11281 | 0.085221 | 0.057633 | 0.048765 | 0.049257 | 0.064035 | 0.098519 | 0.15665 | 0.21478 | 0.27192 | 0.35469 | 0.41874 | 0.45963 | 0.43746 | 0.35666 | 0.26059 | 0.20443 | 0.19704 | 0.20443 | 0.19852 | 0.18818 |  | 0 | 0 | 0 |  |  |  | 0 | 0
Thursday | 2001 | 7 | 5 | 0.32777 | 0.28808 | 0.24371 | 0.19934 | 0.15497 | 0.1106 | 0.097168 | 0.099209 | 0.12548 | 0.18677 | 0.28775 | 0.38874 | 0.48564 | 0.61875 | 0.72092 | 0.78543 | 0.75186 | 0.62691 | 0.47366 | 0.38084 | 0.36188 | 0.36918 | 0.35635 | 0.33679 |  | 0 | 2 | 1.97 |  |  |  | 3.97 | 0
Friday | 2001 | 7 | 6 | 0.61675 | 0.55821 | 0.49208 | 0.42486 | 0.36632 | 0.30777 | 0.28174 | 0.27196 | 0.31963 | 0.41607 | 0.5548 | 0.70978 | 0.87564 | 1.0611 | 1.2042 | 1.2801 | 1.2291 | 1.0925 | 0.8908 | 0.77481 | 0.7022 | 0.66321 | 0.59819 | 0.56567 |  | 0 | 2.32 | 1.99 |  |  |  | 4.31 | 0
Saturday | 2001 | 7 | 7 | 0.5704 | 0.51538 | 0.45393 | 0.39048 | 0.33546 | 0.28044 | 0.25515 | 0.24472 | 0.28732 | 0.37452 | 0.50187 | 0.64408 | 0.79871 | 0.9742 | 1.1095 | 1.1814 | 1.1328 | 1.0019 | 0.81158 | 0.70354 | 0.63765 | 0.60348 | 0.54402 | 0.51429 |  | 0 | 5.03 | 0 |  |  |  | 5.03 | N/A
Sunday | 2001 | 7 | 8 | 0.54436 | 0.49103 | 0.4321 | 0.37036 | 0.31704 | 0.26371 | 0.23845 | 0.22721 | 0.26647 | 0.34782 | 0.46847 | 0.60314 | 0.75187 | 0.92308 | 1.055 | 1.1252 | 1.0774 | 0.94832 | 0.76308 | 0.65926 | 0.59754 | 0.56669 | 0.51058 | 0.48253 |  | 0 | 0 | 0 |  |  |  | 0 | N/A
Monday | 2001 | 7 | 9 | 0.61181 | 0.55373 | 0.48814 | 0.42146 | 0.36338 | 0.3053 | 0.27948 | 0.26978 | 0.31707 | 0.41273 | 0.55035 | 0.70409 | 0.86862 | 1.0525 | 1.1945 | 1.2698 | 1.2193 | 1.0837 | 0.88366 | 0.7686 | 0.69657 | 0.65789 | 0.59339 | 0.56114 |  | 0 | 2.56 | 2.19 |  |  |  | 4.75 | 0
Tuesday | 2001 | 7 | 10 | 0.29925 | 0.26745 | 0.23419 | 0.1966 | 0.1648 | 0.13299 | 0.11564 | 0.10552 | 0.12286 | 0.16189 | 0.22549 | 0.29633 | 0.38163 | 0.48717 | 0.56814 | 0.61151 | 0.58115 | 0.49729 | 0.38451 | 0.32524 | 0.29488 | 0.28332 | 0.25441 | 0.23996 |  | 3.49 | 2.19 | 2.4 |  |  |  | 8.08 | 0.58
Wednesday | 2001 | 7 | 11 | 0.19796 | 0.17354 | 0.14504 | 0.11654 | 0.088037 | 0.059537 | 0.050376 | 0.050884 | 0.066151 | 0.10177 | 0.16182 | 0.22187 | 0.28091 | 0.36641 | 0.43257 | 0.47481 | 0.45191 | 0.36844 | 0.2692 | 0.21118 | 0.20355 | 0.21119 | 0.20508 | 0.1944 |  | 9.93 | 1.48 | 8.87 |  |  |  | 20.28 | 1.66
Thursday | 2001 | 7 | 12 | 0.18002 | 0.1578 | 0.13189 | 0.10597 | 0.080055 | 0.054139 | 0.045808 | 0.04627 | 0.060153 | 0.092546 | 0.14715 | 0.20176 | 0.25544 | 0.33319 | 0.39335 | 0.43176 | 0.41093 | 0.33503 | 0.24479 | 0.19203 | 0.1851 | 0.19204 | 0.18649 | 0.17677 |  | 9.93 | 1.44 | 9.43 |  |  |  | 20.8 | 1.66
Friday | 2001 | 7 | 13 | 0.47233 | 0.4247 | 0.3731 | 0.31752 | 0.26988 | 0.22224 | 0.19842 | 0.1865 | 0.21824 | 0.2857 | 0.3889 | 0.50399 | 0.63499 | 0.78982 | 0.90892 | 0.97244 | 0.92876 | 0.80965 | 0.64292 | 0.55162 | 0.50003 | 0.47623 | 0.4286 | 0.40479 |  | 3.7 | 1.89 | 2.96 |  |  |  | 8.55 | 0.62
Saturday | 2001 | 7 | 14 | 0.25106 | 0.22374 | 0.19562 | 0.16315 | 0.13582 | 0.1085 | 0.093051 | 0.083545 | 0.097007 | 0.12829 | 0.18095 | 0.23956 | 0.31203 | 0.40351 | 0.4736 | 0.51122 | 0.48469 | 0.41103 | 0.31361 | 0.26332 | 0.23877 | 0.23045 | 0.2067 | 0.19482 |  | 0 | 8.66 | 0 |  |  |  | 8.66 | N/A
Sunday | 2001 | 7 | 15 | 0.19793 | 0.17614 | 0.15389 | 0.12793 | 0.10615 | 0.08436 | 0.071843 | 0.063962 | 0.074158 | 0.098261 | 0.13951 | 0.1854 | 0.24288 | 0.31612 | 0.37221 | 0.40235 | 0.38102 | 0.32169 | 0.24381 | 0.20394 | 0.18494 | 0.17892 | 0.16037 | 0.1511 |  | 0 | 0 | 0 |  |  |  | 0 | N/A
Monday | 2001 | 7 | 16 | 0.40488 | 0.36293 | 0.31831 | 0.26902 | 0.22706 | 0.18511 | 0.16312 | 0.15113 | 0.17643 | 0.23169 | 0.31892 | 0.41614 | 0.53002 | 0.66789 | 0.77378 | 0.8304 | 0.7911 | 0.6832 | 0.53534 | 0.45609 | 0.41348 | 0.39551 | 0.35556 | 0.33558 |  | 0 | 2.36 | 3.69 |  |  |  | 6.05 | 0
Tuesday | 2001 | 7 | 17 | 0.30294 | 0.27074 | 0.23708 | 0.19903 | 0.16683 | 0.13463 | 0.11706 | 0.10682 | 0.12437 | 0.16388 | 0.22827 | 0.29998 | 0.38633 | 0.49318 | 0.57514 | 0.61905 | 0.58831 | 0.50342 | 0.38926 | 0.32925 | 0.29852 | 0.28682 | 0.25755 | 0.24292 |  | 1.96 | 1.79 | 5.15 |  |  |  | 8.9 | 0.33
Wednesday | 2001 | 7 | 18 | 0.31793 | 0.27943 | 0.23639 | 0.19335 | 0.15032 | 0.10728 | 0.094252 | 0.096231 | 0.12171 | 0.18116 | 0.27911 | 0.37707 | 0.47106 | 0.60017 | 0.69928 | 0.76185 | 0.72929 | 0.60809 | 0.45944 | 0.3694 | 0.35101 | 0.3581 | 0.34565 | 0.32668 |  | 0 | 1.74 | 5.43 |  |  |  | 7.17 | 0
Thursday | 2001 | 7 | 19 | 0.45209 | 0.39845 | 0.34146 | 0.28446 | 0.22747 | 0.17048 | 0.15455 | 0.15915 | 0.19686 | 0.28483 | 0.42644 | 0.56805 | 0.70046 | 0.87144 | 1.0014 | 1.0822 | 1.0424 | 0.88985 | 0.69498 | 0.57178 | 0.5362 | 0.53831 | 0.51654 | 0.4868 |  | 0 | 1.8 | 5.37 |  |  |  | 7.17 | 0
Friday | 2001 | 7 | 20 | 0.44818 | 0.40298 | 0.35402 | 0.30128 | 0.25608 | 0.21088 | 0.18827 | 0.17696 | 0.20708 | 0.2711 | 0.36901 | 0.47823 | 0.60252 | 0.74943 | 0.86244 | 0.92272 | 0.88128 | 0.76826 | 0.61004 | 0.52342 | 0.47446 | 0.45188 | 0.40669 | 0.38409 |  | 1.88 | 1.76 | 5.17 |  |  |  | 8.81 | 0.31
Saturday | 2001 | 7 | 21 | 0.58563 | 0.52914 | 0.46605 | 0.4009 | 0.34441 | 0.28793 | 0.26196 | 0.25126 | 0.295 | 0.38452 | 0.51527 | 0.66128 | 0.82004 | 1.0002 | 1.1392 | 1.213 | 1.1631 | 1.0287 | 0.83325 | 0.72233 | 0.65467 | 0.61959 | 0.55854 | 0.52802 |  | 0 | 4.77 | 0 |  |  |  | 4.77 | N/A
Sunday | 2001 | 7 | 22 | 0.54767 | 0.49402 | 0.43473 | 0.37261 | 0.31897 | 0.26532 | 0.2399 | 0.22859 | 0.2681 | 0.34994 | 0.47132 | 0.60681 | 0.75645 | 0.9287 | 1.0614 | 1.132 | 1.084 | 0.95409 | 0.76773 | 0.66327 | 0.60117 | 0.57014 | 0.51369 | 0.48546 |  | 0 | 0 | 0 |  |  |  | 0 | N/A
Monday | 2001 | 7 | 23 | 0.46065 | 0.41419 | 0.36387 | 0.30966 | 0.2632 | 0.21674 | 0.19351 | 0.18189 | 0.21284 | 0.27864 | 0.37927 | 0.49153 | 0.61928 | 0.77028 | 0.88643 | 0.94838 | 0.90579 | 0.78962 | 0.62701 | 0.53797 | 0.48766 | 0.46445 | 0.418 | 0.39478 |  | 0 | 2.51 | 3.79 |  |  |  | 6.3 | 0
Tuesday | 2001 | 7 | 24 | 0.52274 | 0.47154 | 0.41495 | 0.35565 | 0.30445 | 0.25324 | 0.22898 | 0.21819 | 0.25589 | 0.33401 | 0.44987 | 0.57919 | 0.72202 | 0.88643 | 1.0131 | 1.0805 | 1.0347 | 0.91067 | 0.73278 | 0.63308 | 0.57381 | 0.54419 | 0.49031 | 0.46337 |  | 0 | 2.12 | 3.81 |  |  |  | 5.93 | 0
Wednesday | 2001 | 7 | 25 | 0.31841 | 0.27985 | 0.23675 | 0.19365 | 0.15054 | 0.10744 | 0.094394 | 0.096376 | 0.12189 | 0.18143 | 0.27953 | 0.37763 | 0.47177 | 0.60108 | 0.70033 | 0.763 | 0.73039 | 0.60901 | 0.46013 | 0.36996 | 0.35154 | 0.35864 | 0.34617 | 0.32718 |  | 1.91 | 1.95 | 2.87 |  |  |  | 6.73 | 0.32
Thursday | 2001 | 7 | 26 | 0.2372 | 0.20807 | 0.17441 | 0.14076 | 0.1071 | 0.073451 | 0.062779 | 0.063599 | 0.082066 | 0.12515 | 0.19738 | 0.26961 | 0.3402 | 0.44116 | 0.51913 | 0.5688 | 0.54212 | 0.44444 | 0.32747 | 0.25852 | 0.24827 | 0.25648 | 0.24868 | 0.23555 |  | 1.84 | 1.84 | 4.91 |  |  |  | 8.59 | 0.31
Friday | 2001 | 7 | 27 | 0.28208 | 0.25173 | 0.22027 | 0.1843 | 0.15396 | 0.12361 | 0.10675 | 0.096634 | 0.11236 | 0.14832 | 0.20788 | 0.27419 | 0.3551 | 0.45625 | 0.5338 | 0.57539 | 0.54617 | 0.46524 | 0.35735 | 0.30116 | 0.27306 | 0.26295 | 0.23598 | 0.2225 |  | 9.99 | 1.47 | 8.82 |  |  |  | 20.28 | 1.67
Saturday | 2001 | 7 | 28 | 0.12393 | 0.10985 | 0.095763 | 0.078863 | 0.064781 | 0.050698 | 0.042248 | 0.036615 | 0.042248 | 0.056331 | 0.08168 | 0.10985 | 0.14646 | 0.19434 | 0.23096 | 0.25067 | 0.23659 | 0.19716 | 0.14646 | 0.12111 | 0.10985 | 0.10703 | 0.095763 | 0.09013 |  | 0 | 6.17 | 0 |  |  |  | 6.17 | N/A
Sunday | 2001 | 7 | 29 | 0.24635 | 0.21954 | 0.19195 | 0.16009 | 0.13327 | 0.10646 | 0.091306 | 0.081978 | 0.095187 | 0.12588 | 0.17756 | 0.23507 | 0.30618 | 0.39594 | 0.46472 | 0.50164 | 0.4756 | 0.40332 | 0.30773 | 0.25838 | 0.23429 | 0.22613 | 0.20282 | 0.19116 |  | 0 | 0 | 0 |  |  |  | 0 | N/A
Monday | 2001 | 7 | 30 | 0.40499 | 0.36302 | 0.31839 | 0.26909 | 0.22712 | 0.18516 | 0.16317 | 0.15117 | 0.17648 | 0.23175 | 0.31901 | 0.41625 | 0.53016 | 0.66807 | 0.77399 | 0.83062 | 0.79131 | 0.68338 | 0.53549 | 0.45622 | 0.41359 | 0.39562 | 0.35565 | 0.33567 |  | 0 | 2.24 | 1.95 |  |  |  | 4.19 | 0
Tuesday | 2001 | 7 | 31 | 0.36333 | 0.32519 | 0.28498 | 0.24004 | 0.2019 | 0.16376 | 0.14336 | 0.13182 | 0.1537 | 0.20217 | 0.27992 | 0.36653 | 0.46942 | 0.59537 | 0.69205 | 0.74379 | 0.70772 | 0.60837 | 0.47355 | 0.40201 | 0.36447 | 0.3494 | 0.31392 | 0.29619 |  | 3.81 | 1.77 | 8.88 |  |  |  | 14.46 | 0.64
Wednesday | 2001 | 8 | 1 | 0.30825 | 0.27092 | 0.22919 | 0.18747 | 0.14574 | 0.10401 | 0.091382 | 0.093301 | 0.118 | 0.17564 | 0.27061 | 0.36558 | 0.45672 | 0.5819 | 0.67798 | 0.73865 | 0.70708 | 0.58958 | 0.44545 | 0.35816 | 0.34032 | 0.3472 | 0.33512 | 0.31674 |  | 1.92 | 1.75 | 5.24 |  |  |  | 8.91 | 0.32
Thursday | 2001 | 8 | 2 | 0.40116 | 0.35306 | 0.30059 | 0.24811 | 0.19563 | 0.14316 | 0.12785 | 0.13113 | 0.16392 | 0.24042 | 0.36503 | 0.48964 | 0.60769 | 0.76512 | 0.88538 | 0.96082 | 0.92255 | 0.77823 | 0.59783 | 0.48633 | 0.45902 | 0.4645 | 0.44702 | 0.42189 |  | 5.36 | 1.71 | 4.42 |  |  |  | 11.49 | 0.89
Friday | 2001 | 8 | 3 | 0.38551 | 0.34556 | 0.30308 | 0.25615 | 0.2162 | 0.17625 | 0.15532 | 0.1439 | 0.16799 | 0.2206 | 0.30366 | 0.39623 | 0.50466 | 0.63593 | 0.73676 | 0.79066 | 0.75324 | 0.65051 | 0.50973 | 0.43427 | 0.39369 | 0.37658 | 0.33854 | 0.31952 |  | 0 | 1.51 | 7.07 |  |  |  | 8.58 | 0
Saturday | 2001 | 8 | 4 | 0.46585 | 0.41887 | 0.36797 | 0.31316 | 0.26618 | 0.21919 | 0.19569 | 0.18394 | 0.21525 | 0.28178 | 0.38356 | 0.49708 | 0.62627 | 0.77897 | 0.89644 | 0.95909 | 0.91601 | 0.79854 | 0.63409 | 0.54405 | 0.49316 | 0.46969 | 0.42272 | 0.39923 |  | 0 | 4.18 | 0 |  |  |  | 4.18 | N/A
Sunday | 2001 | 8 | 5 | 0.037826 | 0.033527 | 0.029229 | 0.024071 | 0.019773 | 0.015474 | 0.012895 | 0.011176 | 0.012895 | 0.017194 | 0.024931 | 0.033527 | 0.044703 | 0.059318 | 0.070493 | 0.076511 | 0.072213 | 0.060177 | 0.044703 | 0.036966 | 0.033527 | 0.032668 | 0.029229 | 0.02751 |  | 0 | 0 | 0 |  |  |  | 0 | N/A
Monday | 2001 | 8 | 6 | 0 | 0 | 0 | 0 | 0 | 0 | 0 | 0 | 0 | 0 | 0 | 0 | 0 | 0 | 0 | 0 | 0 | 0 | 0 | 0 | 0 | 0 | 0 | 0 |  | 8.16 | 1.48 | 7.76 |  |  |  | 17.4 | 1.36
Tuesday | 2001 | 8 | 7 | 0.056691 | 0.050249 | 0.043807 | 0.036076 | 0.029634 | 0.023192 | 0.019326 | 0.01675 | 0.019326 | 0.025769 | 0.037365 | 0.050249 | 0.066999 | 0.088902 | 0.10565 | 0.11467 | 0.10823 | 0.09019 | 0.066999 | 0.055403 | 0.050249 | 0.04896 | 0.043807 | 0.04123 |  | 7.66 | 1.07 | 6.82 |  |  |  | 15.55 | 1.28
Wednesday | 2001 | 8 | 8 | 0.12655 | 0.1108 | 0.092065 | 0.073333 | 0.0546 | 0.035867 | 0.029694 | 0.0298 | 0.039379 | 0.06173 | 0.099834 | 0.13794 | 0.17583 | 0.23203 | 0.27566 | 0.30366 | 0.28822 | 0.23245 | 0.16699 | 0.12932 | 0.12559 | 0.13144 | 0.12804 | 0.12155 |  | 8.18 | 1.13 | 7.36 |  |  |  | 16.67 | 1.36
Thursday | 2001 | 8 | 9 | 0.2901 | 0.2548 | 0.21489 | 0.17497 | 0.13506 | 0.09515 | 0.082868 | 0.084401 | 0.10742 | 0.16114 | 0.25017 | 0.33919 | 0.42515 | 0.54489 | 0.63699 | 0.69533 | 0.66462 | 0.55102 | 0.41286 | 0.32997 | 0.31463 | 0.32231 | 0.31157 | 0.29469 |  | 11.17 | 1.2 | 8.77 |  |  |  | 21.14 | 1.86
Friday | 2001 | 8 | 10 | 0.14399 | 0.1278 | 0.11149 | 0.092101 | 0.075906 | 0.059711 | 0.050126 | 0.043846 | 0.050676 | 0.067421 | 0.097057 | 0.13 | 0.1723 | 0.22717 | 0.26914 | 0.29173 | 0.27564 | 0.23069 | 0.17252 | 0.14322 | 0.12989 | 0.12625 | 0.11303 | 0.10642 |  | 7.91 | 1.1 | 6.7 |  |  |  | 15.71 | 1.32
Saturday | 2001 | 8 | 11 | 0.10105 | 0.089571 | 0.078088 | 0.064308 | 0.052824 | 0.041341 | 0.03445 | 0.029857 | 0.03445 | 0.045934 | 0.066604 | 0.089571 | 0.11943 | 0.15847 | 0.18833 | 0.20441 | 0.19292 | 0.16077 | 0.11943 | 0.098758 | 0.089571 | 0.087274 | 0.078088 | 0.073494 |  | 0 | 4.99 | 0 |  |  |  | 4.99 | N/A
Sunday | 2001 | 8 | 12 | 0.24462 | 0.218 | 0.1906 | 0.15896 | 0.13234 | 0.10571 | 0.090665 | 0.081402 | 0.094519 | 0.125 | 0.17631 | 0.23342 | 0.30403 | 0.39316 | 0.46146 | 0.49811 | 0.47226 | 0.40049 | 0.30557 | 0.25656 | 0.23264 | 0.22454 | 0.20139 | 0.18982 |  | 0 | 0 | 0 |  |  |  | 0 | N/A
Monday | 2001 | 8 | 13 | 0.40724 | 0.36504 | 0.32016 | 0.27059 | 0.22838 | 0.18618 | 0.16407 | 0.15201 | 0.17745 | 0.23304 | 0.32078 | 0.41856 | 0.5331 | 0.67177 | 0.77828 | 0.83523 | 0.7957 | 0.68717 | 0.53846 | 0.45875 | 0.41589 | 0.39781 | 0.35763 | 0.33753 |  | 3.63 | 2.06 | 2.91 |  |  |  | 8.6 | 0.61
Tuesday | 2001 | 8 | 14 | 0.1288 | 0.11416 | 0.099524 | 0.081961 | 0.067325 | 0.052689 | 0.043908 | 0.038053 | 0.043908 | 0.058543 | 0.084888 | 0.11416 | 0.15221 | 0.20197 | 0.24003 | 0.26052 | 0.24588 | 0.2049 | 0.15221 | 0.12587 | 0.11416 | 0.11123 | 0.099524 | 0.09367 |  | 9.65 | 1.77 | 3.72 |  |  |  | 15.14 | 1.61
Wednesday | 2001 | 8 | 15 | 0 | 0 | 0 | 0 | 0 | 0 | 0 | 0 | 0 | 0 | 0 | 0 | 0 | 0 | 0 | 0 | 0 | 0 | 0 | 0 | 0 | 0 | 0 | 0 |  | 5.99 | 0.88 | 5.41 |  |  |  | 12.28 | 1
Thursday | 2001 | 8 | 16 | 0.043138 | 0.037746 | 0.031275 | 0.024805 | 0.018334 | 0.011863 | 0.0097062 | 0.0097062 | 0.012942 | 0.020491 | 0.033432 | 0.046374 | 0.059315 | 0.078728 | 0.093826 | 0.10353 | 0.09814 | 0.078728 | 0.05608 | 0.043138 | 0.04206 | 0.044217 | 0.043138 | 0.040982 |  | 7.09 | 0.92 | 6.13 |  |  |  | 14.14 | 1.18
Friday | 2001 | 8 | 17 | 0.19218 | 0.17079 | 0.14911 | 0.12356 | 0.10218 | 0.080791 | 0.068315 | 0.060294 | 0.069799 | 0.092669 | 0.13247 | 0.17673 | 0.23287 | 0.30505 | 0.3603 | 0.39 | 0.36891 | 0.3101 | 0.23346 | 0.19455 | 0.17643 | 0.17109 | 0.15326 | 0.14435 |  | 9.39 | 1.05 | 7.96 |  |  |  | 18.4 | 1.57
Saturday | 2001 | 8 | 18 | 0.16112 | 0.143 | 0.12475 | 0.10306 | 0.084935 | 0.066813 | 0.056088 | 0.049061 | 0.056704 | 0.075441 | 0.1086 | 0.14546 | 0.1928 | 0.25419 | 0.30116 | 0.32643 | 0.30843 | 0.25813 | 0.19304 | 0.16025 | 0.14534 | 0.14127 | 0.12648 | 0.11908 |  | 0 | 5.94 | 0 |  |  |  | 5.94 | N/A
Sunday | 2001 | 8 | 19 | 0.24756 | 0.22062 | 0.19289 | 0.16087 | 0.13393 | 0.10698 | 0.091754 | 0.082381 | 0.095655 | 0.1265 | 0.17843 | 0.23622 | 0.30768 | 0.39789 | 0.467 | 0.5041 | 0.47794 | 0.4053 | 0.30924 | 0.25965 | 0.23544 | 0.22724 | 0.20382 | 0.1921 |  | 0 | 0 | 0 |  |  |  | 0 | N/A
Monday | 2001 | 8 | 20 | 0.37247 | 0.33387 | 0.29283 | 0.24749 | 0.20889 | 0.17029 | 0.15007 | 0.13903 | 0.16231 | 0.21314 | 0.29339 | 0.38283 | 0.48759 | 0.61442 | 0.71184 | 0.76392 | 0.72777 | 0.62851 | 0.49249 | 0.41958 | 0.38038 | 0.36385 | 0.32709 | 0.30872 |  | 2 | 1.56 | 6.93 |  |  |  | 10.49 | 0.33
Tuesday | 2001 | 8 | 21 | 0.22763 | 0.20286 | 0.17737 | 0.14792 | 0.12315 | 0.098373 | 0.084368 | 0.07575 | 0.087955 | 0.11632 | 0.16407 | 0.21721 | 0.28291 | 0.36586 | 0.42941 | 0.46352 | 0.43947 | 0.37268 | 0.28435 | 0.23875 | 0.21649 | 0.20895 | 0.18741 | 0.17664 |  | 9.71 | 1.82 | 4.26 |  |  |  | 15.79 | 1.62
Wednesday | 2001 | 8 | 22 | 0.004121 | 0.0036059 | 0.0029877 | 0.0023696 | 0.0017514 | 0.0011333 | 0.00092723 | 0.00092723 | 0.0012363 | 0.0019575 | 0.0031938 | 0.0044301 | 0.0056664 | 0.0075209 | 0.0089632 | 0.0098904 | 0.0093753 | 0.0075209 | 0.0053573 | 0.004121 | 0.004018 | 0.004224 | 0.004121 | 0.003915 |  | 6.32 | 1.22 | 6.45 |  |  |  | 13.99 | 1.05
Thursday | 2001 | 8 | 23 | 0 | 0 | 0 | 0 | 0 | 0 | 0 | 0 | 0 | 0 | 0 | 0 | 0 | 0 | 0 | 0 | 0 | 0 | 0 | 0 | 0 | 0 | 0 | 0 |  | 6.13 | 0.82 | 5.16 |  |  |  | 12.11 | 1.02
Friday | 2001 | 8 | 24 | 0.047511 | 0.042112 | 0.036713 | 0.030234 | 0.024835 | 0.019436 | 0.016197 | 0.014037 | 0.016197 | 0.021596 | 0.031314 | 0.042112 | 0.05615 | 0.074506 | 0.088544 | 0.096102 | 0.090703 | 0.075586 | 0.05615 | 0.046431 | 0.042112 | 0.041032 | 0.036713 | 0.034554 |  | 6.54 | 0.84 | 5.53 |  |  |  | 12.91 | 1.09
Saturday | 2001 | 8 | 25 | 0.19728 | 0.17533 | 0.15307 | 0.12684 | 0.10489 | 0.082934 | 0.070127 | 0.061894 | 0.07165 | 0.095128 | 0.13599 | 0.18142 | 0.23905 | 0.31314 | 0.36986 | 0.40035 | 0.3787 | 0.31833 | 0.23966 | 0.19971 | 0.18111 | 0.17563 | 0.15733 | 0.14818 |  | 0 | 5.55 | 0 |  |  |  | 5.55 | N/A
Sunday | 2001 | 8 | 26 | 0.31209 | 0.27892 | 0.24424 | 0.20504 | 0.17187 | 0.13869 | 0.1206 | 0.11004 | 0.12813 | 0.16883 | 0.23517 | 0.30904 | 0.398 | 0.50807 | 0.59251 | 0.63774 | 0.60608 | 0.51862 | 0.40101 | 0.33919 | 0.30753 | 0.29548 | 0.26533 | 0.25025 |  | 0 | 0 | 0 |  |  |  | 0 | N/A
Monday | 2001 | 8 | 27 | 0.33984 | 0.30417 | 0.26656 | 0.22453 | 0.18885 | 0.15318 | 0.13409 | 0.1233 | 0.14376 | 0.1891 | 0.26182 | 0.34284 | 0.43907 | 0.55689 | 0.64732 | 0.69572 | 0.66198 | 0.56905 | 0.44294 | 0.37602 | 0.34091 | 0.32681 | 0.29363 | 0.27704 |  | 5.38 | 1.75 | 10.31 |  |  |  | 17.44 | 0.9
Tuesday | 2001 | 8 | 28 | 0.21484 | 0.19119 | 0.16704 | 0.13887 | 0.11522 | 0.091569 | 0.077983 | 0.069428 | 0.080496 | 0.10666 | 0.15144 | 0.20125 | 0.26364 | 0.34314 | 0.40402 | 0.43673 | 0.41358 | 0.34918 | 0.26464 | 0.22137 | 0.20074 | 0.19421 | 0.17408 | 0.16402 |  | 9.51 | 1.31 | 9.46 |  |  |  | 20.28 | 1.59
Wednesday | 2001 | 8 | 29 | 0.07253 | 0.063464 | 0.052584 | 0.041705 | 0.030825 | 0.019946 | 0.016319 | 0.016319 | 0.021759 | 0.034452 | 0.056211 | 0.07797 | 0.099729 | 0.13237 | 0.15775 | 0.17407 | 0.16501 | 0.13237 | 0.094289 | 0.07253 | 0.070717 | 0.074343 | 0.07253 | 0.068904 |  | 6.79 | 1.02 | 5.95 |  |  |  | 13.76 | 1.13
Thursday | 2001 | 8 | 30 | 0.028546 | 0.024978 | 0.020696 | 0.016414 | 0.012132 | 0.0078502 | 0.0064229 | 0.0064229 | 0.0085639 | 0.01356 | 0.022123 | 0.030687 | 0.039251 | 0.052097 | 0.062088 | 0.068511 | 0.064943 | 0.052097 | 0.03711 | 0.028546 | 0.027833 | 0.02926 | 0.028546 | 0.027119 |  | 6.21 | 0.87 | 5.32 |  |  |  | 12.4 | 1.04
Friday | 2001 | 8 | 31 | 0.0054983 | 0.0048735 | 0.0042487 | 0.0034989 | 0.0028741 | 0.0022493 | 0.0018744 | 0.0016245 | 0.0018744 | 0.0024992 | 0.0036239 | 0.0048735 | 0.006498 | 0.0086224 | 0.010247 | 0.011122 | 0.010497 | 0.0087473 | 0.006498 | 0.0053734 | 0.0048735 | 0.0047485 | 0.0042487 | 0.0039988 |  | 6.36 | 0.74 | 5.01 |  |  |  | 12.11 | 1.06
Saturday | 2001 | 9 | 1 | 0 | 0 | 0 | 0 | 0 | 0 | 0 | 0 | 0 | 0 | 0 | 0 | 0 | 0 | 0 | 0 | 0 | 0 | 0 | 0 | 0 | 0 | 0 | 0 |  |  | 3.67 |  |  |  |  | 3.67
Sunday | 2001 | 9 | 2 | 0 | 0 | 0 | 0 | 0 | 0 | 0 | 0 | 0 | 0 | 0 | 0 | 0 | 0 | 0 | 0 | 0 | 0 | 0 | 0 | 0 | 0 | 0 | 0 |  |  | 0 |  |  |  |  | 0
Monday | 2001 | 9 | 3 | 0 | 0 | 0 | 0 | 0 | 0 | 0 | 0 | 0 | 0 | 0 | 0 | 0 | 0 | 0 | 0 | 0 | 0 | 0 | 0 | 0 | 0 | 0 | 0 |  |  | 0 |  |  |  |  | 0
Tuesday | 2001 | 9 | 4 | 0 | 0 | 0 | 0 | 0 | 0 | 0 | 0 | 0 | 0 | 0 | 0 | 0 | 0 | 0 | 0 | 0 | 0 | 0 | 0 | 0 | 0 | 0 | 0 |  |  | 10.21 |  |  |  |  | 10.21
Wednesday | 2001 | 9 | 5 | 0 | 0 | 0 | 0 | 0 | 0 | 0 | 0 | 0 | 0 | 0 | 0 | 0 | 0 | 0 | 0 | 0 | 0 | 0 | 0 | 0 | 0 | 0 | 0 |  |  | 8.63 |  |  |  |  | 8.63
Thursday | 2001 | 9 | 6 | 0.014257 | 0.012475 | 0.010336 | 0.0081979 | 0.0060593 | 0.0039207 | 0.0032079 | 0.0032079 | 0.0042772 | 0.0067722 | 0.011049 | 0.015326 | 0.019604 | 0.026019 | 0.031009 | 0.034217 | 0.032435 | 0.026019 | 0.018534 | 0.014257 | 0.013901 | 0.014614 | 0.014257 | 0.013544 |  |  | 9.52 |  |  |  |  | 9.52
Friday | 2001 | 9 | 7 | 0.010815 | 0.0094628 | 0.0078406 | 0.0062184 | 0.0045962 | 0.002974 | 0.0024333 | 0.0024333 | 0.0032444 | 0.0051369 | 0.0083813 | 0.011626 | 0.01487 | 0.019737 | 0.023522 | 0.025955 | 0.024603 | 0.019737 | 0.014059 | 0.010815 | 0.010544 | 0.011085 | 0.010815 | 0.010274 |  |  | 9.78 |  |  |  |  | 9.78
Saturday | 2001 | 9 | 8 | 0.094653 | 0.083897 | 0.073141 | 0.060234 | 0.049478 | 0.038722 | 0.032268 | 0.027966 | 0.032268 | 0.043024 | 0.062385 | 0.083897 | 0.11186 | 0.14843 | 0.1764 | 0.19146 | 0.1807 | 0.15058 | 0.11186 | 0.092502 | 0.083897 | 0.081746 | 0.073141 | 0.068839 |  |  | 3.7 |  |  |  |  | 3.7
Sunday | 2001 | 9 | 9 | 0.075463 | 0.066888 | 0.058312 | 0.048022 | 0.039447 | 0.030871 | 0.025726 | 0.022296 | 0.025726 | 0.034301 | 0.049737 | 0.066888 | 0.089183 | 0.11834 | 0.14064 | 0.15264 | 0.14407 | 0.12005 | 0.089183 | 0.073748 | 0.066888 | 0.065173 | 0.058312 | 0.054882 |  |  | 0 |  |  |  |  | 0
Monday | 2001 | 9 | 10 | 0 | 0 | 0 | 0 | 0 | 0 | 0 | 0 | 0 | 0 | 0 | 0 | 0 | 0 | 0 | 0 | 0 | 0 | 0 | 0 | 0 | 0 | 0 | 0 |  |  | 10.37 |  |  |  |  | 10.37
Tuesday | 2001 | 9 | 11 | 0 | 0 | 0 | 0 | 0 | 0 | 0 | 0 | 0 | 0 | 0 | 0 | 0 | 0 | 0 | 0 | 0 | 0 | 0 | 0 | 0 | 0 | 0 | 0 |  |  | 8.93 |  |  |  |  | 8.93
Wednesday | 2001 | 9 | 12 | 0 | 0 | 0 | 0 | 0 | 0 | 0 | 0 | 0 | 0 | 0 | 0 | 0 | 0 | 0 | 0 | 0 | 0 | 0 | 0 | 0 | 0 | 0 | 0 |  |  | 9.53 |  |  |  |  | 9.53
Thursday | 2001 | 9 | 13 | 0.25075 | 0.22009 | 0.18505 | 0.15001 | 0.11497 | 0.079923 | 0.068971 | 0.070065 | 0.089774 | 0.13576 | 0.21241 | 0.28906 | 0.36352 | 0.46865 | 0.54968 | 0.60115 | 0.57377 | 0.47302 | 0.35147 | 0.27919 | 0.26715 | 0.27482 | 0.26607 | 0.25183 |  |  | 14.86 |  |  |  |  | 14.86
Friday | 2001 | 9 | 14 | 0.15937 | 0.14144 | 0.1234 | 0.10194 | 0.084013 | 0.066088 | 0.055479 | 0.048529 | 0.056088 | 0.074622 | 0.10742 | 0.14388 | 0.1907 | 0.25143 | 0.29789 | 0.32288 | 0.30508 | 0.25533 | 0.19095 | 0.15851 | 0.14376 | 0.13974 | 0.1251 | 0.11779 |  |  | 15.13 |  |  |  |  | 15.13
Saturday | 2001 | 9 | 15 | 0.079823 | 0.070752 | 0.061682 | 0.050797 | 0.041726 | 0.032655 | 0.027212 | 0.023584 | 0.027212 | 0.036283 | 0.052611 | 0.070752 | 0.094337 | 0.12518 | 0.14876 | 0.16146 | 0.15239 | 0.12699 | 0.094337 | 0.078009 | 0.070752 | 0.068938 | 0.061682 | 0.058053 |  |  | 3.84 |  |  |  |  | 3.84
Sunday | 2001 | 9 | 16 | 0.14088 | 0.12504 | 0.10908 | 0.090112 | 0.074267 | 0.058422 | 0.049044 | 0.042899 | 0.049582 | 0.065966 | 0.094961 | 0.12719 | 0.16858 | 0.22226 | 0.26333 | 0.28543 | 0.26969 | 0.22571 | 0.1688 | 0.14013 | 0.12708 | 0.12353 | 0.11059 | 0.10412 |  |  | 0 |  |  |  |  | 0
Monday | 2001 | 9 | 17 | 0.33653 | 0.3012 | 0.26396 | 0.22233 | 0.18701 | 0.15168 | 0.13278 | 0.1221 | 0.14236 | 0.18726 | 0.25927 | 0.33949 | 0.43479 | 0.55145 | 0.641 | 0.68892 | 0.65551 | 0.56349 | 0.43862 | 0.37235 | 0.33758 | 0.32362 | 0.29076 | 0.27434 |  |  | 17.26 |  |  |  |  | 17.26
Tuesday | 2001 | 9 | 18 | 0 | 0 | 0 | 0 | 0 | 0 | 0 | 0 | 0 | 0 | 0 | 0 | 0 | 0 | 0 | 0 | 0 | 0 | 0 | 0 | 0 | 0 | 0 | 0 |  |  | 9.76 |  |  |  |  | 9.76
Wednesday | 2001 | 9 | 19 | 0 | 0 | 0 | 0 | 0 | 0 | 0 | 0 | 0 | 0 | 0 | 0 | 0 | 0 | 0 | 0 | 0 | 0 | 0 | 0 | 0 | 0 | 0 | 0 |  |  | 8.41 |  |  |  |  | 8.41
Thursday | 2001 | 9 | 20 | 0 | 0 | 0 | 0 | 0 | 0 | 0 | 0 | 0 | 0 | 0 | 0 | 0 | 0 | 0 | 0 | 0 | 0 | 0 | 0 | 0 | 0 | 0 | 0 |  |  | 8.91 |  |  |  |  | 8.91
Friday | 2001 | 9 | 21 | 0.0071932 | 0.0063758 | 0.0055584 | 0.0045775 | 0.0037601 | 0.0029427 | 0.0024522 | 0.0021253 | 0.0024522 | 0.0032696 | 0.0047409 | 0.0063758 | 0.008501 | 0.01128 | 0.013405 | 0.01455 | 0.013732 | 0.011444 | 0.008501 | 0.0070297 | 0.0063758 | 0.0062123 | 0.0055584 | 0.0052314 |  |  | 10.37 |  |  |  |  | 10.37
Saturday | 2001 | 9 | 22 | 0 | 0 | 0 | 0 | 0 | 0 | 0 | 0 | 0 | 0 | 0 | 0 | 0 | 0 | 0 | 0 | 0 | 0 | 0 | 0 | 0 | 0 | 0 | 0 |  |  | 2.05 |  |  |  |  | 2.05
Sunday | 2001 | 9 | 23 | 0 | 0 | 0 | 0 | 0 | 0 | 0 | 0 | 0 | 0 | 0 | 0 | 0 | 0 | 0 | 0 | 0 | 0 | 0 | 0 | 0 | 0 | 0 | 0 |  |  | 0 |  |  |  |  | 0
Monday | 2001 | 9 | 24 | 0.087857 | 0.077874 | 0.06789 | 0.055909 | 0.045925 | 0.035942 | 0.029951 | 0.025958 | 0.029951 | 0.039935 | 0.057906 | 0.077874 | 0.10383 | 0.13778 | 0.16373 | 0.17771 | 0.16773 | 0.13977 | 0.10383 | 0.085861 | 0.077874 | 0.075877 | 0.06789 | 0.063896 |  |  | 10.52 |  |  |  |  | 10.52
Tuesday | 2001 | 9 | 25 | 0.1465 | 0.13002 | 0.11344 | 0.093707 | 0.07723 | 0.060752 | 0.051 | 0.044611 | 0.05156 | 0.068597 | 0.098749 | 0.13226 | 0.17531 | 0.23113 | 0.27384 | 0.29681 | 0.28045 | 0.23472 | 0.17553 | 0.14571 | 0.13215 | 0.12845 | 0.115 | 0.10828 |  |  | 11.95 |  |  |  |  | 11.95
Wednesday | 2001 | 9 | 26 | 0.22372 | 0.19624 | 0.1645 | 0.13276 | 0.10101 | 0.069275 | 0.05921 | 0.059983 | 0.0774 | 0.11804 | 0.18616 | 0.25428 | 0.32085 | 0.41607 | 0.48962 | 0.53646 | 0.5113 | 0.41917 | 0.30885 | 0.24382 | 0.23415 | 0.2419 | 0.23454 | 0.22216 |  |  | 14.11 |  |  |  |  | 14.11
Thursday | 2001 | 9 | 27 | 0.027561 | 0.024116 | 0.019982 | 0.015848 | 0.011714 | 0.0075794 | 0.0062013 | 0.0062013 | 0.0082684 | 0.013092 | 0.02136 | 0.029629 | 0.037897 | 0.0503 | 0.059946 | 0.066147 | 0.062702 | 0.0503 | 0.03583 | 0.027561 | 0.026872 | 0.02825 | 0.027561 | 0.026183 |  |  | 11.47 |  |  |  |  | 11.47
Friday | 2001 | 9 | 28 | 0 | 0 | 0 | 0 | 0 | 0 | 0 | 0 | 0 | 0 | 0 | 0 | 0 | 0 | 0 | 0 | 0 | 0 | 0 | 0 | 0 | 0 | 0 | 0 |  |  | 8.66 |  |  |  |  | 8.66
Saturday | 2001 | 9 | 29 | 0 | 0 | 0 | 0 | 0 | 0 | 0 | 0 | 0 | 0 | 0 | 0 | 0 | 0 | 0 | 0 | 0 | 0 | 0 | 0 | 0 | 0 | 0 | 0 |  |  | 1.11 |  |  |  |  | 1.11
Sunday | 2001 | 9 | 30 | 0 | 0 | 0 | 0 | 0 | 0 | 0 | 0 | 0 | 0 | 0 | 0 | 0 | 0 | 0 | 0 | 0 | 0 | 0 | 0 | 0 | 0 | 0 | 0 |  |  | 0 |  |  |  |  | 0
Monday | 2001 | 10 | 1 | 0 | 0 | 0 | 0 | 0 | 0 | 0 | 0 | 0 | 0 | 0 | 0 | 0 | 0 | 0 | 0 | 0 | 0 | 0 | 0 | 0 | 0 | 0 | 0 |  |  | 0 |  |  |  |  | 0
Tuesday | 2001 | 10 | 2 | 0 | 0 | 0 | 0 | 0 | 0 | 0 | 0 | 0 | 0 | 0 | 0 | 0 | 0 | 0 | 0 | 0 | 0 | 0 | 0 | 0 | 0 | 0 | 0 |  |  | 0 |  |  |  |  | 0
Wednesday | 2001 | 10 | 3 | 0 | 0 | 0 | 0 | 0 | 0 | 0 | 0 | 0 | 0 | 0 | 0 | 0 | 0 | 0 | 0 | 0 | 0 | 0 | 0 | 0 | 0 | 0 | 0 |  |  | 0 |  |  |  |  | 0
Thursday | 2001 | 10 | 4 | 0 | 0 | 0 | 0 | 0 | 0 | 0 | 0 | 0 | 0 | 0 | 0 | 0 | 0 | 0 | 0 | 0 | 0 | 0 | 0 | 0 | 0 | 0 | 0 |  |  | 0 |  |  |  |  | 0
Friday | 2001 | 10 | 5 | 0 | 0 | 0 | 0 | 0 | 0 | 0 | 0 | 0 | 0 | 0 | 0 | 0 | 0 | 0 | 0 | 0 | 0 | 0 | 0 | 0 | 0 | 0 | 0 |  |  | 0 |  |  |  |  | 0
Saturday | 2001 | 10 | 6 | 0 | 0 | 0 | 0 | 0 | 0 | 0 | 0 | 0 | 0 | 0 | 0 | 0 | 0 | 0 | 0 | 0 | 0 | 0 | 0 | 0 | 0 | 0 | 0 |  |  | 0 |  |  |  |  | 0
Sunday | 2001 | 10 | 7 | 0 | 0 | 0 | 0 | 0 | 0 | 0 | 0 | 0 | 0 | 0 | 0 | 0 | 0 | 0 | 0 | 0 | 0 | 0 | 0 | 0 | 0 | 0 | 0 |  |  | 0 |  |  |  |  | 0
Monday | 2001 | 10 | 8 | 0 | 0 | 0 | 0 | 0 | 0 | 0 | 0 | 0 | 0 | 0 | 0 | 0 | 0 | 0 | 0 | 0 | 0 | 0 | 0 | 0 | 0 | 0 | 0 |  |  | 0 |  |  |  |  | 0
Tuesday | 2001 | 10 | 9 | 0 | 0 | 0 | 0 | 0 | 0 | 0 | 0 | 0 | 0 | 0 | 0 | 0 | 0 | 0 | 0 | 0 | 0 | 0 | 0 | 0 | 0 | 0 | 0 |  |  | 2.35 |  |  |  |  | 2.35
Wednesday | 2001 | 10 | 10 | 0 | 0 | 0 | 0 | 0 | 0 | 0 | 0 | 0 | 0 | 0 | 0 | 0 | 0 | 0 | 0 | 0 | 0 | 0 | 0 | 0 | 0 | 0 | 0 |  |  | 0.21 |  |  |  |  | 0.21
Thursday | 2001 | 10 | 11 | 0 | 0 | 0 | 0 | 0 | 0 | 0 | 0 | 0 | 0 | 0 | 0 | 0 | 0 | 0 | 0 | 0 | 0 | 0 | 0 | 0 | 0 | 0 | 0 |  |  | 0 |  |  |  |  | 0
Friday | 2001 | 10 | 12 | 0 | 0 | 0 | 0 | 0 | 0 | 0 | 0 | 0 | 0 | 0 | 0 | 0 | 0 | 0 | 0 | 0 | 0 | 0 | 0 | 0 | 0 | 0 | 0 |  |  | 0 |  |  |  |  | 0
Saturday | 2001 | 10 | 13 | 0 | 0 | 0 | 0 | 0 | 0 | 0 | 0 | 0 | 0 | 0 | 0 | 0 | 0 | 0 | 0 | 0 | 0 | 0 | 0 | 0 | 0 | 0 | 0 |  |  | 0 |  |  |  |  | 0
Sunday | 2001 | 10 | 14 | 0 | 0 | 0 | 0 | 0 | 0 | 0 | 0 | 0 | 0 | 0 | 0 | 0 | 0 | 0 | 0 | 0 | 0 | 0 | 0 | 0 | 0 | 0 | 0 |  |  | 0 |  |  |  |  | 0
Monday | 2001 | 10 | 15 | 0 | 0 | 0 | 0 | 0 | 0 | 0 | 0 | 0 | 0 | 0 | 0 | 0 | 0 | 0 | 0 | 0 | 0 | 0 | 0 | 0 | 0 | 0 | 0 |  |  | 0 |  |  |  |  | 0
Tuesday | 2001 | 10 | 16 | 0 | 0 | 0 | 0 | 0 | 0 | 0 | 0 | 0 | 0 | 0 | 0 | 0 | 0 | 0 | 0 | 0 | 0 | 0 | 0 | 0 | 0 | 0 | 0 |  |  | 0 |  |  |  |  | 0
Wednesday | 2001 | 10 | 17 | 0 | 0 | 0 | 0 | 0 | 0 | 0 | 0 | 0 | 0 | 0 | 0 | 0 | 0 | 0 | 0 | 0 | 0 | 0 | 0 | 0 | 0 | 0 | 0 |  |  | 0 |  |  |  |  | 0
Thursday | 2001 | 10 | 18 | 0 | 0 | 0 | 0 | 0 | 0 | 0 | 0 | 0 | 0 | 0 | 0 | 0 | 0 | 0 | 0 | 0 | 0 | 0 | 0 | 0 | 0 | 0 | 0 |  |  | 0 |  |  |  |  | 0
Friday | 2001 | 10 | 19 | 0 | 0 | 0 | 0 | 0 | 0 | 0 | 0 | 0 | 0 | 0 | 0 | 0 | 0 | 0 | 0 | 0 | 0 | 0 | 0 | 0 | 0 | 0 | 0 |  |  | 0 |  |  |  |  | 0
Saturday | 2001 | 10 | 20 | 0 | 0 | 0 | 0 | 0 | 0 | 0 | 0 | 0 | 0 | 0 | 0 | 0 | 0 | 0 | 0 | 0 | 0 | 0 | 0 | 0 | 0 | 0 | 0 |  |  | 0 |  |  |  |  | 0
Sunday | 2001 | 10 | 21 | 0 | 0 | 0 | 0 | 0 | 0 | 0 | 0 | 0 | 0 | 0 | 0 | 0 | 0 | 0 | 0 | 0 | 0 | 0 | 0 | 0 | 0 | 0 | 0 |  |  | 0 |  |  |  |  | 0
Monday | 2001 | 10 | 22 | 0 | 0 | 0 | 0 | 0 | 0 | 0 | 0 | 0 | 0 | 0 | 0 | 0 | 0 | 0 | 0 | 0 | 0 | 0 | 0 | 0 | 0 | 0 | 0 |  |  | 0 |  |  |  |  | 0
Tuesday | 2001 | 10 | 23 | 0 | 0 | 0 | 0 | 0 | 0 | 0 | 0 | 0 | 0 | 0 | 0 | 0 | 0 | 0 | 0 | 0 | 0 | 0 | 0 | 0 | 0 | 0 | 0 |  |  | 0 |  |  |  |  | 0
Wednesday | 2001 | 10 | 24 | 0 | 0 | 0 | 0 | 0 | 0 | 0 | 0 | 0 | 0 | 0 | 0 | 0 | 0 | 0 | 0 | 0 | 0 | 0 | 0 | 0 | 0 | 0 | 0 |  |  | 0.91 |  |  |  |  | 0.91
Thursday | 2001 | 10 | 25 | 0 | 0 | 0 | 0 | 0 | 0 | 0 | 0 | 0 | 0 | 0 | 0 | 0 | 0 | 0 | 0 | 0 | 0 | 0 | 0 | 0 | 0 | 0 | 0 |  |  | 0.31 |  |  |  |  | 0.31
Friday | 2001 | 10 | 26 | 0 | 0 | 0 | 0 | 0 | 0 | 0 | 0 | 0 | 0 | 0 | 0 | 0 | 0 | 0 | 0 | 0 | 0 | 0 | 0 | 0 | 0 | 0 | 0 |  |  | 0 |  |  |  |  | 0
Saturday | 2001 | 10 | 27 | 0 | 0 | 0 | 0 | 0 | 0 | 0 | 0 | 0 | 0 | 0 | 0 | 0 | 0 | 0 | 0 | 0 | 0 | 0 | 0 | 0 | 0 | 0 | 0 |  |  | 0 |  |  |  |  | 0
Sunday | 2001 | 10 | 28 | 0 | 0 | 0 | 0 | 0 | 0 | 0 | 0 | 0 | 0 | 0 | 0 | 0 | 0 | 0 | 0 | 0 | 0 | 0 | 0 | 0 | 0 | 0 | 0 |  |  | 0 |  |  |  |  | 0
Monday | 2001 | 10 | 29 | 0 | 0 | 0 | 0 | 0 | 0 | 0 | 0 | 0 | 0 | 0 | 0 | 0 | 0 | 0 | 0 | 0 | 0 | 0 | 0 | 0 | 0 | 0 | 0 |  |  | 0 |  |  |  |  | 0
Tuesday | 2001 | 10 | 30 | 0 | 0 | 0 | 0 | 0 | 0 | 0 | 0 | 0 | 0 | 0 | 0 | 0 | 0 | 0 | 0 | 0 | 0 | 0 | 0 | 0 | 0 | 0 | 0 |  |  | 0 |  |  |  |  | 0
Wednesday | 2001 | 10 | 31 | 0 | 0 | 0 | 0 | 0 | 0 | 0 | 0 | 0 | 0 | 0 | 0 | 0 | 0 | 0 | 0 | 0 | 0 | 0 | 0 | 0 | 0 | 0 | 0 |  |  | 0 |  |  |  |  | 0
Thursday | 2001 | 11 | 1 | 0 | 0 | 0 | 0 | 0 | 0 | 0 | 0 | 0 | 0 | 0 | 0 | 0 | 0 | 0 | 0 | 0 | 0 | 0 | 0 | 0 | 0 | 0 | 0 | [5 empty] | 0 |  | 0
Friday | 2001 | 11 | 2 | 0 | 0 | 0 | 0 | 0 | 0 | 0 | 0 | 0 | 0 | 0 | 0 | 0 | 0 | 0 | 0 | 0 | 0 | 0 | 0 | 0 | 0 | 0 | 0 | [5 empty] | 0 |  | 0
Saturday | 2001 | 11 | 3 | 0 | 0 | 0 | 0 | 0 | 0 | 0 | 0 | 0 | 0 | 0 | 0 | 0 | 0 | 0 | 0 | 0 | 0 | 0 | 0 | 0 | 0 | 0 | 0 | [5 empty] | 0 |  | 0
Sunday | 2001 | 11 | 4 | 0.1375 | 0.10346 | 0.073512 | 0.05037 | 0.040159 | 0.034033 | 0.02042 | 0.01021 | 0.00068067 | 0.002042 | 0.0034033 | 0.0054454 | 0.0068067 | 0.0074874 | 0.008168 | 0.0074874 | 0.006126 | 0.0047647 | 0.0088487 | 0.02042 | 0.03063 | 0.036756 | 0.036075 | 0.025185 | [5 empty] | 0 |  | 0
Monday | 2001 | 11 | 5 | 0.25645 | 0.19297 | 0.13711 | 0.093948 | 0.074904 | 0.063478 | 0.038087 | 0.019043 | 0.0012696 | 0.0038087 | 0.0063478 | 0.010157 | 0.012696 | 0.013965 | 0.015235 | 0.013965 | 0.011426 | 0.008887 | 0.016504 | 0.038087 | 0.05713 | 0.068557 | 0.067287 | 0.046974 | [5 empty] | 0 |  | 0
Tuesday | 2001 | 11 | 6 | 0 | 0 | 0 | 0 | 0 | 0 | 0 | 0 | 0 | 0 | 0 | 0 | 0 | 0 | 0 | 0 | 0 | 0 | 0 | 0 | 0 | 0 | 0 | 0 | [5 empty] | 0 |  | 0
Wednesday | 2001 | 11 | 7 | 0 | 0 | 0 | 0 | 0 | 0 | 0 | 0 | 0 | 0 | 0 | 0 | 0 | 0 | 0 | 0 | 0 | 0 | 0 | 0 | 0 | 0 | 0 | 0 | [5 empty] | 0 |  | 0
Thursday | 2001 | 11 | 8 | 0 | 0 | 0 | 0 | 0 | 0 | 0 | 0 | 0 | 0 | 0 | 0 | 0 | 0 | 0 | 0 | 0 | 0 | 0 | 0 | 0 | 0 | 0 | 0 | [5 empty] | 0 |  | 0
Friday | 2001 | 11 | 9 | 0 | 0 | 0 | 0 | 0 | 0 | 0 | 0 | 0 | 0 | 0 | 0 | 0 | 0 | 0 | 0 | 0 | 0 | 0 | 0 | 0 | 0 | 0 | 0 | [5 empty] | 0 |  | 0
Saturday | 2001 | 11 | 10 | 0 | 0 | 0 | 0 | 0 | 0 | 0 | 0 | 0 | 0 | 0 | 0 | 0 | 0 | 0 | 0 | 0 | 0 | 0 | 0 | 0 | 0 | 0 | 0 | [5 empty] | 0 |  | 0
Sunday | 2001 | 11 | 11 | 0 | 0 | 0 | 0 | 0 | 0 | 0 | 0 | 0 | 0 | 0 | 0 | 0 | 0 | 0 | 0 | 0 | 0 | 0 | 0 | 0 | 0 | 0 | 0 | [5 empty] | 0 |  | 0
Monday | 2001 | 11 | 12 | 0 | 0 | 0 | 0 | 0 | 0 | 0 | 0 | 0 | 0 | 0 | 0 | 0 | 0 | 0 | 0 | 0 | 0 | 0 | 0 | 0 | 0 | 0 | 0 | [5 empty] | 0 |  | 0
Tuesday | 2001 | 11 | 13 | 0 | 0 | 0 | 0 | 0 | 0 | 0 | 0 | 0 | 0 | 0 | 0 | 0 | 0 | 0 | 0 | 0 | 0 | 0 | 0 | 0 | 0 | 0 | 0 | [5 empty] | 0 |  | 0
Wednesday | 2001 | 11 | 14 | 0 | 0 | 0 | 0 | 0 | 0 | 0 | 0 | 0 | 0 | 0 | 0 | 0 | 0 | 0 | 0 | 0 | 0 | 0 | 0 | 0 | 0 | 0 | 0 | [5 empty] | 0 |  | 0
Thursday | 2001 | 11 | 15 | 0 | 0 | 0 | 0 | 0 | 0 | 0 | 0 | 0 | 0 | 0 | 0 | 0 | 0 | 0 | 0 | 0 | 0 | 0 | 0 | 0 | 0 | 0 | 0 | [5 empty] | 0 |  | 0
Friday | 2001 | 11 | 16 | 0 | 0 | 0 | 0 | 0 | 0 | 0 | 0 | 0 | 0 | 0 | 0 | 0 | 0 | 0 | 0 | 0 | 0 | 0 | 0 | 0 | 0 | 0 | 0 | [5 empty] | 0 |  | 0
Saturday | 2001 | 11 | 17 | 0 | 0 | 0 | 0 | 0 | 0 | 0 | 0 | 0 | 0 | 0 | 0 | 0 | 0 | 0 | 0 | 0 | 0 | 0 | 0 | 0 | 0 | 0 | 0 | [5 empty] | 0 |  | 0
Sunday | 2001 | 11 | 18 | 0 | 0 | 0 | 0 | 0 | 0 | 0 | 0 | 0 | 0 | 0 | 0 | 0 | 0 | 0 | 0 | 0 | 0 | 0 | 0 | 0 | 0 | 0 | 0 | [5 empty] | 0 |  | 0
Monday | 2001 | 11 | 19 | 0 | 0 | 0 | 0 | 0 | 0 | 0 | 0 | 0 | 0 | 0 | 0 | 0 | 0 | 0 | 0 | 0 | 0 | 0 | 0 | 0 | 0 | 0 | 0 | [5 empty] | 0 |  | 0
Tuesday | 2001 | 11 | 20 | 0 | 0 | 0 | 0 | 0 | 0 | 0 | 0 | 0 | 0 | 0 | 0 | 0 | 0 | 0 | 0 | 0 | 0 | 0 | 0 | 0 | 0 | 0 | 0 | [5 empty] | 0 |  | 0
Wednesday | 2001 | 11 | 21 | 0 | 0 | 0 | 0 | 0 | 0 | 0 | 0 | 0 | 0 | 0 | 0 | 0 | 0 | 0 | 0 | 0 | 0 | 0 | 0 | 0 | 0 | 0 | 0 | [5 empty] | 0 |  | 0
Thursday | 2001 | 11 | 22 | 0 | 0 | 0 | 0 | 0 | 0 | 0 | 0 | 0 | 0 | 0 | 0 | 0 | 0 | 0 | 0 | 0 | 0 | 0 | 0 | 0 | 0 | 0 | 0 | [5 empty] | 0 |  | 0
Friday | 2001 | 11 | 23 | 0 | 0 | 0 | 0 | 0 | 0 | 0 | 0 | 0 | 0 | 0 | 0 | 0 | 0 | 0 | 0 | 0 | 0 | 0 | 0 | 0 | 0 | 0 | 0 | [5 empty] | 0 |  | 0
Saturday | 2001 | 11 | 24 | 0 | 0 | 0 | 0 | 0 | 0 | 0 | 0 | 0 | 0 | 0 | 0 | 0 | 0 | 0 | 0 | 0 | 0 | 0 | 0 | 0 | 0 | 0 | 0 | [5 empty] | 0 |  | 0
Sunday | 2001 | 11 | 25 | 0 | 0 | 0 | 0 | 0 | 0 | 0 | 0 | 0 | 0 | 0 | 0 | 0 | 0 | 0 | 0 | 0 | 0 | 0 | 0 | 0 | 0 | 0 | 0 | [5 empty] | 0 |  | 0
Monday | 2001 | 11 | 26 | 0 | 0 | 0 | 0 | 0 | 0 | 0 | 0 | 0 | 0 | 0 | 0 | 0 | 0 | 0 | 0 | 0 | 0 | 0 | 0 | 0 | 0 | 0 | 0 | [5 empty] | 0 |  | 0
Tuesday | 2001 | 11 | 27 | 0 | 0 | 0 | 0 | 0 | 0 | 0 | 0 | 0 | 0 | 0 | 0 | 0 | 0 | 0 | 0 | 0 | 0 | 0 | 0 | 0 | 0 | 0 | 0 | [5 empty] | 0 |  | 0
Wednesday | 2001 | 11 | 28 | 0 | 0 | 0 | 0 | 0 | 0 | 0 | 0 | 0 | 0 | 0 | 0 | 0 | 0 | 0 | 0 | 0 | 0 | 0 | 0 | 0 | 0 | 0 | 0 | [5 empty] | 0 |  | 0
Thursday | 2001 | 11 | 29 | 0 | 0 | 0 | 0 | 0 | 0 | 0 | 0 | 0 | 0 | 0 | 0 | 0 | 0 | 0 | 0 | 0 | 0 | 0 | 0 | 0 | 0 | 0 | 0 | [5 empty] | 0 |  | 0
Friday | 2001 | 11 | 30 | 0 | 0 | 0 | 0 | 0 | 0 | 0 | 0 | 0 | 0 | 0 | 0 | 0 | 0 | 0 | 0 | 0 | 0 | 0 | 0 | 0 | 0 | 0 | 0 | [5 empty] | 0 |  | 0
Saturday | 2001 | 12 | 1 | 0 | 0 | 0 | 0 | 0 | 0 | 0 | 0 | 0 | 0 | 0 | 0 | 0 | 0 | 0 | 0 | 0 | 0 | 0 | 0 | 0 | 0 | 0 | 0 |  |  |  |  | 0 | 0 | 0 | 0 |  | N/A
Sunday | 2001 | 12 | 2 | 0 | 0 | 0 | 0 | 0 | 0 | 0 | 0 | 0 | 0 | 0 | 0 | 0 | 0 | 0 | 0 | 0 | 0 | 0 | 0 | 0 | 0 | 0 | 0 |  |  |  |  | 0 | 0 | 0 | 0 |  | N/A
Monday | 2001 | 12 | 3 | 0 | 0 | 0 | 0 | 0 | 0 | 0 | 0 | 0 | 0 | 0 | 0 | 0 | 0 | 0 | 0 | 0 | 0 | 0 | 0 | 0 | 0 | 0 | 0 |  |  |  |  | 0 | 0 | 0 | 0 |  | 0
Tuesday | 2001 | 12 | 4 | 0 | 0 | 0 | 0 | 0 | 0 | 0 | 0 | 0 | 0 | 0 | 0 | 0 | 0 | 0 | 0 | 0 | 0 | 0 | 0 | 0 | 0 | 0 | 0 |  |  |  |  | 0 | 0 | 0 | 0 |  | 0
Wednesday | 2001 | 12 | 5 | 0 | 0 | 0 | 0 | 0 | 0 | 0 | 0 | 0 | 0 | 0 | 0 | 0 | 0 | 0 | 0 | 0 | 0 | 0 | 0 | 0 | 0 | 0 | 0 |  |  |  |  | 0 | 0 | 0 | 0 |  | 0
Thursday | 2001 | 12 | 6 | 0 | 0 | 0 | 0 | 0 | 0 | 0 | 0 | 0 | 0 | 0 | 0 | 0 | 0 | 0 | 0 | 0 | 0 | 0 | 0 | 0 | 0 | 0 | 0 |  |  |  |  | 0 | 0 | 0 | 0 |  | 0
Friday | 2001 | 12 | 7 | 0 | 0 | 0 | 0 | 0 | 0 | 0 | 0 | 0 | 0 | 0 | 0 | 0 | 0 | 0 | 0 | 0 | 0 | 0 | 0 | 0 | 0 | 0 | 0 |  |  |  |  | 0 | 0 | 0 | 0 |  | 0
Saturday | 2001 | 12 | 8 | 0 | 0 | 0 | 0 | 0 | 0 | 0 | 0 | 0 | 0 | 0 | 0 | 0 | 0 | 0 | 0 | 0 | 0 | 0 | 0 | 0 | 0 | 0 | 0 |  |  |  |  | 0 | 0 | 0 | 0 |  | N/A
Sunday | 2001 | 12 | 9 | 0 | 0 | 0 | 0 | 0 | 0 | 0 | 0 | 0 | 0 | 0 | 0 | 0 | 0 | 0 | 0 | 0 | 0 | 0 | 0 | 0 | 0 | 0 | 0 |  |  |  |  | 0 | 0 | 0 | 0 |  | N/A
Monday | 2001 | 12 | 10 | 0 | 0 | 0 | 0 | 0 | 0 | 0 | 0 | 0 | 0 | 0 | 0 | 0 | 0 | 0 | 0 | 0 | 0 | 0 | 0 | 0 | 0 | 0 | 0 |  |  |  |  | 0 | 0 | 0 | 0 |  | 0
Tuesday | 2001 | 12 | 11 | 0 | 0 | 0 | 0 | 0 | 0 | 0 | 0 | 0 | 0 | 0 | 0 | 0 | 0 | 0 | 0 | 0 | 0 | 0 | 0 | 0 | 0 | 0 | 0 |  |  |  |  | 0 | 0 | 0 | 0 |  | 0
Wednesday | 2001 | 12 | 12 | 0 | 0 | 0 | 0 | 0 | 0 | 0 | 0 | 0 | 0 | 0 | 0 | 0 | 0 | 0 | 0 | 0 | 0 | 0 | 0 | 0 | 0 | 0 | 0 |  |  |  |  | 0 | 0 | 0 | 0 |  | 0
Thursday | 2001 | 12 | 13 | 0 | 0 | 0 | 0 | 0 | 0 | 0 | 0 | 0 | 0 | 0 | 0 | 0 | 0 | 0 | 0 | 0 | 0 | 0 | 0 | 0 | 0 | 0 | 0 |  |  |  |  | 0 | 0 | 0 | 0 |  | 0
Friday | 2001 | 12 | 14 | 0 | 0 | 0 | 0 | 0 | 0 | 0 | 0 | 0 | 0 | 0 | 0 | 0 | 0 | 0 | 0 | 0 | 0 | 0 | 0 | 0 | 0 | 0 | 0 |  |  |  |  | 0 | 0 | 0 | 0 |  | 0
Saturday | 2001 | 12 | 15 | 0 | 0 | 0 | 0 | 0 | 0 | 0 | 0 | 0 | 0 | 0 | 0 | 0 | 0 | 0 | 0 | 0 | 0 | 0 | 0 | 0 | 0 | 0 | 0 |  |  |  |  | 0 | 0 | 0 | 0 |  | N/A
Sunday | 2001 | 12 | 16 | 0 | 0 | 0 | 0 | 0 | 0 | 0 | 0 | 0 | 0 | 0 | 0 | 0 | 0 | 0 | 0 | 0 | 0 | 0 | 0 | 0 | 0 | 0 | 0 |  |  |  |  | 0 | 0 | 0 | 0 |  | N/A
Monday | 2001 | 12 | 17 | 0 | 0 | 0 | 0 | 0 | 0 | 0 | 0 | 0 | 0 | 0 | 0 | 0 | 0 | 0 | 0 | 0 | 0 | 0 | 0 | 0 | 0 | 0 | 0 |  |  |  |  | 0 | 0 | 0 | 0 |  | 0
Tuesday | 2001 | 12 | 18 | 0 | 0 | 0 | 0 | 0 | 0 | 0 | 0 | 0 | 0 | 0 | 0 | 0 | 0 | 0 | 0 | 0 | 0 | 0 | 0 | 0 | 0 | 0 | 0 |  |  |  |  | 0 | 0 | 0 | 0 |  | 0
Wednesday | 2001 | 12 | 19 | 0 | 0 | 0 | 0 | 0 | 0 | 0 | 0 | 0 | 0 | 0 | 0 | 0 | 0 | 0 | 0 | 0 | 0 | 0 | 0 | 0 | 0 | 0 | 0 |  |  |  |  | 0 | 0 | 0 | 0 |  | 0
Thursday | 2001 | 12 | 20 | 0 | 0 | 0 | 0 | 0 | 0 | 0 | 0 | 0 | 0 | 0 | 0 | 0 | 0 | 0 | 0 | 0 | 0 | 0 | 0 | 0 | 0 | 0 | 0 |  |  |  |  | 0 | 0 | 0 | 0 |  | 0
Friday | 2001 | 12 | 21 | 0 | 0 | 0 | 0 | 0 | 0 | 0 | 0 | 0 | 0 | 0 | 0 | 0 | 0 | 0 | 0 | 0 | 0 | 0 | 0 | 0 | 0 | 0 | 0 |  |  |  |  | 0 | 0 | 0 | 0 |  | 0
Saturday | 2001 | 12 | 22 | 0 | 0 | 0 | 0 | 0 | 0 | 0 | 0 | 0 | 0 | 0 | 0 | 0 | 0 | 0 | 0 | 0 | 0 | 0 | 0 | 0 | 0 | 0 | 0 |  |  |  |  | 0 | 0 | 0 | 0 |  | N/A
Sunday | 2001 | 12 | 23 | 0 | 0 | 0 | 0 | 0 | 0 | 0 | 0 | 0 | 0 | 0 | 0 | 0 | 0 | 0 | 0 | 0 | 0 | 0 | 0 | 0 | 0 | 0 | 0 |  |  |  |  | 0 | 0 | 0 | 0 |  | N/A
Monday | 2001 | 12 | 24 | 0 | 0 | 0 | 0 | 0 | 0 | 0 | 0 | 0 | 0 | 0 | 0 | 0 | 0 | 0 | 0 | 0 | 0 | 0 | 0 | 0 | 0 | 0 | 0 |  |  |  |  | 0 | 0 | 0 | 0 |  | 0
Tuesday | 2001 | 12 | 25 | 0 | 0 | 0 | 0 | 0 | 0 | 0 | 0 | 0 | 0 | 0 | 0 | 0 | 0 | 0 | 0 | 0 | 0 | 0 | 0 | 0 | 0 | 0 | 0 |  |  |  |  | 0 | 0 | 0 | 0 |  | 0
Wednesday | 2001 | 12 | 26 | 0 | 0 | 0 | 0 | 0 | 0 | 0 | 0 | 0 | 0 | 0 | 0 | 0 | 0 | 0 | 0 | 0 | 0 | 0 | 0 | 0 | 0 | 0 | 0 |  |  |  |  | 0 | 0 | 0 | 0 |  | 0
Thursday | 2001 | 12 | 27 | 0 | 0 | 0 | 0 | 0 | 0 | 0 | 0 | 0 | 0 | 0 | 0 | 0 | 0 | 0 | 0 | 0 | 0 | 0 | 0 | 0 | 0 | 0 | 0 |  |  |  |  | 0 | 0 | 0 | 0 |  | 0
Friday | 2001 | 12 | 28 | 0 | 0 | 0 | 0 | 0 | 0 | 0 | 0 | 0 | 0 | 0 | 0 | 0 | 0 | 0 | 0 | 0 | 0 | 0 | 0 | 0 | 0 | 0 | 0 |  |  |  |  | 0 | 0 | 0 | 0 |  | 0
Saturday | 2001 | 12 | 29 | 0 | 0 | 0 | 0 | 0 | 0 | 0 | 0 | 0 | 0 | 0 | 0 | 0 | 0 | 0 | 0 | 0 | 0 | 0 | 0 | 0 | 0 | 0 | 0 |  |  |  |  | 0 | 0 | 0 | 0 |  | N/A
Sunday | 2001 | 12 | 30 | 0 | 0 | 0 | 0 | 0 | 0 | 0 | 0 | 0 | 0 | 0 | 0 | 0 | 0 | 0 | 0 | 0 | 0 | 0 | 0 | 0 | 0 | 0 | 0 |  |  |  |  | 0 | 0 | 0 | 0 |  | N/A
Monday | 2001 | 12 | 31 | 0 | 0 | 0 | 0 | 0 | 0 | 0 | 0 | 0 | 0 | 0 | 0 | 0 | 0 | 0 | 0 | 0 | 0 | 0 | 0 | 0 | 0 | 0 | 0 |  |  |  |  | 0 | 0 | 0 | 0 |  | 0
Total | [28 empty] | 346.26 | 625.86 | 394.82 | 0 | 19.76 | 0 | 1386.7
Percent Peaks | [28 empty] | 0.2497 | 0.45133 | 0.28472 | 0 | 0.01425 | 0 | 1
Average W all periods | [34 empty] | 1386.7 | 0.87 | 0
Max W | [37 empty] | 2
Summer Coincidence Factor | [35 empty] | 0.4372
Winter Coincidence Factor | [36 empty] | 0
Total Wh | 1386.7
Total Wh/max W | 693.35
Highest Wh Date

## grimason (hidden)
New York | New York | New York | New York | New York | New York | New York | New York | New York | New York | New York |  | Vermont | Vermont | Vermont | Vermont | Vermont | Vermont | Vermont | Vermont | Vermont
| Distribution of Energy | [11 empty] | Distribution of Energy
Total Wh per Year | Summer on Peak | Summer off Peak | Summer Shoulder | Winter on Peak | Winter off Peak | Winter Shoulder | Summer Coincidence Factor | Winter Coincidence Factor | Wh/max W Ratio | max W | 2001 RER Loadshape | Total Wh Per Year | Summer On Peak | Summer Off Peak | Winter On Peak | Winter Off Peak | Summer Coincidence Factor | Winter Coincidence Factor | Fall Spring Coincidence Factor | Wh/max W Ratio
0 | 0% | 0% | 0% | 0% | 0% | 0% | 0 | 0 | 0 | 0 | Restaurant 3 Meals w/electric space heat | 677.5244 | 52.93% | 42.25% | 0% | 0% | 0% | 0.60057 | 0 | 273.3387
End-use electric DHW
0.95177
0
Note on H3: Eric Belliveau: Coincidence factor calculated as percent of the diversified max kW
Note on I3: Eric Belliveau: Coincidence factor calculated as percent of the diversified max kW
Note on L4: EJB: RER states that the restaurant is 4,250 SF
Note on R3: Eric Belliveau: Coincidence factor calculated as percent of the diversified max kW
Note on S3: Eric Belliveau: Coincidence factor calculated as percent of the diversified max kW
Note on T3: Eric Belliveau: Coincidence factor calculated as percent of the diversified max kW