## Simul_ADJ
[8 empty] | 4720.7381 |  |  |  | 2695.0529
| Start | 32 | [5 empty] | Battery Assumptions |  |  | 20kw max solar
| End | 32
[8 empty] | Usable Energy (kWh) | 13.5 | <--total size, take 20% haircut - this should be the maximum | [7 empty] | Peak | Off-Peak
| First Summer | 6 | [5 empty] | Max Charge | 5 |  | 11.5kW is output of battery | [5 empty] | Summer | 1943.214 | 751.8388
| Last Summer | 9 | [8 empty] | theoretically could output 11.5 | [5 empty] | Non-Summer | 1937.0021 | 858.2937
| Peak Start | 6 | [15 empty] | 1 | 2 | 3 | 4 | 5 | 6 | 7 | 8 | 9 | 10 | 11 | 12 | 13 | 14 | 15 | 16 | 17 | 18 | 19 | 20 | 21 | 22 | 23 | 24 | 25
| Peak End | 22 | [15 empty] | 5490.3486 | 5462.8969 | 5435.5824 | 5408.4045 | 5381.3625 | 5354.4556 | 5327.6834 | 5301.0449 | 5274.5397 | 5248.167 | 5221.9262 | 5195.8166 | 5169.8375 | 5143.9883 | 5118.2683 | 5092.677 | 5067.2136 | 5041.8776 | 5016.6682 | 4991.5848 | 4966.6269 | 4941.7938 | 4917.0848 | 4892.4994 | 4868.0369
Daylight Savings
| 2023-03-12 |  |  |  |  | 1324.2458 | [11 empty] | 1937.0021 1: 18475.7693
2023-11-05
0.5%
[5 empty] | Scale | 1.9026 |  | 1 | --> base case Sim.Cons |  |  | 50% | Simul_Adj Factor
1
| Month | Day | Hour Start |  | AVG 2023 ComEd Resi SF Profile (kWh) | Scaled Profile | AC System Output (kWh) - 7/8.4 | Scaled & Degraded System (kWh) |  |  | Net Metered (kWh) | Sim.Cons (kWh) | Paid for Usage (kWh) | New Profile (kWh)
[5 empty] | 8352.3879 | 15890.9494 | 10980.6745 | 10980.6745 |  |  | 5490.3259 | 5490.3486 | 10400.6007 | 4910.2748
2023-01-01 | 1 | 1 | 0 | Non-Summer | 0.9126 | 1.7363 | 0 | 0 | Normal |  | 0 | 0 | 1.7363 | 1.7363 | 7 | Off-Peak | Hour | 1 | 2 | 3 | 4 | 5 | 6 | 7 | 8 | 9 | 10 | 11 | 12 | 13 | 14 | 15 | 16 | 17 | 18 | 19 | 20 | 21 | 22 | 23 | 24
2023-01-01 01:00 | 1 | 1 | 1 | Non-Summer | 0.8495 | 1.6162 | 0 | 0 | Normal |  | 0 | 0 | 1.6162 | 1.6162 | 7 | Off-Peak |  | 0 | 1 | 2 | 3 | 4 | 5 | 6 | 7 | 8 | 9 | 10 | 11 | 12 | 13 | 14 | 15 | 16 | 17 | 18 | 19 | 20 | 21 | 22 | 23
2023-01-01 02:00 | 1 | 1 | 2 | Non-Summer | 0.804 | 1.5297 | 0 | 0 | Normal |  | 0 | 0 | 1.5297 | 1.5297 | 7 | Off-Peak | Customer Usage | 1.7215 | 1.5659 | 1.4578 | 1.3885 | 1.3533 | 1.3543 | 1.3933 | 1.4461 | 1.4931 | 1.5392 | 1.6019 | 1.679 | 1.7687 | 1.8612 | 1.9459 | 2.0378 | 2.1757 | 2.3208 | 2.3959 | 2.3921 | 2.3352 | 2.2564 | 2.1256 | 1.9272
2023-01-01 03:00 | 1 | 1 | 3 | Non-Summer | 0.7705 | 1.4659 | 0 | 0 | Normal |  | 0 | 0 | 1.4659 | 1.4659 | 7 | Off-Peak | Exports | 0 | 0 | 0 | 0 | 0 | 0 | 0 | 0 | 0.20839 | 1.2404 | 1.8767 | 2.277 | 2.3247 | 2.1564 | 1.5488 | 0.69716 | 0 | 0 | 0 | 0 | 0 | 0 | 0 | 0
2023-01-01 04:00 | 1 | 1 | 4 | Non-Summer | 0.752 | 1.4307 | 0 | 0 | Normal |  | 0 | 0 | 1.4307 | 1.4307 | 7 | Off-Peak | Simultaneous Consumption | 0 | 0 | 0 | 0 | 0 | 0.00012966 | 0.077769 | 0.57916 | 1.4931 | 1.5392 | 1.6019 | 1.679 | 1.7687 | 1.8612 | 1.9459 | 2.0378 | 1.8092 | 0.97531 | 0.34248 | 0.043541 | 0 | 0 | 0 | 0
2023-01-01 05:00 | 1 | 1 | 5 | Non-Summer | 0.7524 | 1.4315 | 0 | 0 | Normal |  | 0 | 0 | 1.4315 | 1.4315 | 7 | Off-Peak
2023-01-01 06:00 | 1 | 1 | 6 | Non-Summer | 0.7632 | 1.452 | 0 | 0 | Normal |  | 0 | 0 | 1.452 | 1.452 | 7 | Off-Peak | Generation | 0 | 0 | 0 | 0 | 0 | 0.00012966 | 0.077769 | 0.57916 | 1.7015 | 2.7797 | 3.4786 | 3.956 | 4.0935 | 4.0176 | 3.4947 | 2.735 | 1.8092 | 0.97531 | 0.34248 | 0.043541 | 0 | 0 | 0 | 0
2023-01-01 07:00 | 1 | 1 | 7 | Non-Summer | 0.7861 | 1.4956 | 0.075558 | 0.075558 | Normal |  | 0 | 0.075558 | 1.42 | 1.42 | 7 | Off-Peak
2023-01-01 08:00 | 1 | 1 | 8 | Non-Summer | 0.8163 | 1.5531 | 1.4266 | 1.4266 | Normal |  | 0 | 1.4266 | 0.12646 | 0.12646 | 7 | Off-Peak |  | 0 | 0 | 0 | 0 | 0 | 0 | 0 | 0 | 0 | 0 | 0 | 0 | 0 | 0 | 0 | 0 | 0 | 0 | 0 | 0 | 0 | 0 | 0 | 0
2023-01-01 09:00 | 1 | 1 | 9 | Non-Summer | 0.8487 | 1.6147 | 2.6809 | 2.6809 | Normal |  | 1.0662 | 1.6147 | 0 | -1.0662 | 7 | Off-Peak
2023-01-01 10:00 | 1 | 1 | 10 | Non-Summer | 0.8784 | 1.6712 | 3.3513 | 3.3513 | Normal |  | 1.68 | 1.6712 | 0 | -1.68 | 7 | Off-Peak
2023-01-01 11:00 | 1 | 1 | 11 | Non-Summer | 0.9068 | 1.7252 | 3.8761 | 3.8761 | Normal |  | 2.1508 | 1.7252 | 0 | -2.1508 | 7 | Off-Peak
2023-01-01 12:00 | 1 | 1 | 12 | Non-Summer | 0.926 | 1.7618 | 4.0598 | 4.0598 | Normal |  | 2.298 | 1.7618 | 0 | -2.298 | 7 | Off-Peak
2023-01-01 13:00 | 1 | 1 | 13 | Non-Summer | 0.9219 | 1.754 | 3.6927 | 3.6927 | Normal |  | 1.9388 | 1.754 | 0 | -1.9388 | 7 | Off-Peak
2023-01-01 14:00 | 1 | 1 | 14 | Non-Summer | 0.9218 | 1.7538 | 2.1097 | 2.1097 | Normal |  | 0.35592 | 1.7538 | 0 | -0.35592 | 7 | Off-Peak
2023-01-01 15:00 | 1 | 1 | 15 | Non-Summer | 0.9563 | 1.8194 | 0.99614 | 0.99614 | Normal |  | 0 | 0.99614 | 0.82328 | 0.82328 | 7 | Off-Peak
2023-01-01 16:00 | 1 | 1 | 16 | Non-Summer | 1.0454 | 1.9889 | 0 | 0 | Normal |  | 0 | 0 | 1.9889 | 1.9889 | 7 | Off-Peak
2023-01-01 17:00 | 1 | 1 | 17 | Non-Summer | 1.142 | 2.1727 | 0 | 0 | Normal |  | 0 | 0 | 2.1727 | 2.1727 | 7 | Off-Peak
2023-01-01 18:00 | 1 | 1 | 18 | Non-Summer | 1.1464 | 2.1811 | 0 | 0 | Normal |  | 0 | 0 | 2.1811 | 2.1811 | 7 | Off-Peak
2023-01-01 19:00 | 1 | 1 | 19 | Non-Summer | 1.1313 | 2.1524 | 0 | 0 | Normal |  | 0 | 0 | 2.1524 | 2.1524 | 7 | Off-Peak
2023-01-01 20:00 | 1 | 1 | 20 | Non-Summer | 1.1082 | 2.1084 | 0 | 0 | Normal |  | 0 | 0 | 2.1084 | 2.1084 | 7 | Off-Peak
2023-01-01 21:00 | 1 | 1 | 21 | Non-Summer | 1.0639 | 2.0241 | 0 | 0 | Normal |  | 0 | 0 | 2.0241 | 2.0241 | 7 | Off-Peak
2023-01-01 22:00 | 1 | 1 | 22 | Non-Summer | 0.9845 | 1.8731 | 0 | 0 | Normal |  | 0 | 0 | 1.8731 | 1.8731 | 7 | Off-Peak
2023-01-01 23:00 | 1 | 1 | 23 | Non-Summer | 0.8914 | 1.6959 | 0 | 0 | Normal |  | 0 | 0 | 1.6959 | 1.6959 | 7 | Off-Peak
2023-01-02 | 1 | 2 | 0 | Non-Summer | 0.8178 | 1.5559 | 0 | 0 | Normal |  | 0 | 0 | 1.5559 | 1.5559 | 1 | Off-Peak
2023-01-02 01:00 | 1 | 2 | 1 | Non-Summer | 0.7662 | 1.4577 | 0 | 0 | Normal |  | 0 | 0 | 1.4577 | 1.4577 | 1 | Off-Peak
2023-01-02 02:00 | 1 | 2 | 2 | Non-Summer | 0.7388 | 1.4056 | 0 | 0 | Normal |  | 0 | 0 | 1.4056 | 1.4056 | 1 | Off-Peak
2023-01-02 03:00 | 1 | 2 | 3 | Non-Summer | 0.7283 | 1.3856 | 0 | 0 | Normal |  | 0 | 0 | 1.3856 | 1.3856 | 1 | Off-Peak
2023-01-02 04:00 | 1 | 2 | 4 | Non-Summer | 0.733 | 1.3946 | 0 | 0 | Normal |  | 0 | 0 | 1.3946 | 1.3946 | 1 | Off-Peak
2023-01-02 05:00 | 1 | 2 | 5 | Non-Summer | 0.7521 | 1.4309 | 0 | 0 | Normal |  | 0 | 0 | 1.4309 | 1.4309 | 1 | Off-Peak
2023-01-02 06:00 | 1 | 2 | 6 | Non-Summer | 0.7788 | 1.4817 | 0 | 0 | Normal |  | 0 | 0 | 1.4817 | 1.4817 | 1 | Peak
2023-01-02 07:00 | 1 | 2 | 7 | Non-Summer | 0.8107 | 1.5424 | 0.059804 | 0.059804 | Normal |  | 0 | 0.059804 | 1.4826 | 1.4826 | 1 | Peak
2023-01-02 08:00 | 1 | 2 | 8 | Non-Summer | 0.8398 | 1.5978 | 1.4721 | 1.4721 | Normal |  | 0 | 1.4721 | 0.1257 | 0.1257 | 1 | Peak
2023-01-02 09:00 | 1 | 2 | 9 | Non-Summer | 0.8663 | 1.6482 | 2.5246 | 2.5246 | Normal |  | 0.87636 | 1.6482 | 0 | -0.87636 | 1 | Peak
2023-01-02 10:00 | 1 | 2 | 10 | Non-Summer | 0.882 | 1.6781 | 3.3549 | 3.3549 | Normal |  | 1.6769 | 1.6781 | 0 | -1.6769 | 1 | Peak
2023-01-02 11:00 | 1 | 2 | 11 | Non-Summer | 0.8908 | 1.6948 | 3.8508 | 3.8508 | Normal |  | 2.156 | 1.6948 | 0 | -2.156 | 1 | Peak
2023-01-02 12:00 | 1 | 2 | 12 | Non-Summer | 0.9003 | 1.7129 | 4.1246 | 4.1246 | Normal |  | 2.4117 | 1.7129 | 0 | -2.4117 | 1 | Peak
2023-01-02 13:00 | 1 | 2 | 13 | Non-Summer | 0.9018 | 1.7157 | 3.7998 | 3.7998 | Normal |  | 2.0841 | 1.7157 | 0 | -2.0841 | 1 | Peak
2023-01-02 14:00 | 1 | 2 | 14 | Non-Summer | 0.9108 | 1.7329 | 2.264 | 2.264 | Normal |  | 0.53117 | 1.7329 | 0 | -0.53117 | 1 | Peak
2023-01-02 15:00 | 1 | 2 | 15 | Non-Summer | 0.9526 | 1.8124 | 0.84418 | 0.84418 | Normal |  | 0 | 0.84418 | 0.9682 | 0.9682 | 1 | Peak
2023-01-02 16:00 | 1 | 2 | 16 | Non-Summer | 1.0635 | 2.0234 | 0 | 0 | Normal |  | 0 | 0 | 2.0234 | 2.0234 | 1 | Peak
2023-01-02 17:00 | 1 | 2 | 17 | Non-Summer | 1.164 | 2.2146 | 0 | 0 | Normal |  | 0 | 0 | 2.2146 | 2.2146 | 1 | Peak
2023-01-02 18:00 | 1 | 2 | 18 | Non-Summer | 1.1706 | 2.2271 | 0 | 0 | Normal |  | 0 | 0 | 2.2271 | 2.2271 | 1 | Peak
2023-01-02 19:00 | 1 | 2 | 19 | Non-Summer | 1.154 | 2.1956 | 0 | 0 | Normal |  | 0 | 0 | 2.1956 | 2.1956 | 1 | Peak
2023-01-02 20:00 | 1 | 2 | 20 | Non-Summer | 1.1219 | 2.1345 | 0 | 0 | Normal |  | 0 | 0 | 2.1345 | 2.1345 | 1 | Peak
2023-01-02 21:00 | 1 | 2 | 21 | Non-Summer | 1.0709 | 2.0375 | 0 | 0 | Normal |  | 0 | 0 | 2.0375 | 2.0375 | 1 | Peak
2023-01-02 22:00 | 1 | 2 | 22 | Non-Summer | 0.9751 | 1.8552 | 0 | 0 | Normal |  | 0 | 0 | 1.8552 | 1.8552 | 1 | Off-Peak
2023-01-02 23:00 | 1 | 2 | 23 | Non-Summer | 0.8738 | 1.6625 | 0 | 0 | Normal |  | 0 | 0 | 1.6625 | 1.6625 | 1 | Off-Peak
2023-01-03 | 1 | 3 | 0 | Non-Summer | 0.7988 | 1.5198 | 0 | 0 | Normal |  | 0 | 0 | 1.5198 | 1.5198 | 2 | Off-Peak
2023-01-03 01:00 | 1 | 3 | 1 | Non-Summer | 0.7498 | 1.4265 | 0 | 0 | Normal |  | 0 | 0 | 1.4265 | 1.4265 | 2 | Off-Peak
2023-01-03 02:00 | 1 | 3 | 2 | Non-Summer | 0.7265 | 1.3822 | 0 | 0 | Normal |  | 0 | 0 | 1.3822 | 1.3822 | 2 | Off-Peak
2023-01-03 03:00 | 1 | 3 | 3 | Non-Summer | 0.7184 | 1.3668 | 0 | 0 | Normal |  | 0 | 0 | 1.3668 | 1.3668 | 2 | Off-Peak
2023-01-03 04:00 | 1 | 3 | 4 | Non-Summer | 0.7253 | 1.3799 | 0 | 0 | Normal |  | 0 | 0 | 1.3799 | 1.3799 | 2 | Off-Peak
2023-01-03 05:00 | 1 | 3 | 5 | Non-Summer | 0.7504 | 1.4277 | 0 | 0 | Normal |  | 0 | 0 | 1.4277 | 1.4277 | 2 | Off-Peak
2023-01-03 06:00 | 1 | 3 | 6 | Non-Summer | 0.7856 | 1.4947 | 0 | 0 | Normal |  | 0 | 0 | 1.4947 | 1.4947 | 2 | Peak
2023-01-03 07:00 | 1 | 3 | 7 | Non-Summer | 0.8136 | 1.5479 | 0.013043 | 0.013043 | Normal |  | 0 | 0.013043 | 1.5349 | 1.5349 | 2 | Peak
2023-01-03 08:00 | 1 | 3 | 8 | Non-Summer | 0.8255 | 1.5706 | 0.49277 | 0.49277 | Normal |  | 0 | 0.49277 | 1.0778 | 1.0778 | 2 | Peak
2023-01-03 09:00 | 1 | 3 | 9 | Non-Summer | 0.8358 | 1.5902 | 1.0544 | 1.0544 | Normal |  | 0 | 1.0544 | 0.53575 | 0.53575 | 2 | Peak
2023-01-03 10:00 | 1 | 3 | 10 | Non-Summer | 0.8435 | 1.6048 | 1.9942 | 1.9942 | Normal |  | 0.38942 | 1.6048 | 0 | -0.38942 | 2 | Peak
2023-01-03 11:00 | 1 | 3 | 11 | Non-Summer | 0.8578 | 1.632 | 2.5749 | 2.5749 | Normal |  | 0.94285 | 1.632 | 0 | -0.94285 | 2 | Peak
2023-01-03 12:00 | 1 | 3 | 12 | Non-Summer | 0.8703 | 1.6558 | 2.3491 | 2.3491 | Normal |  | 0.69326 | 1.6558 | 0 | -0.69326 | 2 | Peak
2023-01-03 13:00 | 1 | 3 | 13 | Non-Summer | 0.8668 | 1.6491 | 2.4052 | 2.4052 | Normal |  | 0.75604 | 1.6491 | 0 | -0.75604 | 2 | Peak
2023-01-03 14:00 | 1 | 3 | 14 | Non-Summer | 0.8808 | 1.6758 | 1.7214 | 1.7214 | Normal |  | 0.045641 | 1.6758 | 0 | -0.045641 | 2 | Peak
2023-01-03 15:00 | 1 | 3 | 15 | Non-Summer | 0.9066 | 1.7249 | 0.61965 | 0.61965 | Normal |  | 0 | 0.61965 | 1.1052 | 1.1052 | 2 | Peak
2023-01-03 16:00 | 1 | 3 | 16 | Non-Summer | 0.9855 | 1.875 | 0 | 0 | Normal |  | 0 | 0 | 1.875 | 1.875 | 2 | Peak
2023-01-03 17:00 | 1 | 3 | 17 | Non-Summer | 1.094 | 2.0814 | 0 | 0 | Normal |  | 0 | 0 | 2.0814 | 2.0814 | 2 | Peak
2023-01-03 18:00 | 1 | 3 | 18 | Non-Summer | 1.1149 | 2.1212 | 0 | 0 | Normal |  | 0 | 0 | 2.1212 | 2.1212 | 2 | Peak
2023-01-03 19:00 | 1 | 3 | 19 | Non-Summer | 1.099 | 2.0909 | 0 | 0 | Normal |  | 0 | 0 | 2.0909 | 2.0909 | 2 | Peak
2023-01-03 20:00 | 1 | 3 | 20 | Non-Summer | 1.0711 | 2.0378 | 0 | 0 | Normal |  | 0 | 0 | 2.0378 | 2.0378 | 2 | Peak
2023-01-03 21:00 | 1 | 3 | 21 | Non-Summer | 1.0156 | 1.9322 | 0 | 0 | Normal |  | 0 | 0 | 1.9322 | 1.9322 | 2 | Peak
2023-01-03 22:00 | 1 | 3 | 22 | Non-Summer | 0.9241 | 1.7582 | 0 | 0 | Normal |  | 0 | 0 | 1.7582 | 1.7582 | 2 | Off-Peak
2023-01-03 23:00 | 1 | 3 | 23 | Non-Summer | 0.8295 | 1.5782 | 0 | 0 | Normal |  | 0 | 0 | 1.5782 | 1.5782 | 2 | Off-Peak
2023-01-04 | 1 | 4 | 0 | Non-Summer | 0.7625 | 1.4507 | 0 | 0 | Normal |  | 0 | 0 | 1.4507 | 1.4507 | 3 | Off-Peak
2023-01-04 01:00 | 1 | 4 | 1 | Non-Summer | 0.7253 | 1.3799 | 0 | 0 | Normal |  | 0 | 0 | 1.3799 | 1.3799 | 3 | Off-Peak
2023-01-04 02:00 | 1 | 4 | 2 | Non-Summer | 0.7077 | 1.3464 | 0 | 0 | Normal |  | 0 | 0 | 1.3464 | 1.3464 | 3 | Off-Peak
2023-01-04 03:00 | 1 | 4 | 3 | Non-Summer | 0.7035 | 1.3385 | 0 | 0 | Normal |  | 0 | 0 | 1.3385 | 1.3385 | 3 | Off-Peak
2023-01-04 04:00 | 1 | 4 | 4 | Non-Summer | 0.7154 | 1.3611 | 0 | 0 | Normal |  | 0 | 0 | 1.3611 | 1.3611 | 3 | Off-Peak
2023-01-04 05:00 | 1 | 4 | 5 | Non-Summer | 0.7458 | 1.4189 | 0 | 0 | Normal |  | 0 | 0 | 1.4189 | 1.4189 | 3 | Off-Peak
2023-01-04 06:00 | 1 | 4 | 6 | Non-Summer | 0.7867 | 1.4967 | 0 | 0 | Normal |  | 0 | 0 | 1.4967 | 1.4967 | 3 | Peak
2023-01-04 07:00 | 1 | 4 | 7 | Non-Summer | 0.8174 | 1.5552 | 0.087223 | 0.087223 | Normal |  | 0 | 0.087223 | 1.4679 | 1.4679 | 3 | Peak
2023-01-04 08:00 | 1 | 4 | 8 | Non-Summer | 0.8287 | 1.5767 | 1.3188 | 1.3188 | Normal |  | 0 | 1.3188 | 0.25788 | 0.25788 | 3 | Peak
2023-01-04 09:00 | 1 | 4 | 9 | Non-Summer | 0.8412 | 1.6004 | 2.5968 | 2.5968 | Normal |  | 0.99634 | 1.6004 | 0 | -0.99634 | 3 | Peak
2023-01-04 10:00 | 1 | 4 | 10 | Non-Summer | 0.8522 | 1.6214 | 3.5191 | 3.5191 | Normal |  | 1.8978 | 1.6214 | 0 | -1.8978 | 3 | Peak
2023-01-04 11:00 | 1 | 4 | 11 | Non-Summer | 0.8699 | 1.655 | 4.0617 | 4.0617 | Normal |  | 2.4067 | 1.655 | 0 | -2.4067 | 3 | Peak
2023-01-04 12:00 | 1 | 4 | 12 | Non-Summer | 0.889 | 1.6914 | 4.329 | 4.329 | Normal |  | 2.6376 | 1.6914 | 0 | -2.6376 | 3 | Peak
2023-01-04 13:00 | 1 | 4 | 13 | Non-Summer | 0.9029 | 1.7178 | 3.9689 | 3.9689 | Normal |  | 2.2511 | 1.7178 | 0 | -2.2511 | 3 | Peak
2023-01-04 14:00 | 1 | 4 | 14 | Non-Summer | 0.9252 | 1.7603 | 2.3854 | 2.3854 | Normal |  | 0.62517 | 1.7603 | 0 | -0.62517 | 3 | Peak
2023-01-04 15:00 | 1 | 4 | 15 | Non-Summer | 0.9682 | 1.8421 | 0.95688 | 0.95688 | Normal |  | 0 | 0.95688 | 0.88518 | 0.88518 | 3 | Peak
2023-01-04 16:00 | 1 | 4 | 16 | Non-Summer | 1.0592 | 2.0152 | 0 | 0 | Normal |  | 0 | 0 | 2.0152 | 2.0152 | 3 | Peak
2023-01-04 17:00 | 1 | 4 | 17 | Non-Summer | 1.1595 | 2.206 | 0 | 0 | Normal |  | 0 | 0 | 2.206 | 2.206 | 3 | Peak
2023-01-04 18:00 | 1 | 4 | 18 | Non-Summer | 1.1811 | 2.2471 | 0 | 0 | Normal |  | 0 | 0 | 2.2471 | 2.2471 | 3 | Peak
2023-01-04 19:00 | 1 | 4 | 19 | Non-Summer | 1.1718 | 2.2294 | 0 | 0 | Normal |  | 0 | 0 | 2.2294 | 2.2294 | 3 | Peak
2023-01-04 20:00 | 1 | 4 | 20 | Non-Summer | 1.1488 | 2.1857 | 0 | 0 | Normal |  | 0 | 0 | 2.1857 | 2.1857 | 3 | Peak
2023-01-04 21:00 | 1 | 4 | 21 | Non-Summer | 1.0942 | 2.0818 | 0 | 0 | Normal |  | 0 | 0 | 2.0818 | 2.0818 | 3 | Peak
2023-01-04 22:00 | 1 | 4 | 22 | Non-Summer | 0.9999 | 1.9024 | 0 | 0 | Normal |  | 0 | 0 | 1.9024 | 1.9024 | 3 | Off-Peak
2023-01-04 23:00 | 1 | 4 | 23 | Non-Summer | 0.903 | 1.718 | 0 | 0 | Normal |  | 0 | 0 | 1.718 | 1.718 | 3 | Off-Peak
2023-01-05 | 1 | 5 | 0 | Non-Summer | 0.8341 | 1.5869 | 0 | 0 | Normal |  | 0 | 0 | 1.5869 | 1.5869 | 4 | Off-Peak
2023-01-05 01:00 | 1 | 5 | 1 | Non-Summer | 0.7903 | 1.5036 | 0 | 0 | Normal |  | 0 | 0 | 1.5036 | 1.5036 | 4 | Off-Peak
2023-01-05 02:00 | 1 | 5 | 2 | Non-Summer | 0.7654 | 1.4562 | 0 | 0 | Normal |  | 0 | 0 | 1.4562 | 1.4562 | 4 | Off-Peak
2023-01-05 03:00 | 1 | 5 | 3 | Non-Summer | 0.7534 | 1.4334 | 0 | 0 | Normal |  | 0 | 0 | 1.4334 | 1.4334 | 4 | Off-Peak
2023-01-05 04:00 | 1 | 5 | 4 | Non-Summer | 0.7601 | 1.4461 | 0 | 0 | Normal |  | 0 | 0 | 1.4461 | 1.4461 | 4 | Off-Peak
2023-01-05 05:00 | 1 | 5 | 5 | Non-Summer | 0.7887 | 1.5006 | 0 | 0 | Normal |  | 0 | 0 | 1.5006 | 1.5006 | 4 | Off-Peak
2023-01-05 06:00 | 1 | 5 | 6 | Non-Summer | 0.8333 | 1.5854 | 0 | 0 | Normal |  | 0 | 0 | 1.5854 | 1.5854 | 4 | Peak
2023-01-05 07:00 | 1 | 5 | 7 | Non-Summer | 0.8656 | 1.6469 | 0.01666 | 0.01666 | Normal |  | 0 | 0.01666 | 1.6302 | 1.6302 | 4 | Peak
2023-01-05 08:00 | 1 | 5 | 8 | Non-Summer | 0.8699 | 1.655 | 1.0369 | 1.0369 | Normal |  | 0 | 1.0369 | 0.61813 | 0.61813 | 4 | Peak
2023-01-05 09:00 | 1 | 5 | 9 | Non-Summer | 0.8753 | 1.6653 | 2.6079 | 2.6079 | Normal |  | 0.94254 | 1.6653 | 0 | -0.94254 | 4 | Peak
2023-01-05 10:00 | 1 | 5 | 10 | Non-Summer | 0.8795 | 1.6733 | 3.5321 | 3.5321 | Normal |  | 1.8588 | 1.6733 | 0 | -1.8588 | 4 | Peak
2023-01-05 11:00 | 1 | 5 | 11 | Non-Summer | 0.891 | 1.6952 | 4.0378 | 4.0378 | Normal |  | 2.3426 | 1.6952 | 0 | -2.3426 | 4 | Peak
2023-01-05 12:00 | 1 | 5 | 12 | Non-Summer | 0.9067 | 1.7251 | 4.2841 | 4.2841 | Normal |  | 2.5591 | 1.7251 | 0 | -2.5591 | 4 | Peak
2023-01-05 13:00 | 1 | 5 | 13 | Non-Summer | 0.9209 | 1.7521 | 3.9435 | 3.9435 | Normal |  | 2.1914 | 1.7521 | 0 | -2.1914 | 4 | Peak
2023-01-05 14:00 | 1 | 5 | 14 | Non-Summer | 0.9401 | 1.7886 | 2.4075 | 2.4075 | Normal |  | 0.6189 | 1.7886 | 0 | -0.6189 | 4 | Peak
2023-01-05 15:00 | 1 | 5 | 15 | Non-Summer | 0.9847 | 1.8735 | 0.9684 | 0.9684 | Normal |  | 0 | 0.9684 | 0.90505 | 0.90505 | 4 | Peak
2023-01-05 16:00 | 1 | 5 | 16 | Non-Summer | 1.081 | 2.0567 | 0.014405 | 0.014405 | Normal |  | 0 | 0.014405 | 2.0423 | 2.0423 | 4 | Peak
2023-01-05 17:00 | 1 | 5 | 17 | Non-Summer | 1.1768 | 2.2389 | 0 | 0 | Normal |  | 0 | 0 | 2.2389 | 2.2389 | 4 | Peak
2023-01-05 18:00 | 1 | 5 | 18 | Non-Summer | 1.1952 | 2.2739 | 0 | 0 | Normal |  | 0 | 0 | 2.2739 | 2.2739 | 4 | Peak
2023-01-05 19:00 | 1 | 5 | 19 | Non-Summer | 1.1843 | 2.2532 | 0 | 0 | Normal |  | 0 | 0 | 2.2532 | 2.2532 | 4 | Peak
2023-01-05 20:00 | 1 | 5 | 20 | Non-Summer | 1.1596 | 2.2062 | 0 | 0 | Normal |  | 0 | 0 | 2.2062 | 2.2062 | 4 | Peak
2023-01-05 21:00 | 1 | 5 | 21 | Non-Summer | 1.1043 | 2.101 | 0 | 0 | Normal |  | 0 | 0 | 2.101 | 2.101 | 4 | Peak
2023-01-05 22:00 | 1 | 5 | 22 | Non-Summer | 1.0098 | 1.9212 | 0 | 0 | Normal |  | 0 | 0 | 1.9212 | 1.9212 | 4 | Off-Peak
2023-01-05 23:00 | 1 | 5 | 23 | Non-Summer | 0.9139 | 1.7388 | 0 | 0 | Normal |  | 0 | 0 | 1.7388 | 1.7388 | 4 | Off-Peak
2023-01-06 | 1 | 6 | 0 | Non-Summer | 0.8459 | 1.6094 | 0 | 0 | Normal |  | 0 | 0 | 1.6094 | 1.6094 | 5 | Off-Peak
2023-01-06 01:00 | 1 | 6 | 1 | Non-Summer | 0.8041 | 1.5299 | 0 | 0 | Normal |  | 0 | 0 | 1.5299 | 1.5299 | 5 | Off-Peak
2023-01-06 02:00 | 1 | 6 | 2 | Non-Summer | 0.7801 | 1.4842 | 0 | 0 | Normal |  | 0 | 0 | 1.4842 | 1.4842 | 5 | Off-Peak
2023-01-06 03:00 | 1 | 6 | 3 | Non-Summer | 0.77 | 1.465 | 0 | 0 | Normal |  | 0 | 0 | 1.465 | 1.465 | 5 | Off-Peak
2023-01-06 04:00 | 1 | 6 | 4 | Non-Summer | 0.7788 | 1.4817 | 0 | 0 | Normal |  | 0 | 0 | 1.4817 | 1.4817 | 5 | Off-Peak
2023-01-06 05:00 | 1 | 6 | 5 | Non-Summer | 0.8062 | 1.5338 | 0 | 0 | Normal |  | 0 | 0 | 1.5338 | 1.5338 | 5 | Off-Peak
2023-01-06 06:00 | 1 | 6 | 6 | Non-Summer | 0.8464 | 1.6103 | 0 | 0 | Normal |  | 0 | 0 | 1.6103 | 1.6103 | 5 | Peak
2023-01-06 07:00 | 1 | 6 | 7 | Non-Summer | 0.8802 | 1.6746 | 0.011889 | 0.011889 | Normal |  | 0 | 0.011889 | 1.6627 | 1.6627 | 5 | Peak
2023-01-06 08:00 | 1 | 6 | 8 | Non-Summer | 0.8915 | 1.6961 | 1.0903 | 1.0903 | Normal |  | 0 | 1.0903 | 0.60587 | 0.60587 | 5 | Peak
2023-01-06 09:00 | 1 | 6 | 9 | Non-Summer | 0.9038 | 1.7195 | 2.6197 | 2.6197 | Normal |  | 0.90019 | 1.7195 | 0 | -0.90019 | 5 | Peak
2023-01-06 10:00 | 1 | 6 | 10 | Non-Summer | 0.9173 | 1.7452 | 3.5234 | 3.5234 | Normal |  | 1.7782 | 1.7452 | 0 | -1.7782 | 5 | Peak
2023-01-06 11:00 | 1 | 6 | 11 | Non-Summer | 0.9361 | 1.781 | 3.9405 | 3.9405 | Normal |  | 2.1595 | 1.781 | 2.2204e-16 | -2.1595 | 5 | Peak
2023-01-06 12:00 | 1 | 6 | 12 | Non-Summer | 0.9469 | 1.8015 | 4.122 | 4.122 | Normal |  | 2.3204 | 1.8015 | 0 | -2.3204 | 5 | Peak
2023-01-06 13:00 | 1 | 6 | 13 | Non-Summer | 0.9477 | 1.8031 | 3.8024 | 3.8024 | Normal |  | 1.9994 | 1.8031 | 0 | -1.9994 | 5 | Peak
2023-01-06 14:00 | 1 | 6 | 14 | Non-Summer | 0.9546 | 1.8162 | 2.4573 | 2.4573 | Normal |  | 0.64114 | 1.8162 | 0 | -0.64114 | 5 | Peak
2023-01-06 15:00 | 1 | 6 | 15 | Non-Summer | 0.9877 | 1.8792 | 0.9521 | 0.9521 | Normal |  | 0 | 0.9521 | 0.92706 | 0.92706 | 5 | Peak
2023-01-06 16:00 | 1 | 6 | 16 | Non-Summer | 1.0792 | 2.0532 | 0.014574 | 0.014574 | Normal |  | 0 | 0.014574 | 2.0387 | 2.0387 | 5 | Peak
2023-01-06 17:00 | 1 | 6 | 17 | Non-Summer | 1.1745 | 2.2346 | 0 | 0 | Normal |  | 0 | 0 | 2.2346 | 2.2346 | 5 | Peak
2023-01-06 18:00 | 1 | 6 | 18 | Non-Summer | 1.1918 | 2.2675 | 0 | 0 | Normal |  | 0 | 0 | 2.2675 | 2.2675 | 5 | Peak
2023-01-06 19:00 | 1 | 6 | 19 | Non-Summer | 1.1818 | 2.2484 | 0 | 0 | Normal |  | 0 | 0 | 2.2484 | 2.2484 | 5 | Peak
2023-01-06 20:00 | 1 | 6 | 20 | Non-Summer | 1.1643 | 2.2152 | 0 | 0 | Normal |  | 0 | 0 | 2.2152 | 2.2152 | 5 | Peak
2023-01-06 21:00 | 1 | 6 | 21 | Non-Summer | 1.1275 | 2.1451 | 0 | 0 | Normal |  | 0 | 0 | 2.1451 | 2.1451 | 5 | Peak
2023-01-06 22:00 | 1 | 6 | 22 | Non-Summer | 1.0576 | 2.0122 | 0 | 0 | Normal |  | 0 | 0 | 2.0122 | 2.0122 | 5 | Off-Peak
2023-01-06 23:00 | 1 | 6 | 23 | Non-Summer | 0.9741 | 1.8533 | 0 | 0 | Normal |  | 0 | 0 | 1.8533 | 1.8533 | 5 | Off-Peak
2023-01-07 | 1 | 7 | 0 | Non-Summer | 0.9057 | 1.7232 | 0 | 0 | Normal |  | 0 | 0 | 1.7232 | 1.7232 | 6 | Off-Peak
2023-01-07 01:00 | 1 | 7 | 1 | Non-Summer | 0.8573 | 1.6311 | 0 | 0 | Normal |  | 0 | 0 | 1.6311 | 1.6311 | 6 | Off-Peak
2023-01-07 02:00 | 1 | 7 | 2 | Non-Summer | 0.8276 | 1.5746 | 0 | 0 | Normal |  | 0 | 0 | 1.5746 | 1.5746 | 6 | Off-Peak
2023-01-07 03:00 | 1 | 7 | 3 | Non-Summer | 0.8104 | 1.5418 | 0 | 0 | Normal |  | 0 | 0 | 1.5418 | 1.5418 | 6 | Off-Peak
2023-01-07 04:00 | 1 | 7 | 4 | Non-Summer | 0.805 | 1.5316 | 0 | 0 | Normal |  | 0 | 0 | 1.5316 | 1.5316 | 6 | Off-Peak
2023-01-07 05:00 | 1 | 7 | 5 | Non-Summer | 0.8161 | 1.5527 | 0 | 0 | Normal |  | 0 | 0 | 1.5527 | 1.5527 | 6 | Off-Peak
2023-01-07 06:00 | 1 | 7 | 6 | Non-Summer | 0.8399 | 1.598 | 0 | 0 | Normal |  | 0 | 0 | 1.598 | 1.598 | 6 | Off-Peak
2023-01-07 07:00 | 1 | 7 | 7 | Non-Summer | 0.8777 | 1.6699 | 0 | 0 | Normal |  | 0 | 0 | 1.6699 | 1.6699 | 6 | Off-Peak
2023-01-07 08:00 | 1 | 7 | 8 | Non-Summer | 0.9155 | 1.7418 | 0.20626 | 0.20626 | Normal |  | 0 | 0.20626 | 1.5355 | 1.5355 | 6 | Off-Peak
2023-01-07 09:00 | 1 | 7 | 9 | Non-Summer | 0.9428 | 1.7937 | 0.5676 | 0.5676 | Normal |  | 0 | 0.5676 | 1.2261 | 1.2261 | 6 | Off-Peak
2023-01-07 10:00 | 1 | 7 | 10 | Non-Summer | 0.9617 | 1.8297 | 1.0801 | 1.0801 | Normal |  | 0 | 1.0801 | 0.7496 | 0.7496 | 6 | Off-Peak
2023-01-07 11:00 | 1 | 7 | 11 | Non-Summer | 0.9765 | 1.8579 | 0.71144 | 0.71144 | Normal |  | 0 | 0.71144 | 1.1464 | 1.1464 | 6 | Off-Peak
2023-01-07 12:00 | 1 | 7 | 12 | Non-Summer | 0.9848 | 1.8736 | 0.51121 | 0.51121 | Normal |  | 0 | 0.51121 | 1.3624 | 1.3624 | 6 | Off-Peak
2023-01-07 13:00 | 1 | 7 | 13 | Non-Summer | 0.9883 | 1.8803 | 1.1031 | 1.1031 | Normal |  | 0 | 1.1031 | 0.77724 | 0.77724 | 6 | Off-Peak
2023-01-07 14:00 | 1 | 7 | 14 | Non-Summer | 0.9942 | 1.8915 | 0.35412 | 0.35412 | Normal |  | 0 | 0.35412 | 1.5374 | 1.5374 | 6 | Off-Peak
2023-01-07 15:00 | 1 | 7 | 15 | Non-Summer | 1.0186 | 1.938 | 0.12388 | 0.12388 | Normal |  | 0 | 0.12388 | 1.8141 | 1.8141 | 6 | Off-Peak
2023-01-07 16:00 | 1 | 7 | 16 | Non-Summer | 1.0853 | 2.0649 | 0 | 0 | Normal |  | 0 | 0 | 2.0649 | 2.0649 | 6 | Off-Peak
2023-01-07 17:00 | 1 | 7 | 17 | Non-Summer | 1.1634 | 2.2134 | 0 | 0 | Normal |  | 0 | 0 | 2.2134 | 2.2134 | 6 | Off-Peak
2023-01-07 18:00 | 1 | 7 | 18 | Non-Summer | 1.1692 | 2.2245 | 0 | 0 | Normal |  | 0 | 0 | 2.2245 | 2.2245 | 6 | Off-Peak
2023-01-07 19:00 | 1 | 7 | 19 | Non-Summer | 1.1574 | 2.202 | 0 | 0 | Normal |  | 0 | 0 | 2.202 | 2.202 | 6 | Off-Peak
2023-01-07 20:00 | 1 | 7 | 20 | Non-Summer | 1.1408 | 2.1704 | 0 | 0 | Normal |  | 0 | 0 | 2.1704 | 2.1704 | 6 | Off-Peak
2023-01-07 21:00 | 1 | 7 | 21 | Non-Summer | 1.1053 | 2.1029 | 0 | 0 | Normal |  | 0 | 0 | 2.1029 | 2.1029 | 6 | Off-Peak
2023-01-07 22:00 | 1 | 7 | 22 | Non-Summer | 1.0398 | 1.9783 | 0 | 0 | Normal |  | 0 | 0 | 1.9783 | 1.9783 | 6 | Off-Peak
2023-01-07 23:00 | 1 | 7 | 23 | Non-Summer | 0.9582 | 1.823 | 0 | 0 | Normal |  | 0 | 0 | 1.823 | 1.823 | 6 | Off-Peak
2023-01-08 | 1 | 8 | 0 | Non-Summer | 0.8899 | 1.6931 | 0 | 0 | Normal |  | 0 | 0 | 1.6931 | 1.6931 | 7 | Off-Peak
2023-01-08 01:00 | 1 | 8 | 1 | Non-Summer | 0.8388 | 1.5959 | 0 | 0 | Normal |  | 0 | 0 | 1.5959 | 1.5959 | 7 | Off-Peak
2023-01-08 02:00 | 1 | 8 | 2 | Non-Summer | 0.8073 | 1.5359 | 0 | 0 | Normal |  | 0 | 0 | 1.5359 | 1.5359 | 7 | Off-Peak
2023-01-08 03:00 | 1 | 8 | 3 | Non-Summer | 0.7889 | 1.5009 | 0 | 0 | Normal |  | 0 | 0 | 1.5009 | 1.5009 | 7 | Off-Peak
2023-01-08 04:00 | 1 | 8 | 4 | Non-Summer | 0.7825 | 1.4888 | 0 | 0 | Normal |  | 0 | 0 | 1.4888 | 1.4888 | 7 | Off-Peak
2023-01-08 05:00 | 1 | 8 | 5 | Non-Summer | 0.7931 | 1.5089 | 0 | 0 | Normal |  | 0 | 0 | 1.5089 | 1.5089 | 7 | Off-Peak
2023-01-08 06:00 | 1 | 8 | 6 | Non-Summer | 0.8179 | 1.5561 | 0 | 0 | Normal |  | 0 | 0 | 1.5561 | 1.5561 | 7 | Off-Peak
2023-01-08 07:00 | 1 | 8 | 7 | Non-Summer | 0.8574 | 1.6313 | 0.007421 | 0.007421 | Normal |  | 0 | 0.007421 | 1.6238 | 1.6238 | 7 | Off-Peak
2023-01-08 08:00 | 1 | 8 | 8 | Non-Summer | 0.901 | 1.7142 | 0.55966 | 0.55966 | Normal |  | 0 | 0.55966 | 1.1546 | 1.1546 | 7 | Off-Peak
2023-01-08 09:00 | 1 | 8 | 9 | Non-Summer | 0.9336 | 1.7762 | 2.104 | 2.104 | Normal |  | 0.32772 | 1.7762 | 0 | -0.32772 | 7 | Off-Peak
2023-01-08 10:00 | 1 | 8 | 10 | Non-Summer | 0.9515 | 1.8103 | 3.5819 | 3.5819 | Normal |  | 1.7716 | 1.8103 | 0 | -1.7716 | 7 | Off-Peak
2023-01-08 11:00 | 1 | 8 | 11 | Non-Summer | 0.9658 | 1.8375 | 4.3259 | 4.3259 | Normal |  | 2.4884 | 1.8375 | 0 | -2.4884 | 7 | Off-Peak
2023-01-08 12:00 | 1 | 8 | 12 | Non-Summer | 0.9823 | 1.8689 | 4.2335 | 4.2335 | Normal |  | 2.3646 | 1.8689 | 0 | -2.3646 | 7 | Off-Peak
2023-01-08 13:00 | 1 | 8 | 13 | Non-Summer | 0.9911 | 1.8856 | 3.8093 | 3.8093 | Normal |  | 1.9236 | 1.8856 | 0 | -1.9236 | 7 | Off-Peak
2023-01-08 14:00 | 1 | 8 | 14 | Non-Summer | 1.002 | 1.9064 | 2.7336 | 2.7336 | Normal |  | 0.82722 | 1.9064 | 0 | -0.82722 | 7 | Off-Peak
2023-01-08 15:00 | 1 | 8 | 15 | Non-Summer | 1.0326 | 1.9646 | 1.7008 | 1.7008 | Normal |  | 0 | 1.7008 | 0.2638 | 0.2638 | 7 | Off-Peak
2023-01-08 16:00 | 1 | 8 | 16 | Non-Summer | 1.119 | 2.129 | 0.090482 | 0.090482 | Normal |  | 0 | 0.090482 | 2.0385 | 2.0385 | 7 | Off-Peak
2023-01-08 17:00 | 1 | 8 | 17 | Non-Summer | 1.2191 | 2.3194 | 0 | 0 | Normal |  | 0 | 0 | 2.3194 | 2.3194 | 7 | Off-Peak
2023-01-08 18:00 | 1 | 8 | 18 | Non-Summer | 1.227 | 2.3344 | 0 | 0 | Normal |  | 0 | 0 | 2.3344 | 2.3344 | 7 | Off-Peak
2023-01-08 19:00 | 1 | 8 | 19 | Non-Summer | 1.2167 | 2.3148 | 0 | 0 | Normal |  | 0 | 0 | 2.3148 | 2.3148 | 7 | Off-Peak
2023-01-08 20:00 | 1 | 8 | 20 | Non-Summer | 1.1886 | 2.2614 | 0 | 0 | Normal |  | 0 | 0 | 2.2614 | 2.2614 | 7 | Off-Peak
2023-01-08 21:00 | 1 | 8 | 21 | Non-Summer | 1.127 | 2.1442 | 0 | 0 | Normal |  | 0 | 0 | 2.1442 | 2.1442 | 7 | Off-Peak
2023-01-08 22:00 | 1 | 8 | 22 | Non-Summer | 1.0248 | 1.9497 | 0 | 0 | Normal |  | 0 | 0 | 1.9497 | 1.9497 | 7 | Off-Peak
2023-01-08 23:00 | 1 | 8 | 23 | Non-Summer | 0.9232 | 1.7564 | 0 | 0 | Normal |  | 0 | 0 | 1.7564 | 1.7564 | 7 | Off-Peak
2023-01-09 | 1 | 9 | 0 | Non-Summer | 0.8579 | 1.6322 | 0 | 0 | Normal |  | 0 | 0 | 1.6322 | 1.6322 | 1 | Off-Peak
2023-01-09 01:00 | 1 | 9 | 1 | Non-Summer | 0.8211 | 1.5622 | 0 | 0 | Normal |  | 0 | 0 | 1.5622 | 1.5622 | 1 | Off-Peak
2023-01-09 02:00 | 1 | 9 | 2 | Non-Summer | 0.8032 | 1.5281 | 0 | 0 | Normal |  | 0 | 0 | 1.5281 | 1.5281 | 1 | Off-Peak
2023-01-09 03:00 | 1 | 9 | 3 | Non-Summer | 0.7977 | 1.5177 | 0 | 0 | Normal |  | 0 | 0 | 1.5177 | 1.5177 | 1 | Off-Peak
2023-01-09 04:00 | 1 | 9 | 4 | Non-Summer | 0.8112 | 1.5434 | 0 | 0 | Normal |  | 0 | 0 | 1.5434 | 1.5434 | 1 | Off-Peak
2023-01-09 05:00 | 1 | 9 | 5 | Non-Summer | 0.8487 | 1.6147 | 0 | 0 | Normal |  | 0 | 0 | 1.6147 | 1.6147 | 1 | Off-Peak
2023-01-09 06:00 | 1 | 9 | 6 | Non-Summer | 0.9108 | 1.7329 | 0 | 0 | Normal |  | 0 | 0 | 1.7329 | 1.7329 | 1 | Peak
2023-01-09 07:00 | 1 | 9 | 7 | Non-Summer | 0.9373 | 1.7833 | 0.013543 | 0.013543 | Normal |  | 0 | 0.013543 | 1.7697 | 1.7697 | 1 | Peak
2023-01-09 08:00 | 1 | 9 | 8 | Non-Summer | 0.8931 | 1.6992 | 0.80723 | 0.80723 | Normal |  | 0 | 0.80723 | 0.89195 | 0.89195 | 1 | Peak
2023-01-09 09:00 | 1 | 9 | 9 | Non-Summer | 0.8598 | 1.6358 | 2.3404 | 2.3404 | Normal |  | 0.70457 | 1.6358 | 0 | -0.70457 | 1 | Peak
2023-01-09 10:00 | 1 | 9 | 10 | Non-Summer | 0.8381 | 1.5945 | 2.9575 | 2.9575 | Normal |  | 1.363 | 1.5945 | 0 | -1.363 | 1 | Peak
2023-01-09 11:00 | 1 | 9 | 11 | Non-Summer | 0.8232 | 1.5662 | 4.1991 | 4.1991 | Normal |  | 2.6329 | 1.5662 | 2.2204e-16 | -2.6329 | 1 | Peak
2023-01-09 12:00 | 1 | 9 | 12 | Non-Summer | 0.8106 | 1.5422 | 3.9825 | 3.9825 | Normal |  | 2.4403 | 1.5422 | 0 | -2.4403 | 1 | Peak
2023-01-09 13:00 | 1 | 9 | 13 | Non-Summer | 0.7943 | 1.5112 | 3.8345 | 3.8345 | Normal |  | 2.3233 | 1.5112 | 0 | -2.3233 | 1 | Peak
2023-01-09 14:00 | 1 | 9 | 14 | Non-Summer | 0.7935 | 1.5097 | 2.7379 | 2.7379 | Normal |  | 1.2282 | 1.5097 | 0 | -1.2282 | 1 | Peak
2023-01-09 15:00 | 1 | 9 | 15 | Non-Summer | 0.8313 | 1.5816 | 1.374 | 1.374 | Normal |  | 0 | 1.374 | 0.20762 | 0.20762 | 1 | Peak
2023-01-09 16:00 | 1 | 9 | 16 | Non-Summer | 0.9563 | 1.8194 | 0.030348 | 0.030348 | Normal |  | 0 | 0.030348 | 1.7891 | 1.7891 | 1 | Peak
2023-01-09 17:00 | 1 | 9 | 17 | Non-Summer | 1.1009 | 2.0945 | 0 | 0 | Normal |  | 0 | 0 | 2.0945 | 2.0945 | 1 | Peak
2023-01-09 18:00 | 1 | 9 | 18 | Non-Summer | 1.1351 | 2.1596 | 0 | 0 | Normal |  | 0 | 0 | 2.1596 | 2.1596 | 1 | Peak
2023-01-09 19:00 | 1 | 9 | 19 | Non-Summer | 1.1331 | 2.1558 | 0 | 0 | Normal |  | 0 | 0 | 2.1558 | 2.1558 | 1 | Peak
2023-01-09 20:00 | 1 | 9 | 20 | Non-Summer | 1.1089 | 2.1098 | 0 | 0 | Normal |  | 0 | 0 | 2.1098 | 2.1098 | 1 | Peak
2023-01-09 21:00 | 1 | 9 | 21 | Non-Summer | 1.0475 | 1.9929 | 0 | 0 | Normal |  | 0 | 0 | 1.9929 | 1.9929 | 1 | Peak
2023-01-09 22:00 | 1 | 9 | 22 | Non-Summer | 0.9446 | 1.7972 | 0 | 0 | Normal |  | 0 | 0 | 1.7972 | 1.7972 | 1 | Off-Peak
2023-01-09 23:00 | 1 | 9 | 23 | Non-Summer | 0.85 | 1.6172 | 0 | 0 | Normal |  | 0 | 0 | 1.6172 | 1.6172 | 1 | Off-Peak
2023-01-10 | 1 | 10 | 0 | Non-Summer | 0.7878 | 1.4988 | 0 | 0 | Normal |  | 0 | 0 | 1.4988 | 1.4988 | 2 | Off-Peak
2023-01-10 01:00 | 1 | 10 | 1 | Non-Summer | 0.7498 | 1.4265 | 0 | 0 | Normal |  | 0 | 0 | 1.4265 | 1.4265 | 2 | Off-Peak
2023-01-10 02:00 | 1 | 10 | 2 | Non-Summer | 0.7289 | 1.3868 | 0 | 0 | Normal |  | 0 | 0 | 1.3868 | 1.3868 | 2 | Off-Peak
2023-01-10 03:00 | 1 | 10 | 3 | Non-Summer | 0.7222 | 1.374 | 0 | 0 | Normal |  | 0 | 0 | 1.374 | 1.374 | 2 | Off-Peak
2023-01-10 04:00 | 1 | 10 | 4 | Non-Summer | 0.7346 | 1.3976 | 0 | 0 | Normal |  | 0 | 0 | 1.3976 | 1.3976 | 2 | Off-Peak
2023-01-10 05:00 | 1 | 10 | 5 | Non-Summer | 0.7734 | 1.4714 | 0 | 0 | Normal |  | 0 | 0 | 1.4714 | 1.4714 | 2 | Off-Peak
2023-01-10 06:00 | 1 | 10 | 6 | Non-Summer | 0.8375 | 1.5934 | 0 | 0 | Normal |  | 0 | 0 | 1.5934 | 1.5934 | 2 | Peak
2023-01-10 07:00 | 1 | 10 | 7 | Non-Summer | 0.8617 | 1.6394 | 0 | 0 | Normal |  | 0 | 0 | 1.6394 | 1.6394 | 2 | Peak
2023-01-10 08:00 | 1 | 10 | 8 | Non-Summer | 0.811 | 1.543 | 0.44561 | 0.44561 | Normal |  | 0 | 0.44561 | 1.0974 | 1.0974 | 2 | Peak
2023-01-10 09:00 | 1 | 10 | 9 | Non-Summer | 0.7726 | 1.4699 | 0.57683 | 0.57683 | Normal |  | 0 | 0.57683 | 0.89309 | 0.89309 | 2 | Peak
2023-01-10 10:00 | 1 | 10 | 10 | Non-Summer | 0.7481 | 1.4233 | 0.89134 | 0.89134 | Normal |  | 0 | 0.89134 | 0.53196 | 0.53196 | 2 | Peak
2023-01-10 11:00 | 1 | 10 | 11 | Non-Summer | 0.7329 | 1.3944 | 1.4299 | 1.4299 | Normal |  | 0.0355 | 1.3944 | 0 | -0.0355 | 2 | Peak
2023-01-10 12:00 | 1 | 10 | 12 | Non-Summer | 0.7206 | 1.371 | 0.74684 | 0.74684 | Normal |  | 0 | 0.74684 | 0.62415 | 0.62415 | 2 | Peak
2023-01-10 13:00 | 1 | 10 | 13 | Non-Summer | 0.7064 | 1.344 | 1.0975 | 1.0975 | Normal |  | 0 | 1.0975 | 0.24645 | 0.24645 | 2 | Peak
2023-01-10 14:00 | 1 | 10 | 14 | Non-Summer | 0.7029 | 1.3373 | 0.26686 | 0.26686 | Normal |  | 0 | 0.26686 | 1.0705 | 1.0705 | 2 | Peak
2023-01-10 15:00 | 1 | 10 | 15 | Non-Summer | 0.7452 | 1.4178 | 0.034402 | 0.034402 | Normal |  | 0 | 0.034402 | 1.3834 | 1.3834 | 2 | Peak
2023-01-10 16:00 | 1 | 10 | 16 | Non-Summer | 0.8721 | 1.6592 | 0 | 0 | Normal |  | 0 | 0 | 1.6592 | 1.6592 | 2 | Peak
2023-01-10 17:00 | 1 | 10 | 17 | Non-Summer | 1.016 | 1.933 | 0 | 0 | Normal |  | 0 | 0 | 1.933 | 1.933 | 2 | Peak
2023-01-10 18:00 | 1 | 10 | 18 | Non-Summer | 1.0613 | 2.0192 | 0 | 0 | Normal |  | 0 | 0 | 2.0192 | 2.0192 | 2 | Peak
2023-01-10 19:00 | 1 | 10 | 19 | Non-Summer | 1.0676 | 2.0312 | 0 | 0 | Normal |  | 0 | 0 | 2.0312 | 2.0312 | 2 | Peak
2023-01-10 20:00 | 1 | 10 | 20 | Non-Summer | 1.0534 | 2.0042 | 0 | 0 | Normal |  | 0 | 0 | 2.0042 | 2.0042 | 2 | Peak
2023-01-10 21:00 | 1 | 10 | 21 | Non-Summer | 1.0037 | 1.9096 | 0 | 0 | Normal |  | 0 | 0 | 1.9096 | 1.9096 | 2 | Peak
2023-01-10 22:00 | 1 | 10 | 22 | Non-Summer | 0.9133 | 1.7376 | 0 | 0 | Normal |  | 0 | 0 | 1.7376 | 1.7376 | 2 | Off-Peak
2023-01-10 23:00 | 1 | 10 | 23 | Non-Summer | 0.822 | 1.5639 | 0 | 0 | Normal |  | 0 | 0 | 1.5639 | 1.5639 | 2 | Off-Peak
2023-01-11 | 1 | 11 | 0 | Non-Summer | 0.7628 | 1.4513 | 0 | 0 | Normal |  | 0 | 0 | 1.4513 | 1.4513 | 3 | Off-Peak
2023-01-11 01:00 | 1 | 11 | 1 | Non-Summer | 0.7259 | 1.3811 | 0 | 0 | Normal |  | 0 | 0 | 1.3811 | 1.3811 | 3 | Off-Peak
2023-01-11 02:00 | 1 | 11 | 2 | Non-Summer | 0.7052 | 1.3417 | 0 | 0 | Normal |  | 0 | 0 | 1.3417 | 1.3417 | 3 | Off-Peak
2023-01-11 03:00 | 1 | 11 | 3 | Non-Summer | 0.6987 | 1.3293 | 0 | 0 | Normal |  | 0 | 0 | 1.3293 | 1.3293 | 3 | Off-Peak
2023-01-11 04:00 | 1 | 11 | 4 | Non-Summer | 0.7087 | 1.3483 | 0 | 0 | Normal |  | 0 | 0 | 1.3483 | 1.3483 | 3 | Off-Peak
2023-01-11 05:00 | 1 | 11 | 5 | Non-Summer | 0.7459 | 1.4191 | 0 | 0 | Normal |  | 0 | 0 | 1.4191 | 1.4191 | 3 | Off-Peak
2023-01-11 06:00 | 1 | 11 | 6 | Non-Summer | 0.8051 | 1.5318 | 0 | 0 | Normal |  | 0 | 0 | 1.5318 | 1.5318 | 3 | Peak
2023-01-11 07:00 | 1 | 11 | 7 | Non-Summer | 0.8332 | 1.5852 | 0 | 0 | Normal |  | 0 | 0 | 1.5852 | 1.5852 | 3 | Peak
2023-01-11 08:00 | 1 | 11 | 8 | Non-Summer | 0.8023 | 1.5264 | 0.078733 | 0.078733 | Normal |  | 0 | 0.078733 | 1.4477 | 1.4477 | 3 | Peak
2023-01-11 09:00 | 1 | 11 | 9 | Non-Summer | 0.7741 | 1.4728 | 0.1471 | 0.1471 | Normal |  | 0 | 0.1471 | 1.3257 | 1.3257 | 3 | Peak
2023-01-11 10:00 | 1 | 11 | 10 | Non-Summer | 0.7483 | 1.4237 | 0.80374 | 0.80374 | Normal |  | 0 | 0.80374 | 0.61994 | 0.61994 | 3 | Peak
2023-01-11 11:00 | 1 | 11 | 11 | Non-Summer | 0.7268 | 1.3828 | 0.68244 | 0.68244 | Normal |  | 0 | 0.68244 | 0.70034 | 0.70034 | 3 | Peak
2023-01-11 12:00 | 1 | 11 | 12 | Non-Summer | 0.7123 | 1.3552 | 0.6841 | 0.6841 | Normal |  | 0 | 0.6841 | 0.6711 | 0.6711 | 3 | Peak
2023-01-11 13:00 | 1 | 11 | 13 | Non-Summer | 0.7084 | 1.3478 | 0.30008 | 0.30008 | Normal |  | 0 | 0.30008 | 1.0477 | 1.0477 | 3 | Peak
2023-01-11 14:00 | 1 | 11 | 14 | Non-Summer | 0.7228 | 1.3752 | 0.3164 | 0.3164 | Normal |  | 0 | 0.3164 | 1.0588 | 1.0588 | 3 | Peak
2023-01-11 15:00 | 1 | 11 | 15 | Non-Summer | 0.7756 | 1.4756 | 0.16033 | 0.16033 | Normal |  | 0 | 0.16033 | 1.3153 | 1.3153 | 3 | Peak
2023-01-11 16:00 | 1 | 11 | 16 | Non-Summer | 0.8788 | 1.672 | 0 | 0 | Normal |  | 0 | 0 | 1.672 | 1.672 | 3 | Peak
2023-01-11 17:00 | 1 | 11 | 17 | Non-Summer | 0.9925 | 1.8883 | 0 | 0 | Normal |  | 0 | 0 | 1.8883 | 1.8883 | 3 | Peak
2023-01-11 18:00 | 1 | 11 | 18 | Non-Summer | 1.0227 | 1.9458 | 0 | 0 | Normal |  | 0 | 0 | 1.9458 | 1.9458 | 3 | Peak
2023-01-11 19:00 | 1 | 11 | 19 | Non-Summer | 1.0194 | 1.9395 | 0 | 0 | Normal |  | 0 | 0 | 1.9395 | 1.9395 | 3 | Peak
2023-01-11 20:00 | 1 | 11 | 20 | Non-Summer | 1.0002 | 1.9029 | 0 | 0 | Normal |  | 0 | 0 | 1.9029 | 1.9029 | 3 | Peak
2023-01-11 21:00 | 1 | 11 | 21 | Non-Summer | 0.9497 | 1.8069 | 0 | 0 | Normal |  | 0 | 0 | 1.8069 | 1.8069 | 3 | Peak
2023-01-11 22:00 | 1 | 11 | 22 | Non-Summer | 0.8634 | 1.6427 | 0 | 0 | Normal |  | 0 | 0 | 1.6427 | 1.6427 | 3 | Off-Peak
2023-01-11 23:00 | 1 | 11 | 23 | Non-Summer | 0.7777 | 1.4796 | 0 | 0 | Normal |  | 0 | 0 | 1.4796 | 1.4796 | 3 | Off-Peak
2023-01-12 | 1 | 12 | 0 | Non-Summer | 0.7219 | 1.3735 | 0 | 0 | Normal |  | 0 | 0 | 1.3735 | 1.3735 | 4 | Off-Peak
2023-01-12 01:00 | 1 | 12 | 1 | Non-Summer | 0.6894 | 1.3116 | 0 | 0 | Normal |  | 0 | 0 | 1.3116 | 1.3116 | 4 | Off-Peak
2023-01-12 02:00 | 1 | 12 | 2 | Non-Summer | 0.6751 | 1.2844 | 0 | 0 | Normal |  | 0 | 0 | 1.2844 | 1.2844 | 4 | Off-Peak
2023-01-12 03:00 | 1 | 12 | 3 | Non-Summer | 0.6732 | 1.2808 | 0 | 0 | Normal |  | 0 | 0 | 1.2808 | 1.2808 | 4 | Off-Peak
2023-01-12 04:00 | 1 | 12 | 4 | Non-Summer | 0.6905 | 1.3137 | 0 | 0 | Normal |  | 0 | 0 | 1.3137 | 1.3137 | 4 | Off-Peak
2023-01-12 05:00 | 1 | 12 | 5 | Non-Summer | 0.7329 | 1.3944 | 0 | 0 | Normal |  | 0 | 0 | 1.3944 | 1.3944 | 4 | Off-Peak
2023-01-12 06:00 | 1 | 12 | 6 | Non-Summer | 0.7977 | 1.5177 | 0 | 0 | Normal |  | 0 | 0 | 1.5177 | 1.5177 | 4 | Peak
2023-01-12 07:00 | 1 | 12 | 7 | Non-Summer | 0.8381 | 1.5945 | 0 | 0 | Normal |  | 0 | 0 | 1.5945 | 1.5945 | 4 | Peak
2023-01-12 08:00 | 1 | 12 | 8 | Non-Summer | 0.8248 | 1.5692 | 0.078329 | 0.078329 | Normal |  | 0 | 0.078329 | 1.4909 | 1.4909 | 4 | Peak
2023-01-12 09:00 | 1 | 12 | 9 | Non-Summer | 0.823 | 1.5658 | 0.28702 | 0.28702 | Normal |  | 0 | 0.28702 | 1.2788 | 1.2788 | 4 | Peak
2023-01-12 10:00 | 1 | 12 | 10 | Non-Summer | 0.8268 | 1.573 | 0.66988 | 0.66988 | Normal |  | 0 | 0.66988 | 0.90316 | 0.90316 | 4 | Peak
2023-01-12 11:00 | 1 | 12 | 11 | Non-Summer | 0.8349 | 1.5885 | 1.1775 | 1.1775 | Normal |  | 0 | 1.1775 | 0.41094 | 0.41094 | 4 | Peak
2023-01-12 12:00 | 1 | 12 | 12 | Non-Summer | 0.8445 | 1.6067 | 0.8583 | 0.8583 | Normal |  | 0 | 0.8583 | 0.74841 | 0.74841 | 4 | Peak
2023-01-12 13:00 | 1 | 12 | 13 | Non-Summer | 0.8477 | 1.6128 | 0.72303 | 0.72303 | Normal |  | 0 | 0.72303 | 0.88978 | 0.88978 | 4 | Peak
2023-01-12 14:00 | 1 | 12 | 14 | Non-Summer | 0.8556 | 1.6278 | 0.19252 | 0.19252 | Normal |  | 0 | 0.19252 | 1.4353 | 1.4353 | 4 | Peak
2023-01-12 15:00 | 1 | 12 | 15 | Non-Summer | 0.8966 | 1.7058 | 0.057688 | 0.057688 | Normal |  | 0 | 0.057688 | 1.6482 | 1.6482 | 4 | Peak
2023-01-12 16:00 | 1 | 12 | 16 | Non-Summer | 0.9885 | 1.8807 | 0 | 0 | Normal |  | 0 | 0 | 1.8807 | 1.8807 | 4 | Peak
2023-01-12 17:00 | 1 | 12 | 17 | Non-Summer | 1.0863 | 2.0668 | 0 | 0 | Normal |  | 0 | 0 | 2.0668 | 2.0668 | 4 | Peak
2023-01-12 18:00 | 1 | 12 | 18 | Non-Summer | 1.1105 | 2.1128 | 0 | 0 | Normal |  | 0 | 0 | 2.1128 | 2.1128 | 4 | Peak
2023-01-12 19:00 | 1 | 12 | 19 | Non-Summer | 1.1048 | 2.102 | 0 | 0 | Normal |  | 0 | 0 | 2.102 | 2.102 | 4 | Peak
2023-01-12 20:00 | 1 | 12 | 20 | Non-Summer | 1.0844 | 2.0631 | 0 | 0 | Normal |  | 0 | 0 | 2.0631 | 2.0631 | 4 | Peak
2023-01-12 21:00 | 1 | 12 | 21 | Non-Summer | 1.0313 | 1.9621 | 0 | 0 | Normal |  | 0 | 0 | 1.9621 | 1.9621 | 4 | Peak
2023-01-12 22:00 | 1 | 12 | 22 | Non-Summer | 0.9403 | 1.789 | 0 | 0 | Normal |  | 0 | 0 | 1.789 | 1.789 | 4 | Off-Peak
2023-01-12 23:00 | 1 | 12 | 23 | Non-Summer | 0.8485 | 1.6143 | 0 | 0 | Normal |  | 0 | 0 | 1.6143 | 1.6143 | 4 | Off-Peak
2023-01-13 | 1 | 13 | 0 | Non-Summer | 0.7938 | 1.5103 | 0 | 0 | Normal |  | 0 | 0 | 1.5103 | 1.5103 | 5 | Off-Peak
2023-01-13 01:00 | 1 | 13 | 1 | Non-Summer | 0.7609 | 1.4477 | 0 | 0 | Normal |  | 0 | 0 | 1.4477 | 1.4477 | 5 | Off-Peak
2023-01-13 02:00 | 1 | 13 | 2 | Non-Summer | 0.7449 | 1.4172 | 0 | 0 | Normal |  | 0 | 0 | 1.4172 | 1.4172 | 5 | Off-Peak
2023-01-13 03:00 | 1 | 13 | 3 | Non-Summer | 0.7402 | 1.4083 | 0 | 0 | Normal |  | 0 | 0 | 1.4083 | 1.4083 | 5 | Off-Peak
2023-01-13 04:00 | 1 | 13 | 4 | Non-Summer | 0.7541 | 1.4347 | 0 | 0 | Normal |  | 0 | 0 | 1.4347 | 1.4347 | 5 | Off-Peak
2023-01-13 05:00 | 1 | 13 | 5 | Non-Summer | 0.7912 | 1.5053 | 0 | 0 | Normal |  | 0 | 0 | 1.5053 | 1.5053 | 5 | Off-Peak
2023-01-13 06:00 | 1 | 13 | 6 | Non-Summer | 0.8531 | 1.6231 | 0 | 0 | Normal |  | 0 | 0 | 1.6231 | 1.6231 | 5 | Peak
2023-01-13 07:00 | 1 | 13 | 7 | Non-Summer | 0.8959 | 1.7045 | 0.057727 | 0.057727 | Normal |  | 0 | 0.057727 | 1.6468 | 1.6468 | 5 | Peak
2023-01-13 08:00 | 1 | 13 | 8 | Non-Summer | 0.8948 | 1.7024 | 1.6588 | 1.6588 | Normal |  | 0 | 1.6588 | 0.043613 | 0.043613 | 5 | Peak
2023-01-13 09:00 | 1 | 13 | 9 | Non-Summer | 0.8985 | 1.7095 | 3.2294 | 3.2294 | Normal |  | 1.52 | 1.7095 | 0 | -1.52 | 5 | Peak
2023-01-13 10:00 | 1 | 13 | 10 | Non-Summer | 0.8969 | 1.7064 | 4.3011 | 4.3011 | Normal |  | 2.5947 | 1.7064 | 2.2204e-16 | -2.5947 | 5 | Peak
2023-01-13 11:00 | 1 | 13 | 11 | Non-Summer | 0.8927 | 1.6984 | 5.1631 | 5.1631 | Normal |  | 3.4647 | 1.6984 | 0 | -3.4647 | 5 | Peak
2023-01-13 12:00 | 1 | 13 | 12 | Non-Summer | 0.8941 | 1.7011 | 5.232 | 5.232 | Normal |  | 3.5309 | 1.7011 | 0 | -3.5309 | 5 | Peak
2023-01-13 13:00 | 1 | 13 | 13 | Non-Summer | 0.8997 | 1.7117 | 4.79 | 4.79 | Normal |  | 3.0783 | 1.7117 | 2.2204e-16 | -3.0783 | 5 | Peak
2023-01-13 14:00 | 1 | 13 | 14 | Non-Summer | 0.9154 | 1.7416 | 3.3301 | 3.3301 | Normal |  | 1.5885 | 1.7416 | 0 | -1.5885 | 5 | Peak
2023-01-13 15:00 | 1 | 13 | 15 | Non-Summer | 0.9586 | 1.8238 | 1.5727 | 1.5727 | Normal |  | 0 | 1.5727 | 0.25106 | 0.25106 | 5 | Peak
2023-01-13 16:00 | 1 | 13 | 16 | Non-Summer | 1.0423 | 1.983 | 0.046412 | 0.046412 | Normal |  | 0 | 0.046412 | 1.9366 | 1.9366 | 5 | Peak
2023-01-13 17:00 | 1 | 13 | 17 | Non-Summer | 1.1256 | 2.1415 | 0 | 0 | Normal |  | 0 | 0 | 2.1415 | 2.1415 | 5 | Peak
2023-01-13 18:00 | 1 | 13 | 18 | Non-Summer | 1.1397 | 2.1684 | 0 | 0 | Normal |  | 0 | 0 | 2.1684 | 2.1684 | 5 | Peak
2023-01-13 19:00 | 1 | 13 | 19 | Non-Summer | 1.1305 | 2.1508 | 0 | 0 | Normal |  | 0 | 0 | 2.1508 | 2.1508 | 5 | Peak
2023-01-13 20:00 | 1 | 13 | 20 | Non-Summer | 1.1136 | 2.1187 | 0 | 0 | Normal |  | 0 | 0 | 2.1187 | 2.1187 | 5 | Peak
2023-01-13 21:00 | 1 | 13 | 21 | Non-Summer | 1.0783 | 2.0515 | 0 | 0 | Normal |  | 0 | 0 | 2.0515 | 2.0515 | 5 | Peak
2023-01-13 22:00 | 1 | 13 | 22 | Non-Summer | 1.0105 | 1.9225 | 0 | 0 | Normal |  | 0 | 0 | 1.9225 | 1.9225 | 5 | Off-Peak
2023-01-13 23:00 | 1 | 13 | 23 | Non-Summer | 0.9297 | 1.7688 | 0 | 0 | Normal |  | 0 | 0 | 1.7688 | 1.7688 | 5 | Off-Peak
2023-01-14 | 1 | 14 | 0 | Non-Summer | 0.8713 | 1.6577 | 0 | 0 | Normal |  | 0 | 0 | 1.6577 | 1.6577 | 6 | Off-Peak
2023-01-14 01:00 | 1 | 14 | 1 | Non-Summer | 0.831 | 1.581 | 0 | 0 | Normal |  | 0 | 0 | 1.581 | 1.581 | 6 | Off-Peak
2023-01-14 02:00 | 1 | 14 | 2 | Non-Summer | 0.8075 | 1.5363 | 0 | 0 | Normal |  | 0 | 0 | 1.5363 | 1.5363 | 6 | Off-Peak
2023-01-14 03:00 | 1 | 14 | 3 | Non-Summer | 0.792 | 1.5068 | 0 | 0 | Normal |  | 0 | 0 | 1.5068 | 1.5068 | 6 | Off-Peak
2023-01-14 04:00 | 1 | 14 | 4 | Non-Summer | 0.7915 | 1.5059 | 0 | 0 | Normal |  | 0 | 0 | 1.5059 | 1.5059 | 6 | Off-Peak
2023-01-14 05:00 | 1 | 14 | 5 | Non-Summer | 0.8058 | 1.5331 | 0 | 0 | Normal |  | 0 | 0 | 1.5331 | 1.5331 | 6 | Off-Peak
2023-01-14 06:00 | 1 | 14 | 6 | Non-Summer | 0.8343 | 1.5873 | 0 | 0 | Normal |  | 0 | 0 | 1.5873 | 1.5873 | 6 | Off-Peak
2023-01-14 07:00 | 1 | 14 | 7 | Non-Summer | 0.8799 | 1.6741 | 0.087059 | 0.087059 | Normal |  | 0 | 0.087059 | 1.587 | 1.587 | 6 | Off-Peak
2023-01-14 08:00 | 1 | 14 | 8 | Non-Summer | 0.9174 | 1.7454 | 1.5786 | 1.5786 | Normal |  | 0 | 1.5786 | 0.16684 | 0.16684 | 6 | Off-Peak
2023-01-14 09:00 | 1 | 14 | 9 | Non-Summer | 0.9358 | 1.7804 | 2.8832 | 2.8832 | Normal |  | 1.1027 | 1.7804 | 0 | -1.1027 | 6 | Off-Peak
2023-01-14 10:00 | 1 | 14 | 10 | Non-Summer | 0.9415 | 1.7913 | 3.7815 | 3.7815 | Normal |  | 1.9902 | 1.7913 | 0 | -1.9902 | 6 | Off-Peak
2023-01-14 11:00 | 1 | 14 | 11 | Non-Summer | 0.943 | 1.7941 | 4.2451 | 4.2451 | Normal |  | 2.451 | 1.7941 | 0 | -2.451 | 6 | Off-Peak
2023-01-14 12:00 | 1 | 14 | 12 | Non-Summer | 0.9367 | 1.7821 | 4.4161 | 4.4161 | Normal |  | 2.634 | 1.7821 | 0 | -2.634 | 6 | Off-Peak
2023-01-14 13:00 | 1 | 14 | 13 | Non-Summer | 0.9238 | 1.7576 | 3.8453 | 3.8453 | Normal |  | 2.0877 | 1.7576 | 0 | -2.0877 | 6 | Off-Peak
2023-01-14 14:00 | 1 | 14 | 14 | Non-Summer | 0.9159 | 1.7426 | 2.2068 | 2.2068 | Normal |  | 0.46428 | 1.7426 | 0 | -0.46428 | 6 | Off-Peak
2023-01-14 15:00 | 1 | 14 | 15 | Non-Summer | 0.9372 | 1.7831 | 1.0971 | 1.0971 | Normal |  | 0 | 1.0971 | 0.68603 | 0.68603 | 6 | Off-Peak
2023-01-14 16:00 | 1 | 14 | 16 | Non-Summer | 1.0234 | 1.9471 | 0.043265 | 0.043265 | Normal |  | 0 | 0.043265 | 1.9038 | 1.9038 | 6 | Off-Peak
2023-01-14 17:00 | 1 | 14 | 17 | Non-Summer | 1.1213 | 2.1333 | 0 | 0 | Normal |  | 0 | 0 | 2.1333 | 2.1333 | 6 | Off-Peak
2023-01-14 18:00 | 1 | 14 | 18 | Non-Summer | 1.1336 | 2.1567 | 0 | 0 | Normal |  | 0 | 0 | 2.1567 | 2.1567 | 6 | Off-Peak
2023-01-14 19:00 | 1 | 14 | 19 | Non-Summer | 1.1259 | 2.1421 | 0 | 0 | Normal |  | 0 | 0 | 2.1421 | 2.1421 | 6 | Off-Peak
2023-01-14 20:00 | 1 | 14 | 20 | Non-Summer | 1.1116 | 2.1149 | 0 | 0 | Normal |  | 0 | 0 | 2.1149 | 2.1149 | 6 | Off-Peak
2023-01-14 21:00 | 1 | 14 | 21 | Non-Summer | 1.0778 | 2.0506 | 0 | 0 | Normal |  | 0 | 0 | 2.0506 | 2.0506 | 6 | Off-Peak
2023-01-14 22:00 | 1 | 14 | 22 | Non-Summer | 1.0186 | 1.938 | 0 | 0 | Normal |  | 0 | 0 | 1.938 | 1.938 | 6 | Off-Peak
2023-01-14 23:00 | 1 | 14 | 23 | Non-Summer | 0.947 | 1.8017 | 0 | 0 | Normal |  | 0 | 0 | 1.8017 | 1.8017 | 6 | Off-Peak
2023-01-15 | 1 | 15 | 0 | Non-Summer | 0.8902 | 1.6937 | 0 | 0 | Normal |  | 0 | 0 | 1.6937 | 1.6937 | 7 | Off-Peak
2023-01-15 01:00 | 1 | 15 | 1 | Non-Summer | 0.849 | 1.6153 | 0 | 0 | Normal |  | 0 | 0 | 1.6153 | 1.6153 | 7 | Off-Peak
2023-01-15 02:00 | 1 | 15 | 2 | Non-Summer | 0.8226 | 1.565 | 0 | 0 | Normal |  | 0 | 0 | 1.565 | 1.565 | 7 | Off-Peak
2023-01-15 03:00 | 1 | 15 | 3 | Non-Summer | 0.8063 | 1.534 | 0 | 0 | Normal |  | 0 | 0 | 1.534 | 1.534 | 7 | Off-Peak
2023-01-15 04:00 | 1 | 15 | 4 | Non-Summer | 0.803 | 1.5278 | 0 | 0 | Normal |  | 0 | 0 | 1.5278 | 1.5278 | 7 | Off-Peak
2023-01-15 05:00 | 1 | 15 | 5 | Non-Summer | 0.8146 | 1.5498 | 0 | 0 | Normal |  | 0 | 0 | 1.5498 | 1.5498 | 7 | Off-Peak
2023-01-15 06:00 | 1 | 15 | 6 | Non-Summer | 0.8409 | 1.5999 | 0 | 0 | Normal |  | 0 | 0 | 1.5999 | 1.5999 | 7 | Off-Peak
2023-01-15 07:00 | 1 | 15 | 7 | Non-Summer | 0.8801 | 1.6744 | 0.00264 | 0.00264 | Normal |  | 0 | 0.00264 | 1.6718 | 1.6718 | 7 | Off-Peak
2023-01-15 08:00 | 1 | 15 | 8 | Non-Summer | 0.9134 | 1.7378 | 0.35771 | 0.35771 | Normal |  | 0 | 0.35771 | 1.3801 | 1.3801 | 7 | Off-Peak
2023-01-15 09:00 | 1 | 15 | 9 | Non-Summer | 0.9287 | 1.7669 | 1.0874 | 1.0874 | Normal |  | 0 | 1.0874 | 0.67955 | 0.67955 | 7 | Off-Peak
2023-01-15 10:00 | 1 | 15 | 10 | Non-Summer | 0.923 | 1.7561 | 2.2447 | 2.2447 | Normal |  | 0.48864 | 1.7561 | 0 | -0.48864 | 7 | Off-Peak
2023-01-15 11:00 | 1 | 15 | 11 | Non-Summer | 0.9093 | 1.73 | 2.6975 | 2.6975 | Normal |  | 0.96751 | 1.73 | 0 | -0.96751 | 7 | Off-Peak
2023-01-15 12:00 | 1 | 15 | 12 | Non-Summer | 0.9044 | 1.7207 | 1.7781 | 1.7781 | Normal |  | 0.057465 | 1.7207 | 0 | -0.057465 | 7 | Off-Peak
2023-01-15 13:00 | 1 | 15 | 13 | Non-Summer | 0.8984 | 1.7093 | 1.2515 | 1.2515 | Normal |  | 0 | 1.2515 | 0.45775 | 0.45775 | 7 | Off-Peak
2023-01-15 14:00 | 1 | 15 | 14 | Non-Summer | 0.907 | 1.7256 | 2.3655 | 2.3655 | Normal |  | 0.63986 | 1.7256 | 0 | -0.63986 | 7 | Off-Peak
2023-01-15 15:00 | 1 | 15 | 15 | Non-Summer | 0.9312 | 1.7717 | 0.74223 | 0.74223 | Normal |  | 0 | 0.74223 | 1.0294 | 1.0294 | 7 | Off-Peak
2023-01-15 16:00 | 1 | 15 | 16 | Non-Summer | 1.0069 | 1.9157 | 0.023827 | 0.023827 | Normal |  | 0 | 0.023827 | 1.8919 | 1.8919 | 7 | Off-Peak
2023-01-15 17:00 | 1 | 15 | 17 | Non-Summer | 1.1161 | 2.1235 | 0 | 0 | Normal |  | 0 | 0 | 2.1235 | 2.1235 | 7 | Off-Peak
2023-01-15 18:00 | 1 | 15 | 18 | Non-Summer | 1.1278 | 2.1457 | 0 | 0 | Normal |  | 0 | 0 | 2.1457 | 2.1457 | 7 | Off-Peak
2023-01-15 19:00 | 1 | 15 | 19 | Non-Summer | 1.1158 | 2.1229 | 0 | 0 | Normal |  | 0 | 0 | 2.1229 | 2.1229 | 7 | Off-Peak
2023-01-15 20:00 | 1 | 15 | 20 | Non-Summer | 1.0887 | 2.0713 | 0 | 0 | Normal |  | 0 | 0 | 2.0713 | 2.0713 | 7 | Off-Peak
2023-01-15 21:00 | 1 | 15 | 21 | Non-Summer | 1.0356 | 1.9703 | 0 | 0 | Normal |  | 0 | 0 | 1.9703 | 1.9703 | 7 | Off-Peak
2023-01-15 22:00 | 1 | 15 | 22 | Non-Summer | 0.9509 | 1.8091 | 0 | 0 | Normal |  | 0 | 0 | 1.8091 | 1.8091 | 7 | Off-Peak
2023-01-15 23:00 | 1 | 15 | 23 | Non-Summer | 0.8595 | 1.6353 | 0 | 0 | Normal |  | 0 | 0 | 1.6353 | 1.6353 | 7 | Off-Peak
2023-01-16 | 1 | 16 | 0 | Non-Summer | 0.7969 | 1.5162 | 0 | 0 | Normal |  | 0 | 0 | 1.5162 | 1.5162 | 1 | Off-Peak
2023-01-16 01:00 | 1 | 16 | 1 | Non-Summer | 0.7552 | 1.4368 | 0 | 0 | Normal |  | 0 | 0 | 1.4368 | 1.4368 | 1 | Off-Peak
2023-01-16 02:00 | 1 | 16 | 2 | Non-Summer | 0.7303 | 1.3894 | 0 | 0 | Normal |  | 0 | 0 | 1.3894 | 1.3894 | 1 | Off-Peak
2023-01-16 03:00 | 1 | 16 | 3 | Non-Summer | 0.717 | 1.3641 | 0 | 0 | Normal |  | 0 | 0 | 1.3641 | 1.3641 | 1 | Off-Peak
2023-01-16 04:00 | 1 | 16 | 4 | Non-Summer | 0.7217 | 1.3731 | 0 | 0 | Normal |  | 0 | 0 | 1.3731 | 1.3731 | 1 | Off-Peak
2023-01-16 05:00 | 1 | 16 | 5 | Non-Summer | 0.742 | 1.4117 | 0 | 0 | Normal |  | 0 | 0 | 1.4117 | 1.4117 | 1 | Off-Peak
2023-01-16 06:00 | 1 | 16 | 6 | Non-Summer | 0.7695 | 1.464 | 0 | 0 | Normal |  | 0 | 0 | 1.464 | 1.464 | 1 | Peak
2023-01-16 07:00 | 1 | 16 | 7 | Non-Summer | 0.802 | 1.5259 | 0.029828 | 0.029828 | Normal |  | 0 | 0.029828 | 1.496 | 1.496 | 1 | Peak
2023-01-16 08:00 | 1 | 16 | 8 | Non-Summer | 0.8357 | 1.59 | 0.88925 | 0.88925 | Normal |  | 0 | 0.88925 | 0.70073 | 0.70073 | 1 | Peak
2023-01-16 09:00 | 1 | 16 | 9 | Non-Summer | 0.8716 | 1.6583 | 2.0631 | 2.0631 | Normal |  | 0.40483 | 1.6583 | 0 | -0.40483 | 1 | Peak
2023-01-16 10:00 | 1 | 16 | 10 | Non-Summer | 0.8982 | 1.7089 | 3.2708 | 3.2708 | Normal |  | 1.5619 | 1.7089 | 0 | -1.5619 | 1 | Peak
2023-01-16 11:00 | 1 | 16 | 11 | Non-Summer | 0.9146 | 1.7401 | 2.4012 | 2.4012 | Normal |  | 0.66113 | 1.7401 | 0 | -0.66113 | 1 | Peak
2023-01-16 12:00 | 1 | 16 | 12 | Non-Summer | 0.9208 | 1.7519 | 3.4993 | 3.4993 | Normal |  | 1.7475 | 1.7519 | 0 | -1.7475 | 1 | Peak
2023-01-16 13:00 | 1 | 16 | 13 | Non-Summer | 0.93 | 1.7694 | 3.9124 | 3.9124 | Normal |  | 2.143 | 1.7694 | 2.2204e-16 | -2.143 | 1 | Peak
2023-01-16 14:00 | 1 | 16 | 14 | Non-Summer | 0.934 | 1.777 | 2.5228 | 2.5228 | Normal |  | 0.74583 | 1.777 | 0 | -0.74583 | 1 | Peak
2023-01-16 15:00 | 1 | 16 | 15 | Non-Summer | 0.9579 | 1.8225 | 1.092 | 1.092 | Normal |  | 0 | 1.092 | 0.73051 | 0.73051 | 1 | Peak
2023-01-16 16:00 | 1 | 16 | 16 | Non-Summer | 1.0186 | 1.938 | 0.045413 | 0.045413 | Normal |  | 0 | 0.045413 | 1.8925 | 1.8925 | 1 | Peak
2023-01-16 17:00 | 1 | 16 | 17 | Non-Summer | 1.0946 | 2.0825 | 0 | 0 | Normal |  | 0 | 0 | 2.0825 | 2.0825 | 1 | Peak
2023-01-16 18:00 | 1 | 16 | 18 | Non-Summer | 1.101 | 2.0947 | 0 | 0 | Normal |  | 0 | 0 | 2.0947 | 2.0947 | 1 | Peak
2023-01-16 19:00 | 1 | 16 | 19 | Non-Summer | 1.0798 | 2.0544 | 0 | 0 | Normal |  | 0 | 0 | 2.0544 | 2.0544 | 1 | Peak
2023-01-16 20:00 | 1 | 16 | 20 | Non-Summer | 1.041 | 1.9806 | 0 | 0 | Normal |  | 0 | 0 | 1.9806 | 1.9806 | 1 | Peak
2023-01-16 21:00 | 1 | 16 | 21 | Non-Summer | 0.9715 | 1.8483 | 0 | 0 | Normal |  | 0 | 0 | 1.8483 | 1.8483 | 1 | Peak
2023-01-16 22:00 | 1 | 16 | 22 | Non-Summer | 0.8702 | 1.6556 | 0 | 0 | Normal |  | 0 | 0 | 1.6556 | 1.6556 | 1 | Off-Peak
2023-01-16 23:00 | 1 | 16 | 23 | Non-Summer | 0.775 | 1.4745 | 0 | 0 | Normal |  | 0 | 0 | 1.4745 | 1.4745 | 1 | Off-Peak
2023-01-17 | 1 | 17 | 0 | Non-Summer | 0.7152 | 1.3607 | 0 | 0 | Normal |  | 0 | 0 | 1.3607 | 1.3607 | 2 | Off-Peak
2023-01-17 01:00 | 1 | 17 | 1 | Non-Summer | 0.6821 | 1.2977 | 0 | 0 | Normal |  | 0 | 0 | 1.2977 | 1.2977 | 2 | Off-Peak
2023-01-17 02:00 | 1 | 17 | 2 | Non-Summer | 0.6665 | 1.2681 | 0 | 0 | Normal |  | 0 | 0 | 1.2681 | 1.2681 | 2 | Off-Peak
2023-01-17 03:00 | 1 | 17 | 3 | Non-Summer | 0.6632 | 1.2618 | 0 | 0 | Normal |  | 0 | 0 | 1.2618 | 1.2618 | 2 | Off-Peak
2023-01-17 04:00 | 1 | 17 | 4 | Non-Summer | 0.6809 | 1.2955 | 0 | 0 | Normal |  | 0 | 0 | 1.2955 | 1.2955 | 2 | Off-Peak
2023-01-17 05:00 | 1 | 17 | 5 | Non-Summer | 0.7221 | 1.3738 | 0 | 0 | Normal |  | 0 | 0 | 1.3738 | 1.3738 | 2 | Off-Peak
2023-01-17 06:00 | 1 | 17 | 6 | Non-Summer | 0.7879 | 1.499 | 0 | 0 | Normal |  | 0 | 0 | 1.499 | 1.499 | 2 | Peak
2023-01-17 07:00 | 1 | 17 | 7 | Non-Summer | 0.8244 | 1.5685 | 0.062736 | 0.062736 | Normal |  | 0 | 0.062736 | 1.5057 | 1.5057 | 2 | Peak
2023-01-17 08:00 | 1 | 17 | 8 | Non-Summer | 0.812 | 1.5449 | 1.3762 | 1.3762 | Normal |  | 0 | 1.3762 | 0.1687 | 0.1687 | 2 | Peak
2023-01-17 09:00 | 1 | 17 | 9 | Non-Summer | 0.809 | 1.5392 | 2.5376 | 2.5376 | Normal |  | 0.99843 | 1.5392 | 0 | -0.99843 | 2 | Peak
2023-01-17 10:00 | 1 | 17 | 10 | Non-Summer | 0.8104 | 1.5418 | 3.598 | 3.598 | Normal |  | 2.0562 | 1.5418 | 2.2204e-16 | -2.0562 | 2 | Peak
2023-01-17 11:00 | 1 | 17 | 11 | Non-Summer | 0.8177 | 1.5557 | 4.1478 | 4.1478 | Normal |  | 2.5921 | 1.5557 | 2.2204e-16 | -2.5921 | 2 | Peak
2023-01-17 12:00 | 1 | 17 | 12 | Non-Summer | 0.8256 | 1.5708 | 4.2248 | 4.2248 | Normal |  | 2.6541 | 1.5708 | 0 | -2.6541 | 2 | Peak
2023-01-17 13:00 | 1 | 17 | 13 | Non-Summer | 0.83 | 1.5791 | 4.0495 | 4.0495 | Normal |  | 2.4704 | 1.5791 | 0 | -2.4704 | 2 | Peak
2023-01-17 14:00 | 1 | 17 | 14 | Non-Summer | 0.8439 | 1.6056 | 3.091 | 3.091 | Normal |  | 1.4854 | 1.6056 | 0 | -1.4854 | 2 | Peak
2023-01-17 15:00 | 1 | 17 | 15 | Non-Summer | 0.8886 | 1.6906 | 1.375 | 1.375 | Normal |  | 0 | 1.375 | 0.3156 | 0.3156 | 2 | Peak
2023-01-17 16:00 | 1 | 17 | 16 | Non-Summer | 0.9774 | 1.8596 | 0.055938 | 0.055938 | Normal |  | 0 | 0.055938 | 1.8036 | 1.8036 | 2 | Peak
2023-01-17 17:00 | 1 | 17 | 17 | Non-Summer | 1.0769 | 2.0489 | 0 | 0 | Normal |  | 0 | 0 | 2.0489 | 2.0489 | 2 | Peak
2023-01-17 18:00 | 1 | 17 | 18 | Non-Summer | 1.1035 | 2.0995 | 0 | 0 | Normal |  | 0 | 0 | 2.0995 | 2.0995 | 2 | Peak
2023-01-17 19:00 | 1 | 17 | 19 | Non-Summer | 1.0955 | 2.0843 | 0 | 0 | Normal |  | 0 | 0 | 2.0843 | 2.0843 | 2 | Peak
2023-01-17 20:00 | 1 | 17 | 20 | Non-Summer | 1.0723 | 2.0401 | 0 | 0 | Normal |  | 0 | 0 | 2.0401 | 2.0401 | 2 | Peak
2023-01-17 21:00 | 1 | 17 | 21 | Non-Summer | 1.0142 | 1.9296 | 0 | 0 | Normal |  | 0 | 0 | 1.9296 | 1.9296 | 2 | Peak
2023-01-17 22:00 | 1 | 17 | 22 | Non-Summer | 0.9188 | 1.7481 | 0 | 0 | Normal |  | 0 | 0 | 1.7481 | 1.7481 | 2 | Off-Peak
2023-01-17 23:00 | 1 | 17 | 23 | Non-Summer | 0.8274 | 1.5742 | 0 | 0 | Normal |  | 0 | 0 | 1.5742 | 1.5742 | 2 | Off-Peak
2023-01-18 | 1 | 18 | 0 | Non-Summer | 0.7686 | 1.4623 | 0 | 0 | Normal |  | 0 | 0 | 1.4623 | 1.4623 | 3 | Off-Peak
2023-01-18 01:00 | 1 | 18 | 1 | Non-Summer | 0.7338 | 1.3961 | 0 | 0 | Normal |  | 0 | 0 | 1.3961 | 1.3961 | 3 | Off-Peak
2023-01-18 02:00 | 1 | 18 | 2 | Non-Summer | 0.7163 | 1.3628 | 0 | 0 | Normal |  | 0 | 0 | 1.3628 | 1.3628 | 3 | Off-Peak
2023-01-18 03:00 | 1 | 18 | 3 | Non-Summer | 0.7099 | 1.3506 | 0 | 0 | Normal |  | 0 | 0 | 1.3506 | 1.3506 | 3 | Off-Peak
2023-01-18 04:00 | 1 | 18 | 4 | Non-Summer | 0.7206 | 1.371 | 0 | 0 | Normal |  | 0 | 0 | 1.371 | 1.371 | 3 | Off-Peak
2023-01-18 05:00 | 1 | 18 | 5 | Non-Summer | 0.7562 | 1.4387 | 0 | 0 | Normal |  | 0 | 0 | 1.4387 | 1.4387 | 3 | Off-Peak
2023-01-18 06:00 | 1 | 18 | 6 | Non-Summer | 0.8144 | 1.5494 | 0 | 0 | Normal |  | 0 | 0 | 1.5494 | 1.5494 | 3 | Peak
2023-01-18 07:00 | 1 | 18 | 7 | Non-Summer | 0.844 | 1.6058 | 0.073135 | 0.073135 | Normal |  | 0 | 0.073135 | 1.5326 | 1.5326 | 3 | Peak
2023-01-18 08:00 | 1 | 18 | 8 | Non-Summer | 0.8198 | 1.5597 | 1.4535 | 1.4535 | Normal |  | 0 | 1.4535 | 0.10619 | 0.10619 | 3 | Peak
2023-01-18 09:00 | 1 | 18 | 9 | Non-Summer | 0.7985 | 1.5192 | 2.6754 | 2.6754 | Normal |  | 1.1562 | 1.5192 | 0 | -1.1562 | 3 | Peak
2023-01-18 10:00 | 1 | 18 | 10 | Non-Summer | 0.7865 | 1.4964 | 3.6196 | 3.6196 | Normal |  | 2.1232 | 1.4964 | 0 | -2.1232 | 3 | Peak
2023-01-18 11:00 | 1 | 18 | 11 | Non-Summer | 0.7859 | 1.4952 | 4.0544 | 4.0544 | Normal |  | 2.5592 | 1.4952 | 0 | -2.5592 | 3 | Peak
2023-01-18 12:00 | 1 | 18 | 12 | Non-Summer | 0.7942 | 1.511 | 4.28 | 4.28 | Normal |  | 2.7689 | 1.511 | 0 | -2.7689 | 3 | Peak
2023-01-18 13:00 | 1 | 18 | 13 | Non-Summer | 0.8007 | 1.5234 | 4.0705 | 4.0705 | Normal |  | 2.5471 | 1.5234 | 0 | -2.5471 | 3 | Peak
2023-01-18 14:00 | 1 | 18 | 14 | Non-Summer | 0.8175 | 1.5553 | 2.8233 | 2.8233 | Normal |  | 1.2679 | 1.5553 | 0 | -1.2679 | 3 | Peak
2023-01-18 15:00 | 1 | 18 | 15 | Non-Summer | 0.8666 | 1.6488 | 1.8609 | 1.8609 | Normal |  | 0.21215 | 1.6488 | 0 | -0.21215 | 3 | Peak
2023-01-18 16:00 | 1 | 18 | 16 | Non-Summer | 0.9631 | 1.8324 | 0.084659 | 0.084659 | Normal |  | 0 | 0.084659 | 1.7477 | 1.7477 | 3 | Peak
2023-01-18 17:00 | 1 | 18 | 17 | Non-Summer | 1.0684 | 2.0327 | 0 | 0 | Normal |  | 0 | 0 | 2.0327 | 2.0327 | 3 | Peak
2023-01-18 18:00 | 1 | 18 | 18 | Non-Summer | 1.0985 | 2.09 | 0 | 0 | Normal |  | 0 | 0 | 2.09 | 2.09 | 3 | Peak
2023-01-18 19:00 | 1 | 18 | 19 | Non-Summer | 1.0981 | 2.0892 | 0 | 0 | Normal |  | 0 | 0 | 2.0892 | 2.0892 | 3 | Peak
2023-01-18 20:00 | 1 | 18 | 20 | Non-Summer | 1.084 | 2.0624 | 0 | 0 | Normal |  | 0 | 0 | 2.0624 | 2.0624 | 3 | Peak
2023-01-18 21:00 | 1 | 18 | 21 | Non-Summer | 1.0355 | 1.9701 | 0 | 0 | Normal |  | 0 | 0 | 1.9701 | 1.9701 | 3 | Peak
2023-01-18 22:00 | 1 | 18 | 22 | Non-Summer | 0.9435 | 1.7951 | 0 | 0 | Normal |  | 0 | 0 | 1.7951 | 1.7951 | 3 | Off-Peak
2023-01-18 23:00 | 1 | 18 | 23 | Non-Summer | 0.8448 | 1.6073 | 0 | 0 | Normal |  | 0 | 0 | 1.6073 | 1.6073 | 3 | Off-Peak
2023-01-19 | 1 | 19 | 0 | Non-Summer | 0.7826 | 1.4889 | 0 | 0 | Normal |  | 0 | 0 | 1.4889 | 1.4889 | 4 | Off-Peak
2023-01-19 01:00 | 1 | 19 | 1 | Non-Summer | 0.7428 | 1.4132 | 0 | 0 | Normal |  | 0 | 0 | 1.4132 | 1.4132 | 4 | Off-Peak
2023-01-19 02:00 | 1 | 19 | 2 | Non-Summer | 0.7194 | 1.3687 | 0 | 0 | Normal |  | 0 | 0 | 1.3687 | 1.3687 | 4 | Off-Peak
2023-01-19 03:00 | 1 | 19 | 3 | Non-Summer | 0.7072 | 1.3455 | 0 | 0 | Normal |  | 0 | 0 | 1.3455 | 1.3455 | 4 | Off-Peak
2023-01-19 04:00 | 1 | 19 | 4 | Non-Summer | 0.715 | 1.3603 | 0 | 0 | Normal |  | 0 | 0 | 1.3603 | 1.3603 | 4 | Off-Peak
2023-01-19 05:00 | 1 | 19 | 5 | Non-Summer | 0.7474 | 1.422 | 0 | 0 | Normal |  | 0 | 0 | 1.422 | 1.422 | 4 | Off-Peak
2023-01-19 06:00 | 1 | 19 | 6 | Non-Summer | 0.8043 | 1.5302 | 0 | 0 | Normal |  | 0 | 0 | 1.5302 | 1.5302 | 4 | Peak
2023-01-19 07:00 | 1 | 19 | 7 | Non-Summer | 0.8348 | 1.5883 | 0.078559 | 0.078559 | Normal |  | 0 | 0.078559 | 1.5097 | 1.5097 | 4 | Peak
2023-01-19 08:00 | 1 | 19 | 8 | Non-Summer | 0.8126 | 1.546 | 1.6673 | 1.6673 | Normal |  | 0.12123 | 1.546 | 0 | -0.12123 | 4 | Peak
2023-01-19 09:00 | 1 | 19 | 9 | Non-Summer | 0.8038 | 1.5293 | 2.6861 | 2.6861 | Normal |  | 1.1569 | 1.5293 | 0 | -1.1569 | 4 | Peak
2023-01-19 10:00 | 1 | 19 | 10 | Non-Summer | 0.8008 | 1.5236 | 3.1349 | 3.1349 | Normal |  | 1.6113 | 1.5236 | 0 | -1.6113 | 4 | Peak
2023-01-19 11:00 | 1 | 19 | 11 | Non-Summer | 0.806 | 1.5335 | 3.9767 | 3.9767 | Normal |  | 2.4432 | 1.5335 | 2.2204e-16 | -2.4432 | 4 | Peak
2023-01-19 12:00 | 1 | 19 | 12 | Non-Summer | 0.8121 | 1.5451 | 4.1266 | 4.1266 | Normal |  | 2.5815 | 1.5451 | 2.2204e-16 | -2.5815 | 4 | Peak
2023-01-19 13:00 | 1 | 19 | 13 | Non-Summer | 0.8145 | 1.5496 | 4.088 | 4.088 | Normal |  | 2.5384 | 1.5496 | 0 | -2.5384 | 4 | Peak
2023-01-19 14:00 | 1 | 19 | 14 | Non-Summer | 0.8241 | 1.5679 | 3.1122 | 3.1122 | Normal |  | 1.5443 | 1.5679 | 0 | -1.5443 | 4 | Peak
2023-01-19 15:00 | 1 | 19 | 15 | Non-Summer | 0.8618 | 1.6396 | 1.8286 | 1.8286 | Normal |  | 0.18902 | 1.6396 | 0 | -0.18902 | 4 | Peak
2023-01-19 16:00 | 1 | 19 | 16 | Non-Summer | 0.9485 | 1.8046 | 0.15813 | 0.15813 | Normal |  | 0 | 0.15813 | 1.6465 | 1.6465 | 4 | Peak
2023-01-19 17:00 | 1 | 19 | 17 | Non-Summer | 1.0585 | 2.0139 | 0 | 0 | Normal |  | 0 | 0 | 2.0139 | 2.0139 | 4 | Peak
2023-01-19 18:00 | 1 | 19 | 18 | Non-Summer | 1.0918 | 2.0772 | 0 | 0 | Normal |  | 0 | 0 | 2.0772 | 2.0772 | 4 | Peak
2023-01-19 19:00 | 1 | 19 | 19 | Non-Summer | 1.0916 | 2.0768 | 0 | 0 | Normal |  | 0 | 0 | 2.0768 | 2.0768 | 4 | Peak
2023-01-19 20:00 | 1 | 19 | 20 | Non-Summer | 1.0769 | 2.0489 | 0 | 0 | Normal |  | 0 | 0 | 2.0489 | 2.0489 | 4 | Peak
2023-01-19 21:00 | 1 | 19 | 21 | Non-Summer | 1.0225 | 1.9454 | 0 | 0 | Normal |  | 0 | 0 | 1.9454 | 1.9454 | 4 | Peak
2023-01-19 22:00 | 1 | 19 | 22 | Non-Summer | 0.9361 | 1.781 | 0 | 0 | Normal |  | 0 | 0 | 1.781 | 1.781 | 4 | Off-Peak
2023-01-19 23:00 | 1 | 19 | 23 | Non-Summer | 0.8486 | 1.6145 | 0 | 0 | Normal |  | 0 | 0 | 1.6145 | 1.6145 | 4 | Off-Peak
2023-01-20 | 1 | 20 | 0 | Non-Summer | 0.7937 | 1.5101 | 0 | 0 | Normal |  | 0 | 0 | 1.5101 | 1.5101 | 5 | Off-Peak
2023-01-20 01:00 | 1 | 20 | 1 | Non-Summer | 0.7603 | 1.4465 | 0 | 0 | Normal |  | 0 | 0 | 1.4465 | 1.4465 | 5 | Off-Peak
2023-01-20 02:00 | 1 | 20 | 2 | Non-Summer | 0.7442 | 1.4159 | 0 | 0 | Normal |  | 0 | 0 | 1.4159 | 1.4159 | 5 | Off-Peak
2023-01-20 03:00 | 1 | 20 | 3 | Non-Summer | 0.7383 | 1.4047 | 0 | 0 | Normal |  | 0 | 0 | 1.4047 | 1.4047 | 5 | Off-Peak
2023-01-20 04:00 | 1 | 20 | 4 | Non-Summer | 0.7511 | 1.429 | 0 | 0 | Normal |  | 0 | 0 | 1.429 | 1.429 | 5 | Off-Peak
2023-01-20 05:00 | 1 | 20 | 5 | Non-Summer | 0.7853 | 1.4941 | 0 | 0 | Normal |  | 0 | 0 | 1.4941 | 1.4941 | 5 | Off-Peak
2023-01-20 06:00 | 1 | 20 | 6 | Non-Summer | 0.8469 | 1.6113 | 0 | 0 | Normal |  | 0 | 0 | 1.6113 | 1.6113 | 5 | Peak
2023-01-20 07:00 | 1 | 20 | 7 | Non-Summer | 0.8851 | 1.684 | 0.076446 | 0.076446 | Normal |  | 0 | 0.076446 | 1.6075 | 1.6075 | 5 | Peak
2023-01-20 08:00 | 1 | 20 | 8 | Non-Summer | 0.8703 | 1.6558 | 1.6488 | 1.6488 | Normal |  | 0 | 1.6488 | 0.0069781 | 0.0069781 | 5 | Peak
2023-01-20 09:00 | 1 | 20 | 9 | Non-Summer | 0.8643 | 1.6444 | 2.911 | 2.911 | Normal |  | 1.2666 | 1.6444 | 0 | -1.2666 | 5 | Peak
2023-01-20 10:00 | 1 | 20 | 10 | Non-Summer | 0.8686 | 1.6526 | 3.9058 | 3.9058 | Normal |  | 2.2532 | 1.6526 | 2.2204e-16 | -2.2532 | 5 | Peak
2023-01-20 11:00 | 1 | 20 | 11 | Non-Summer | 0.8757 | 1.6661 | 4.0993 | 4.0993 | Normal |  | 2.4332 | 1.6661 | 2.2204e-16 | -2.4332 | 5 | Peak
2023-01-20 12:00 | 1 | 20 | 12 | Non-Summer | 0.8847 | 1.6832 | 4.599 | 4.599 | Normal |  | 2.9158 | 1.6832 | 2.2204e-16 | -2.9158 | 5 | Peak
2023-01-20 13:00 | 1 | 20 | 13 | Non-Summer | 0.8875 | 1.6885 | 4.5305 | 4.5305 | Normal |  | 2.842 | 1.6885 | 2.2204e-16 | -2.842 | 5 | Peak
2023-01-20 14:00 | 1 | 20 | 14 | Non-Summer | 0.8989 | 1.7102 | 2.8325 | 2.8325 | Normal |  | 1.1223 | 1.7102 | 0 | -1.1223 | 5 | Peak
2023-01-20 15:00 | 1 | 20 | 15 | Non-Summer | 0.9416 | 1.7915 | 2.0214 | 2.0214 | Normal |  | 0.22994 | 1.7915 | 0 | -0.22994 | 5 | Peak
2023-01-20 16:00 | 1 | 20 | 16 | Non-Summer | 1.0183 | 1.9374 | 0.20915 | 0.20915 | Normal |  | 0 | 0.20915 | 1.7282 | 1.7282 | 5 | Peak
2023-01-20 17:00 | 1 | 20 | 17 | Non-Summer | 1.0945 | 2.0824 | 0 | 0 | Normal |  | 0 | 0 | 2.0824 | 2.0824 | 5 | Peak
2023-01-20 18:00 | 1 | 20 | 18 | Non-Summer | 1.1087 | 2.1094 | 0 | 0 | Normal |  | 0 | 0 | 2.1094 | 2.1094 | 5 | Peak
2023-01-20 19:00 | 1 | 20 | 19 | Non-Summer | 1.0965 | 2.0862 | 0 | 0 | Normal |  | 0 | 0 | 2.0862 | 2.0862 | 5 | Peak
2023-01-20 20:00 | 1 | 20 | 20 | Non-Summer | 1.0788 | 2.0525 | 0 | 0 | Normal |  | 0 | 0 | 2.0525 | 2.0525 | 5 | Peak
2023-01-20 21:00 | 1 | 20 | 21 | Non-Summer | 1.043 | 1.9844 | 0 | 0 | Normal |  | 0 | 0 | 1.9844 | 1.9844 | 5 | Peak
2023-01-20 22:00 | 1 | 20 | 22 | Non-Summer | 0.9768 | 1.8584 | 0 | 0 | Normal |  | 0 | 0 | 1.8584 | 1.8584 | 5 | Off-Peak
2023-01-20 23:00 | 1 | 20 | 23 | Non-Summer | 0.8993 | 1.711 | 0 | 0 | Normal |  | 0 | 0 | 1.711 | 1.711 | 5 | Off-Peak
2023-01-21 | 1 | 21 | 0 | Non-Summer | 0.8421 | 1.6021 | 0 | 0 | Normal |  | 0 | 0 | 1.6021 | 1.6021 | 6 | Off-Peak
2023-01-21 01:00 | 1 | 21 | 1 | Non-Summer | 0.8023 | 1.5264 | 0 | 0 | Normal |  | 0 | 0 | 1.5264 | 1.5264 | 6 | Off-Peak
2023-01-21 02:00 | 1 | 21 | 2 | Non-Summer | 0.7788 | 1.4817 | 0 | 0 | Normal |  | 0 | 0 | 1.4817 | 1.4817 | 6 | Off-Peak
2023-01-21 03:00 | 1 | 21 | 3 | Non-Summer | 0.767 | 1.4593 | 0 | 0 | Normal |  | 0 | 0 | 1.4593 | 1.4593 | 6 | Off-Peak
2023-01-21 04:00 | 1 | 21 | 4 | Non-Summer | 0.7678 | 1.4608 | 0 | 0 | Normal |  | 0 | 0 | 1.4608 | 1.4608 | 6 | Off-Peak
2023-01-21 05:00 | 1 | 21 | 5 | Non-Summer | 0.782 | 1.4878 | 0 | 0 | Normal |  | 0 | 0 | 1.4878 | 1.4878 | 6 | Off-Peak
2023-01-21 06:00 | 1 | 21 | 6 | Non-Summer | 0.811 | 1.543 | 0 | 0 | Normal |  | 0 | 0 | 1.543 | 1.543 | 6 | Off-Peak
2023-01-21 07:00 | 1 | 21 | 7 | Non-Summer | 0.8571 | 1.6307 | 0 | 0 | Normal |  | 0 | 0 | 1.6307 | 1.6307 | 6 | Off-Peak
2023-01-21 08:00 | 1 | 21 | 8 | Non-Summer | 0.9 | 1.7123 | 0.10003 | 0.10003 | Normal |  | 0 | 0.10003 | 1.6123 | 1.6123 | 6 | Off-Peak
2023-01-21 09:00 | 1 | 21 | 9 | Non-Summer | 0.9263 | 1.7623 | 0.27723 | 0.27723 | Normal |  | 0 | 0.27723 | 1.4851 | 1.4851 | 6 | Off-Peak
2023-01-21 10:00 | 1 | 21 | 10 | Non-Summer | 0.9384 | 1.7854 | 0.30244 | 0.30244 | Normal |  | 0 | 0.30244 | 1.4829 | 1.4829 | 6 | Off-Peak
2023-01-21 11:00 | 1 | 21 | 11 | Non-Summer | 0.9483 | 1.8042 | 0.36202 | 0.36202 | Normal |  | 0 | 0.36202 | 1.4422 | 1.4422 | 6 | Off-Peak
2023-01-21 12:00 | 1 | 21 | 12 | Non-Summer | 0.96 | 1.8265 | 0.3689 | 0.3689 | Normal |  | 0 | 0.3689 | 1.4576 | 1.4576 | 6 | Off-Peak
2023-01-21 13:00 | 1 | 21 | 13 | Non-Summer | 0.9673 | 1.8403 | 0.30209 | 0.30209 | Normal |  | 0 | 0.30209 | 1.5383 | 1.5383 | 6 | Off-Peak
2023-01-21 14:00 | 1 | 21 | 14 | Non-Summer | 0.9807 | 1.8658 | 0.29017 | 0.29017 | Normal |  | 0 | 0.29017 | 1.5757 | 1.5757 | 6 | Off-Peak
2023-01-21 15:00 | 1 | 21 | 15 | Non-Summer | 1.0088 | 1.9193 | 0.1598 | 0.1598 | Normal |  | 0 | 0.1598 | 1.7595 | 1.7595 | 6 | Off-Peak
2023-01-21 16:00 | 1 | 21 | 16 | Non-Summer | 1.0611 | 2.0188 | 0.000284 | 0.000284 | Normal |  | 0 | 0.000284 | 2.0185 | 2.0185 | 6 | Off-Peak
2023-01-21 17:00 | 1 | 21 | 17 | Non-Summer | 1.1188 | 2.1286 | 0 | 0 | Normal |  | 0 | 0 | 2.1286 | 2.1286 | 6 | Off-Peak
2023-01-21 18:00 | 1 | 21 | 18 | Non-Summer | 1.1169 | 2.125 | 0 | 0 | Normal |  | 0 | 0 | 2.125 | 2.125 | 6 | Off-Peak
2023-01-21 19:00 | 1 | 21 | 19 | Non-Summer | 1.0998 | 2.0924 | 0 | 0 | Normal |  | 0 | 0 | 2.0924 | 2.0924 | 6 | Off-Peak
2023-01-21 20:00 | 1 | 21 | 20 | Non-Summer | 1.0783 | 2.0515 | 0 | 0 | Normal |  | 0 | 0 | 2.0515 | 2.0515 | 6 | Off-Peak
2023-01-21 21:00 | 1 | 21 | 21 | Non-Summer | 1.0408 | 1.9802 | 0 | 0 | Normal |  | 0 | 0 | 1.9802 | 1.9802 | 6 | Off-Peak
2023-01-21 22:00 | 1 | 21 | 22 | Non-Summer | 0.9797 | 1.8639 | 0 | 0 | Normal |  | 0 | 0 | 1.8639 | 1.8639 | 6 | Off-Peak
2023-01-21 23:00 | 1 | 21 | 23 | Non-Summer | 0.9045 | 1.7209 | 0 | 0 | Normal |  | 0 | 0 | 1.7209 | 1.7209 | 6 | Off-Peak
2023-01-22 | 1 | 22 | 0 | Non-Summer | 0.8443 | 1.6063 | 0 | 0 | Normal |  | 0 | 0 | 1.6063 | 1.6063 | 7 | Off-Peak
2023-01-22 01:00 | 1 | 22 | 1 | Non-Summer | 0.8008 | 1.5236 | 0 | 0 | Normal |  | 0 | 0 | 1.5236 | 1.5236 | 7 | Off-Peak
2023-01-22 02:00 | 1 | 22 | 2 | Non-Summer | 0.7744 | 1.4733 | 0 | 0 | Normal |  | 0 | 0 | 1.4733 | 1.4733 | 7 | Off-Peak
2023-01-22 03:00 | 1 | 22 | 3 | Non-Summer | 0.7579 | 1.442 | 0 | 0 | Normal |  | 0 | 0 | 1.442 | 1.442 | 7 | Off-Peak
2023-01-22 04:00 | 1 | 22 | 4 | Non-Summer | 0.7539 | 1.4343 | 0 | 0 | Normal |  | 0 | 0 | 1.4343 | 1.4343 | 7 | Off-Peak
2023-01-22 05:00 | 1 | 22 | 5 | Non-Summer | 0.7645 | 1.4545 | 0 | 0 | Normal |  | 0 | 0 | 1.4545 | 1.4545 | 7 | Off-Peak
2023-01-22 06:00 | 1 | 22 | 6 | Non-Summer | 0.789 | 1.5011 | 0 | 0 | Normal |  | 0 | 0 | 1.5011 | 1.5011 | 7 | Off-Peak
2023-01-22 07:00 | 1 | 22 | 7 | Non-Summer | 0.8332 | 1.5852 | 0 | 0 | Normal |  | 0 | 0 | 1.5852 | 1.5852 | 7 | Off-Peak
2023-01-22 08:00 | 1 | 22 | 8 | Non-Summer | 0.8801 | 1.6744 | 0.12372 | 0.12372 | Normal |  | 0 | 0.12372 | 1.5507 | 1.5507 | 7 | Off-Peak
2023-01-22 09:00 | 1 | 22 | 9 | Non-Summer | 0.9107 | 1.7327 | 0.41006 | 0.41006 | Normal |  | 0 | 0.41006 | 1.3226 | 1.3226 | 7 | Off-Peak
2023-01-22 10:00 | 1 | 22 | 10 | Non-Summer | 0.9292 | 1.7679 | 0.45455 | 0.45455 | Normal |  | 0 | 0.45455 | 1.3133 | 1.3133 | 7 | Off-Peak
2023-01-22 11:00 | 1 | 22 | 11 | Non-Summer | 0.9451 | 1.7981 | 0.22268 | 0.22268 | Normal |  | 0 | 0.22268 | 1.5754 | 1.5754 | 7 | Off-Peak
2023-01-22 12:00 | 1 | 22 | 12 | Non-Summer | 0.9595 | 1.8255 | 0.22884 | 0.22884 | Normal |  | 0 | 0.22884 | 1.5967 | 1.5967 | 7 | Off-Peak
2023-01-22 13:00 | 1 | 22 | 13 | Non-Summer | 0.9707 | 1.8468 | 0.39747 | 0.39747 | Normal |  | 0 | 0.39747 | 1.4494 | 1.4494 | 7 | Off-Peak
2023-01-22 14:00 | 1 | 22 | 14 | Non-Summer | 0.9831 | 1.8704 | 3.0138 | 3.0138 | Normal |  | 1.1434 | 1.8704 | 0 | -1.1434 | 7 | Off-Peak
2023-01-22 15:00 | 1 | 22 | 15 | Non-Summer | 1.0086 | 1.9189 | 2.1613 | 2.1613 | Normal |  | 0.24237 | 1.9189 | 0 | -0.24237 | 7 | Off-Peak
2023-01-22 16:00 | 1 | 22 | 16 | Non-Summer | 1.0744 | 2.0441 | 0.25886 | 0.25886 | Normal |  | 0 | 0.25886 | 1.7853 | 1.7853 | 7 | Off-Peak
2023-01-22 17:00 | 1 | 22 | 17 | Non-Summer | 1.1606 | 2.2081 | 0 | 0 | Normal |  | 0 | 0 | 2.2081 | 2.2081 | 7 | Off-Peak
2023-01-22 18:00 | 1 | 22 | 18 | Non-Summer | 1.1712 | 2.2283 | 0 | 0 | Normal |  | 0 | 0 | 2.2283 | 2.2283 | 7 | Off-Peak
2023-01-22 19:00 | 1 | 22 | 19 | Non-Summer | 1.1586 | 2.2043 | 0 | 0 | Normal |  | 0 | 0 | 2.2043 | 2.2043 | 7 | Off-Peak
2023-01-22 20:00 | 1 | 22 | 20 | Non-Summer | 1.1277 | 2.1455 | 0 | 0 | Normal |  | 0 | 0 | 2.1455 | 2.1455 | 7 | Off-Peak
2023-01-22 21:00 | 1 | 22 | 21 | Non-Summer | 1.0682 | 2.0323 | 0 | 0 | Normal |  | 0 | 0 | 2.0323 | 2.0323 | 7 | Off-Peak
2023-01-22 22:00 | 1 | 22 | 22 | Non-Summer | 0.971 | 1.8474 | 0 | 0 | Normal |  | 0 | 0 | 1.8474 | 1.8474 | 7 | Off-Peak
2023-01-22 23:00 | 1 | 22 | 23 | Non-Summer | 0.881 | 1.6762 | 0 | 0 | Normal |  | 0 | 0 | 1.6762 | 1.6762 | 7 | Off-Peak
2023-01-23 | 1 | 23 | 0 | Non-Summer | 0.8247 | 1.569 | 0 | 0 | Normal |  | 0 | 0 | 1.569 | 1.569 | 1 | Off-Peak
2023-01-23 01:00 | 1 | 23 | 1 | Non-Summer | 0.7934 | 1.5095 | 0 | 0 | Normal |  | 0 | 0 | 1.5095 | 1.5095 | 1 | Off-Peak
2023-01-23 02:00 | 1 | 23 | 2 | Non-Summer | 0.7805 | 1.485 | 0 | 0 | Normal |  | 0 | 0 | 1.485 | 1.485 | 1 | Off-Peak
2023-01-23 03:00 | 1 | 23 | 3 | Non-Summer | 0.7783 | 1.4808 | 0 | 0 | Normal |  | 0 | 0 | 1.4808 | 1.4808 | 1 | Off-Peak
2023-01-23 04:00 | 1 | 23 | 4 | Non-Summer | 0.7944 | 1.5114 | 0 | 0 | Normal |  | 0 | 0 | 1.5114 | 1.5114 | 1 | Off-Peak
2023-01-23 05:00 | 1 | 23 | 5 | Non-Summer | 0.8353 | 1.5892 | 0 | 0 | Normal |  | 0 | 0 | 1.5892 | 1.5892 | 1 | Off-Peak
2023-01-23 06:00 | 1 | 23 | 6 | Non-Summer | 0.8995 | 1.7114 | 0 | 0 | Normal |  | 0 | 0 | 1.7114 | 1.7114 | 1 | Peak
2023-01-23 07:00 | 1 | 23 | 7 | Non-Summer | 0.9351 | 1.7791 | 0 | 0 | Normal |  | 0 | 0 | 1.7791 | 1.7791 | 1 | Peak
2023-01-23 08:00 | 1 | 23 | 8 | Non-Summer | 0.9167 | 1.7441 | 0.082027 | 0.082027 | Normal |  | 0 | 0.082027 | 1.6621 | 1.6621 | 1 | Peak
2023-01-23 09:00 | 1 | 23 | 9 | Non-Summer | 0.9057 | 1.7232 | 0.24769 | 0.24769 | Normal |  | 0 | 0.24769 | 1.4755 | 1.4755 | 1 | Peak
2023-01-23 10:00 | 1 | 23 | 10 | Non-Summer | 0.8932 | 1.6994 | 0.40678 | 0.40678 | Normal |  | 0 | 0.40678 | 1.2926 | 1.2926 | 1 | Peak
2023-01-23 11:00 | 1 | 23 | 11 | Non-Summer | 0.8818 | 1.6777 | 0.70955 | 0.70955 | Normal |  | 0 | 0.70955 | 0.96813 | 0.96813 | 1 | Peak
2023-01-23 12:00 | 1 | 23 | 12 | Non-Summer | 0.8815 | 1.6771 | 0.62794 | 0.62794 | Normal |  | 0 | 0.62794 | 1.0492 | 1.0492 | 1 | Peak
2023-01-23 13:00 | 1 | 23 | 13 | Non-Summer | 0.8712 | 1.6575 | 0.56481 | 0.56481 | Normal |  | 0 | 0.56481 | 1.0927 | 1.0927 | 1 | Peak
2023-01-23 14:00 | 1 | 23 | 14 | Non-Summer | 0.857 | 1.6305 | 0.32422 | 0.32422 | Normal |  | 0 | 0.32422 | 1.3063 | 1.3063 | 1 | Peak
2023-01-23 15:00 | 1 | 23 | 15 | Non-Summer | 0.8904 | 1.694 | 0.12942 | 0.12942 | Normal |  | 0 | 0.12942 | 1.5646 | 1.5646 | 1 | Peak
2023-01-23 16:00 | 1 | 23 | 16 | Non-Summer | 0.992 | 1.8873 | 0.007509 | 0.007509 | Normal |  | 0 | 0.007509 | 1.8798 | 1.8798 | 1 | Peak
2023-01-23 17:00 | 1 | 23 | 17 | Non-Summer | 1.1435 | 2.1756 | 0 | 0 | Normal |  | 0 | 0 | 2.1756 | 2.1756 | 1 | Peak
2023-01-23 18:00 | 1 | 23 | 18 | Non-Summer | 1.1936 | 2.2709 | 0 | 0 | Normal |  | 0 | 0 | 2.2709 | 2.2709 | 1 | Peak
2023-01-23 19:00 | 1 | 23 | 19 | Non-Summer | 1.1901 | 2.2642 | 0 | 0 | Normal |  | 0 | 0 | 2.2642 | 2.2642 | 1 | Peak
2023-01-23 20:00 | 1 | 23 | 20 | Non-Summer | 1.1639 | 2.2144 | 0 | 0 | Normal |  | 0 | 0 | 2.2144 | 2.2144 | 1 | Peak
2023-01-23 21:00 | 1 | 23 | 21 | Non-Summer | 1.0999 | 2.0926 | 0 | 0 | Normal |  | 0 | 0 | 2.0926 | 2.0926 | 1 | Peak
2023-01-23 22:00 | 1 | 23 | 22 | Non-Summer | 0.9964 | 1.8957 | 0 | 0 | Normal |  | 0 | 0 | 1.8957 | 1.8957 | 1 | Off-Peak
2023-01-23 23:00 | 1 | 23 | 23 | Non-Summer | 0.8988 | 1.71 | 0 | 0 | Normal |  | 0 | 0 | 1.71 | 1.71 | 1 | Off-Peak
2023-01-24 | 1 | 24 | 0 | Non-Summer | 0.8382 | 1.5947 | 0 | 0 | Normal |  | 0 | 0 | 1.5947 | 1.5947 | 2 | Off-Peak
2023-01-24 01:00 | 1 | 24 | 1 | Non-Summer | 0.8028 | 1.5274 | 0 | 0 | Normal |  | 0 | 0 | 1.5274 | 1.5274 | 2 | Off-Peak
2023-01-24 02:00 | 1 | 24 | 2 | Non-Summer | 0.7844 | 1.4924 | 0 | 0 | Normal |  | 0 | 0 | 1.4924 | 1.4924 | 2 | Off-Peak
2023-01-24 03:00 | 1 | 24 | 3 | Non-Summer | 0.7782 | 1.4806 | 0 | 0 | Normal |  | 0 | 0 | 1.4806 | 1.4806 | 2 | Off-Peak
2023-01-24 04:00 | 1 | 24 | 4 | Non-Summer | 0.7895 | 1.5021 | 0 | 0 | Normal |  | 0 | 0 | 1.5021 | 1.5021 | 2 | Off-Peak
2023-01-24 05:00 | 1 | 24 | 5 | Non-Summer | 0.8247 | 1.569 | 0 | 0 | Normal |  | 0 | 0 | 1.569 | 1.569 | 2 | Off-Peak
2023-01-24 06:00 | 1 | 24 | 6 | Non-Summer | 0.886 | 1.6857 | 0 | 0 | Normal |  | 0 | 0 | 1.6857 | 1.6857 | 2 | Peak
2023-01-24 07:00 | 1 | 24 | 7 | Non-Summer | 0.9078 | 1.7271 | 0.025754 | 0.025754 | Normal |  | 0 | 0.025754 | 1.7014 | 1.7014 | 2 | Peak
2023-01-24 08:00 | 1 | 24 | 8 | Non-Summer | 0.8642 | 1.6442 | 0.23941 | 0.23941 | Normal |  | 0 | 0.23941 | 1.4048 | 1.4048 | 2 | Peak
2023-01-24 09:00 | 1 | 24 | 9 | Non-Summer | 0.8292 | 1.5776 | 0.5509 | 0.5509 | Normal |  | 0 | 0.5509 | 1.0267 | 1.0267 | 2 | Peak
2023-01-24 10:00 | 1 | 24 | 10 | Non-Summer | 0.806 | 1.5335 | 1.3821 | 1.3821 | Normal |  | 0 | 1.3821 | 0.15137 | 0.15137 | 2 | Peak
2023-01-24 11:00 | 1 | 24 | 11 | Non-Summer | 0.7987 | 1.5196 | 1.1443 | 1.1443 | Normal |  | 0 | 1.1443 | 0.37527 | 0.37527 | 2 | Peak
2023-01-24 12:00 | 1 | 24 | 12 | Non-Summer | 0.7991 | 1.5203 | 0.87055 | 0.87055 | Normal |  | 0 | 0.87055 | 0.64979 | 0.64979 | 2 | Peak
2023-01-24 13:00 | 1 | 24 | 13 | Non-Summer | 0.8057 | 1.5329 | 0.61931 | 0.61931 | Normal |  | 0 | 0.61931 | 0.91358 | 0.91358 | 2 | Peak
2023-01-24 14:00 | 1 | 24 | 14 | Non-Summer | 0.8188 | 1.5578 | 0.26848 | 0.26848 | Normal |  | 0 | 0.26848 | 1.2893 | 1.2893 | 2 | Peak
2023-01-24 15:00 | 1 | 24 | 15 | Non-Summer | 0.8703 | 1.6558 | 0.12332 | 0.12332 | Normal |  | 0 | 0.12332 | 1.5325 | 1.5325 | 2 | Peak
2023-01-24 16:00 | 1 | 24 | 16 | Non-Summer | 0.9647 | 1.8354 | 0 | 0 | Normal |  | 0 | 0 | 1.8354 | 1.8354 | 2 | Peak
2023-01-24 17:00 | 1 | 24 | 17 | Non-Summer | 1.0747 | 2.0447 | 0 | 0 | Normal |  | 0 | 0 | 2.0447 | 2.0447 | 2 | Peak
2023-01-24 18:00 | 1 | 24 | 18 | Non-Summer | 1.11 | 2.1118 | 0 | 0 | Normal |  | 0 | 0 | 2.1118 | 2.1118 | 2 | Peak
2023-01-24 19:00 | 1 | 24 | 19 | Non-Summer | 1.1054 | 2.1031 | 0 | 0 | Normal |  | 0 | 0 | 2.1031 | 2.1031 | 2 | Peak
2023-01-24 20:00 | 1 | 24 | 20 | Non-Summer | 1.0864 | 2.0669 | 0 | 0 | Normal |  | 0 | 0 | 2.0669 | 2.0669 | 2 | Peak
2023-01-24 21:00 | 1 | 24 | 21 | Non-Summer | 1.0324 | 1.9642 | 0 | 0 | Normal |  | 0 | 0 | 1.9642 | 1.9642 | 2 | Peak
2023-01-24 22:00 | 1 | 24 | 22 | Non-Summer | 0.9377 | 1.784 | 0 | 0 | Normal |  | 0 | 0 | 1.784 | 1.784 | 2 | Off-Peak
2023-01-24 23:00 | 1 | 24 | 23 | Non-Summer | 0.8476 | 1.6126 | 0 | 0 | Normal |  | 0 | 0 | 1.6126 | 1.6126 | 2 | Off-Peak
2023-01-25 | 1 | 25 | 0 | Non-Summer | 0.7921 | 1.507 | 0 | 0 | Normal |  | 0 | 0 | 1.507 | 1.507 | 3 | Off-Peak
2023-01-25 01:00 | 1 | 25 | 1 | Non-Summer | 0.7608 | 1.4475 | 0 | 0 | Normal |  | 0 | 0 | 1.4475 | 1.4475 | 3 | Off-Peak
2023-01-25 02:00 | 1 | 25 | 2 | Non-Summer | 0.7452 | 1.4178 | 0 | 0 | Normal |  | 0 | 0 | 1.4178 | 1.4178 | 3 | Off-Peak
2023-01-25 03:00 | 1 | 25 | 3 | Non-Summer | 0.7408 | 1.4094 | 0 | 0 | Normal |  | 0 | 0 | 1.4094 | 1.4094 | 3 | Off-Peak
2023-01-25 04:00 | 1 | 25 | 4 | Non-Summer | 0.7541 | 1.4347 | 0 | 0 | Normal |  | 0 | 0 | 1.4347 | 1.4347 | 3 | Off-Peak
2023-01-25 05:00 | 1 | 25 | 5 | Non-Summer | 0.793 | 1.5087 | 0 | 0 | Normal |  | 0 | 0 | 1.5087 | 1.5087 | 3 | Off-Peak
2023-01-25 06:00 | 1 | 25 | 6 | Non-Summer | 0.8544 | 1.6256 | 0 | 0 | Normal |  | 0 | 0 | 1.6256 | 1.6256 | 3 | Peak
2023-01-25 07:00 | 1 | 25 | 7 | Non-Summer | 0.8827 | 1.6794 | 0.1246 | 0.1246 | Normal |  | 0 | 0.1246 | 1.5548 | 1.5548 | 3 | Peak
2023-01-25 08:00 | 1 | 25 | 8 | Non-Summer | 0.8631 | 1.6421 | 2.0633 | 2.0633 | Normal |  | 0.4212 | 1.6421 | 0 | -0.4212 | 3 | Peak
2023-01-25 09:00 | 1 | 25 | 9 | Non-Summer | 0.8545 | 1.6257 | 3.4719 | 3.4719 | Normal |  | 1.8462 | 1.6257 | 0 | -1.8462 | 3 | Peak
2023-01-25 10:00 | 1 | 25 | 10 | Non-Summer | 0.8543 | 1.6254 | 4.8811 | 4.8811 | Normal |  | 3.2557 | 1.6254 | 0 | -3.2557 | 3 | Peak
2023-01-25 11:00 | 1 | 25 | 11 | Non-Summer | 0.8581 | 1.6326 | 5.4647 | 5.4647 | Normal |  | 3.8321 | 1.6326 | 0 | -3.8321 | 3 | Peak
2023-01-25 12:00 | 1 | 25 | 12 | Non-Summer | 0.8586 | 1.6335 | 5.3948 | 5.3948 | Normal |  | 3.7612 | 1.6335 | 0 | -3.7612 | 3 | Peak
2023-01-25 13:00 | 1 | 25 | 13 | Non-Summer | 0.8542 | 1.6252 | 4.5669 | 4.5669 | Normal |  | 2.9417 | 1.6252 | 0 | -2.9417 | 3 | Peak
2023-01-25 14:00 | 1 | 25 | 14 | Non-Summer | 0.8619 | 1.6398 | 2.2322 | 2.2322 | Normal |  | 0.59241 | 1.6398 | 0 | -0.59241 | 3 | Peak
2023-01-25 15:00 | 1 | 25 | 15 | Non-Summer | 0.8998 | 1.7119 | 2.3514 | 2.3514 | Normal |  | 0.63947 | 1.7119 | 0 | -0.63947 | 3 | Peak
2023-01-25 16:00 | 1 | 25 | 16 | Non-Summer | 0.9856 | 1.8752 | 0.15873 | 0.15873 | Normal |  | 0 | 0.15873 | 1.7164 | 1.7164 | 3 | Peak
2023-01-25 17:00 | 1 | 25 | 17 | Non-Summer | 1.104 | 2.1004 | 0 | 0 | Normal |  | 0 | 0 | 2.1004 | 2.1004 | 3 | Peak
2023-01-25 18:00 | 1 | 25 | 18 | Non-Summer | 1.136 | 2.1613 | 0 | 0 | Normal |  | 0 | 0 | 2.1613 | 2.1613 | 3 | Peak
2023-01-25 19:00 | 1 | 25 | 19 | Non-Summer | 1.1278 | 2.1457 | 0 | 0 | Normal |  | 0 | 0 | 2.1457 | 2.1457 | 3 | Peak
2023-01-25 20:00 | 1 | 25 | 20 | Non-Summer | 1.1043 | 2.101 | 0 | 0 | Normal |  | 0 | 0 | 2.101 | 2.101 | 3 | Peak
2023-01-25 21:00 | 1 | 25 | 21 | Non-Summer | 1.0446 | 1.9874 | 0 | 0 | Normal |  | 0 | 0 | 1.9874 | 1.9874 | 3 | Peak
2023-01-25 22:00 | 1 | 25 | 22 | Non-Summer | 0.9468 | 1.8013 | 0 | 0 | Normal |  | 0 | 0 | 1.8013 | 1.8013 | 3 | Off-Peak
2023-01-25 23:00 | 1 | 25 | 23 | Non-Summer | 0.8594 | 1.6351 | 0 | 0 | Normal |  | 0 | 0 | 1.6351 | 1.6351 | 3 | Off-Peak
2023-01-26 | 1 | 26 | 0 | Non-Summer | 0.8045 | 1.5306 | 0 | 0 | Normal |  | 0 | 0 | 1.5306 | 1.5306 | 4 | Off-Peak
2023-01-26 01:00 | 1 | 26 | 1 | Non-Summer | 0.7722 | 1.4692 | 0 | 0 | Normal |  | 0 | 0 | 1.4692 | 1.4692 | 4 | Off-Peak
2023-01-26 02:00 | 1 | 26 | 2 | Non-Summer | 0.7566 | 1.4395 | 0 | 0 | Normal |  | 0 | 0 | 1.4395 | 1.4395 | 4 | Off-Peak
2023-01-26 03:00 | 1 | 26 | 3 | Non-Summer | 0.7534 | 1.4334 | 0 | 0 | Normal |  | 0 | 0 | 1.4334 | 1.4334 | 4 | Off-Peak
2023-01-26 04:00 | 1 | 26 | 4 | Non-Summer | 0.7669 | 1.4591 | 0 | 0 | Normal |  | 0 | 0 | 1.4591 | 1.4591 | 4 | Off-Peak
2023-01-26 05:00 | 1 | 26 | 5 | Non-Summer | 0.8072 | 1.5357 | 0 | 0 | Normal |  | 0 | 0 | 1.5357 | 1.5357 | 4 | Off-Peak
2023-01-26 06:00 | 1 | 26 | 6 | Non-Summer | 0.8759 | 1.6665 | 0 | 0 | Normal |  | 0 | 0 | 1.6665 | 1.6665 | 4 | Peak
2023-01-26 07:00 | 1 | 26 | 7 | Non-Summer | 0.909 | 1.7294 | 0.30273 | 0.30273 | Normal |  | 0 | 0.30273 | 1.4267 | 1.4267 | 4 | Peak
2023-01-26 08:00 | 1 | 26 | 8 | Non-Summer | 0.8849 | 1.6836 | 2.4368 | 2.4368 | Normal |  | 0.75319 | 1.6836 | 0 | -0.75319 | 4 | Peak
2023-01-26 09:00 | 1 | 26 | 9 | Non-Summer | 0.8696 | 1.6545 | 4.1368 | 4.1368 | Normal |  | 2.4823 | 1.6545 | 0 | -2.4823 | 4 | Peak
2023-01-26 10:00 | 1 | 26 | 10 | Non-Summer | 0.8648 | 1.6453 | 4.6563 | 4.6563 | Normal |  | 3.011 | 1.6453 | 0 | -3.011 | 4 | Peak
2023-01-26 11:00 | 1 | 26 | 11 | Non-Summer | 0.8728 | 1.6606 | 5.6086 | 5.6086 | Normal |  | 3.948 | 1.6606 | 0 | -3.948 | 4 | Peak
2023-01-26 12:00 | 1 | 26 | 12 | Non-Summer | 0.8768 | 1.6682 | 5.5856 | 5.5856 | Normal |  | 3.9175 | 1.6682 | 0 | -3.9175 | 4 | Peak
2023-01-26 13:00 | 1 | 26 | 13 | Non-Summer | 0.8806 | 1.6754 | 4.0274 | 4.0274 | Normal |  | 2.352 | 1.6754 | 0 | -2.352 | 4 | Peak
2023-01-26 14:00 | 1 | 26 | 14 | Non-Summer | 0.8995 | 1.7114 | 0.50836 | 0.50836 | Normal |  | 0 | 0.50836 | 1.203 | 1.203 | 4 | Peak
2023-01-26 15:00 | 1 | 26 | 15 | Non-Summer | 0.945 | 1.7979 | 0.2417 | 0.2417 | Normal |  | 0 | 0.2417 | 1.5562 | 1.5562 | 4 | Peak
2023-01-26 16:00 | 1 | 26 | 16 | Non-Summer | 1.0362 | 1.9714 | 0.012352 | 0.012352 | Normal |  | 0 | 0.012352 | 1.9591 | 1.9591 | 4 | Peak
2023-01-26 17:00 | 1 | 26 | 17 | Non-Summer | 1.1582 | 2.2035 | 0 | 0 | Normal |  | 0 | 0 | 2.2035 | 2.2035 | 4 | Peak
2023-01-26 18:00 | 1 | 26 | 18 | Non-Summer | 1.2074 | 2.2972 | 0 | 0 | Normal |  | 0 | 0 | 2.2972 | 2.2972 | 4 | Peak
2023-01-26 19:00 | 1 | 26 | 19 | Non-Summer | 1.2129 | 2.3076 | 0 | 0 | Normal |  | 0 | 0 | 2.3076 | 2.3076 | 4 | Peak
2023-01-26 20:00 | 1 | 26 | 20 | Non-Summer | 1.1949 | 2.2734 | 0 | 0 | Normal |  | 0 | 0 | 2.2734 | 2.2734 | 4 | Peak
2023-01-26 21:00 | 1 | 26 | 21 | Non-Summer | 1.1369 | 2.163 | 0 | 0 | Normal |  | 0 | 0 | 2.163 | 2.163 | 4 | Peak
2023-01-26 22:00 | 1 | 26 | 22 | Non-Summer | 1.0459 | 1.9899 | 0 | 0 | Normal |  | 0 | 0 | 1.9899 | 1.9899 | 4 | Off-Peak
2023-01-26 23:00 | 1 | 26 | 23 | Non-Summer | 0.9628 | 1.8318 | 0 | 0 | Normal |  | 0 | 0 | 1.8318 | 1.8318 | 4 | Off-Peak
2023-01-27 | 1 | 27 | 0 | Non-Summer | 0.9143 | 1.7395 | 0 | 0 | Normal |  | 0 | 0 | 1.7395 | 1.7395 | 5 | Off-Peak
2023-01-27 01:00 | 1 | 27 | 1 | Non-Summer | 0.8877 | 1.6889 | 0 | 0 | Normal |  | 0 | 0 | 1.6889 | 1.6889 | 5 | Off-Peak
2023-01-27 02:00 | 1 | 27 | 2 | Non-Summer | 0.875 | 1.6647 | 0 | 0 | Normal |  | 0 | 0 | 1.6647 | 1.6647 | 5 | Off-Peak
2023-01-27 03:00 | 1 | 27 | 3 | Non-Summer | 0.8722 | 1.6594 | 0 | 0 | Normal |  | 0 | 0 | 1.6594 | 1.6594 | 5 | Off-Peak
2023-01-27 04:00 | 1 | 27 | 4 | Non-Summer | 0.8848 | 1.6834 | 0 | 0 | Normal |  | 0 | 0 | 1.6834 | 1.6834 | 5 | Off-Peak
2023-01-27 05:00 | 1 | 27 | 5 | Non-Summer | 0.9213 | 1.7528 | 0 | 0 | Normal |  | 0 | 0 | 1.7528 | 1.7528 | 5 | Off-Peak
2023-01-27 06:00 | 1 | 27 | 6 | Non-Summer | 0.9874 | 1.8786 | 0 | 0 | Normal |  | 0 | 0 | 1.8786 | 1.8786 | 5 | Peak
2023-01-27 07:00 | 1 | 27 | 7 | Non-Summer | 1.0105 | 1.9225 | 0.085105 | 0.085105 | Normal |  | 0 | 0.085105 | 1.8374 | 1.8374 | 5 | Peak
2023-01-27 08:00 | 1 | 27 | 8 | Non-Summer | 0.9871 | 1.878 | 1.346 | 1.346 | Normal |  | 0 | 1.346 | 0.53202 | 0.53202 | 5 | Peak
2023-01-27 09:00 | 1 | 27 | 9 | Non-Summer | 0.9764 | 1.8577 | 2.8077 | 2.8077 | Normal |  | 0.95006 | 1.8577 | 0 | -0.95006 | 5 | Peak
2023-01-27 10:00 | 1 | 27 | 10 | Non-Summer | 0.9743 | 1.8537 | 4.6506 | 4.6506 | Normal |  | 2.7969 | 1.8537 | 0 | -2.7969 | 5 | Peak
2023-01-27 11:00 | 1 | 27 | 11 | Non-Summer | 0.9667 | 1.8392 | 5.6969 | 5.6969 | Normal |  | 3.8577 | 1.8392 | 0 | -3.8577 | 5 | Peak
2023-01-27 12:00 | 1 | 27 | 12 | Non-Summer | 0.9682 | 1.8421 | 5.7059 | 5.7059 | Normal |  | 3.8638 | 1.8421 | 0 | -3.8638 | 5 | Peak
2023-01-27 13:00 | 1 | 27 | 13 | Non-Summer | 0.9647 | 1.8354 | 5.2233 | 5.2233 | Normal |  | 3.3879 | 1.8354 | 2.2204e-16 | -3.3879 | 5 | Peak
2023-01-27 14:00 | 1 | 27 | 14 | Non-Summer | 0.9624 | 1.831 | 4.2033 | 4.2033 | Normal |  | 2.3723 | 1.831 | 0 | -2.3723 | 5 | Peak
2023-01-27 15:00 | 1 | 27 | 15 | Non-Summer | 0.9863 | 1.8765 | 2.689 | 2.689 | Normal |  | 0.81255 | 1.8765 | 0 | -0.81255 | 5 | Peak
2023-01-27 16:00 | 1 | 27 | 16 | Non-Summer | 1.049 | 1.9958 | 0.54487 | 0.54487 | Normal |  | 0 | 0.54487 | 1.4509 | 1.4509 | 5 | Peak
2023-01-27 17:00 | 1 | 27 | 17 | Non-Summer | 1.1404 | 2.1697 | 0 | 0 | Normal |  | 0 | 0 | 2.1697 | 2.1697 | 5 | Peak
2023-01-27 18:00 | 1 | 27 | 18 | Non-Summer | 1.1627 | 2.2121 | 0 | 0 | Normal |  | 0 | 0 | 2.2121 | 2.2121 | 5 | Peak
2023-01-27 19:00 | 1 | 27 | 19 | Non-Summer | 1.1567 | 2.2007 | 0 | 0 | Normal |  | 0 | 0 | 2.2007 | 2.2007 | 5 | Peak
2023-01-27 20:00 | 1 | 27 | 20 | Non-Summer | 1.1432 | 2.175 | 0 | 0 | Normal |  | 0 | 0 | 2.175 | 2.175 | 5 | Peak
2023-01-27 21:00 | 1 | 27 | 21 | Non-Summer | 1.1094 | 2.1107 | 0 | 0 | Normal |  | 0 | 0 | 2.1107 | 2.1107 | 5 | Peak
2023-01-27 22:00 | 1 | 27 | 22 | Non-Summer | 1.0458 | 1.9897 | 0 | 0 | Normal |  | 0 | 0 | 1.9897 | 1.9897 | 5 | Off-Peak
2023-01-27 23:00 | 1 | 27 | 23 | Non-Summer | 0.9708 | 1.847 | 0 | 0 | Normal |  | 0 | 0 | 1.847 | 1.847 | 5 | Off-Peak
2023-01-28 | 1 | 28 | 0 | Non-Summer | 0.9147 | 1.7403 | 0 | 0 | Normal |  | 0 | 0 | 1.7403 | 1.7403 | 6 | Off-Peak
2023-01-28 01:00 | 1 | 28 | 1 | Non-Summer | 0.8755 | 1.6657 | 0 | 0 | Normal |  | 0 | 0 | 1.6657 | 1.6657 | 6 | Off-Peak
2023-01-28 02:00 | 1 | 28 | 2 | Non-Summer | 0.8522 | 1.6214 | 0 | 0 | Normal |  | 0 | 0 | 1.6214 | 1.6214 | 6 | Off-Peak
2023-01-28 03:00 | 1 | 28 | 3 | Non-Summer | 0.8401 | 1.5983 | 0 | 0 | Normal |  | 0 | 0 | 1.5983 | 1.5983 | 6 | Off-Peak
2023-01-28 04:00 | 1 | 28 | 4 | Non-Summer | 0.8388 | 1.5959 | 0 | 0 | Normal |  | 0 | 0 | 1.5959 | 1.5959 | 6 | Off-Peak
2023-01-28 05:00 | 1 | 28 | 5 | Non-Summer | 0.8529 | 1.6227 | 0 | 0 | Normal |  | 0 | 0 | 1.6227 | 1.6227 | 6 | Off-Peak
2023-01-28 06:00 | 1 | 28 | 6 | Non-Summer | 0.8843 | 1.6824 | 0 | 0 | Normal |  | 0 | 0 | 1.6824 | 1.6824 | 6 | Off-Peak
2023-01-28 07:00 | 1 | 28 | 7 | Non-Summer | 0.9319 | 1.773 | 0.32365 | 0.32365 | Normal |  | 0 | 0.32365 | 1.4493 | 1.4493 | 6 | Off-Peak
2023-01-28 08:00 | 1 | 28 | 8 | Non-Summer | 0.9702 | 1.8459 | 2.3569 | 2.3569 | Normal |  | 0.51103 | 1.8459 | 0 | -0.51103 | 6 | Off-Peak
2023-01-28 09:00 | 1 | 28 | 9 | Non-Summer | 0.9932 | 1.8896 | 3.9441 | 3.9441 | Normal |  | 2.0545 | 1.8896 | 0 | -2.0545 | 6 | Off-Peak
2023-01-28 10:00 | 1 | 28 | 10 | Non-Summer | 1.0021 | 1.9066 | 3.8441 | 3.8441 | Normal |  | 1.9376 | 1.9066 | 0 | -1.9376 | 6 | Off-Peak
2023-01-28 11:00 | 1 | 28 | 11 | Non-Summer | 1.0135 | 1.9282 | 3.2231 | 3.2231 | Normal |  | 1.2949 | 1.9282 | 0 | -1.2949 | 6 | Off-Peak
2023-01-28 12:00 | 1 | 28 | 12 | Non-Summer | 1.0215 | 1.9435 | 1.5498 | 1.5498 | Normal |  | 0 | 1.5498 | 0.39369 | 0.39369 | 6 | Off-Peak
2023-01-28 13:00 | 1 | 28 | 13 | Non-Summer | 1.0276 | 1.9551 | 1.661 | 1.661 | Normal |  | 0 | 1.661 | 0.29408 | 0.29408 | 6 | Off-Peak
2023-01-28 14:00 | 1 | 28 | 14 | Non-Summer | 1.0393 | 1.9773 | 0.41117 | 0.41117 | Normal |  | 0 | 0.41117 | 1.5662 | 1.5662 | 6 | Off-Peak
2023-01-28 15:00 | 1 | 28 | 15 | Non-Summer | 1.0602 | 2.0171 | 0.10205 | 0.10205 | Normal |  | 0 | 0.10205 | 1.9151 | 1.9151 | 6 | Off-Peak
2023-01-28 16:00 | 1 | 28 | 16 | Non-Summer | 1.106 | 2.1042 | 0 | 0 | Normal |  | 0 | 0 | 2.1042 | 2.1042 | 6 | Off-Peak
2023-01-28 17:00 | 1 | 28 | 17 | Non-Summer | 1.1887 | 2.2616 | 0 | 0 | Normal |  | 0 | 0 | 2.2616 | 2.2616 | 6 | Off-Peak
2023-01-28 18:00 | 1 | 28 | 18 | Non-Summer | 1.1978 | 2.2789 | 0 | 0 | Normal |  | 0 | 0 | 2.2789 | 2.2789 | 6 | Off-Peak
2023-01-28 19:00 | 1 | 28 | 19 | Non-Summer | 1.1759 | 2.2372 | 0 | 0 | Normal |  | 0 | 0 | 2.2372 | 2.2372 | 6 | Off-Peak
2023-01-28 20:00 | 1 | 28 | 20 | Non-Summer | 1.1457 | 2.1798 | 0 | 0 | Normal |  | 0 | 0 | 2.1798 | 2.1798 | 6 | Off-Peak
2023-01-28 21:00 | 1 | 28 | 21 | Non-Summer | 1.0994 | 2.0917 | 0 | 0 | Normal |  | 0 | 0 | 2.0917 | 2.0917 | 6 | Off-Peak
2023-01-28 22:00 | 1 | 28 | 22 | Non-Summer | 1.0311 | 1.9617 | 0 | 0 | Normal |  | 0 | 0 | 1.9617 | 1.9617 | 6 | Off-Peak
2023-01-28 23:00 | 1 | 28 | 23 | Non-Summer | 0.9528 | 1.8128 | 0 | 0 | Normal |  | 0 | 0 | 1.8128 | 1.8128 | 6 | Off-Peak
2023-01-29 | 1 | 29 | 0 | Non-Summer | 0.8904 | 1.694 | 0 | 0 | Normal |  | 0 | 0 | 1.694 | 1.694 | 7 | Off-Peak
2023-01-29 01:00 | 1 | 29 | 1 | Non-Summer | 0.8472 | 1.6119 | 0 | 0 | Normal |  | 0 | 0 | 1.6119 | 1.6119 | 7 | Off-Peak
2023-01-29 02:00 | 1 | 29 | 2 | Non-Summer | 0.8228 | 1.5654 | 0 | 0 | Normal |  | 0 | 0 | 1.5654 | 1.5654 | 7 | Off-Peak
2023-01-29 03:00 | 1 | 29 | 3 | Non-Summer | 0.81 | 1.5411 | 0 | 0 | Normal |  | 0 | 0 | 1.5411 | 1.5411 | 7 | Off-Peak
2023-01-29 04:00 | 1 | 29 | 4 | Non-Summer | 0.8114 | 1.5437 | 0 | 0 | Normal |  | 0 | 0 | 1.5437 | 1.5437 | 7 | Off-Peak
2023-01-29 05:00 | 1 | 29 | 5 | Non-Summer | 0.8274 | 1.5742 | 0 | 0 | Normal |  | 0 | 0 | 1.5742 | 1.5742 | 7 | Off-Peak
2023-01-29 06:00 | 1 | 29 | 6 | Non-Summer | 0.8594 | 1.6351 | 0 | 0 | Normal |  | 0 | 0 | 1.6351 | 1.6351 | 7 | Off-Peak
2023-01-29 07:00 | 1 | 29 | 7 | Non-Summer | 0.9124 | 1.7359 | 0.023929 | 0.023929 | Normal |  | 0 | 0.023929 | 1.712 | 1.712 | 7 | Off-Peak
2023-01-29 08:00 | 1 | 29 | 8 | Non-Summer | 0.9665 | 1.8388 | 0.32195 | 0.32195 | Normal |  | 0 | 0.32195 | 1.5169 | 1.5169 | 7 | Off-Peak
2023-01-29 09:00 | 1 | 29 | 9 | Non-Summer | 1.0028 | 1.9079 | 0.37703 | 0.37703 | Normal |  | 0 | 0.37703 | 1.5309 | 1.5309 | 7 | Off-Peak
2023-01-29 10:00 | 1 | 29 | 10 | Non-Summer | 1.0131 | 1.9275 | 0.60651 | 0.60651 | Normal |  | 0 | 0.60651 | 1.321 | 1.321 | 7 | Off-Peak
2023-01-29 11:00 | 1 | 29 | 11 | Non-Summer | 1.019 | 1.9387 | 0.98852 | 0.98852 | Normal |  | 0 | 0.98852 | 0.95019 | 0.95019 | 7 | Off-Peak
2023-01-29 12:00 | 1 | 29 | 12 | Non-Summer | 1.0225 | 1.9454 | 1.4955 | 1.4955 | Normal |  | 0 | 1.4955 | 0.44989 | 0.44989 | 7 | Off-Peak
2023-01-29 13:00 | 1 | 29 | 13 | Non-Summer | 1.0277 | 1.9553 | 1.5898 | 1.5898 | Normal |  | 0 | 1.5898 | 0.36548 | 0.36548 | 7 | Off-Peak
2023-01-29 14:00 | 1 | 29 | 14 | Non-Summer | 1.0418 | 1.9821 | 0.41992 | 0.41992 | Normal |  | 0 | 0.41992 | 1.5622 | 1.5622 | 7 | Off-Peak
2023-01-29 15:00 | 1 | 29 | 15 | Non-Summer | 1.0683 | 2.0325 | 0.28547 | 0.28547 | Normal |  | 0 | 0.28547 | 1.747 | 1.747 | 7 | Off-Peak
2023-01-29 16:00 | 1 | 29 | 16 | Non-Summer | 1.1246 | 2.1396 | 0.028707 | 0.028707 | Normal |  | 0 | 0.028707 | 2.1109 | 2.1109 | 7 | Off-Peak
2023-01-29 17:00 | 1 | 29 | 17 | Non-Summer | 1.2211 | 2.3232 | 0 | 0 | Normal |  | 0 | 0 | 2.3232 | 2.3232 | 7 | Off-Peak
2023-01-29 18:00 | 1 | 29 | 18 | Non-Summer | 1.2437 | 2.3662 | 0 | 0 | Normal |  | 0 | 0 | 2.3662 | 2.3662 | 7 | Off-Peak
2023-01-29 19:00 | 1 | 29 | 19 | Non-Summer | 1.2335 | 2.3468 | 0 | 0 | Normal |  | 0 | 0 | 2.3468 | 2.3468 | 7 | Off-Peak
2023-01-29 20:00 | 1 | 29 | 20 | Non-Summer | 1.2038 | 2.2903 | 0 | 0 | Normal |  | 0 | 0 | 2.2903 | 2.2903 | 7 | Off-Peak
2023-01-29 21:00 | 1 | 29 | 21 | Non-Summer | 1.1409 | 2.1706 | 0 | 0 | Normal |  | 0 | 0 | 2.1706 | 2.1706 | 7 | Off-Peak
2023-01-29 22:00 | 1 | 29 | 22 | Non-Summer | 1.0408 | 1.9802 | 0 | 0 | Normal |  | 0 | 0 | 1.9802 | 1.9802 | 7 | Off-Peak
2023-01-29 23:00 | 1 | 29 | 23 | Non-Summer | 0.9511 | 1.8095 | 0 | 0 | Normal |  | 0 | 0 | 1.8095 | 1.8095 | 7 | Off-Peak
2023-01-30 | 1 | 30 | 0 | Non-Summer | 0.8969 | 1.7064 | 0 | 0 | Normal |  | 0 | 0 | 1.7064 | 1.7064 | 1 | Off-Peak
2023-01-30 01:00 | 1 | 30 | 1 | Non-Summer | 0.8688 | 1.6529 | 0 | 0 | Normal |  | 0 | 0 | 1.6529 | 1.6529 | 1 | Off-Peak
2023-01-30 02:00 | 1 | 30 | 2 | Non-Summer | 0.8571 | 1.6307 | 0 | 0 | Normal |  | 0 | 0 | 1.6307 | 1.6307 | 1 | Off-Peak
2023-01-30 03:00 | 1 | 30 | 3 | Non-Summer | 0.8566 | 1.6297 | 0 | 0 | Normal |  | 0 | 0 | 1.6297 | 1.6297 | 1 | Off-Peak
2023-01-30 04:00 | 1 | 30 | 4 | Non-Summer | 0.8735 | 1.6619 | 0 | 0 | Normal |  | 0 | 0 | 1.6619 | 1.6619 | 1 | Off-Peak
2023-01-30 05:00 | 1 | 30 | 5 | Non-Summer | 0.9143 | 1.7395 | 0 | 0 | Normal |  | 0 | 0 | 1.7395 | 1.7395 | 1 | Off-Peak
2023-01-30 06:00 | 1 | 30 | 6 | Non-Summer | 0.9837 | 1.8716 | 0 | 0 | Normal |  | 0 | 0 | 1.8716 | 1.8716 | 1 | Peak
2023-01-30 07:00 | 1 | 30 | 7 | Non-Summer | 1.0235 | 1.9473 | 0.22274 | 0.22274 | Normal |  | 0 | 0.22274 | 1.7245 | 1.7245 | 1 | Peak
2023-01-30 08:00 | 1 | 30 | 8 | Non-Summer | 1.0104 | 1.9224 | 1.8583 | 1.8583 | Normal |  | 0 | 1.8583 | 0.06403 | 0.06403 | 1 | Peak
2023-01-30 09:00 | 1 | 30 | 9 | Non-Summer | 1.0073 | 1.9165 | 3.5822 | 3.5822 | Normal |  | 1.6657 | 1.9165 | 0 | -1.6657 | 1 | Peak
2023-01-30 10:00 | 1 | 30 | 10 | Non-Summer | 1.0015 | 1.9054 | 5.3816 | 5.3816 | Normal |  | 3.4761 | 1.9054 | 2.2204e-16 | -3.4761 | 1 | Peak
2023-01-30 11:00 | 1 | 30 | 11 | Non-Summer | 0.998 | 1.8988 | 5.8586 | 5.8586 | Normal |  | 3.9598 | 1.8988 | 0 | -3.9598 | 1 | Peak
2023-01-30 12:00 | 1 | 30 | 12 | Non-Summer | 0.997 | 1.8969 | 5.7408 | 5.7408 | Normal |  | 3.844 | 1.8969 | 0 | -3.844 | 1 | Peak
2023-01-30 13:00 | 1 | 30 | 13 | Non-Summer | 0.9952 | 1.8934 | 4.3247 | 4.3247 | Normal |  | 2.4313 | 1.8934 | 0 | -2.4313 | 1 | Peak
2023-01-30 14:00 | 1 | 30 | 14 | Non-Summer | 0.9984 | 1.8995 | 2.1114 | 2.1114 | Normal |  | 0.21189 | 1.8995 | 0 | -0.21189 | 1 | Peak
2023-01-30 15:00 | 1 | 30 | 15 | Non-Summer | 1.0219 | 1.9442 | 1.2548 | 1.2548 | Normal |  | 0 | 1.2548 | 0.68939 | 0.68939 | 1 | Peak
2023-01-30 16:00 | 1 | 30 | 16 | Non-Summer | 1.1083 | 2.1086 | 0.28282 | 0.28282 | Normal |  | 0 | 0.28282 | 1.8258 | 1.8258 | 1 | Peak
2023-01-30 17:00 | 1 | 30 | 17 | Non-Summer | 1.2618 | 2.4007 | 0 | 0 | Normal |  | 0 | 0 | 2.4007 | 2.4007 | 1 | Peak
2023-01-30 18:00 | 1 | 30 | 18 | Non-Summer | 1.3335 | 2.5371 | 0 | 0 | Normal |  | 0 | 0 | 2.5371 | 2.5371 | 1 | Peak
2023-01-30 19:00 | 1 | 30 | 19 | Non-Summer | 1.338 | 2.5456 | 0 | 0 | Normal |  | 0 | 0 | 2.5456 | 2.5456 | 1 | Peak
2023-01-30 20:00 | 1 | 30 | 20 | Non-Summer | 1.3156 | 2.503 | 0 | 0 | Normal |  | 0 | 0 | 2.503 | 2.503 | 1 | Peak
2023-01-30 21:00 | 1 | 30 | 21 | Non-Summer | 1.2527 | 2.3833 | 0 | 0 | Normal |  | 0 | 0 | 2.3833 | 2.3833 | 1 | Peak
2023-01-30 22:00 | 1 | 30 | 22 | Non-Summer | 1.1503 | 2.1885 | 0 | 0 | Normal |  | 0 | 0 | 2.1885 | 2.1885 | 1 | Off-Peak
2023-01-30 23:00 | 1 | 30 | 23 | Non-Summer | 1.0624 | 2.0213 | 0 | 0 | Normal |  | 0 | 0 | 2.0213 | 2.0213 | 1 | Off-Peak
2023-01-31 | 1 | 31 | 0 | Non-Summer | 1.0109 | 1.9233 | 0 | 0 | Normal |  | 0 | 0 | 1.9233 | 1.9233 | 2 | Off-Peak
2023-01-31 01:00 | 1 | 31 | 1 | Non-Summer | 0.9823 | 1.8689 | 0 | 0 | Normal |  | 0 | 0 | 1.8689 | 1.8689 | 2 | Off-Peak
2023-01-31 02:00 | 1 | 31 | 2 | Non-Summer | 0.9691 | 1.8438 | 0 | 0 | Normal |  | 0 | 0 | 1.8438 | 1.8438 | 2 | Off-Peak
2023-01-31 03:00 | 1 | 31 | 3 | Non-Summer | 0.9656 | 1.8371 | 0 | 0 | Normal |  | 0 | 0 | 1.8371 | 1.8371 | 2 | Off-Peak
2023-01-31 04:00 | 1 | 31 | 4 | Non-Summer | 0.9797 | 1.8639 | 0 | 0 | Normal |  | 0 | 0 | 1.8639 | 1.8639 | 2 | Off-Peak
2023-01-31 05:00 | 1 | 31 | 5 | Non-Summer | 1.0187 | 1.9381 | 0 | 0 | Normal |  | 0 | 0 | 1.9381 | 1.9381 | 2 | Off-Peak
2023-01-31 06:00 | 1 | 31 | 6 | Non-Summer | 1.0872 | 2.0685 | 0 | 0 | Normal |  | 0 | 0 | 2.0685 | 2.0685 | 2 | Peak
2023-01-31 07:00 | 1 | 31 | 7 | Non-Summer | 1.1097 | 2.1113 | 0.22456 | 0.22456 | Normal |  | 0 | 0.22456 | 1.8867 | 1.8867 | 2 | Peak
2023-01-31 08:00 | 1 | 31 | 8 | Non-Summer | 1.0639 | 2.0241 | 2.0556 | 2.0556 | Normal |  | 0.031423 | 2.0241 | 0 | -0.031423 | 2 | Peak
2023-01-31 09:00 | 1 | 31 | 9 | Non-Summer | 1.029 | 1.9577 | 2.7492 | 2.7492 | Normal |  | 0.79146 | 1.9577 | 0 | -0.79146 | 2 | Peak
2023-01-31 10:00 | 1 | 31 | 10 | Non-Summer | 1.0092 | 1.9201 | 2.0727 | 2.0727 | Normal |  | 0.15263 | 1.9201 | 0 | -0.15263 | 2 | Peak
2023-01-31 11:00 | 1 | 31 | 11 | Non-Summer | 0.9998 | 1.9022 | 1.9738 | 1.9738 | Normal |  | 0.07157 | 1.9022 | 0 | -0.07157 | 2 | Peak
2023-01-31 12:00 | 1 | 31 | 12 | Non-Summer | 0.9893 | 1.8822 | 1.4408 | 1.4408 | Normal |  | 0 | 1.4408 | 0.44143 | 0.44143 | 2 | Peak
2023-01-31 13:00 | 1 | 31 | 13 | Non-Summer | 0.9771 | 1.859 | 0.69246 | 0.69246 | Normal |  | 0 | 0.69246 | 1.1665 | 1.1665 | 2 | Peak
2023-01-31 14:00 | 1 | 31 | 14 | Non-Summer | 0.9774 | 1.8596 | 0.98604 | 0.98604 | Normal |  | 0 | 0.98604 | 0.87353 | 0.87353 | 2 | Peak
2023-01-31 15:00 | 1 | 31 | 15 | Non-Summer | 1.0135 | 1.9282 | 0.12133 | 0.12133 | Normal |  | 0 | 0.12133 | 1.8069 | 1.8069 | 2 | Peak
2023-01-31 16:00 | 1 | 31 | 16 | Non-Summer | 1.1078 | 2.1077 | 0.020379 | 0.020379 | Normal |  | 0 | 0.020379 | 2.0873 | 2.0873 | 2 | Peak
2023-01-31 17:00 | 1 | 31 | 17 | Non-Summer | 1.2594 | 2.3961 | 0 | 0 | Normal |  | 0 | 0 | 2.3961 | 2.3961 | 2 | Peak
2023-01-31 18:00 | 1 | 31 | 18 | Non-Summer | 1.3301 | 2.5306 | 0 | 0 | Normal |  | 0 | 0 | 2.5306 | 2.5306 | 2 | Peak
2023-01-31 19:00 | 1 | 31 | 19 | Non-Summer | 1.3351 | 2.5401 | 0 | 0 | Normal |  | 0 | 0 | 2.5401 | 2.5401 | 2 | Peak
2023-01-31 20:00 | 1 | 31 | 20 | Non-Summer | 1.3177 | 2.507 | 0 | 0 | Normal |  | 0 | 0 | 2.507 | 2.507 | 2 | Peak
2023-01-31 21:00 | 1 | 31 | 21 | Non-Summer | 1.2604 | 2.398 | 0 | 0 | Normal |  | 0 | 0 | 2.398 | 2.398 | 2 | Peak
2023-01-31 22:00 | 1 | 31 | 22 | Non-Summer | 1.1608 | 2.2085 | 0 | 0 | Normal |  | 0 | 0 | 2.2085 | 2.2085 | 2 | Off-Peak
2023-01-31 23:00 | 1 | 31 | 23 | Non-Summer | 1.0727 | 2.0409 | 0 | 0 | Normal |  | 0 | 0 | 2.0409 | 2.0409 | 2 | Off-Peak
2023-02-01 | 2 | 1 | 0 | Non-Summer | 1.0223 | 1.945 | 0 | 0 | Normal |  | 0 | 0 | 1.945 | 1.945 | 3 | Off-Peak
2023-02-01 01:00 | 2 | 1 | 1 | Non-Summer | 0.9929 | 1.8891 | 0 | 0 | Normal |  | 0 | 0 | 1.8891 | 1.8891 | 3 | Off-Peak
2023-02-01 02:00 | 2 | 1 | 2 | Non-Summer | 0.9779 | 1.8605 | 0 | 0 | Normal |  | 0 | 0 | 1.8605 | 1.8605 | 3 | Off-Peak
2023-02-01 03:00 | 2 | 1 | 3 | Non-Summer | 0.9725 | 1.8502 | 0 | 0 | Normal |  | 0 | 0 | 1.8502 | 1.8502 | 3 | Off-Peak
2023-02-01 04:00 | 2 | 1 | 4 | Non-Summer | 0.9827 | 1.8696 | 0 | 0 | Normal |  | 0 | 0 | 1.8696 | 1.8696 | 3 | Off-Peak
2023-02-01 05:00 | 2 | 1 | 5 | Non-Summer | 1.0165 | 1.934 | 0 | 0 | Normal |  | 0 | 0 | 1.934 | 1.934 | 3 | Off-Peak
2023-02-01 06:00 | 2 | 1 | 6 | Non-Summer | 1.0755 | 2.0462 | 0 | 0 | Normal |  | 0 | 0 | 2.0462 | 2.0462 | 3 | Peak
2023-02-01 07:00 | 2 | 1 | 7 | Non-Summer | 1.0916 | 2.0768 | 0.39254 | 0.39254 | Normal |  | 0 | 0.39254 | 1.6843 | 1.6843 | 3 | Peak
2023-02-01 08:00 | 2 | 1 | 8 | Non-Summer | 1.036 | 1.9711 | 2.5069 | 2.5069 | Normal |  | 0.5358 | 1.9711 | 0 | -0.5358 | 3 | Peak
2023-02-01 09:00 | 2 | 1 | 9 | Non-Summer | 0.9948 | 1.8927 | 4.0624 | 4.0624 | Normal |  | 2.1698 | 1.8927 | 0 | -2.1698 | 3 | Peak
2023-02-01 10:00 | 2 | 1 | 10 | Non-Summer | 0.9642 | 1.8345 | 4.9998 | 4.9998 | Normal |  | 3.1653 | 1.8345 | 0 | -3.1653 | 3 | Peak
2023-02-01 11:00 | 2 | 1 | 11 | Non-Summer | 0.9449 | 1.7977 | 5.4096 | 5.4096 | Normal |  | 3.6119 | 1.7977 | 2.2204e-16 | -3.6119 | 3 | Peak
2023-02-01 12:00 | 2 | 1 | 12 | Non-Summer | 0.9291 | 1.7677 | 5.4333 | 5.4333 | Normal |  | 3.6656 | 1.7677 | 0 | -3.6656 | 3 | Peak
2023-02-01 13:00 | 2 | 1 | 13 | Non-Summer | 0.9123 | 1.7357 | 5.0065 | 5.0065 | Normal |  | 3.2708 | 1.7357 | 0 | -3.2708 | 3 | Peak
2023-02-01 14:00 | 2 | 1 | 14 | Non-Summer | 0.9094 | 1.7302 | 4.0712 | 4.0712 | Normal |  | 2.341 | 1.7302 | 2.2204e-16 | -2.341 | 3 | Peak
2023-02-01 15:00 | 2 | 1 | 15 | Non-Summer | 0.9397 | 1.7878 | 2.6389 | 2.6389 | Normal |  | 0.85106 | 1.7878 | 0 | -0.85106 | 3 | Peak
2023-02-01 16:00 | 2 | 1 | 16 | Non-Summer | 1.0301 | 1.9598 | 0.74421 | 0.74421 | Normal |  | 0 | 0.74421 | 1.2156 | 1.2156 | 3 | Peak
2023-02-01 17:00 | 2 | 1 | 17 | Non-Summer | 1.1717 | 2.2292 | 0 | 0 | Normal |  | 0 | 0 | 2.2292 | 2.2292 | 3 | Peak
2023-02-01 18:00 | 2 | 1 | 18 | Non-Summer | 1.2301 | 2.3403 | 0 | 0 | Normal |  | 0 | 0 | 2.3403 | 2.3403 | 3 | Peak
2023-02-01 19:00 | 2 | 1 | 19 | Non-Summer | 1.2304 | 2.3409 | 0 | 0 | Normal |  | 0 | 0 | 2.3409 | 2.3409 | 3 | Peak
2023-02-01 20:00 | 2 | 1 | 20 | Non-Summer | 1.2114 | 2.3048 | 0 | 0 | Normal |  | 0 | 0 | 2.3048 | 2.3048 | 3 | Peak
2023-02-01 21:00 | 2 | 1 | 21 | Non-Summer | 1.1534 | 2.1944 | 0 | 0 | Normal |  | 0 | 0 | 2.1944 | 2.1944 | 3 | Peak
2023-02-01 22:00 | 2 | 1 | 22 | Non-Summer | 1.0571 | 2.0112 | 0 | 0 | Normal |  | 0 | 0 | 2.0112 | 2.0112 | 3 | Off-Peak
2023-02-01 23:00 | 2 | 1 | 23 | Non-Summer | 0.9693 | 1.8442 | 0 | 0 | Normal |  | 0 | 0 | 1.8442 | 1.8442 | 3 | Off-Peak
2023-02-02 | 2 | 2 | 0 | Non-Summer | 0.9171 | 1.7448 | 0 | 0 | Normal |  | 0 | 0 | 1.7448 | 1.7448 | 4 | Off-Peak
2023-02-02 01:00 | 2 | 2 | 1 | Non-Summer | 0.8896 | 1.6925 | 0 | 0 | Normal |  | 0 | 0 | 1.6925 | 1.6925 | 4 | Off-Peak
2023-02-02 02:00 | 2 | 2 | 2 | Non-Summer | 0.8745 | 1.6638 | 0 | 0 | Normal |  | 0 | 0 | 1.6638 | 1.6638 | 4 | Off-Peak
2023-02-02 03:00 | 2 | 2 | 3 | Non-Summer | 0.8701 | 1.6554 | 0 | 0 | Normal |  | 0 | 0 | 1.6554 | 1.6554 | 4 | Off-Peak
2023-02-02 04:00 | 2 | 2 | 4 | Non-Summer | 0.8839 | 1.6817 | 0 | 0 | Normal |  | 0 | 0 | 1.6817 | 1.6817 | 4 | Off-Peak
2023-02-02 05:00 | 2 | 2 | 5 | Non-Summer | 0.9188 | 1.7481 | 0 | 0 | Normal |  | 0 | 0 | 1.7481 | 1.7481 | 4 | Off-Peak
2023-02-02 06:00 | 2 | 2 | 6 | Non-Summer | 0.9801 | 1.8647 | 0 | 0 | Normal |  | 0 | 0 | 1.8647 | 1.8647 | 4 | Peak
2023-02-02 07:00 | 2 | 2 | 7 | Non-Summer | 0.9945 | 1.8921 | 0.004746 | 0.004746 | Normal |  | 0 | 0.004746 | 1.8874 | 1.8874 | 4 | Peak
2023-02-02 08:00 | 2 | 2 | 8 | Non-Summer | 0.9381 | 1.7848 | 0.28461 | 0.28461 | Normal |  | 0 | 0.28461 | 1.5002 | 1.5002 | 4 | Peak
2023-02-02 09:00 | 2 | 2 | 9 | Non-Summer | 0.8992 | 1.7108 | 0.56848 | 0.56848 | Normal |  | 0 | 0.56848 | 1.1423 | 1.1423 | 4 | Peak
2023-02-02 10:00 | 2 | 2 | 10 | Non-Summer | 0.8739 | 1.6627 | 0.11686 | 0.11686 | Normal |  | 0 | 0.11686 | 1.5458 | 1.5458 | 4 | Peak
2023-02-02 11:00 | 2 | 2 | 11 | Non-Summer | 0.8575 | 1.6314 | 0.64952 | 0.64952 | Normal |  | 0 | 0.64952 | 0.98193 | 0.98193 | 4 | Peak
2023-02-02 12:00 | 2 | 2 | 12 | Non-Summer | 0.8437 | 1.6052 | 0.08157 | 0.08157 | Normal |  | 0 | 0.08157 | 1.5236 | 1.5236 | 4 | Peak
2023-02-02 13:00 | 2 | 2 | 13 | Non-Summer | 0.832 | 1.5829 | 0.50303 | 0.50303 | Normal |  | 0 | 0.50303 | 1.0799 | 1.0799 | 4 | Peak
2023-02-02 14:00 | 2 | 2 | 14 | Non-Summer | 0.8309 | 1.5808 | 0.20502 | 0.20502 | Normal |  | 0 | 0.20502 | 1.3758 | 1.3758 | 4 | Peak
2023-02-02 15:00 | 2 | 2 | 15 | Non-Summer | 0.8691 | 1.6535 | 0.10317 | 0.10317 | Normal |  | 0 | 0.10317 | 1.5503 | 1.5503 | 4 | Peak
2023-02-02 16:00 | 2 | 2 | 16 | Non-Summer | 0.9683 | 1.8423 | 0 | 0 | Normal |  | 0 | 0 | 1.8423 | 1.8423 | 4 | Peak
2023-02-02 17:00 | 2 | 2 | 17 | Non-Summer | 1.1226 | 2.1358 | 0 | 0 | Normal |  | 0 | 0 | 2.1358 | 2.1358 | 4 | Peak
2023-02-02 18:00 | 2 | 2 | 18 | Non-Summer | 1.1991 | 2.2814 | 0 | 0 | Normal |  | 0 | 0 | 2.2814 | 2.2814 | 4 | Peak
2023-02-02 19:00 | 2 | 2 | 19 | Non-Summer | 1.2136 | 2.309 | 0 | 0 | Normal |  | 0 | 0 | 2.309 | 2.309 | 4 | Peak
2023-02-02 20:00 | 2 | 2 | 20 | Non-Summer | 1.2099 | 2.3019 | 0 | 0 | Normal |  | 0 | 0 | 2.3019 | 2.3019 | 4 | Peak
2023-02-02 21:00 | 2 | 2 | 21 | Non-Summer | 1.1726 | 2.2309 | 0 | 0 | Normal |  | 0 | 0 | 2.2309 | 2.2309 | 4 | Peak
2023-02-02 22:00 | 2 | 2 | 22 | Non-Summer | 1.0931 | 2.0797 | 0 | 0 | Normal |  | 0 | 0 | 2.0797 | 2.0797 | 4 | Off-Peak
2023-02-02 23:00 | 2 | 2 | 23 | Non-Summer | 1.0195 | 1.9397 | 0 | 0 | Normal |  | 0 | 0 | 1.9397 | 1.9397 | 4 | Off-Peak
2023-02-03 | 2 | 3 | 0 | Non-Summer | 0.9797 | 1.8639 | 0 | 0 | Normal |  | 0 | 0 | 1.8639 | 1.8639 | 5 | Off-Peak
2023-02-03 01:00 | 2 | 3 | 1 | Non-Summer | 0.9593 | 1.8251 | 0 | 0 | Normal |  | 0 | 0 | 1.8251 | 1.8251 | 5 | Off-Peak
2023-02-03 02:00 | 2 | 3 | 2 | Non-Summer | 0.9514 | 1.8101 | 0 | 0 | Normal |  | 0 | 0 | 1.8101 | 1.8101 | 5 | Off-Peak
2023-02-03 03:00 | 2 | 3 | 3 | Non-Summer | 0.9512 | 1.8097 | 0 | 0 | Normal |  | 0 | 0 | 1.8097 | 1.8097 | 5 | Off-Peak
2023-02-03 04:00 | 2 | 3 | 4 | Non-Summer | 0.9693 | 1.8442 | 0 | 0 | Normal |  | 0 | 0 | 1.8442 | 1.8442 | 5 | Off-Peak
2023-02-03 05:00 | 2 | 3 | 5 | Non-Summer | 1.0089 | 1.9195 | 0 | 0 | Normal |  | 0 | 0 | 1.9195 | 1.9195 | 5 | Off-Peak
2023-02-03 06:00 | 2 | 3 | 6 | Non-Summer | 1.0758 | 2.0468 | 0 | 0 | Normal |  | 0 | 0 | 2.0468 | 2.0468 | 5 | Peak
2023-02-03 07:00 | 2 | 3 | 7 | Non-Summer | 1.107 | 2.1061 | 0.074167 | 0.074167 | Normal |  | 0 | 0.074167 | 2.032 | 2.032 | 5 | Peak
2023-02-03 08:00 | 2 | 3 | 8 | Non-Summer | 1.0746 | 2.0445 | 0.83864 | 0.83864 | Normal |  | 0 | 0.83864 | 1.2058 | 1.2058 | 5 | Peak
2023-02-03 09:00 | 2 | 3 | 9 | Non-Summer | 1.053 | 2.0034 | 1.5536 | 1.5536 | Normal |  | 0 | 1.5536 | 0.44976 | 0.44976 | 5 | Peak
2023-02-03 10:00 | 2 | 3 | 10 | Non-Summer | 1.0349 | 1.969 | 0.21181 | 0.21181 | Normal |  | 0 | 0.21181 | 1.7571 | 1.7571 | 5 | Peak
2023-02-03 11:00 | 2 | 3 | 11 | Non-Summer | 1.0225 | 1.9454 | 0.26603 | 0.26603 | Normal |  | 0 | 0.26603 | 1.6793 | 1.6793 | 5 | Peak
2023-02-03 12:00 | 2 | 3 | 12 | Non-Summer | 1.0082 | 1.9182 | 0.80913 | 0.80913 | Normal |  | 0 | 0.80913 | 1.109 | 1.109 | 5 | Peak
2023-02-03 13:00 | 2 | 3 | 13 | Non-Summer | 1.0067 | 1.9153 | 0.98781 | 0.98781 | Normal |  | 0 | 0.98781 | 0.9275 | 0.9275 | 5 | Peak
2023-02-03 14:00 | 2 | 3 | 14 | Non-Summer | 1.0216 | 1.9437 | 0.14564 | 0.14564 | Normal |  | 0 | 0.14564 | 1.798 | 1.798 | 5 | Peak
2023-02-03 15:00 | 2 | 3 | 15 | Non-Summer | 1.0595 | 2.0158 | 0.070493 | 0.070493 | Normal |  | 0 | 0.070493 | 1.9453 | 1.9453 | 5 | Peak
2023-02-03 16:00 | 2 | 3 | 16 | Non-Summer | 1.134 | 2.1575 | 0 | 0 | Normal |  | 0 | 0 | 2.1575 | 2.1575 | 5 | Peak
2023-02-03 17:00 | 2 | 3 | 17 | Non-Summer | 1.2413 | 2.3617 | 0 | 0 | Normal |  | 0 | 0 | 2.3617 | 2.3617 | 5 | Peak
2023-02-03 18:00 | 2 | 3 | 18 | Non-Summer | 1.2831 | 2.4412 | 0 | 0 | Normal |  | 0 | 0 | 2.4412 | 2.4412 | 5 | Peak
2023-02-03 19:00 | 2 | 3 | 19 | Non-Summer | 1.2797 | 2.4347 | 0 | 0 | Normal |  | 0 | 0 | 2.4347 | 2.4347 | 5 | Peak
2023-02-03 20:00 | 2 | 3 | 20 | Non-Summer | 1.2644 | 2.4056 | 0 | 0 | Normal |  | 0 | 0 | 2.4056 | 2.4056 | 5 | Peak
2023-02-03 21:00 | 2 | 3 | 21 | Non-Summer | 1.2244 | 2.3295 | 0 | 0 | Normal |  | 0 | 0 | 2.3295 | 2.3295 | 5 | Peak
2023-02-03 22:00 | 2 | 3 | 22 | Non-Summer | 1.1528 | 2.1933 | 0 | 0 | Normal |  | 0 | 0 | 2.1933 | 2.1933 | 5 | Off-Peak
2023-02-03 23:00 | 2 | 3 | 23 | Non-Summer | 1.0726 | 2.0407 | 0 | 0 | Normal |  | 0 | 0 | 2.0407 | 2.0407 | 5 | Off-Peak
2023-02-04 | 2 | 4 | 0 | Non-Summer | 1.0163 | 1.9336 | 0 | 0 | Normal |  | 0 | 0 | 1.9336 | 1.9336 | 6 | Off-Peak
2023-02-04 01:00 | 2 | 4 | 1 | Non-Summer | 0.98 | 1.8645 | 0 | 0 | Normal |  | 0 | 0 | 1.8645 | 1.8645 | 6 | Off-Peak
2023-02-04 02:00 | 2 | 4 | 2 | Non-Summer | 0.9561 | 1.819 | 0 | 0 | Normal |  | 0 | 0 | 1.819 | 1.819 | 6 | Off-Peak
2023-02-04 03:00 | 2 | 4 | 3 | Non-Summer | 0.9437 | 1.7954 | 0 | 0 | Normal |  | 0 | 0 | 1.7954 | 1.7954 | 6 | Off-Peak
2023-02-04 04:00 | 2 | 4 | 4 | Non-Summer | 0.943 | 1.7941 | 0 | 0 | Normal |  | 0 | 0 | 1.7941 | 1.7941 | 6 | Off-Peak
2023-02-04 05:00 | 2 | 4 | 5 | Non-Summer | 0.9539 | 1.8149 | 0 | 0 | Normal |  | 0 | 0 | 1.8149 | 1.8149 | 6 | Off-Peak
2023-02-04 06:00 | 2 | 4 | 6 | Non-Summer | 0.9845 | 1.8731 | 0 | 0 | Normal |  | 0 | 0 | 1.8731 | 1.8731 | 6 | Off-Peak
2023-02-04 07:00 | 2 | 4 | 7 | Non-Summer | 1.0256 | 1.9513 | 0.31323 | 0.31323 | Normal |  | 0 | 0.31323 | 1.638 | 1.638 | 6 | Off-Peak
2023-02-04 08:00 | 2 | 4 | 8 | Non-Summer | 1.0327 | 1.9648 | 1.739 | 1.739 | Normal |  | 0 | 1.739 | 0.22578 | 0.22578 | 6 | Off-Peak
2023-02-04 09:00 | 2 | 4 | 9 | Non-Summer | 1.0188 | 1.9383 | 2.5995 | 2.5995 | Normal |  | 0.66114 | 1.9383 | 0 | -0.66114 | 6 | Off-Peak
2023-02-04 10:00 | 2 | 4 | 10 | Non-Summer | 0.9987 | 1.9001 | 5.5348 | 5.5348 | Normal |  | 3.6347 | 1.9001 | 0 | -3.6347 | 6 | Off-Peak
2023-02-04 11:00 | 2 | 4 | 11 | Non-Summer | 0.9791 | 1.8628 | 6.0411 | 6.0411 | Normal |  | 4.1783 | 1.8628 | 0 | -4.1783 | 6 | Off-Peak
2023-02-04 12:00 | 2 | 4 | 12 | Non-Summer | 0.9606 | 1.8276 | 5.9649 | 5.9649 | Normal |  | 4.1373 | 1.8276 | 0 | -4.1373 | 6 | Off-Peak
2023-02-04 13:00 | 2 | 4 | 13 | Non-Summer | 0.9461 | 1.8 | 5.4352 | 5.4352 | Normal |  | 3.6352 | 1.8 | 0 | -3.6352 | 6 | Off-Peak
2023-02-04 14:00 | 2 | 4 | 14 | Non-Summer | 0.9372 | 1.7831 | 4.3748 | 4.3748 | Normal |  | 2.5917 | 1.7831 | 0 | -2.5917 | 6 | Off-Peak
2023-02-04 15:00 | 2 | 4 | 15 | Non-Summer | 0.9418 | 1.7918 | 2.6869 | 2.6869 | Normal |  | 0.89511 | 1.7918 | 0 | -0.89511 | 6 | Off-Peak
2023-02-04 16:00 | 2 | 4 | 16 | Non-Summer | 0.9878 | 1.8794 | 0.74625 | 0.74625 | Normal |  | 0 | 0.74625 | 1.1331 | 1.1331 | 6 | Off-Peak
2023-02-04 17:00 | 2 | 4 | 17 | Non-Summer | 1.0806 | 2.0559 | 0 | 0 | Normal |  | 0 | 0 | 2.0559 | 2.0559 | 6 | Off-Peak
2023-02-04 18:00 | 2 | 4 | 18 | Non-Summer | 1.1069 | 2.1059 | 0 | 0 | Normal |  | 0 | 0 | 2.1059 | 2.1059 | 6 | Off-Peak
2023-02-04 19:00 | 2 | 4 | 19 | Non-Summer | 1.0942 | 2.0818 | 0 | 0 | Normal |  | 0 | 0 | 2.0818 | 2.0818 | 6 | Off-Peak
2023-02-04 20:00 | 2 | 4 | 20 | Non-Summer | 1.0734 | 2.0422 | 0 | 0 | Normal |  | 0 | 0 | 2.0422 | 2.0422 | 6 | Off-Peak
2023-02-04 21:00 | 2 | 4 | 21 | Non-Summer | 1.036 | 1.9711 | 0 | 0 | Normal |  | 0 | 0 | 1.9711 | 1.9711 | 6 | Off-Peak
2023-02-04 22:00 | 2 | 4 | 22 | Non-Summer | 0.9758 | 1.8565 | 0 | 0 | Normal |  | 0 | 0 | 1.8565 | 1.8565 | 6 | Off-Peak
2023-02-04 23:00 | 2 | 4 | 23 | Non-Summer | 0.904 | 1.7199 | 0 | 0 | Normal |  | 0 | 0 | 1.7199 | 1.7199 | 6 | Off-Peak
2023-02-05 | 2 | 5 | 0 | Non-Summer | 0.8481 | 1.6136 | 0 | 0 | Normal |  | 0 | 0 | 1.6136 | 1.6136 | 7 | Off-Peak
2023-02-05 01:00 | 2 | 5 | 1 | Non-Summer | 0.8077 | 1.5367 | 0 | 0 | Normal |  | 0 | 0 | 1.5367 | 1.5367 | 7 | Off-Peak
2023-02-05 02:00 | 2 | 5 | 2 | Non-Summer | 0.7824 | 1.4886 | 0 | 0 | Normal |  | 0 | 0 | 1.4886 | 1.4886 | 7 | Off-Peak
2023-02-05 03:00 | 2 | 5 | 3 | Non-Summer | 0.7702 | 1.4654 | 0 | 0 | Normal |  | 0 | 0 | 1.4654 | 1.4654 | 7 | Off-Peak
2023-02-05 04:00 | 2 | 5 | 4 | Non-Summer | 0.7695 | 1.464 | 0 | 0 | Normal |  | 0 | 0 | 1.464 | 1.464 | 7 | Off-Peak
2023-02-05 05:00 | 2 | 5 | 5 | Non-Summer | 0.7835 | 1.4907 | 0 | 0 | Normal |  | 0 | 0 | 1.4907 | 1.4907 | 7 | Off-Peak
2023-02-05 06:00 | 2 | 5 | 6 | Non-Summer | 0.8124 | 1.5456 | 0 | 0 | Normal |  | 0 | 0 | 1.5456 | 1.5456 | 7 | Off-Peak
2023-02-05 07:00 | 2 | 5 | 7 | Non-Summer | 0.8499 | 1.617 | 0.071739 | 0.071739 | Normal |  | 0 | 0.071739 | 1.5452 | 1.5452 | 7 | Off-Peak
2023-02-05 08:00 | 2 | 5 | 8 | Non-Summer | 0.8658 | 1.6472 | 0.61341 | 0.61341 | Normal |  | 0 | 0.61341 | 1.0338 | 1.0338 | 7 | Off-Peak
2023-02-05 09:00 | 2 | 5 | 9 | Non-Summer | 0.869 | 1.6533 | 0.93774 | 0.93774 | Normal |  | 0 | 0.93774 | 0.71559 | 0.71559 | 7 | Off-Peak
2023-02-05 10:00 | 2 | 5 | 10 | Non-Summer | 0.8631 | 1.6421 | 3.3108 | 3.3108 | Normal |  | 1.6687 | 1.6421 | 0 | -1.6687 | 7 | Off-Peak
2023-02-05 11:00 | 2 | 5 | 11 | Non-Summer | 0.8651 | 1.6459 | 3.4047 | 3.4047 | Normal |  | 1.7588 | 1.6459 | 0 | -1.7588 | 7 | Off-Peak
2023-02-05 12:00 | 2 | 5 | 12 | Non-Summer | 0.8659 | 1.6474 | 3.6284 | 3.6284 | Normal |  | 1.981 | 1.6474 | 0 | -1.981 | 7 | Off-Peak
2023-02-05 13:00 | 2 | 5 | 13 | Non-Summer | 0.8545 | 1.6257 | 3.8396 | 3.8396 | Normal |  | 2.2138 | 1.6257 | 2.2204e-16 | -2.2138 | 7 | Off-Peak
2023-02-05 14:00 | 2 | 5 | 14 | Non-Summer | 0.8548 | 1.6263 | 2.1121 | 2.1121 | Normal |  | 0.4858 | 1.6263 | 0 | -0.4858 | 7 | Off-Peak
2023-02-05 15:00 | 2 | 5 | 15 | Non-Summer | 0.8766 | 1.6678 | 1.3017 | 1.3017 | Normal |  | 0 | 1.3017 | 0.36605 | 0.36605 | 7 | Off-Peak
2023-02-05 16:00 | 2 | 5 | 16 | Non-Summer | 0.9424 | 1.793 | 0.34452 | 0.34452 | Normal |  | 0 | 0.34452 | 1.4485 | 1.4485 | 7 | Off-Peak
2023-02-05 17:00 | 2 | 5 | 17 | Non-Summer | 1.0676 | 2.0312 | 0 | 0 | Normal |  | 0 | 0 | 2.0312 | 2.0312 | 7 | Off-Peak
2023-02-05 18:00 | 2 | 5 | 18 | Non-Summer | 1.1207 | 2.1322 | 0 | 0 | Normal |  | 0 | 0 | 2.1322 | 2.1322 | 7 | Off-Peak
2023-02-05 19:00 | 2 | 5 | 19 | Non-Summer | 1.1186 | 2.1282 | 0 | 0 | Normal |  | 0 | 0 | 2.1282 | 2.1282 | 7 | Off-Peak
2023-02-05 20:00 | 2 | 5 | 20 | Non-Summer | 1.0964 | 2.086 | 0 | 0 | Normal |  | 0 | 0 | 2.086 | 2.086 | 7 | Off-Peak
2023-02-05 21:00 | 2 | 5 | 21 | Non-Summer | 1.0411 | 1.9808 | 0 | 0 | Normal |  | 0 | 0 | 1.9808 | 1.9808 | 7 | Off-Peak
2023-02-05 22:00 | 2 | 5 | 22 | Non-Summer | 0.9533 | 1.8137 | 0 | 0 | Normal |  | 0 | 0 | 1.8137 | 1.8137 | 7 | Off-Peak
2023-02-05 23:00 | 2 | 5 | 23 | Non-Summer | 0.8699 | 1.655 | 0 | 0 | Normal |  | 0 | 0 | 1.655 | 1.655 | 7 | Off-Peak
2023-02-06 | 2 | 6 | 0 | Non-Summer | 0.8208 | 1.5616 | 0 | 0 | Normal |  | 0 | 0 | 1.5616 | 1.5616 | 1 | Off-Peak
2023-02-06 01:00 | 2 | 6 | 1 | Non-Summer | 0.7944 | 1.5114 | 0 | 0 | Normal |  | 0 | 0 | 1.5114 | 1.5114 | 1 | Off-Peak
2023-02-06 02:00 | 2 | 6 | 2 | Non-Summer | 0.7833 | 1.4903 | 0 | 0 | Normal |  | 0 | 0 | 1.4903 | 1.4903 | 1 | Off-Peak
2023-02-06 03:00 | 2 | 6 | 3 | Non-Summer | 0.7829 | 1.4895 | 0 | 0 | Normal |  | 0 | 0 | 1.4895 | 1.4895 | 1 | Off-Peak
2023-02-06 04:00 | 2 | 6 | 4 | Non-Summer | 0.8014 | 1.5247 | 0 | 0 | Normal |  | 0 | 0 | 1.5247 | 1.5247 | 1 | Off-Peak
2023-02-06 05:00 | 2 | 6 | 5 | Non-Summer | 0.8469 | 1.6113 | 0 | 0 | Normal |  | 0 | 0 | 1.6113 | 1.6113 | 1 | Off-Peak
2023-02-06 06:00 | 2 | 6 | 6 | Non-Summer | 0.9145 | 1.7399 | 0 | 0 | Normal |  | 0 | 0 | 1.7399 | 1.7399 | 1 | Peak
2023-02-06 07:00 | 2 | 6 | 7 | Non-Summer | 0.9285 | 1.7665 | 0.51501 | 0.51501 | Normal |  | 0 | 0.51501 | 1.2515 | 1.2515 | 1 | Peak
2023-02-06 08:00 | 2 | 6 | 8 | Non-Summer | 0.8772 | 1.6689 | 2.4457 | 2.4457 | Normal |  | 0.77675 | 1.6689 | 0 | -0.77675 | 1 | Peak
2023-02-06 09:00 | 2 | 6 | 9 | Non-Summer | 0.8471 | 1.6117 | 4.1474 | 4.1474 | Normal |  | 2.5357 | 1.6117 | 0 | -2.5357 | 1 | Peak
2023-02-06 10:00 | 2 | 6 | 10 | Non-Summer | 0.8234 | 1.5666 | 5.1968 | 5.1968 | Normal |  | 3.6303 | 1.5666 | 2.2204e-16 | -3.6303 | 1 | Peak
2023-02-06 11:00 | 2 | 6 | 11 | Non-Summer | 0.8064 | 1.5342 | 3.6922 | 3.6922 | Normal |  | 2.158 | 1.5342 | 0 | -2.158 | 1 | Peak
2023-02-06 12:00 | 2 | 6 | 12 | Non-Summer | 0.7909 | 1.5047 | 3.5837 | 3.5837 | Normal |  | 2.079 | 1.5047 | 2.2204e-16 | -2.079 | 1 | Peak
2023-02-06 13:00 | 2 | 6 | 13 | Non-Summer | 0.7739 | 1.4724 | 5.1817 | 5.1817 | Normal |  | 3.7093 | 1.4724 | 0 | -3.7093 | 1 | Peak
2023-02-06 14:00 | 2 | 6 | 14 | Non-Summer | 0.7754 | 1.4752 | 4.2146 | 4.2146 | Normal |  | 2.7393 | 1.4752 | 0 | -2.7393 | 1 | Peak
2023-02-06 15:00 | 2 | 6 | 15 | Non-Summer | 0.8122 | 1.5453 | 2.7146 | 2.7146 | Normal |  | 1.1694 | 1.5453 | 0 | -1.1694 | 1 | Peak
2023-02-06 16:00 | 2 | 6 | 16 | Non-Summer | 0.894 | 1.7009 | 0.85392 | 0.85392 | Normal |  | 0 | 0.85392 | 0.84697 | 0.84697 | 1 | Peak
2023-02-06 17:00 | 2 | 6 | 17 | Non-Summer | 1.0374 | 1.9737 | 0 | 0 | Normal |  | 0 | 0 | 1.9737 | 1.9737 | 1 | Peak
2023-02-06 18:00 | 2 | 6 | 18 | Non-Summer | 1.1084 | 2.1088 | 0 | 0 | Normal |  | 0 | 0 | 2.1088 | 2.1088 | 1 | Peak
2023-02-06 19:00 | 2 | 6 | 19 | Non-Summer | 1.1074 | 2.1069 | 0 | 0 | Normal |  | 0 | 0 | 2.1069 | 2.1069 | 1 | Peak
2023-02-06 20:00 | 2 | 6 | 20 | Non-Summer | 1.0787 | 2.0523 | 0 | 0 | Normal |  | 0 | 0 | 2.0523 | 2.0523 | 1 | Peak
2023-02-06 21:00 | 2 | 6 | 21 | Non-Summer | 1.0138 | 1.9288 | 0 | 0 | Normal |  | 0 | 0 | 1.9288 | 1.9288 | 1 | Peak
2023-02-06 22:00 | 2 | 6 | 22 | Non-Summer | 0.9146 | 1.7401 | 0 | 0 | Normal |  | 0 | 0 | 1.7401 | 1.7401 | 1 | Off-Peak
2023-02-06 23:00 | 2 | 6 | 23 | Non-Summer | 0.8223 | 1.5645 | 0 | 0 | Normal |  | 0 | 0 | 1.5645 | 1.5645 | 1 | Off-Peak
2023-02-07 | 2 | 7 | 0 | Non-Summer | 0.7608 | 1.4475 | 0 | 0 | Normal |  | 0 | 0 | 1.4475 | 1.4475 | 2 | Off-Peak
2023-02-07 01:00 | 2 | 7 | 1 | Non-Summer | 0.7211 | 1.3719 | 0 | 0 | Normal |  | 0 | 0 | 1.3719 | 1.3719 | 2 | Off-Peak
2023-02-07 02:00 | 2 | 7 | 2 | Non-Summer | 0.698 | 1.328 | 0 | 0 | Normal |  | 0 | 0 | 1.328 | 1.328 | 2 | Off-Peak
2023-02-07 03:00 | 2 | 7 | 3 | Non-Summer | 0.6879 | 1.3088 | 0 | 0 | Normal |  | 0 | 0 | 1.3088 | 1.3088 | 2 | Off-Peak
2023-02-07 04:00 | 2 | 7 | 4 | Non-Summer | 0.6993 | 1.3305 | 0 | 0 | Normal |  | 0 | 0 | 1.3305 | 1.3305 | 2 | Off-Peak
2023-02-07 05:00 | 2 | 7 | 5 | Non-Summer | 0.7408 | 1.4094 | 0 | 0 | Normal |  | 0 | 0 | 1.4094 | 1.4094 | 2 | Off-Peak
2023-02-07 06:00 | 2 | 7 | 6 | Non-Summer | 0.8076 | 1.5365 | 0 | 0 | Normal |  | 0 | 0 | 1.5365 | 1.5365 | 2 | Peak
2023-02-07 07:00 | 2 | 7 | 7 | Non-Summer | 0.8371 | 1.5926 | 0.060594 | 0.060594 | Normal |  | 0 | 0.060594 | 1.532 | 1.532 | 2 | Peak
2023-02-07 08:00 | 2 | 7 | 8 | Non-Summer | 0.816 | 1.5525 | 0.45731 | 0.45731 | Normal |  | 0 | 0.45731 | 1.0952 | 1.0952 | 2 | Peak
2023-02-07 09:00 | 2 | 7 | 9 | Non-Summer | 0.8045 | 1.5306 | 2.7212 | 2.7212 | Normal |  | 1.1905 | 1.5306 | 0 | -1.1905 | 2 | Peak
2023-02-07 10:00 | 2 | 7 | 10 | Non-Summer | 0.806 | 1.5335 | 3.2241 | 3.2241 | Normal |  | 1.6907 | 1.5335 | 0 | -1.6907 | 2 | Peak
2023-02-07 11:00 | 2 | 7 | 11 | Non-Summer | 0.8157 | 1.5519 | 4.2768 | 4.2768 | Normal |  | 2.7249 | 1.5519 | 0 | -2.7249 | 2 | Peak
2023-02-07 12:00 | 2 | 7 | 12 | Non-Summer | 0.82 | 1.5601 | 2.9586 | 2.9586 | Normal |  | 1.3985 | 1.5601 | 0 | -1.3985 | 2 | Peak
2023-02-07 13:00 | 2 | 7 | 13 | Non-Summer | 0.8206 | 1.5612 | 2.81 | 2.81 | Normal |  | 1.2487 | 1.5612 | 0 | -1.2487 | 2 | Peak
2023-02-07 14:00 | 2 | 7 | 14 | Non-Summer | 0.8293 | 1.5778 | 1.9508 | 1.9508 | Normal |  | 0.37305 | 1.5778 | 0 | -0.37305 | 2 | Peak
2023-02-07 15:00 | 2 | 7 | 15 | Non-Summer | 0.8556 | 1.6278 | 1.2087 | 1.2087 | Normal |  | 0 | 1.2087 | 0.41913 | 0.41913 | 2 | Peak
2023-02-07 16:00 | 2 | 7 | 16 | Non-Summer | 0.9077 | 1.727 | 0.94918 | 0.94918 | Normal |  | 0 | 0.94918 | 0.77778 | 0.77778 | 2 | Peak
2023-02-07 17:00 | 2 | 7 | 17 | Non-Summer | 1.0261 | 1.9522 | 0 | 0 | Normal |  | 0 | 0 | 1.9522 | 1.9522 | 2 | Peak
2023-02-07 18:00 | 2 | 7 | 18 | Non-Summer | 1.0944 | 2.0822 | 0 | 0 | Normal |  | 0 | 0 | 2.0822 | 2.0822 | 2 | Peak
2023-02-07 19:00 | 2 | 7 | 19 | Non-Summer | 1.1011 | 2.0949 | 0 | 0 | Normal |  | 0 | 0 | 2.0949 | 2.0949 | 2 | Peak
2023-02-07 20:00 | 2 | 7 | 20 | Non-Summer | 1.0851 | 2.0645 | 0 | 0 | Normal |  | 0 | 0 | 2.0645 | 2.0645 | 2 | Peak
2023-02-07 21:00 | 2 | 7 | 21 | Non-Summer | 1.0354 | 1.9699 | 0 | 0 | Normal |  | 0 | 0 | 1.9699 | 1.9699 | 2 | Peak
2023-02-07 22:00 | 2 | 7 | 22 | Non-Summer | 0.9453 | 1.7985 | 0 | 0 | Normal |  | 0 | 0 | 1.7985 | 1.7985 | 2 | Off-Peak
2023-02-07 23:00 | 2 | 7 | 23 | Non-Summer | 0.8601 | 1.6364 | 0 | 0 | Normal |  | 0 | 0 | 1.6364 | 1.6364 | 2 | Off-Peak
2023-02-08 | 2 | 8 | 0 | Non-Summer | 0.8093 | 1.5397 | 0 | 0 | Normal |  | 0 | 0 | 1.5397 | 1.5397 | 3 | Off-Peak
2023-02-08 01:00 | 2 | 8 | 1 | Non-Summer | 0.7817 | 1.4872 | 0 | 0 | Normal |  | 0 | 0 | 1.4872 | 1.4872 | 3 | Off-Peak
2023-02-08 02:00 | 2 | 8 | 2 | Non-Summer | 0.7692 | 1.4635 | 0 | 0 | Normal |  | 0 | 0 | 1.4635 | 1.4635 | 3 | Off-Peak
2023-02-08 03:00 | 2 | 8 | 3 | Non-Summer | 0.7681 | 1.4614 | 0 | 0 | Normal |  | 0 | 0 | 1.4614 | 1.4614 | 3 | Off-Peak
2023-02-08 04:00 | 2 | 8 | 4 | Non-Summer | 0.784 | 1.4916 | 0 | 0 | Normal |  | 0 | 0 | 1.4916 | 1.4916 | 3 | Off-Peak
2023-02-08 05:00 | 2 | 8 | 5 | Non-Summer | 0.8252 | 1.57 | 0 | 0 | Normal |  | 0 | 0 | 1.57 | 1.57 | 3 | Off-Peak
2023-02-08 06:00 | 2 | 8 | 6 | Non-Summer | 0.8881 | 1.6897 | 0 | 0 | Normal |  | 0 | 0 | 1.6897 | 1.6897 | 3 | Peak
2023-02-08 07:00 | 2 | 8 | 7 | Non-Summer | 0.9013 | 1.7148 | 0.11271 | 0.11271 | Normal |  | 0 | 0.11271 | 1.6021 | 1.6021 | 3 | Peak
2023-02-08 08:00 | 2 | 8 | 8 | Non-Summer | 0.8507 | 1.6185 | 0.69514 | 0.69514 | Normal |  | 0 | 0.69514 | 0.92337 | 0.92337 | 3 | Peak
2023-02-08 09:00 | 2 | 8 | 9 | Non-Summer | 0.8192 | 1.5586 | 0.91683 | 0.91683 | Normal |  | 0 | 0.91683 | 0.64175 | 0.64175 | 3 | Peak
2023-02-08 10:00 | 2 | 8 | 10 | Non-Summer | 0.796 | 1.5144 | 0.93364 | 0.93364 | Normal |  | 0 | 0.93364 | 0.5808 | 0.5808 | 3 | Peak
2023-02-08 11:00 | 2 | 8 | 11 | Non-Summer | 0.7774 | 1.4791 | 0.86427 | 0.86427 | Normal |  | 0 | 0.86427 | 0.61478 | 0.61478 | 3 | Peak
2023-02-08 12:00 | 2 | 8 | 12 | Non-Summer | 0.7558 | 1.438 | 0.64855 | 0.64855 | Normal |  | 0 | 0.64855 | 0.78941 | 0.78941 | 3 | Peak
2023-02-08 13:00 | 2 | 8 | 13 | Non-Summer | 0.749 | 1.425 | 0.40288 | 0.40288 | Normal |  | 0 | 0.40288 | 1.0221 | 1.0221 | 3 | Peak
2023-02-08 14:00 | 2 | 8 | 14 | Non-Summer | 0.7521 | 1.4309 | 0.51968 | 0.51968 | Normal |  | 0 | 0.51968 | 0.91124 | 0.91124 | 3 | Peak
2023-02-08 15:00 | 2 | 8 | 15 | Non-Summer | 0.7912 | 1.5053 | 0.30216 | 0.30216 | Normal |  | 0 | 0.30216 | 1.2031 | 1.2031 | 3 | Peak
2023-02-08 16:00 | 2 | 8 | 16 | Non-Summer | 0.8797 | 1.6737 | 0.06464 | 0.06464 | Normal |  | 0 | 0.06464 | 1.609 | 1.609 | 3 | Peak
2023-02-08 17:00 | 2 | 8 | 17 | Non-Summer | 1.003 | 1.9083 | 0 | 0 | Normal |  | 0 | 0 | 1.9083 | 1.9083 | 3 | Peak
2023-02-08 18:00 | 2 | 8 | 18 | Non-Summer | 1.0594 | 2.0156 | 0 | 0 | Normal |  | 0 | 0 | 2.0156 | 2.0156 | 3 | Peak
2023-02-08 19:00 | 2 | 8 | 19 | Non-Summer | 1.0597 | 2.0161 | 0 | 0 | Normal |  | 0 | 0 | 2.0161 | 2.0161 | 3 | Peak
2023-02-08 20:00 | 2 | 8 | 20 | Non-Summer | 1.0441 | 1.9865 | 0 | 0 | Normal |  | 0 | 0 | 1.9865 | 1.9865 | 3 | Peak
2023-02-08 21:00 | 2 | 8 | 21 | Non-Summer | 0.9912 | 1.8858 | 0 | 0 | Normal |  | 0 | 0 | 1.8858 | 1.8858 | 3 | Peak
2023-02-08 22:00 | 2 | 8 | 22 | Non-Summer | 0.9008 | 1.7138 | 0 | 0 | Normal |  | 0 | 0 | 1.7138 | 1.7138 | 3 | Off-Peak
2023-02-08 23:00 | 2 | 8 | 23 | Non-Summer | 0.8147 | 1.55 | 0 | 0 | Normal |  | 0 | 0 | 1.55 | 1.55 | 3 | Off-Peak
2023-02-09 | 2 | 9 | 0 | Non-Summer | 0.7619 | 1.4496 | 0 | 0 | Normal |  | 0 | 0 | 1.4496 | 1.4496 | 4 | Off-Peak
2023-02-09 01:00 | 2 | 9 | 1 | Non-Summer | 0.7286 | 1.3862 | 0 | 0 | Normal |  | 0 | 0 | 1.3862 | 1.3862 | 4 | Off-Peak
2023-02-09 02:00 | 2 | 9 | 2 | Non-Summer | 0.712 | 1.3546 | 0 | 0 | Normal |  | 0 | 0 | 1.3546 | 1.3546 | 4 | Off-Peak
2023-02-09 03:00 | 2 | 9 | 3 | Non-Summer | 0.7077 | 1.3464 | 0 | 0 | Normal |  | 0 | 0 | 1.3464 | 1.3464 | 4 | Off-Peak
2023-02-09 04:00 | 2 | 9 | 4 | Non-Summer | 0.7224 | 1.3744 | 0 | 0 | Normal |  | 0 | 0 | 1.3744 | 1.3744 | 4 | Off-Peak
2023-02-09 05:00 | 2 | 9 | 5 | Non-Summer | 0.7659 | 1.4572 | 0 | 0 | Normal |  | 0 | 0 | 1.4572 | 1.4572 | 4 | Off-Peak
2023-02-09 06:00 | 2 | 9 | 6 | Non-Summer | 0.8337 | 1.5862 | 0 | 0 | Normal |  | 0 | 0 | 1.5862 | 1.5862 | 4 | Peak
2023-02-09 07:00 | 2 | 9 | 7 | Non-Summer | 0.8698 | 1.6548 | 0.44024 | 0.44024 | Normal |  | 0 | 0.44024 | 1.2146 | 1.2146 | 4 | Peak
2023-02-09 08:00 | 2 | 9 | 8 | Non-Summer | 0.8451 | 1.6079 | 1.9561 | 1.9561 | Normal |  | 0.34824 | 1.6079 | 0 | -0.34824 | 4 | Peak
2023-02-09 09:00 | 2 | 9 | 9 | Non-Summer | 0.8345 | 1.5877 | 3.4734 | 3.4734 | Normal |  | 1.8858 | 1.5877 | 0 | -1.8858 | 4 | Peak
2023-02-09 10:00 | 2 | 9 | 10 | Non-Summer | 0.8315 | 1.582 | 3.5745 | 3.5745 | Normal |  | 1.9925 | 1.582 | 0 | -1.9925 | 4 | Peak
2023-02-09 11:00 | 2 | 9 | 11 | Non-Summer | 0.8382 | 1.5947 | 4.8033 | 4.8033 | Normal |  | 3.2086 | 1.5947 | 2.2204e-16 | -3.2086 | 4 | Peak
2023-02-09 12:00 | 2 | 9 | 12 | Non-Summer | 0.8459 | 1.6094 | 3.9188 | 3.9188 | Normal |  | 2.3094 | 1.6094 | 0 | -2.3094 | 4 | Peak
2023-02-09 13:00 | 2 | 9 | 13 | Non-Summer | 0.8422 | 1.6023 | 1.6686 | 1.6686 | Normal |  | 0.06624 | 1.6023 | 0 | -0.06624 | 4 | Peak
2023-02-09 14:00 | 2 | 9 | 14 | Non-Summer | 0.8457 | 1.609 | 2.2033 | 2.2033 | Normal |  | 0.59429 | 1.609 | 0 | -0.59429 | 4 | Peak
2023-02-09 15:00 | 2 | 9 | 15 | Non-Summer | 0.8874 | 1.6883 | 1.3484 | 1.3484 | Normal |  | 0 | 1.3484 | 0.33995 | 0.33995 | 4 | Peak
2023-02-09 16:00 | 2 | 9 | 16 | Non-Summer | 0.9718 | 1.8489 | 0.3761 | 0.3761 | Normal |  | 0 | 0.3761 | 1.4728 | 1.4728 | 4 | Peak
2023-02-09 17:00 | 2 | 9 | 17 | Non-Summer | 1.0681 | 2.0321 | 0 | 0 | Normal |  | 0 | 0 | 2.0321 | 2.0321 | 4 | Peak
2023-02-09 18:00 | 2 | 9 | 18 | Non-Summer | 1.1081 | 2.1082 | 0 | 0 | Normal |  | 0 | 0 | 2.1082 | 2.1082 | 4 | Peak
2023-02-09 19:00 | 2 | 9 | 19 | Non-Summer | 1.1056 | 2.1035 | 0 | 0 | Normal |  | 0 | 0 | 2.1035 | 2.1035 | 4 | Peak
2023-02-09 20:00 | 2 | 9 | 20 | Non-Summer | 1.0842 | 2.0628 | 0 | 0 | Normal |  | 0 | 0 | 2.0628 | 2.0628 | 4 | Peak
2023-02-09 21:00 | 2 | 9 | 21 | Non-Summer | 1.0261 | 1.9522 | 0 | 0 | Normal |  | 0 | 0 | 1.9522 | 1.9522 | 4 | Peak
2023-02-09 22:00 | 2 | 9 | 22 | Non-Summer | 0.9309 | 1.7711 | 0 | 0 | Normal |  | 0 | 0 | 1.7711 | 1.7711 | 4 | Off-Peak
2023-02-09 23:00 | 2 | 9 | 23 | Non-Summer | 0.8443 | 1.6063 | 0 | 0 | Normal |  | 0 | 0 | 1.6063 | 1.6063 | 4 | Off-Peak
2023-02-10 | 2 | 10 | 0 | Non-Summer | 0.7907 | 1.5044 | 0 | 0 | Normal |  | 0 | 0 | 1.5044 | 1.5044 | 5 | Off-Peak
2023-02-10 01:00 | 2 | 10 | 1 | Non-Summer | 0.7574 | 1.441 | 0 | 0 | Normal |  | 0 | 0 | 1.441 | 1.441 | 5 | Off-Peak
2023-02-10 02:00 | 2 | 10 | 2 | Non-Summer | 0.7404 | 1.4087 | 0 | 0 | Normal |  | 0 | 0 | 1.4087 | 1.4087 | 5 | Off-Peak
2023-02-10 03:00 | 2 | 10 | 3 | Non-Summer | 0.7343 | 1.3971 | 0 | 0 | Normal |  | 0 | 0 | 1.3971 | 1.3971 | 5 | Off-Peak
2023-02-10 04:00 | 2 | 10 | 4 | Non-Summer | 0.7465 | 1.4203 | 0 | 0 | Normal |  | 0 | 0 | 1.4203 | 1.4203 | 5 | Off-Peak
2023-02-10 05:00 | 2 | 10 | 5 | Non-Summer | 0.7852 | 1.4939 | 0 | 0 | Normal |  | 0 | 0 | 1.4939 | 1.4939 | 5 | Off-Peak
2023-02-10 06:00 | 2 | 10 | 6 | Non-Summer | 0.8485 | 1.6143 | 0 | 0 | Normal |  | 0 | 0 | 1.6143 | 1.6143 | 5 | Peak
2023-02-10 07:00 | 2 | 10 | 7 | Non-Summer | 0.8624 | 1.6408 | 0.62632 | 0.62632 | Normal |  | 0 | 0.62632 | 1.0144 | 1.0144 | 5 | Peak
2023-02-10 08:00 | 2 | 10 | 8 | Non-Summer | 0.8169 | 1.5542 | 2.3421 | 2.3421 | Normal |  | 0.78793 | 1.5542 | 0 | -0.78793 | 5 | Peak
2023-02-10 09:00 | 2 | 10 | 9 | Non-Summer | 0.7946 | 1.5118 | 3.4244 | 3.4244 | Normal |  | 1.9126 | 1.5118 | 0 | -1.9126 | 5 | Peak
2023-02-10 10:00 | 2 | 10 | 10 | Non-Summer | 0.7828 | 1.4893 | 4.4218 | 4.4218 | Normal |  | 2.9325 | 1.4893 | 0 | -2.9325 | 5 | Peak
2023-02-10 11:00 | 2 | 10 | 11 | Non-Summer | 0.7767 | 1.4777 | 5.1673 | 5.1673 | Normal |  | 3.6896 | 1.4777 | 2.2204e-16 | -3.6896 | 5 | Peak
2023-02-10 12:00 | 2 | 10 | 12 | Non-Summer | 0.7695 | 1.464 | 4.6364 | 4.6364 | Normal |  | 3.1724 | 1.464 | 2.2204e-16 | -3.1724 | 5 | Peak
2023-02-10 13:00 | 2 | 10 | 13 | Non-Summer | 0.7589 | 1.4439 | 5.0835 | 5.0835 | Normal |  | 3.6397 | 1.4439 | 2.2204e-16 | -3.6397 | 5 | Peak
2023-02-10 14:00 | 2 | 10 | 14 | Non-Summer | 0.7565 | 1.4393 | 3.7302 | 3.7302 | Normal |  | 2.2909 | 1.4393 | 0 | -2.2909 | 5 | Peak
2023-02-10 15:00 | 2 | 10 | 15 | Non-Summer | 0.7835 | 1.4907 | 2.5084 | 2.5084 | Normal |  | 1.0177 | 1.4907 | 0 | -1.0177 | 5 | Peak
2023-02-10 16:00 | 2 | 10 | 16 | Non-Summer | 0.8569 | 1.6303 | 0.86917 | 0.86917 | Normal |  | 0 | 0.86917 | 0.76114 | 0.76114 | 5 | Peak
2023-02-10 17:00 | 2 | 10 | 17 | Non-Summer | 0.9868 | 1.8774 | 0 | 0 | Normal |  | 0 | 0 | 1.8774 | 1.8774 | 5 | Peak
2023-02-10 18:00 | 2 | 10 | 18 | Non-Summer | 1.058 | 2.0129 | 0 | 0 | Normal |  | 0 | 0 | 2.0129 | 2.0129 | 5 | Peak
2023-02-10 19:00 | 2 | 10 | 19 | Non-Summer | 1.0649 | 2.026 | 0 | 0 | Normal |  | 0 | 0 | 2.026 | 2.026 | 5 | Peak
2023-02-10 20:00 | 2 | 10 | 20 | Non-Summer | 1.0603 | 2.0173 | 0 | 0 | Normal |  | 0 | 0 | 2.0173 | 2.0173 | 5 | Peak
2023-02-10 21:00 | 2 | 10 | 21 | Non-Summer | 1.0352 | 1.9695 | 0 | 0 | Normal |  | 0 | 0 | 1.9695 | 1.9695 | 5 | Peak
2023-02-10 22:00 | 2 | 10 | 22 | Non-Summer | 0.977 | 1.8588 | 0 | 0 | Normal |  | 0 | 0 | 1.8588 | 1.8588 | 5 | Off-Peak
2023-02-10 23:00 | 2 | 10 | 23 | Non-Summer | 0.9093 | 1.73 | 0 | 0 | Normal |  | 0 | 0 | 1.73 | 1.73 | 5 | Off-Peak
2023-02-11 | 2 | 11 | 0 | Non-Summer | 0.8599 | 1.636 | 0 | 0 | Normal |  | 0 | 0 | 1.636 | 1.636 | 6 | Off-Peak
2023-02-11 01:00 | 2 | 11 | 1 | Non-Summer | 0.8272 | 1.5738 | 0 | 0 | Normal |  | 0 | 0 | 1.5738 | 1.5738 | 6 | Off-Peak
2023-02-11 02:00 | 2 | 11 | 2 | Non-Summer | 0.8099 | 1.5409 | 0 | 0 | Normal |  | 0 | 0 | 1.5409 | 1.5409 | 6 | Off-Peak
2023-02-11 03:00 | 2 | 11 | 3 | Non-Summer | 0.8011 | 1.5241 | 0 | 0 | Normal |  | 0 | 0 | 1.5241 | 1.5241 | 6 | Off-Peak
2023-02-11 04:00 | 2 | 11 | 4 | Non-Summer | 0.8045 | 1.5306 | 0 | 0 | Normal |  | 0 | 0 | 1.5306 | 1.5306 | 6 | Off-Peak
2023-02-11 05:00 | 2 | 11 | 5 | Non-Summer | 0.8219 | 1.5637 | 0 | 0 | Normal |  | 0 | 0 | 1.5637 | 1.5637 | 6 | Off-Peak
2023-02-11 06:00 | 2 | 11 | 6 | Non-Summer | 0.857 | 1.6305 | 0 | 0 | Normal |  | 0 | 0 | 1.6305 | 1.6305 | 6 | Off-Peak
2023-02-11 07:00 | 2 | 11 | 7 | Non-Summer | 0.8907 | 1.6946 | 0.7216 | 0.7216 | Normal |  | 0 | 0.7216 | 0.97301 | 0.97301 | 6 | Off-Peak
2023-02-11 08:00 | 2 | 11 | 8 | Non-Summer | 0.8905 | 1.6942 | 2.5261 | 2.5261 | Normal |  | 0.83184 | 1.6942 | 0 | -0.83184 | 6 | Off-Peak
2023-02-11 09:00 | 2 | 11 | 9 | Non-Summer | 0.8789 | 1.6722 | 5.0029 | 5.0029 | Normal |  | 3.3308 | 1.6722 | 0 | -3.3308 | 6 | Off-Peak
2023-02-11 10:00 | 2 | 11 | 10 | Non-Summer | 0.8633 | 1.6425 | 4.9846 | 4.9846 | Normal |  | 3.3421 | 1.6425 | 2.2204e-16 | -3.3421 | 6 | Off-Peak
2023-02-11 11:00 | 2 | 11 | 11 | Non-Summer | 0.8503 | 1.6177 | 5.7658 | 5.7658 | Normal |  | 4.148 | 1.6177 | 0 | -4.148 | 6 | Off-Peak
2023-02-11 12:00 | 2 | 11 | 12 | Non-Summer | 0.8344 | 1.5875 | 6.6454 | 6.6454 | Normal |  | 5.0579 | 1.5875 | 0 | -5.0579 | 6 | Off-Peak
2023-02-11 13:00 | 2 | 11 | 13 | Non-Summer | 0.8167 | 1.5538 | 6.1422 | 6.1422 | Normal |  | 4.5883 | 1.5538 | 0 | -4.5883 | 6 | Off-Peak
2023-02-11 14:00 | 2 | 11 | 14 | Non-Summer | 0.8048 | 1.5312 | 5.0881 | 5.0881 | Normal |  | 3.5569 | 1.5312 | 2.2204e-16 | -3.5569 | 6 | Off-Peak
2023-02-11 15:00 | 2 | 11 | 15 | Non-Summer | 0.81 | 1.5411 | 3.476 | 3.476 | Normal |  | 1.9349 | 1.5411 | 0 | -1.9349 | 6 | Off-Peak
2023-02-11 16:00 | 2 | 11 | 16 | Non-Summer | 0.8516 | 1.6202 | 1.3106 | 1.3106 | Normal |  | 0 | 1.3106 | 0.30958 | 0.30958 | 6 | Off-Peak
2023-02-11 17:00 | 2 | 11 | 17 | Non-Summer | 0.9584 | 1.8234 | 0 | 0 | Normal |  | 0 | 0 | 1.8234 | 1.8234 | 6 | Off-Peak
2023-02-11 18:00 | 2 | 11 | 18 | Non-Summer | 1.0203 | 1.9412 | 0 | 0 | Normal |  | 0 | 0 | 1.9412 | 1.9412 | 6 | Off-Peak
2023-02-11 19:00 | 2 | 11 | 19 | Non-Summer | 1.0217 | 1.9438 | 0 | 0 | Normal |  | 0 | 0 | 1.9438 | 1.9438 | 6 | Off-Peak
2023-02-11 20:00 | 2 | 11 | 20 | Non-Summer | 1.0131 | 1.9275 | 0 | 0 | Normal |  | 0 | 0 | 1.9275 | 1.9275 | 6 | Off-Peak
2023-02-11 21:00 | 2 | 11 | 21 | Non-Summer | 0.987 | 1.8778 | 0 | 0 | Normal |  | 0 | 0 | 1.8778 | 1.8778 | 6 | Off-Peak
2023-02-11 22:00 | 2 | 11 | 22 | Non-Summer | 0.9342 | 1.7774 | 0 | 0 | Normal |  | 0 | 0 | 1.7774 | 1.7774 | 6 | Off-Peak
2023-02-11 23:00 | 2 | 11 | 23 | Non-Summer | 0.8697 | 1.6547 | 0 | 0 | Normal |  | 0 | 0 | 1.6547 | 1.6547 | 6 | Off-Peak
2023-02-12 | 2 | 12 | 0 | Non-Summer | 0.8189 | 1.558 | 0 | 0 | Normal |  | 0 | 0 | 1.558 | 1.558 | 7 | Off-Peak
2023-02-12 01:00 | 2 | 12 | 1 | Non-Summer | 0.7835 | 1.4907 | 0 | 0 | Normal |  | 0 | 0 | 1.4907 | 1.4907 | 7 | Off-Peak
2023-02-12 02:00 | 2 | 12 | 2 | Non-Summer | 0.7628 | 1.4513 | 0 | 0 | Normal |  | 0 | 0 | 1.4513 | 1.4513 | 7 | Off-Peak
2023-02-12 03:00 | 2 | 12 | 3 | Non-Summer | 0.7541 | 1.4347 | 0 | 0 | Normal |  | 0 | 0 | 1.4347 | 1.4347 | 7 | Off-Peak
2023-02-12 04:00 | 2 | 12 | 4 | Non-Summer | 0.7557 | 1.4378 | 0 | 0 | Normal |  | 0 | 0 | 1.4378 | 1.4378 | 7 | Off-Peak
2023-02-12 05:00 | 2 | 12 | 5 | Non-Summer | 0.7735 | 1.4716 | 0 | 0 | Normal |  | 0 | 0 | 1.4716 | 1.4716 | 7 | Off-Peak
2023-02-12 06:00 | 2 | 12 | 6 | Non-Summer | 0.8068 | 1.535 | 0 | 0 | Normal |  | 0 | 0 | 1.535 | 1.535 | 7 | Off-Peak
2023-02-12 07:00 | 2 | 12 | 7 | Non-Summer | 0.8405 | 1.5991 | 0.16244 | 0.16244 | Normal |  | 0 | 0.16244 | 1.4367 | 1.4367 | 7 | Off-Peak
2023-02-12 08:00 | 2 | 12 | 8 | Non-Summer | 0.85 | 1.6172 | 0.70773 | 0.70773 | Normal |  | 0 | 0.70773 | 0.90945 | 0.90945 | 7 | Off-Peak
2023-02-12 09:00 | 2 | 12 | 9 | Non-Summer | 0.8482 | 1.6138 | 2.7203 | 2.7203 | Normal |  | 1.1066 | 1.6138 | 0 | -1.1066 | 7 | Off-Peak
2023-02-12 10:00 | 2 | 12 | 10 | Non-Summer | 0.8406 | 1.5993 | 3.9037 | 3.9037 | Normal |  | 2.3044 | 1.5993 | 0 | -2.3044 | 7 | Off-Peak
2023-02-12 11:00 | 2 | 12 | 11 | Non-Summer | 0.8358 | 1.5902 | 5.4466 | 5.4466 | Normal |  | 3.8565 | 1.5902 | 0 | -3.8565 | 7 | Off-Peak
2023-02-12 12:00 | 2 | 12 | 12 | Non-Summer | 0.8321 | 1.5831 | 6.0776 | 6.0776 | Normal |  | 4.4945 | 1.5831 | 0 | -4.4945 | 7 | Off-Peak
2023-02-12 13:00 | 2 | 12 | 13 | Non-Summer | 0.8251 | 1.5698 | 5.3277 | 5.3277 | Normal |  | 3.7579 | 1.5698 | 0 | -3.7579 | 7 | Off-Peak
2023-02-12 14:00 | 2 | 12 | 14 | Non-Summer | 0.8223 | 1.5645 | 4.3414 | 4.3414 | Normal |  | 2.7769 | 1.5645 | 0 | -2.7769 | 7 | Off-Peak
2023-02-12 15:00 | 2 | 12 | 15 | Non-Summer | 0.8345 | 1.5877 | 3.0022 | 3.0022 | Normal |  | 1.4145 | 1.5877 | 0 | -1.4145 | 7 | Off-Peak
2023-02-12 16:00 | 2 | 12 | 16 | Non-Summer | 0.8843 | 1.6824 | 1.1326 | 1.1326 | Normal |  | 0 | 1.1326 | 0.54983 | 0.54983 | 7 | Off-Peak
2023-02-12 17:00 | 2 | 12 | 17 | Non-Summer | 0.9813 | 1.867 | 0 | 0 | Normal |  | 0 | 0 | 1.867 | 1.867 | 7 | Off-Peak
2023-02-12 18:00 | 2 | 12 | 18 | Non-Summer | 1.0065 | 1.9149 | 0 | 0 | Normal |  | 0 | 0 | 1.9149 | 1.9149 | 7 | Off-Peak
2023-02-12 19:00 | 2 | 12 | 19 | Non-Summer | 0.9948 | 1.8927 | 0 | 0 | Normal |  | 0 | 0 | 1.8927 | 1.8927 | 7 | Off-Peak
2023-02-12 20:00 | 2 | 12 | 20 | Non-Summer | 0.9858 | 1.8755 | 0 | 0 | Normal |  | 0 | 0 | 1.8755 | 1.8755 | 7 | Off-Peak
2023-02-12 21:00 | 2 | 12 | 21 | Non-Summer | 0.9528 | 1.8128 | 0 | 0 | Normal |  | 0 | 0 | 1.8128 | 1.8128 | 7 | Off-Peak
2023-02-12 22:00 | 2 | 12 | 22 | Non-Summer | 0.8849 | 1.6836 | 0 | 0 | Normal |  | 0 | 0 | 1.6836 | 1.6836 | 7 | Off-Peak
2023-02-12 23:00 | 2 | 12 | 23 | Non-Summer | 0.7973 | 1.5169 | 0 | 0 | Normal |  | 0 | 0 | 1.5169 | 1.5169 | 7 | Off-Peak
2023-02-13 | 2 | 13 | 0 | Non-Summer | 0.7375 | 1.4031 | 0 | 0 | Normal |  | 0 | 0 | 1.4031 | 1.4031 | 1 | Off-Peak
2023-02-13 01:00 | 2 | 13 | 1 | Non-Summer | 0.7041 | 1.3396 | 0 | 0 | Normal |  | 0 | 0 | 1.3396 | 1.3396 | 1 | Off-Peak
2023-02-13 02:00 | 2 | 13 | 2 | Non-Summer | 0.6896 | 1.312 | 0 | 0 | Normal |  | 0 | 0 | 1.312 | 1.312 | 1 | Off-Peak
2023-02-13 03:00 | 2 | 13 | 3 | Non-Summer | 0.6876 | 1.3082 | 0 | 0 | Normal |  | 0 | 0 | 1.3082 | 1.3082 | 1 | Off-Peak
2023-02-13 04:00 | 2 | 13 | 4 | Non-Summer | 0.7061 | 1.3434 | 0 | 0 | Normal |  | 0 | 0 | 1.3434 | 1.3434 | 1 | Off-Peak
2023-02-13 05:00 | 2 | 13 | 5 | Non-Summer | 0.7491 | 1.4252 | 0 | 0 | Normal |  | 0 | 0 | 1.4252 | 1.4252 | 1 | Off-Peak
2023-02-13 06:00 | 2 | 13 | 6 | Non-Summer | 0.8134 | 1.5475 | 0 | 0 | Normal |  | 0 | 0 | 1.5475 | 1.5475 | 1 | Peak
2023-02-13 07:00 | 2 | 13 | 7 | Non-Summer | 0.8221 | 1.5641 | 1.1173 | 1.1173 | Normal |  | 0 | 1.1173 | 0.44678 | 0.44678 | 1 | Peak
2023-02-13 08:00 | 2 | 13 | 8 | Non-Summer | 0.7738 | 1.4722 | 3.4662 | 3.4662 | Normal |  | 1.994 | 1.4722 | 0 | -1.994 | 1 | Peak
2023-02-13 09:00 | 2 | 13 | 9 | Non-Summer | 0.7459 | 1.4191 | 4.3028 | 4.3028 | Normal |  | 2.8836 | 1.4191 | 0 | -2.8836 | 1 | Peak
2023-02-13 10:00 | 2 | 13 | 10 | Non-Summer | 0.7291 | 1.3872 | 5.4221 | 5.4221 | Normal |  | 4.0349 | 1.3872 | 0 | -4.0349 | 1 | Peak
2023-02-13 11:00 | 2 | 13 | 11 | Non-Summer | 0.7185 | 1.367 | 6.0835 | 6.0835 | Normal |  | 4.7165 | 1.367 | 0 | -4.7165 | 1 | Peak
2023-02-13 12:00 | 2 | 13 | 12 | Non-Summer | 0.7062 | 1.3436 | 6.1684 | 6.1684 | Normal |  | 4.8249 | 1.3436 | 0 | -4.8249 | 1 | Peak
2023-02-13 13:00 | 2 | 13 | 13 | Non-Summer | 0.6894 | 1.3116 | 5.7283 | 5.7283 | Normal |  | 4.4167 | 1.3116 | 0 | -4.4167 | 1 | Peak
2023-02-13 14:00 | 2 | 13 | 14 | Non-Summer | 0.6797 | 1.2932 | 4.4718 | 4.4718 | Normal |  | 3.1786 | 1.2932 | 0 | -3.1786 | 1 | Peak
2023-02-13 15:00 | 2 | 13 | 15 | Non-Summer | 0.6972 | 1.3265 | 3.6631 | 3.6631 | Normal |  | 2.3367 | 1.3265 | 0 | -2.3367 | 1 | Peak
2023-02-13 16:00 | 2 | 13 | 16 | Non-Summer | 0.7612 | 1.4482 | 1.4312 | 1.4312 | Normal |  | 0 | 1.4312 | 0.017009 | 0.017009 | 1 | Peak
2023-02-13 17:00 | 2 | 13 | 17 | Non-Summer | 0.8979 | 1.7083 | 0 | 0 | Normal |  | 0 | 0 | 1.7083 | 1.7083 | 1 | Peak
2023-02-13 18:00 | 2 | 13 | 18 | Non-Summer | 0.9928 | 1.8889 | 0 | 0 | Normal |  | 0 | 0 | 1.8889 | 1.8889 | 1 | Peak
2023-02-13 19:00 | 2 | 13 | 19 | Non-Summer | 1.0068 | 1.9155 | 0 | 0 | Normal |  | 0 | 0 | 1.9155 | 1.9155 | 1 | Peak
2023-02-13 20:00 | 2 | 13 | 20 | Non-Summer | 0.9984 | 1.8995 | 0 | 0 | Normal |  | 0 | 0 | 1.8995 | 1.8995 | 1 | Peak
2023-02-13 21:00 | 2 | 13 | 21 | Non-Summer | 0.9532 | 1.8135 | 0 | 0 | Normal |  | 0 | 0 | 1.8135 | 1.8135 | 1 | Peak
2023-02-13 22:00 | 2 | 13 | 22 | Non-Summer | 0.8702 | 1.6556 | 0 | 0 | Normal |  | 0 | 0 | 1.6556 | 1.6556 | 1 | Off-Peak
2023-02-13 23:00 | 2 | 13 | 23 | Non-Summer | 0.7939 | 1.5104 | 0 | 0 | Normal |  | 0 | 0 | 1.5104 | 1.5104 | 1 | Off-Peak
2023-02-14 | 2 | 14 | 0 | Non-Summer | 0.745 | 1.4174 | 0 | 0 | Normal |  | 0 | 0 | 1.4174 | 1.4174 | 2 | Off-Peak
2023-02-14 01:00 | 2 | 14 | 1 | Non-Summer | 0.718 | 1.366 | 0 | 0 | Normal |  | 0 | 0 | 1.366 | 1.366 | 2 | Off-Peak
2023-02-14 02:00 | 2 | 14 | 2 | Non-Summer | 0.7063 | 1.3438 | 0 | 0 | Normal |  | 0 | 0 | 1.3438 | 1.3438 | 2 | Off-Peak
2023-02-14 03:00 | 2 | 14 | 3 | Non-Summer | 0.7037 | 1.3388 | 0 | 0 | Normal |  | 0 | 0 | 1.3388 | 1.3388 | 2 | Off-Peak
2023-02-14 04:00 | 2 | 14 | 4 | Non-Summer | 0.7212 | 1.3721 | 0 | 0 | Normal |  | 0 | 0 | 1.3721 | 1.3721 | 2 | Off-Peak
2023-02-14 05:00 | 2 | 14 | 5 | Non-Summer | 0.7624 | 1.4505 | 0 | 0 | Normal |  | 0 | 0 | 1.4505 | 1.4505 | 2 | Off-Peak
2023-02-14 06:00 | 2 | 14 | 6 | Non-Summer | 0.8242 | 1.5681 | 0 | 0 | Normal |  | 0 | 0 | 1.5681 | 1.5681 | 2 | Peak
2023-02-14 07:00 | 2 | 14 | 7 | Non-Summer | 0.8229 | 1.5656 | 0.71855 | 0.71855 | Normal |  | 0 | 0.71855 | 0.84707 | 0.84707 | 2 | Peak
2023-02-14 08:00 | 2 | 14 | 8 | Non-Summer | 0.7708 | 1.4665 | 2.3044 | 2.3044 | Normal |  | 0.83795 | 1.4665 | 0 | -0.83795 | 2 | Peak
2023-02-14 09:00 | 2 | 14 | 9 | Non-Summer | 0.7298 | 1.3885 | 2.4408 | 2.4408 | Normal |  | 1.0523 | 1.3885 | 0 | -1.0523 | 2 | Peak
2023-02-14 10:00 | 2 | 14 | 10 | Non-Summer | 0.7197 | 1.3693 | 1.5812 | 1.5812 | Normal |  | 0.21196 | 1.3693 | 0 | -0.21196 | 2 | Peak
2023-02-14 11:00 | 2 | 14 | 11 | Non-Summer | 0.7163 | 1.3628 | 0.37023 | 0.37023 | Normal |  | 0 | 0.37023 | 0.99258 | 0.99258 | 2 | Peak
2023-02-14 12:00 | 2 | 14 | 12 | Non-Summer | 0.72 | 1.3698 | 1.3456 | 1.3456 | Normal |  | 0 | 1.3456 | 0.024209 | 0.024209 | 2 | Peak
2023-02-14 13:00 | 2 | 14 | 13 | Non-Summer | 0.7248 | 1.379 | 0.55788 | 0.55788 | Normal |  | 0 | 0.55788 | 0.8211 | 0.8211 | 2 | Peak
2023-02-14 14:00 | 2 | 14 | 14 | Non-Summer | 0.7371 | 1.4024 | 2.9654 | 2.9654 | Normal |  | 1.563 | 1.4024 | 0 | -1.563 | 2 | Peak
2023-02-14 15:00 | 2 | 14 | 15 | Non-Summer | 0.77 | 1.465 | 1.7978 | 1.7978 | Normal |  | 0.3328 | 1.465 | 0 | -0.3328 | 2 | Peak
2023-02-14 16:00 | 2 | 14 | 16 | Non-Summer | 0.8419 | 1.6018 | 0.5945 | 0.5945 | Normal |  | 0 | 0.5945 | 1.0073 | 1.0073 | 2 | Peak
2023-02-14 17:00 | 2 | 14 | 17 | Non-Summer | 0.9466 | 1.801 | 0 | 0 | Normal |  | 0 | 0 | 1.801 | 1.801 | 2 | Peak
2023-02-14 18:00 | 2 | 14 | 18 | Non-Summer | 0.9916 | 1.8866 | 0 | 0 | Normal |  | 0 | 0 | 1.8866 | 1.8866 | 2 | Peak
2023-02-14 19:00 | 2 | 14 | 19 | Non-Summer | 0.9883 | 1.8803 | 0 | 0 | Normal |  | 0 | 0 | 1.8803 | 1.8803 | 2 | Peak
2023-02-14 20:00 | 2 | 14 | 20 | Non-Summer | 0.9647 | 1.8354 | 0 | 0 | Normal |  | 0 | 0 | 1.8354 | 1.8354 | 2 | Peak
2023-02-14 21:00 | 2 | 14 | 21 | Non-Summer | 0.9111 | 1.7334 | 0 | 0 | Normal |  | 0 | 0 | 1.7334 | 1.7334 | 2 | Peak
2023-02-14 22:00 | 2 | 14 | 22 | Non-Summer | 0.8216 | 1.5631 | 0 | 0 | Normal |  | 0 | 0 | 1.5631 | 1.5631 | 2 | Off-Peak
2023-02-14 23:00 | 2 | 14 | 23 | Non-Summer | 0.7369 | 1.402 | 0 | 0 | Normal |  | 0 | 0 | 1.402 | 1.402 | 2 | Off-Peak
2023-02-15 | 2 | 15 | 0 | Non-Summer | 0.6867 | 1.3065 | 0 | 0 | Normal |  | 0 | 0 | 1.3065 | 1.3065 | 3 | Off-Peak
2023-02-15 01:00 | 2 | 15 | 1 | Non-Summer | 0.6556 | 1.2473 | 0 | 0 | Normal |  | 0 | 0 | 1.2473 | 1.2473 | 3 | Off-Peak
2023-02-15 02:00 | 2 | 15 | 2 | Non-Summer | 0.6384 | 1.2146 | 0 | 0 | Normal |  | 0 | 0 | 1.2146 | 1.2146 | 3 | Off-Peak
2023-02-15 03:00 | 2 | 15 | 3 | Non-Summer | 0.6309 | 1.2003 | 0 | 0 | Normal |  | 0 | 0 | 1.2003 | 1.2003 | 3 | Off-Peak
2023-02-15 04:00 | 2 | 15 | 4 | Non-Summer | 0.6441 | 1.2254 | 0 | 0 | Normal |  | 0 | 0 | 1.2254 | 1.2254 | 3 | Off-Peak
2023-02-15 05:00 | 2 | 15 | 5 | Non-Summer | 0.6858 | 1.3048 | 0 | 0 | Normal |  | 0 | 0 | 1.3048 | 1.3048 | 3 | Off-Peak
2023-02-15 06:00 | 2 | 15 | 6 | Non-Summer | 0.7551 | 1.4366 | 0 | 0 | Normal |  | 0 | 0 | 1.4366 | 1.4366 | 3 | Peak
2023-02-15 07:00 | 2 | 15 | 7 | Non-Summer | 0.7907 | 1.5044 | 0.022417 | 0.022417 | Normal |  | 0 | 0.022417 | 1.4819 | 1.4819 | 3 | Peak
2023-02-15 08:00 | 2 | 15 | 8 | Non-Summer | 0.7847 | 1.4929 | 0.19196 | 0.19196 | Normal |  | 0 | 0.19196 | 1.301 | 1.301 | 3 | Peak
2023-02-15 09:00 | 2 | 15 | 9 | Non-Summer | 0.7793 | 1.4827 | 0.36036 | 0.36036 | Normal |  | 0 | 0.36036 | 1.1223 | 1.1223 | 3 | Peak
2023-02-15 10:00 | 2 | 15 | 10 | Non-Summer | 0.7808 | 1.4855 | 0.67362 | 0.67362 | Normal |  | 0 | 0.67362 | 0.8119 | 0.8119 | 3 | Peak
2023-02-15 11:00 | 2 | 15 | 11 | Non-Summer | 0.7857 | 1.4948 | 1.276 | 1.276 | Normal |  | 0 | 1.276 | 0.21889 | 0.21889 | 3 | Peak
2023-02-15 12:00 | 2 | 15 | 12 | Non-Summer | 0.7883 | 1.4998 | 1.1953 | 1.1953 | Normal |  | 0 | 1.1953 | 0.30447 | 0.30447 | 3 | Peak
2023-02-15 13:00 | 2 | 15 | 13 | Non-Summer | 0.7849 | 1.4933 | 0.74398 | 0.74398 | Normal |  | 0 | 0.74398 | 0.74934 | 0.74934 | 3 | Peak
2023-02-15 14:00 | 2 | 15 | 14 | Non-Summer | 0.7923 | 1.5074 | 0.307 | 0.307 | Normal |  | 0 | 0.307 | 1.2004 | 1.2004 | 3 | Peak
2023-02-15 15:00 | 2 | 15 | 15 | Non-Summer | 0.8291 | 1.5774 | 0.18209 | 0.18209 | Normal |  | 0 | 0.18209 | 1.3953 | 1.3953 | 3 | Peak
2023-02-15 16:00 | 2 | 15 | 16 | Non-Summer | 0.9063 | 1.7243 | 0.04217 | 0.04217 | Normal |  | 0 | 0.04217 | 1.6821 | 1.6821 | 3 | Peak
2023-02-15 17:00 | 2 | 15 | 17 | Non-Summer | 1.0095 | 1.9206 | 0 | 0 | Normal |  | 0 | 0 | 1.9206 | 1.9206 | 3 | Peak
2023-02-15 18:00 | 2 | 15 | 18 | Non-Summer | 1.0608 | 2.0182 | 0 | 0 | Normal |  | 0 | 0 | 2.0182 | 2.0182 | 3 | Peak
2023-02-15 19:00 | 2 | 15 | 19 | Non-Summer | 1.0585 | 2.0139 | 0 | 0 | Normal |  | 0 | 0 | 2.0139 | 2.0139 | 3 | Peak
2023-02-15 20:00 | 2 | 15 | 20 | Non-Summer | 1.0395 | 1.9777 | 0 | 0 | Normal |  | 0 | 0 | 1.9777 | 1.9777 | 3 | Peak
2023-02-15 21:00 | 2 | 15 | 21 | Non-Summer | 0.987 | 1.8778 | 0 | 0 | Normal |  | 0 | 0 | 1.8778 | 1.8778 | 3 | Peak
2023-02-15 22:00 | 2 | 15 | 22 | Non-Summer | 0.8984 | 1.7093 | 0 | 0 | Normal |  | 0 | 0 | 1.7093 | 1.7093 | 3 | Off-Peak
2023-02-15 23:00 | 2 | 15 | 23 | Non-Summer | 0.8139 | 1.5485 | 0 | 0 | Normal |  | 0 | 0 | 1.5485 | 1.5485 | 3 | Off-Peak
2023-02-16 | 2 | 16 | 0 | Non-Summer | 0.7649 | 1.4553 | 0 | 0 | Normal |  | 0 | 0 | 1.4553 | 1.4553 | 4 | Off-Peak
2023-02-16 01:00 | 2 | 16 | 1 | Non-Summer | 0.7374 | 1.403 | 0 | 0 | Normal |  | 0 | 0 | 1.403 | 1.403 | 4 | Off-Peak
2023-02-16 02:00 | 2 | 16 | 2 | Non-Summer | 0.7245 | 1.3784 | 0 | 0 | Normal |  | 0 | 0 | 1.3784 | 1.3784 | 4 | Off-Peak
2023-02-16 03:00 | 2 | 16 | 3 | Non-Summer | 0.7206 | 1.371 | 0 | 0 | Normal |  | 0 | 0 | 1.371 | 1.371 | 4 | Off-Peak
2023-02-16 04:00 | 2 | 16 | 4 | Non-Summer | 0.7351 | 1.3986 | 0 | 0 | Normal |  | 0 | 0 | 1.3986 | 1.3986 | 4 | Off-Peak
2023-02-16 05:00 | 2 | 16 | 5 | Non-Summer | 0.7735 | 1.4716 | 0 | 0 | Normal |  | 0 | 0 | 1.4716 | 1.4716 | 4 | Off-Peak
2023-02-16 06:00 | 2 | 16 | 6 | Non-Summer | 0.8345 | 1.5877 | 0 | 0 | Normal |  | 0 | 0 | 1.5877 | 1.5877 | 4 | Peak
2023-02-16 07:00 | 2 | 16 | 7 | Non-Summer | 0.8716 | 1.6583 | 0.22275 | 0.22275 | Normal |  | 0 | 0.22275 | 1.4355 | 1.4355 | 4 | Peak
2023-02-16 08:00 | 2 | 16 | 8 | Non-Summer | 0.868 | 1.6514 | 0.837 | 0.837 | Normal |  | 0 | 0.837 | 0.81442 | 0.81442 | 4 | Peak
2023-02-16 09:00 | 2 | 16 | 9 | Non-Summer | 0.8722 | 1.6594 | 1.4489 | 1.4489 | Normal |  | 0 | 1.4489 | 0.21052 | 0.21052 | 4 | Peak
2023-02-16 10:00 | 2 | 16 | 10 | Non-Summer | 0.8832 | 1.6803 | 2.5592 | 2.5592 | Normal |  | 0.87888 | 1.6803 | 0 | -0.87888 | 4 | Peak
2023-02-16 11:00 | 2 | 16 | 11 | Non-Summer | 0.9022 | 1.7165 | 3.1989 | 3.1989 | Normal |  | 1.4824 | 1.7165 | 0 | -1.4824 | 4 | Peak
2023-02-16 12:00 | 2 | 16 | 12 | Non-Summer | 0.9181 | 1.7467 | 3.9285 | 3.9285 | Normal |  | 2.1817 | 1.7467 | 2.2204e-16 | -2.1817 | 4 | Peak
2023-02-16 13:00 | 2 | 16 | 13 | Non-Summer | 0.9234 | 1.7568 | 2.6028 | 2.6028 | Normal |  | 0.84596 | 1.7568 | 0 | -0.84596 | 4 | Peak
2023-02-16 14:00 | 2 | 16 | 14 | Non-Summer | 0.9313 | 1.7719 | 1.3323 | 1.3323 | Normal |  | 0 | 1.3323 | 0.43951 | 0.43951 | 4 | Peak
2023-02-16 15:00 | 2 | 16 | 15 | Non-Summer | 0.9609 | 1.8282 | 0.82833 | 0.82833 | Normal |  | 0 | 0.82833 | 0.99984 | 0.99984 | 4 | Peak
2023-02-16 16:00 | 2 | 16 | 16 | Non-Summer | 1.0306 | 1.9608 | 0.26457 | 0.26457 | Normal |  | 0 | 0.26457 | 1.6962 | 1.6962 | 4 | Peak
2023-02-16 17:00 | 2 | 16 | 17 | Non-Summer | 1.1235 | 2.1375 | 0 | 0 | Normal |  | 0 | 0 | 2.1375 | 2.1375 | 4 | Peak
2023-02-16 18:00 | 2 | 16 | 18 | Non-Summer | 1.1682 | 2.2226 | 0 | 0 | Normal |  | 0 | 0 | 2.2226 | 2.2226 | 4 | Peak
2023-02-16 19:00 | 2 | 16 | 19 | Non-Summer | 1.1618 | 2.2104 | 0 | 0 | Normal |  | 0 | 0 | 2.2104 | 2.2104 | 4 | Peak
2023-02-16 20:00 | 2 | 16 | 20 | Non-Summer | 1.1413 | 2.1714 | 0 | 0 | Normal |  | 0 | 0 | 2.1714 | 2.1714 | 4 | Peak
2023-02-16 21:00 | 2 | 16 | 21 | Non-Summer | 1.0884 | 2.0708 | 0 | 0 | Normal |  | 0 | 0 | 2.0708 | 2.0708 | 4 | Peak
2023-02-16 22:00 | 2 | 16 | 22 | Non-Summer | 1.0003 | 1.9031 | 0 | 0 | Normal |  | 0 | 0 | 1.9031 | 1.9031 | 4 | Off-Peak
2023-02-16 23:00 | 2 | 16 | 23 | Non-Summer | 0.9175 | 1.7456 | 0 | 0 | Normal |  | 0 | 0 | 1.7456 | 1.7456 | 4 | Off-Peak
2023-02-17 | 2 | 17 | 0 | Non-Summer | 0.8659 | 1.6474 | 0 | 0 | Normal |  | 0 | 0 | 1.6474 | 1.6474 | 5 | Off-Peak
2023-02-17 01:00 | 2 | 17 | 1 | Non-Summer | 0.8352 | 1.589 | 0 | 0 | Normal |  | 0 | 0 | 1.589 | 1.589 | 5 | Off-Peak
2023-02-17 02:00 | 2 | 17 | 2 | Non-Summer | 0.8196 | 1.5593 | 0 | 0 | Normal |  | 0 | 0 | 1.5593 | 1.5593 | 5 | Off-Peak
2023-02-17 03:00 | 2 | 17 | 3 | Non-Summer | 0.8155 | 1.5515 | 0 | 0 | Normal |  | 0 | 0 | 1.5515 | 1.5515 | 5 | Off-Peak
2023-02-17 04:00 | 2 | 17 | 4 | Non-Summer | 0.8301 | 1.5793 | 0 | 0 | Normal |  | 0 | 0 | 1.5793 | 1.5793 | 5 | Off-Peak
2023-02-17 05:00 | 2 | 17 | 5 | Non-Summer | 0.8679 | 1.6512 | 0 | 0 | Normal |  | 0 | 0 | 1.6512 | 1.6512 | 5 | Off-Peak
2023-02-17 06:00 | 2 | 17 | 6 | Non-Summer | 0.9263 | 1.7623 | 0 | 0 | Normal |  | 0 | 0 | 1.7623 | 1.7623 | 5 | Peak
2023-02-17 07:00 | 2 | 17 | 7 | Non-Summer | 0.9396 | 1.7876 | 1.1021 | 1.1021 | Normal |  | 0 | 1.1021 | 0.68558 | 0.68558 | 5 | Peak
2023-02-17 08:00 | 2 | 17 | 8 | Non-Summer | 0.9012 | 1.7146 | 3.23 | 3.23 | Normal |  | 1.5154 | 1.7146 | 0 | -1.5154 | 5 | Peak
2023-02-17 09:00 | 2 | 17 | 9 | Non-Summer | 0.8762 | 1.667 | 4.1757 | 4.1757 | Normal |  | 2.5087 | 1.667 | 2.2204e-16 | -2.5087 | 5 | Peak
2023-02-17 10:00 | 2 | 17 | 10 | Non-Summer | 0.8626 | 1.6412 | 5.9673 | 5.9673 | Normal |  | 4.3261 | 1.6412 | 2.2204e-16 | -4.3261 | 5 | Peak
2023-02-17 11:00 | 2 | 17 | 11 | Non-Summer | 0.8572 | 1.6309 | 6.5009 | 6.5009 | Normal |  | 4.8701 | 1.6309 | 0 | -4.8701 | 5 | Peak
2023-02-17 12:00 | 2 | 17 | 12 | Non-Summer | 0.8535 | 1.6238 | 6.5455 | 6.5455 | Normal |  | 4.9216 | 1.6238 | 0 | -4.9216 | 5 | Peak
2023-02-17 13:00 | 2 | 17 | 13 | Non-Summer | 0.8462 | 1.6099 | 6.043 | 6.043 | Normal |  | 4.4331 | 1.6099 | 0 | -4.4331 | 5 | Peak
2023-02-17 14:00 | 2 | 17 | 14 | Non-Summer | 0.8435 | 1.6048 | 5.0191 | 5.0191 | Normal |  | 3.4143 | 1.6048 | 0 | -3.4143 | 5 | Peak
2023-02-17 15:00 | 2 | 17 | 15 | Non-Summer | 0.8656 | 1.6469 | 3.4628 | 3.4628 | Normal |  | 1.8159 | 1.6469 | 0 | -1.8159 | 5 | Peak
2023-02-17 16:00 | 2 | 17 | 16 | Non-Summer | 0.9316 | 1.7724 | 1.4038 | 1.4038 | Normal |  | 0 | 1.4038 | 0.3686 | 0.3686 | 5 | Peak
2023-02-17 17:00 | 2 | 17 | 17 | Non-Summer | 1.0535 | 2.0044 | 0 | 0 | Normal |  | 0 | 0 | 2.0044 | 2.0044 | 5 | Peak
2023-02-17 18:00 | 2 | 17 | 18 | Non-Summer | 1.1339 | 2.1573 | 0 | 0 | Normal |  | 0 | 0 | 2.1573 | 2.1573 | 5 | Peak
2023-02-17 19:00 | 2 | 17 | 19 | Non-Summer | 1.1392 | 2.1674 | 0 | 0 | Normal |  | 0 | 0 | 2.1674 | 2.1674 | 5 | Peak
2023-02-17 20:00 | 2 | 17 | 20 | Non-Summer | 1.128 | 2.1461 | 0 | 0 | Normal |  | 0 | 0 | 2.1461 | 2.1461 | 5 | Peak
2023-02-17 21:00 | 2 | 17 | 21 | Non-Summer | 1.096 | 2.0852 | 0 | 0 | Normal |  | 0 | 0 | 2.0852 | 2.0852 | 5 | Peak
2023-02-17 22:00 | 2 | 17 | 22 | Non-Summer | 1.0313 | 1.9621 | 0 | 0 | Normal |  | 0 | 0 | 1.9621 | 1.9621 | 5 | Off-Peak
2023-02-17 23:00 | 2 | 17 | 23 | Non-Summer | 0.9587 | 1.824 | 0 | 0 | Normal |  | 0 | 0 | 1.824 | 1.824 | 5 | Off-Peak
2023-02-18 | 2 | 18 | 0 | Non-Summer | 0.9064 | 1.7245 | 0 | 0 | Normal |  | 0 | 0 | 1.7245 | 1.7245 | 6 | Off-Peak
2023-02-18 01:00 | 2 | 18 | 1 | Non-Summer | 0.8706 | 1.6564 | 0 | 0 | Normal |  | 0 | 0 | 1.6564 | 1.6564 | 6 | Off-Peak
2023-02-18 02:00 | 2 | 18 | 2 | Non-Summer | 0.8477 | 1.6128 | 0 | 0 | Normal |  | 0 | 0 | 1.6128 | 1.6128 | 6 | Off-Peak
2023-02-18 03:00 | 2 | 18 | 3 | Non-Summer | 0.8338 | 1.5864 | 0 | 0 | Normal |  | 0 | 0 | 1.5864 | 1.5864 | 6 | Off-Peak
2023-02-18 04:00 | 2 | 18 | 4 | Non-Summer | 0.8296 | 1.5784 | 0 | 0 | Normal |  | 0 | 0 | 1.5784 | 1.5784 | 6 | Off-Peak
2023-02-18 05:00 | 2 | 18 | 5 | Non-Summer | 0.84 | 1.5982 | 0 | 0 | Normal |  | 0 | 0 | 1.5982 | 1.5982 | 6 | Off-Peak
2023-02-18 06:00 | 2 | 18 | 6 | Non-Summer | 0.8668 | 1.6491 | 0 | 0 | Normal |  | 0 | 0 | 1.6491 | 1.6491 | 6 | Off-Peak
2023-02-18 07:00 | 2 | 18 | 7 | Non-Summer | 0.8904 | 1.694 | 0.4526 | 0.4526 | Normal |  | 0 | 0.4526 | 1.2414 | 1.2414 | 6 | Off-Peak
2023-02-18 08:00 | 2 | 18 | 8 | Non-Summer | 0.8926 | 1.6982 | 1.436 | 1.436 | Normal |  | 0 | 1.436 | 0.26222 | 0.26222 | 6 | Off-Peak
2023-02-18 09:00 | 2 | 18 | 9 | Non-Summer | 0.8816 | 1.6773 | 2.8761 | 2.8761 | Normal |  | 1.1988 | 1.6773 | 0 | -1.1988 | 6 | Off-Peak
2023-02-18 10:00 | 2 | 18 | 10 | Non-Summer | 0.868 | 1.6514 | 3.9242 | 3.9242 | Normal |  | 2.2727 | 1.6514 | 0 | -2.2727 | 6 | Off-Peak
2023-02-18 11:00 | 2 | 18 | 11 | Non-Summer | 0.8611 | 1.6383 | 3.1234 | 3.1234 | Normal |  | 1.4851 | 1.6383 | 0 | -1.4851 | 6 | Off-Peak
2023-02-18 12:00 | 2 | 18 | 12 | Non-Summer | 0.8464 | 1.6103 | 5.3684 | 5.3684 | Normal |  | 3.758 | 1.6103 | 0 | -3.758 | 6 | Off-Peak
2023-02-18 13:00 | 2 | 18 | 13 | Non-Summer | 0.8321 | 1.5831 | 4.3806 | 4.3806 | Normal |  | 2.7975 | 1.5831 | 0 | -2.7975 | 6 | Off-Peak
2023-02-18 14:00 | 2 | 18 | 14 | Non-Summer | 0.8257 | 1.5709 | 2.9967 | 2.9967 | Normal |  | 1.4257 | 1.5709 | 0 | -1.4257 | 6 | Off-Peak
2023-02-18 15:00 | 2 | 18 | 15 | Non-Summer | 0.8369 | 1.5923 | 1.4081 | 1.4081 | Normal |  | 0 | 1.4081 | 0.1842 | 0.1842 | 6 | Off-Peak
2023-02-18 16:00 | 2 | 18 | 16 | Non-Summer | 0.8838 | 1.6815 | 0.4845 | 0.4845 | Normal |  | 0 | 0.4845 | 1.197 | 1.197 | 6 | Off-Peak
2023-02-18 17:00 | 2 | 18 | 17 | Non-Summer | 0.9729 | 1.851 | 0 | 0 | Normal |  | 0 | 0 | 1.851 | 1.851 | 6 | Off-Peak
2023-02-18 18:00 | 2 | 18 | 18 | Non-Summer | 1.0197 | 1.94 | 0 | 0 | Normal |  | 0 | 0 | 1.94 | 1.94 | 6 | Off-Peak
2023-02-18 19:00 | 2 | 18 | 19 | Non-Summer | 1.0169 | 1.9347 | 0 | 0 | Normal |  | 0 | 0 | 1.9347 | 1.9347 | 6 | Off-Peak
2023-02-18 20:00 | 2 | 18 | 20 | Non-Summer | 1.003 | 1.9083 | 0 | 0 | Normal |  | 0 | 0 | 1.9083 | 1.9083 | 6 | Off-Peak
2023-02-18 21:00 | 2 | 18 | 21 | Non-Summer | 0.9737 | 1.8525 | 0 | 0 | Normal |  | 0 | 0 | 1.8525 | 1.8525 | 6 | Off-Peak
2023-02-18 22:00 | 2 | 18 | 22 | Non-Summer | 0.9198 | 1.75 | 0 | 0 | Normal |  | 0 | 0 | 1.75 | 1.75 | 6 | Off-Peak
2023-02-18 23:00 | 2 | 18 | 23 | Non-Summer | 0.8524 | 1.6217 | 0 | 0 | Normal |  | 0 | 0 | 1.6217 | 1.6217 | 6 | Off-Peak
2023-02-19 | 2 | 19 | 0 | Non-Summer | 0.7984 | 1.519 | 0 | 0 | Normal |  | 0 | 0 | 1.519 | 1.519 | 7 | Off-Peak
2023-02-19 01:00 | 2 | 19 | 1 | Non-Summer | 0.761 | 1.4479 | 0 | 0 | Normal |  | 0 | 0 | 1.4479 | 1.4479 | 7 | Off-Peak
2023-02-19 02:00 | 2 | 19 | 2 | Non-Summer | 0.7371 | 1.4024 | 0 | 0 | Normal |  | 0 | 0 | 1.4024 | 1.4024 | 7 | Off-Peak
2023-02-19 03:00 | 2 | 19 | 3 | Non-Summer | 0.7228 | 1.3752 | 0 | 0 | Normal |  | 0 | 0 | 1.3752 | 1.3752 | 7 | Off-Peak
2023-02-19 04:00 | 2 | 19 | 4 | Non-Summer | 0.7211 | 1.3719 | 0 | 0 | Normal |  | 0 | 0 | 1.3719 | 1.3719 | 7 | Off-Peak
2023-02-19 05:00 | 2 | 19 | 5 | Non-Summer | 0.7339 | 1.3963 | 0 | 0 | Normal |  | 0 | 0 | 1.3963 | 1.3963 | 7 | Off-Peak
2023-02-19 06:00 | 2 | 19 | 6 | Non-Summer | 0.7617 | 1.4492 | 0 | 0 | Normal |  | 0 | 0 | 1.4492 | 1.4492 | 7 | Off-Peak
2023-02-19 07:00 | 2 | 19 | 7 | Non-Summer | 0.792 | 1.5068 | 0.79189 | 0.79189 | Normal |  | 0 | 0.79189 | 0.71494 | 0.71494 | 7 | Off-Peak
2023-02-19 08:00 | 2 | 19 | 8 | Non-Summer | 0.8018 | 1.5255 | 2.52 | 2.52 | Normal |  | 0.99451 | 1.5255 | 0 | -0.99451 | 7 | Off-Peak
2023-02-19 09:00 | 2 | 19 | 9 | Non-Summer | 0.8064 | 1.5342 | 4.1307 | 4.1307 | Normal |  | 2.5964 | 1.5342 | 0 | -2.5964 | 7 | Off-Peak
2023-02-19 10:00 | 2 | 19 | 10 | Non-Summer | 0.8051 | 1.5318 | 5.3896 | 5.3896 | Normal |  | 3.8579 | 1.5318 | 0 | -3.8579 | 7 | Off-Peak
2023-02-19 11:00 | 2 | 19 | 11 | Non-Summer | 0.8038 | 1.5293 | 6.1547 | 6.1547 | Normal |  | 4.6254 | 1.5293 | 0 | -4.6254 | 7 | Off-Peak
2023-02-19 12:00 | 2 | 19 | 12 | Non-Summer | 0.7987 | 1.5196 | 6.2969 | 6.2969 | Normal |  | 4.7774 | 1.5196 | 0 | -4.7774 | 7 | Off-Peak
2023-02-19 13:00 | 2 | 19 | 13 | Non-Summer | 0.7865 | 1.4964 | 3.6325 | 3.6325 | Normal |  | 2.1361 | 1.4964 | 0 | -2.1361 | 7 | Off-Peak
2023-02-19 14:00 | 2 | 19 | 14 | Non-Summer | 0.7762 | 1.4768 | 0.42622 | 0.42622 | Normal |  | 0 | 0.42622 | 1.0506 | 1.0506 | 7 | Off-Peak
2023-02-19 15:00 | 2 | 19 | 15 | Non-Summer | 0.7803 | 1.4846 | 0.10359 | 0.10359 | Normal |  | 0 | 0.10359 | 1.381 | 1.381 | 7 | Off-Peak
2023-02-19 16:00 | 2 | 19 | 16 | Non-Summer | 0.8188 | 1.5578 | 1.2448 | 1.2448 | Normal |  | 0 | 1.2448 | 0.313 | 0.313 | 7 | Off-Peak
2023-02-19 17:00 | 2 | 19 | 17 | Non-Summer | 0.9221 | 1.7544 | 0 | 0 | Normal |  | 0 | 0 | 1.7544 | 1.7544 | 7 | Off-Peak
2023-02-19 18:00 | 2 | 19 | 18 | Non-Summer | 0.9979 | 1.8986 | 0 | 0 | Normal |  | 0 | 0 | 1.8986 | 1.8986 | 7 | Off-Peak
2023-02-19 19:00 | 2 | 19 | 19 | Non-Summer | 1.0022 | 1.9067 | 0 | 0 | Normal |  | 0 | 0 | 1.9067 | 1.9067 | 7 | Off-Peak
2023-02-19 20:00 | 2 | 19 | 20 | Non-Summer | 0.9883 | 1.8803 | 0 | 0 | Normal |  | 0 | 0 | 1.8803 | 1.8803 | 7 | Off-Peak
2023-02-19 21:00 | 2 | 19 | 21 | Non-Summer | 0.9478 | 1.8032 | 0 | 0 | Normal |  | 0 | 0 | 1.8032 | 1.8032 | 7 | Off-Peak
2023-02-19 22:00 | 2 | 19 | 22 | Non-Summer | 0.8725 | 1.66 | 0 | 0 | Normal |  | 0 | 0 | 1.66 | 1.66 | 7 | Off-Peak
2023-02-19 23:00 | 2 | 19 | 23 | Non-Summer | 0.797 | 1.5163 | 0 | 0 | Normal |  | 0 | 0 | 1.5163 | 1.5163 | 7 | Off-Peak
2023-02-20 | 2 | 20 | 0 | Non-Summer | 0.748 | 1.4231 | 0 | 0 | Normal |  | 0 | 0 | 1.4231 | 1.4231 | 1 | Off-Peak
2023-02-20 01:00 | 2 | 20 | 1 | Non-Summer | 0.7197 | 1.3693 | 0 | 0 | Normal |  | 0 | 0 | 1.3693 | 1.3693 | 1 | Off-Peak
2023-02-20 02:00 | 2 | 20 | 2 | Non-Summer | 0.7077 | 1.3464 | 0 | 0 | Normal |  | 0 | 0 | 1.3464 | 1.3464 | 1 | Off-Peak
2023-02-20 03:00 | 2 | 20 | 3 | Non-Summer | 0.7078 | 1.3466 | 0 | 0 | Normal |  | 0 | 0 | 1.3466 | 1.3466 | 1 | Off-Peak
2023-02-20 04:00 | 2 | 20 | 4 | Non-Summer | 0.7238 | 1.3771 | 0 | 0 | Normal |  | 0 | 0 | 1.3771 | 1.3771 | 1 | Off-Peak
2023-02-20 05:00 | 2 | 20 | 5 | Non-Summer | 0.7582 | 1.4425 | 0 | 0 | Normal |  | 0 | 0 | 1.4425 | 1.4425 | 1 | Off-Peak
2023-02-20 06:00 | 2 | 20 | 6 | Non-Summer | 0.7984 | 1.519 | 0 | 0 | Normal |  | 0 | 0 | 1.519 | 1.519 | 1 | Peak
2023-02-20 07:00 | 2 | 20 | 7 | Non-Summer | 0.8145 | 1.5496 | 1.1359 | 1.1359 | Normal |  | 0 | 1.1359 | 0.41377 | 0.41377 | 1 | Peak
2023-02-20 08:00 | 2 | 20 | 8 | Non-Summer | 0.8072 | 1.5357 | 3.1126 | 3.1126 | Normal |  | 1.5769 | 1.5357 | 0 | -1.5769 | 1 | Peak
2023-02-20 09:00 | 2 | 20 | 9 | Non-Summer | 0.7929 | 1.5085 | 4.5955 | 4.5955 | Normal |  | 3.087 | 1.5085 | 0 | -3.087 | 1 | Peak
2023-02-20 10:00 | 2 | 20 | 10 | Non-Summer | 0.7871 | 1.4975 | 3.64 | 3.64 | Normal |  | 2.1425 | 1.4975 | 0 | -2.1425 | 1 | Peak
2023-02-20 11:00 | 2 | 20 | 11 | Non-Summer | 0.7843 | 1.4922 | 6.0182 | 6.0182 | Normal |  | 4.526 | 1.4922 | 4.4409e-16 | -4.526 | 1 | Peak
2023-02-20 12:00 | 2 | 20 | 12 | Non-Summer | 0.7752 | 1.4749 | 6.036 | 6.036 | Normal |  | 4.5612 | 1.4749 | 0 | -4.5612 | 1 | Peak
2023-02-20 13:00 | 2 | 20 | 13 | Non-Summer | 0.7519 | 1.4305 | 5.5654 | 5.5654 | Normal |  | 4.1348 | 1.4305 | 0 | -4.1348 | 1 | Peak
2023-02-20 14:00 | 2 | 20 | 14 | Non-Summer | 0.74 | 1.4079 | 4.6353 | 4.6353 | Normal |  | 3.2274 | 1.4079 | 2.2204e-16 | -3.2274 | 1 | Peak
2023-02-20 15:00 | 2 | 20 | 15 | Non-Summer | 0.7524 | 1.4315 | 3.2003 | 3.2003 | Normal |  | 1.7688 | 1.4315 | 0 | -1.7688 | 1 | Peak
2023-02-20 16:00 | 2 | 20 | 16 | Non-Summer | 0.8053 | 1.5321 | 1.2919 | 1.2919 | Normal |  | 0 | 1.2919 | 0.2402 | 0.2402 | 1 | Peak
2023-02-20 17:00 | 2 | 20 | 17 | Non-Summer | 0.931 | 1.7713 | 0 | 0 | Normal |  | 0 | 0 | 1.7713 | 1.7713 | 1 | Peak
2023-02-20 18:00 | 2 | 20 | 18 | Non-Summer | 1.0229 | 1.9461 | 0 | 0 | Normal |  | 0 | 0 | 1.9461 | 1.9461 | 1 | Peak
2023-02-20 19:00 | 2 | 20 | 19 | Non-Summer | 1.0308 | 1.9612 | 0 | 0 | Normal |  | 0 | 0 | 1.9612 | 1.9612 | 1 | Peak
2023-02-20 20:00 | 2 | 20 | 20 | Non-Summer | 1.0133 | 1.9279 | 0 | 0 | Normal |  | 0 | 0 | 1.9279 | 1.9279 | 1 | Peak
2023-02-20 21:00 | 2 | 20 | 21 | Non-Summer | 0.9601 | 1.8267 | 0 | 0 | Normal |  | 0 | 0 | 1.8267 | 1.8267 | 1 | Peak
2023-02-20 22:00 | 2 | 20 | 22 | Non-Summer | 0.871 | 1.6571 | 0 | 0 | Normal |  | 0 | 0 | 1.6571 | 1.6571 | 1 | Off-Peak
2023-02-20 23:00 | 2 | 20 | 23 | Non-Summer | 0.7882 | 1.4996 | 0 | 0 | Normal |  | 0 | 0 | 1.4996 | 1.4996 | 1 | Off-Peak
2023-02-21 | 2 | 21 | 0 | Non-Summer | 0.7381 | 1.4043 | 0 | 0 | Normal |  | 0 | 0 | 1.4043 | 1.4043 | 2 | Off-Peak
2023-02-21 01:00 | 2 | 21 | 1 | Non-Summer | 0.7101 | 1.351 | 0 | 0 | Normal |  | 0 | 0 | 1.351 | 1.351 | 2 | Off-Peak
2023-02-21 02:00 | 2 | 21 | 2 | Non-Summer | 0.7022 | 1.336 | 0 | 0 | Normal |  | 0 | 0 | 1.336 | 1.336 | 2 | Off-Peak
2023-02-21 03:00 | 2 | 21 | 3 | Non-Summer | 0.7095 | 1.3499 | 0 | 0 | Normal |  | 0 | 0 | 1.3499 | 1.3499 | 2 | Off-Peak
2023-02-21 04:00 | 2 | 21 | 4 | Non-Summer | 0.7368 | 1.4018 | 0 | 0 | Normal |  | 0 | 0 | 1.4018 | 1.4018 | 2 | Off-Peak
2023-02-21 05:00 | 2 | 21 | 5 | Non-Summer | 0.7894 | 1.5019 | 0 | 0 | Normal |  | 0 | 0 | 1.5019 | 1.5019 | 2 | Off-Peak
2023-02-21 06:00 | 2 | 21 | 6 | Non-Summer | 0.8643 | 1.6444 | 0 | 0 | Normal |  | 0 | 0 | 1.6444 | 1.6444 | 2 | Peak
2023-02-21 07:00 | 2 | 21 | 7 | Non-Summer | 0.8674 | 1.6503 | 0.48487 | 0.48487 | Normal |  | 0 | 0.48487 | 1.1654 | 1.1654 | 2 | Peak
2023-02-21 08:00 | 2 | 21 | 8 | Non-Summer | 0.8224 | 1.5647 | 1.5357 | 1.5357 | Normal |  | 0 | 1.5357 | 0.028969 | 0.028969 | 2 | Peak
2023-02-21 09:00 | 2 | 21 | 9 | Non-Summer | 0.8006 | 1.5232 | 1.5844 | 1.5844 | Normal |  | 0.061234 | 1.5232 | 0 | -0.061234 | 2 | Peak
2023-02-21 10:00 | 2 | 21 | 10 | Non-Summer | 0.7874 | 1.4981 | 2.0572 | 2.0572 | Normal |  | 0.55908 | 1.4981 | 0 | -0.55908 | 2 | Peak
2023-02-21 11:00 | 2 | 21 | 11 | Non-Summer | 0.7725 | 1.4697 | 1.3766 | 1.3766 | Normal |  | 0 | 1.3766 | 0.093154 | 0.093154 | 2 | Peak
2023-02-21 12:00 | 2 | 21 | 12 | Non-Summer | 0.7554 | 1.4372 | 2.2028 | 2.2028 | Normal |  | 0.7656 | 1.4372 | 0 | -0.7656 | 2 | Peak
2023-02-21 13:00 | 2 | 21 | 13 | Non-Summer | 0.7487 | 1.4244 | 2.0152 | 2.0152 | Normal |  | 0.59071 | 1.4244 | 0 | -0.59071 | 2 | Peak
2023-02-21 14:00 | 2 | 21 | 14 | Non-Summer | 0.7583 | 1.4427 | 1.4045 | 1.4045 | Normal |  | 0 | 1.4045 | 0.038197 | 0.038197 | 2 | Peak
2023-02-21 15:00 | 2 | 21 | 15 | Non-Summer | 0.7976 | 1.5175 | 3.1632 | 3.1632 | Normal |  | 1.6457 | 1.5175 | 0 | -1.6457 | 2 | Peak
2023-02-21 16:00 | 2 | 21 | 16 | Non-Summer | 0.8852 | 1.6841 | 1.2851 | 1.2851 | Normal |  | 0 | 1.2851 | 0.39903 | 0.39903 | 2 | Peak
2023-02-21 17:00 | 2 | 21 | 17 | Non-Summer | 1.007 | 1.9159 | 0 | 0 | Normal |  | 0 | 0 | 1.9159 | 1.9159 | 2 | Peak
2023-02-21 18:00 | 2 | 21 | 18 | Non-Summer | 1.0742 | 2.0437 | 0 | 0 | Normal |  | 0 | 0 | 2.0437 | 2.0437 | 2 | Peak
2023-02-21 19:00 | 2 | 21 | 19 | Non-Summer | 1.0766 | 2.0483 | 0 | 0 | Normal |  | 0 | 0 | 2.0483 | 2.0483 | 2 | Peak
2023-02-21 20:00 | 2 | 21 | 20 | Non-Summer | 1.0571 | 2.0112 | 0 | 0 | Normal |  | 0 | 0 | 2.0112 | 2.0112 | 2 | Peak
2023-02-21 21:00 | 2 | 21 | 21 | Non-Summer | 1.003 | 1.9083 | 0 | 0 | Normal |  | 0 | 0 | 1.9083 | 1.9083 | 2 | Peak
2023-02-21 22:00 | 2 | 21 | 22 | Non-Summer | 0.9135 | 1.738 | 0 | 0 | Normal |  | 0 | 0 | 1.738 | 1.738 | 2 | Off-Peak
2023-02-21 23:00 | 2 | 21 | 23 | Non-Summer | 0.8326 | 1.5841 | 0 | 0 | Normal |  | 0 | 0 | 1.5841 | 1.5841 | 2 | Off-Peak
2023-02-22 | 2 | 22 | 0 | Non-Summer | 0.7829 | 1.4895 | 0 | 0 | Normal |  | 0 | 0 | 1.4895 | 1.4895 | 3 | Off-Peak
2023-02-22 01:00 | 2 | 22 | 1 | Non-Summer | 0.753 | 1.4326 | 0 | 0 | Normal |  | 0 | 0 | 1.4326 | 1.4326 | 3 | Off-Peak
2023-02-22 02:00 | 2 | 22 | 2 | Non-Summer | 0.7384 | 1.4049 | 0 | 0 | Normal |  | 0 | 0 | 1.4049 | 1.4049 | 3 | Off-Peak
2023-02-22 03:00 | 2 | 22 | 3 | Non-Summer | 0.7347 | 1.3978 | 0 | 0 | Normal |  | 0 | 0 | 1.3978 | 1.3978 | 3 | Off-Peak
2023-02-22 04:00 | 2 | 22 | 4 | Non-Summer | 0.7481 | 1.4233 | 0 | 0 | Normal |  | 0 | 0 | 1.4233 | 1.4233 | 3 | Off-Peak
2023-02-22 05:00 | 2 | 22 | 5 | Non-Summer | 0.7826 | 1.4889 | 0 | 0 | Normal |  | 0 | 0 | 1.4889 | 1.4889 | 3 | Off-Peak
2023-02-22 06:00 | 2 | 22 | 6 | Non-Summer | 0.8402 | 1.5985 | 0 | 0 | Normal |  | 0 | 0 | 1.5985 | 1.5985 | 3 | Peak
2023-02-22 07:00 | 2 | 22 | 7 | Non-Summer | 0.8724 | 1.6598 | 0.86718 | 0.86718 | Normal |  | 0 | 0.86718 | 0.79262 | 0.79262 | 3 | Peak
2023-02-22 08:00 | 2 | 22 | 8 | Non-Summer | 0.8642 | 1.6442 | 2.3973 | 2.3973 | Normal |  | 0.75306 | 1.6442 | 0 | -0.75306 | 3 | Peak
2023-02-22 09:00 | 2 | 22 | 9 | Non-Summer | 0.869 | 1.6533 | 4.5434 | 4.5434 | Normal |  | 2.8901 | 1.6533 | 0 | -2.8901 | 3 | Peak
2023-02-22 10:00 | 2 | 22 | 10 | Non-Summer | 0.881 | 1.6762 | 5.5126 | 5.5126 | Normal |  | 3.8364 | 1.6762 | 0 | -3.8364 | 3 | Peak
2023-02-22 11:00 | 2 | 22 | 11 | Non-Summer | 0.8957 | 1.7041 | 3.5544 | 3.5544 | Normal |  | 1.8503 | 1.7041 | 0 | -1.8503 | 3 | Peak
2023-02-22 12:00 | 2 | 22 | 12 | Non-Summer | 0.9093 | 1.73 | 4.1419 | 4.1419 | Normal |  | 2.4119 | 1.73 | 0 | -2.4119 | 3 | Peak
2023-02-22 13:00 | 2 | 22 | 13 | Non-Summer | 0.9213 | 1.7528 | 3.4555 | 3.4555 | Normal |  | 1.7027 | 1.7528 | 0 | -1.7027 | 3 | Peak
2023-02-22 14:00 | 2 | 22 | 14 | Non-Summer | 0.9349 | 1.7787 | 3.1162 | 3.1162 | Normal |  | 1.3375 | 1.7787 | 0 | -1.3375 | 3 | Peak
2023-02-22 15:00 | 2 | 22 | 15 | Non-Summer | 0.9766 | 1.858 | 3.1444 | 3.1444 | Normal |  | 1.2863 | 1.858 | 0 | -1.2863 | 3 | Peak
2023-02-22 16:00 | 2 | 22 | 16 | Non-Summer | 1.0385 | 1.9758 | 1.2834 | 1.2834 | Normal |  | 0 | 1.2834 | 0.69244 | 0.69244 | 3 | Peak
2023-02-22 17:00 | 2 | 22 | 17 | Non-Summer | 1.0971 | 2.0873 | 0 | 0 | Normal |  | 0 | 0 | 2.0873 | 2.0873 | 3 | Peak
2023-02-22 18:00 | 2 | 22 | 18 | Non-Summer | 1.1083 | 2.1086 | 0 | 0 | Normal |  | 0 | 0 | 2.1086 | 2.1086 | 3 | Peak
2023-02-22 19:00 | 2 | 22 | 19 | Non-Summer | 1.0835 | 2.0614 | 0 | 0 | Normal |  | 0 | 0 | 2.0614 | 2.0614 | 3 | Peak
2023-02-22 20:00 | 2 | 22 | 20 | Non-Summer | 1.0546 | 2.0064 | 0 | 0 | Normal |  | 0 | 0 | 2.0064 | 2.0064 | 3 | Peak
2023-02-22 21:00 | 2 | 22 | 21 | Non-Summer | 0.9916 | 1.8866 | 0 | 0 | Normal |  | 0 | 0 | 1.8866 | 1.8866 | 3 | Peak
2023-02-22 22:00 | 2 | 22 | 22 | Non-Summer | 0.898 | 1.7085 | 0 | 0 | Normal |  | 0 | 0 | 1.7085 | 1.7085 | 3 | Off-Peak
2023-02-22 23:00 | 2 | 22 | 23 | Non-Summer | 0.8129 | 1.5466 | 0 | 0 | Normal |  | 0 | 0 | 1.5466 | 1.5466 | 3 | Off-Peak
2023-02-23 | 2 | 23 | 0 | Non-Summer | 0.7607 | 1.4473 | 0 | 0 | Normal |  | 0 | 0 | 1.4473 | 1.4473 | 4 | Off-Peak
2023-02-23 01:00 | 2 | 23 | 1 | Non-Summer | 0.7288 | 1.3866 | 0 | 0 | Normal |  | 0 | 0 | 1.3866 | 1.3866 | 4 | Off-Peak
2023-02-23 02:00 | 2 | 23 | 2 | Non-Summer | 0.712 | 1.3546 | 0 | 0 | Normal |  | 0 | 0 | 1.3546 | 1.3546 | 4 | Off-Peak
2023-02-23 03:00 | 2 | 23 | 3 | Non-Summer | 0.7052 | 1.3417 | 0 | 0 | Normal |  | 0 | 0 | 1.3417 | 1.3417 | 4 | Off-Peak
2023-02-23 04:00 | 2 | 23 | 4 | Non-Summer | 0.7124 | 1.3554 | 0 | 0 | Normal |  | 0 | 0 | 1.3554 | 1.3554 | 4 | Off-Peak
2023-02-23 05:00 | 2 | 23 | 5 | Non-Summer | 0.7431 | 1.4138 | 0 | 0 | Normal |  | 0 | 0 | 1.4138 | 1.4138 | 4 | Off-Peak
2023-02-23 06:00 | 2 | 23 | 6 | Non-Summer | 0.7969 | 1.5162 | 0 | 0 | Normal |  | 0 | 0 | 1.5162 | 1.5162 | 4 | Peak
2023-02-23 07:00 | 2 | 23 | 7 | Non-Summer | 0.8093 | 1.5397 | 0.80103 | 0.80103 | Normal |  | 0 | 0.80103 | 0.73872 | 0.73872 | 4 | Peak
2023-02-23 08:00 | 2 | 23 | 8 | Non-Summer | 0.7867 | 1.4967 | 2.2975 | 2.2975 | Normal |  | 0.8008 | 1.4967 | 0 | -0.8008 | 4 | Peak
2023-02-23 09:00 | 2 | 23 | 9 | Non-Summer | 0.7917 | 1.5063 | 3.355 | 3.355 | Normal |  | 1.8487 | 1.5063 | 0 | -1.8487 | 4 | Peak
2023-02-23 10:00 | 2 | 23 | 10 | Non-Summer | 0.7957 | 1.5139 | 4.1821 | 4.1821 | Normal |  | 2.6682 | 1.5139 | 0 | -2.6682 | 4 | Peak
2023-02-23 11:00 | 2 | 23 | 11 | Non-Summer | 0.802 | 1.5259 | 5.9833 | 5.9833 | Normal |  | 4.4574 | 1.5259 | 4.4409e-16 | -4.4574 | 4 | Peak
2023-02-23 12:00 | 2 | 23 | 12 | Non-Summer | 0.8064 | 1.5342 | 5.0829 | 5.0829 | Normal |  | 3.5487 | 1.5342 | 0 | -3.5487 | 4 | Peak
2023-02-23 13:00 | 2 | 23 | 13 | Non-Summer | 0.8155 | 1.5515 | 5.6054 | 5.6054 | Normal |  | 4.0538 | 1.5515 | 0 | -4.0538 | 4 | Peak
2023-02-23 14:00 | 2 | 23 | 14 | Non-Summer | 0.8354 | 1.5894 | 4.6502 | 4.6502 | Normal |  | 3.0608 | 1.5894 | 2.2204e-16 | -3.0608 | 4 | Peak
2023-02-23 15:00 | 2 | 23 | 15 | Non-Summer | 0.878 | 1.6705 | 3.2269 | 3.2269 | Normal |  | 1.5564 | 1.6705 | 0 | -1.5564 | 4 | Peak
2023-02-23 16:00 | 2 | 23 | 16 | Non-Summer | 0.9459 | 1.7996 | 1.3254 | 1.3254 | Normal |  | 0 | 1.3254 | 0.47421 | 0.47421 | 4 | Peak
2023-02-23 17:00 | 2 | 23 | 17 | Non-Summer | 1.0415 | 1.9815 | 0 | 0 | Normal |  | 0 | 0 | 1.9815 | 1.9815 | 4 | Peak
2023-02-23 18:00 | 2 | 23 | 18 | Non-Summer | 1.1178 | 2.1267 | 0 | 0 | Normal |  | 0 | 0 | 2.1267 | 2.1267 | 4 | Peak
2023-02-23 19:00 | 2 | 23 | 19 | Non-Summer | 1.1303 | 2.1505 | 0 | 0 | Normal |  | 0 | 0 | 2.1505 | 2.1505 | 4 | Peak
2023-02-23 20:00 | 2 | 23 | 20 | Non-Summer | 1.1214 | 2.1335 | 0 | 0 | Normal |  | 0 | 0 | 2.1335 | 2.1335 | 4 | Peak
2023-02-23 21:00 | 2 | 23 | 21 | Non-Summer | 1.075 | 2.0453 | 0 | 0 | Normal |  | 0 | 0 | 2.0453 | 2.0453 | 4 | Peak
2023-02-23 22:00 | 2 | 23 | 22 | Non-Summer | 0.9899 | 1.8833 | 0 | 0 | Normal |  | 0 | 0 | 1.8833 | 1.8833 | 4 | Off-Peak
2023-02-23 23:00 | 2 | 23 | 23 | Non-Summer | 0.9088 | 1.729 | 0 | 0 | Normal |  | 0 | 0 | 1.729 | 1.729 | 4 | Off-Peak
2023-02-24 | 2 | 24 | 0 | Non-Summer | 0.8608 | 1.6377 | 0 | 0 | Normal |  | 0 | 0 | 1.6377 | 1.6377 | 5 | Off-Peak
2023-02-24 01:00 | 2 | 24 | 1 | Non-Summer | 0.8328 | 1.5845 | 0 | 0 | Normal |  | 0 | 0 | 1.5845 | 1.5845 | 5 | Off-Peak
2023-02-24 02:00 | 2 | 24 | 2 | Non-Summer | 0.8217 | 1.5633 | 0 | 0 | Normal |  | 0 | 0 | 1.5633 | 1.5633 | 5 | Off-Peak
2023-02-24 03:00 | 2 | 24 | 3 | Non-Summer | 0.8201 | 1.5603 | 0 | 0 | Normal |  | 0 | 0 | 1.5603 | 1.5603 | 5 | Off-Peak
2023-02-24 04:00 | 2 | 24 | 4 | Non-Summer | 0.833 | 1.5848 | 0 | 0 | Normal |  | 0 | 0 | 1.5848 | 1.5848 | 5 | Off-Peak
2023-02-24 05:00 | 2 | 24 | 5 | Non-Summer | 0.869 | 1.6533 | 0 | 0 | Normal |  | 0 | 0 | 1.6533 | 1.6533 | 5 | Off-Peak
2023-02-24 06:00 | 2 | 24 | 6 | Non-Summer | 0.9247 | 1.7593 | 0 | 0 | Normal |  | 0 | 0 | 1.7593 | 1.7593 | 5 | Peak
2023-02-24 07:00 | 2 | 24 | 7 | Non-Summer | 0.9272 | 1.7641 | 0.14663 | 0.14663 | Normal |  | 0 | 0.14663 | 1.6174 | 1.6174 | 5 | Peak
2023-02-24 08:00 | 2 | 24 | 8 | Non-Summer | 0.8907 | 1.6946 | 0.45206 | 0.45206 | Normal |  | 0 | 0.45206 | 1.2426 | 1.2426 | 5 | Peak
2023-02-24 09:00 | 2 | 24 | 9 | Non-Summer | 0.8605 | 1.6372 | 0.075278 | 0.075278 | Normal |  | 0 | 0.075278 | 1.5619 | 1.5619 | 5 | Peak
2023-02-24 10:00 | 2 | 24 | 10 | Non-Summer | 0.8394 | 1.597 | 0.29785 | 0.29785 | Normal |  | 0 | 0.29785 | 1.2992 | 1.2992 | 5 | Peak
2023-02-24 11:00 | 2 | 24 | 11 | Non-Summer | 0.8271 | 1.5736 | 0.83439 | 0.83439 | Normal |  | 0 | 0.83439 | 0.73922 | 0.73922 | 5 | Peak
2023-02-24 12:00 | 2 | 24 | 12 | Non-Summer | 0.8176 | 1.5555 | 0.5943 | 0.5943 | Normal |  | 0 | 0.5943 | 0.96123 | 0.96123 | 5 | Peak
2023-02-24 13:00 | 2 | 24 | 13 | Non-Summer | 0.806 | 1.5335 | 1.0109 | 1.0109 | Normal |  | 0 | 1.0109 | 0.52256 | 0.52256 | 5 | Peak
2023-02-24 14:00 | 2 | 24 | 14 | Non-Summer | 0.8111 | 1.5432 | 0.439 | 0.439 | Normal |  | 0 | 0.439 | 1.1042 | 1.1042 | 5 | Peak
2023-02-24 15:00 | 2 | 24 | 15 | Non-Summer | 0.8547 | 1.6261 | 0.34439 | 0.34439 | Normal |  | 0 | 0.34439 | 1.2817 | 1.2817 | 5 | Peak
2023-02-24 16:00 | 2 | 24 | 16 | Non-Summer | 0.9269 | 1.7635 | 0.12787 | 0.12787 | Normal |  | 0 | 0.12787 | 1.6356 | 1.6356 | 5 | Peak
2023-02-24 17:00 | 2 | 24 | 17 | Non-Summer | 1.0244 | 1.949 | 0 | 0 | Normal |  | 0 | 0 | 1.949 | 1.949 | 5 | Peak
2023-02-24 18:00 | 2 | 24 | 18 | Non-Summer | 1.0926 | 2.0787 | 0 | 0 | Normal |  | 0 | 0 | 2.0787 | 2.0787 | 5 | Peak
2023-02-24 19:00 | 2 | 24 | 19 | Non-Summer | 1.095 | 2.0833 | 0 | 0 | Normal |  | 0 | 0 | 2.0833 | 2.0833 | 5 | Peak
2023-02-24 20:00 | 2 | 24 | 20 | Non-Summer | 1.0851 | 2.0645 | 0 | 0 | Normal |  | 0 | 0 | 2.0645 | 2.0645 | 5 | Peak
2023-02-24 21:00 | 2 | 24 | 21 | Non-Summer | 1.0539 | 2.0051 | 0 | 0 | Normal |  | 0 | 0 | 2.0051 | 2.0051 | 5 | Peak
2023-02-24 22:00 | 2 | 24 | 22 | Non-Summer | 0.9904 | 1.8843 | 0 | 0 | Normal |  | 0 | 0 | 1.8843 | 1.8843 | 5 | Off-Peak
2023-02-24 23:00 | 2 | 24 | 23 | Non-Summer | 0.9173 | 1.7452 | 0 | 0 | Normal |  | 0 | 0 | 1.7452 | 1.7452 | 5 | Off-Peak
2023-02-25 | 2 | 25 | 0 | Non-Summer | 0.864 | 1.6438 | 0 | 0 | Normal |  | 0 | 0 | 1.6438 | 1.6438 | 6 | Off-Peak
2023-02-25 01:00 | 2 | 25 | 1 | Non-Summer | 0.8258 | 1.5711 | 0 | 0 | Normal |  | 0 | 0 | 1.5711 | 1.5711 | 6 | Off-Peak
2023-02-25 02:00 | 2 | 25 | 2 | Non-Summer | 0.798 | 1.5182 | 0 | 0 | Normal |  | 0 | 0 | 1.5182 | 1.5182 | 6 | Off-Peak
2023-02-25 03:00 | 2 | 25 | 3 | Non-Summer | 0.7815 | 1.4869 | 0 | 0 | Normal |  | 0 | 0 | 1.4869 | 1.4869 | 6 | Off-Peak
2023-02-25 04:00 | 2 | 25 | 4 | Non-Summer | 0.7791 | 1.4823 | 0 | 0 | Normal |  | 0 | 0 | 1.4823 | 1.4823 | 6 | Off-Peak
2023-02-25 05:00 | 2 | 25 | 5 | Non-Summer | 0.7925 | 1.5078 | 0 | 0 | Normal |  | 0 | 0 | 1.5078 | 1.5078 | 6 | Off-Peak
2023-02-25 06:00 | 2 | 25 | 6 | Non-Summer | 0.8228 | 1.5654 | 0 | 0 | Normal |  | 0 | 0 | 1.5654 | 1.5654 | 6 | Off-Peak
2023-02-25 07:00 | 2 | 25 | 7 | Non-Summer | 0.862 | 1.64 | 0.45072 | 0.45072 | Normal |  | 0 | 0.45072 | 1.1893 | 1.1893 | 6 | Off-Peak
2023-02-25 08:00 | 2 | 25 | 8 | Non-Summer | 0.8895 | 1.6923 | 1.2751 | 1.2751 | Normal |  | 0 | 1.2751 | 0.41722 | 0.41722 | 6 | Off-Peak
2023-02-25 09:00 | 2 | 25 | 9 | Non-Summer | 0.9095 | 1.7304 | 2.9253 | 2.9253 | Normal |  | 1.1949 | 1.7304 | 0 | -1.1949 | 6 | Off-Peak
2023-02-25 10:00 | 2 | 25 | 10 | Non-Summer | 0.9116 | 1.7344 | 4.5002 | 4.5002 | Normal |  | 2.7658 | 1.7344 | 0 | -2.7658 | 6 | Off-Peak
2023-02-25 11:00 | 2 | 25 | 11 | Non-Summer | 0.8983 | 1.7091 | 4.3899 | 4.3899 | Normal |  | 2.6808 | 1.7091 | 2.2204e-16 | -2.6808 | 6 | Off-Peak
2023-02-25 12:00 | 2 | 25 | 12 | Non-Summer | 0.8775 | 1.6695 | 3.3545 | 3.3545 | Normal |  | 1.685 | 1.6695 | 0 | -1.685 | 6 | Off-Peak
2023-02-25 13:00 | 2 | 25 | 13 | Non-Summer | 0.8564 | 1.6294 | 2.9569 | 2.9569 | Normal |  | 1.3276 | 1.6294 | 0 | -1.3276 | 6 | Off-Peak
2023-02-25 14:00 | 2 | 25 | 14 | Non-Summer | 0.8405 | 1.5991 | 1.6168 | 1.6168 | Normal |  | 0.01765 | 1.5991 | 0 | -0.01765 | 6 | Off-Peak
2023-02-25 15:00 | 2 | 25 | 15 | Non-Summer | 0.841 | 1.6001 | 0.78163 | 0.78163 | Normal |  | 0 | 0.78163 | 0.81842 | 0.81842 | 6 | Off-Peak
2023-02-25 16:00 | 2 | 25 | 16 | Non-Summer | 0.8724 | 1.6598 | 0.32525 | 0.32525 | Normal |  | 0 | 0.32525 | 1.3345 | 1.3345 | 6 | Off-Peak
2023-02-25 17:00 | 2 | 25 | 17 | Non-Summer | 0.9643 | 1.8346 | 0 | 0 | Normal |  | 0 | 0 | 1.8346 | 1.8346 | 6 | Off-Peak
2023-02-25 18:00 | 2 | 25 | 18 | Non-Summer | 1.0428 | 1.984 | 0 | 0 | Normal |  | 0 | 0 | 1.984 | 1.984 | 6 | Off-Peak
2023-02-25 19:00 | 2 | 25 | 19 | Non-Summer | 1.045 | 1.9882 | 0 | 0 | Normal |  | 0 | 0 | 1.9882 | 1.9882 | 6 | Off-Peak
2023-02-25 20:00 | 2 | 25 | 20 | Non-Summer | 1.0338 | 1.9669 | 0 | 0 | Normal |  | 0 | 0 | 1.9669 | 1.9669 | 6 | Off-Peak
2023-02-25 21:00 | 2 | 25 | 21 | Non-Summer | 1.0088 | 1.9193 | 0 | 0 | Normal |  | 0 | 0 | 1.9193 | 1.9193 | 6 | Off-Peak
2023-02-25 22:00 | 2 | 25 | 22 | Non-Summer | 0.9539 | 1.8149 | 0 | 0 | Normal |  | 0 | 0 | 1.8149 | 1.8149 | 6 | Off-Peak
2023-02-25 23:00 | 2 | 25 | 23 | Non-Summer | 0.8875 | 1.6885 | 0 | 0 | Normal |  | 0 | 0 | 1.6885 | 1.6885 | 6 | Off-Peak
2023-02-26 | 2 | 26 | 0 | Non-Summer | 0.8341 | 1.5869 | 0 | 0 | Normal |  | 0 | 0 | 1.5869 | 1.5869 | 7 | Off-Peak
2023-02-26 01:00 | 2 | 26 | 1 | Non-Summer | 0.7976 | 1.5175 | 0 | 0 | Normal |  | 0 | 0 | 1.5175 | 1.5175 | 7 | Off-Peak
2023-02-26 02:00 | 2 | 26 | 2 | Non-Summer | 0.7751 | 1.4747 | 0 | 0 | Normal |  | 0 | 0 | 1.4747 | 1.4747 | 7 | Off-Peak
2023-02-26 03:00 | 2 | 26 | 3 | Non-Summer | 0.7631 | 1.4518 | 0 | 0 | Normal |  | 0 | 0 | 1.4518 | 1.4518 | 7 | Off-Peak
2023-02-26 04:00 | 2 | 26 | 4 | Non-Summer | 0.7624 | 1.4505 | 0 | 0 | Normal |  | 0 | 0 | 1.4505 | 1.4505 | 7 | Off-Peak
2023-02-26 05:00 | 2 | 26 | 5 | Non-Summer | 0.7786 | 1.4813 | 0 | 0 | Normal |  | 0 | 0 | 1.4813 | 1.4813 | 7 | Off-Peak
2023-02-26 06:00 | 2 | 26 | 6 | Non-Summer | 0.808 | 1.5373 | 0 | 0 | Normal |  | 0 | 0 | 1.5373 | 1.5373 | 7 | Off-Peak
2023-02-26 07:00 | 2 | 26 | 7 | Non-Summer | 0.8288 | 1.5768 | 1.3759 | 1.3759 | Normal |  | 0 | 1.3759 | 0.20091 | 0.20091 | 7 | Off-Peak
2023-02-26 08:00 | 2 | 26 | 8 | Non-Summer | 0.8361 | 1.5907 | 3.3723 | 3.3723 | Normal |  | 1.7816 | 1.5907 | 0 | -1.7816 | 7 | Off-Peak
2023-02-26 09:00 | 2 | 26 | 9 | Non-Summer | 0.8325 | 1.5839 | 2.0694 | 2.0694 | Normal |  | 0.48555 | 1.5839 | 0 | -0.48555 | 7 | Off-Peak
2023-02-26 10:00 | 2 | 26 | 10 | Non-Summer | 0.8217 | 1.5633 | 1.722 | 1.722 | Normal |  | 0.15866 | 1.5633 | 0 | -0.15866 | 7 | Off-Peak
2023-02-26 11:00 | 2 | 26 | 11 | Non-Summer | 0.81 | 1.5411 | 2.171 | 2.171 | Normal |  | 0.62992 | 1.5411 | 0 | -0.62992 | 7 | Off-Peak
2023-02-26 12:00 | 2 | 26 | 12 | Non-Summer | 0.799 | 1.5201 | 2.0574 | 2.0574 | Normal |  | 0.53721 | 1.5201 | 0 | -0.53721 | 7 | Off-Peak
2023-02-26 13:00 | 2 | 26 | 13 | Non-Summer | 0.7827 | 1.4891 | 1.3785 | 1.3785 | Normal |  | 0 | 1.3785 | 0.11066 | 0.11066 | 7 | Off-Peak
2023-02-26 14:00 | 2 | 26 | 14 | Non-Summer | 0.7723 | 1.4693 | 1.3803 | 1.3803 | Normal |  | 0 | 1.3803 | 0.089007 | 0.089007 | 7 | Off-Peak
2023-02-26 15:00 | 2 | 26 | 15 | Non-Summer | 0.777 | 1.4783 | 0.62034 | 0.62034 | Normal |  | 0 | 0.62034 | 0.85795 | 0.85795 | 7 | Off-Peak
2023-02-26 16:00 | 2 | 26 | 16 | Non-Summer | 0.8161 | 1.5527 | 0.24352 | 0.24352 | Normal |  | 0 | 0.24352 | 1.3092 | 1.3092 | 7 | Off-Peak
2023-02-26 17:00 | 2 | 26 | 17 | Non-Summer | 0.9191 | 1.7486 | 0 | 0 | Normal |  | 0 | 0 | 1.7486 | 1.7486 | 7 | Off-Peak
2023-02-26 18:00 | 2 | 26 | 18 | Non-Summer | 1.0178 | 1.9364 | 0 | 0 | Normal |  | 0 | 0 | 1.9364 | 1.9364 | 7 | Off-Peak
2023-02-26 19:00 | 2 | 26 | 19 | Non-Summer | 1.0332 | 1.9657 | 0 | 0 | Normal |  | 0 | 0 | 1.9657 | 1.9657 | 7 | Off-Peak
2023-02-26 20:00 | 2 | 26 | 20 | Non-Summer | 1.0228 | 1.9459 | 0 | 0 | Normal |  | 0 | 0 | 1.9459 | 1.9459 | 7 | Off-Peak
2023-02-26 21:00 | 2 | 26 | 21 | Non-Summer | 0.9731 | 1.8514 | 0 | 0 | Normal |  | 0 | 0 | 1.8514 | 1.8514 | 7 | Off-Peak
2023-02-26 22:00 | 2 | 26 | 22 | Non-Summer | 0.8845 | 1.6828 | 0 | 0 | Normal |  | 0 | 0 | 1.6828 | 1.6828 | 7 | Off-Peak
2023-02-26 23:00 | 2 | 26 | 23 | Non-Summer | 0.8004 | 1.5228 | 0 | 0 | Normal |  | 0 | 0 | 1.5228 | 1.5228 | 7 | Off-Peak
2023-02-27 | 2 | 27 | 0 | Non-Summer | 0.744 | 1.4155 | 0 | 0 | Normal |  | 0 | 0 | 1.4155 | 1.4155 | 1 | Off-Peak
2023-02-27 01:00 | 2 | 27 | 1 | Non-Summer | 0.7095 | 1.3499 | 0 | 0 | Normal |  | 0 | 0 | 1.3499 | 1.3499 | 1 | Off-Peak
2023-02-27 02:00 | 2 | 27 | 2 | Non-Summer | 0.6898 | 1.3124 | 0 | 0 | Normal |  | 0 | 0 | 1.3124 | 1.3124 | 1 | Off-Peak
2023-02-27 03:00 | 2 | 27 | 3 | Non-Summer | 0.6824 | 1.2983 | 0 | 0 | Normal |  | 0 | 0 | 1.2983 | 1.2983 | 1 | Off-Peak
2023-02-27 04:00 | 2 | 27 | 4 | Non-Summer | 0.7068 | 1.3447 | 0 | 0 | Normal |  | 0 | 0 | 1.3447 | 1.3447 | 1 | Off-Peak
2023-02-27 05:00 | 2 | 27 | 5 | Non-Summer | 0.747 | 1.4212 | 0 | 0 | Normal |  | 0 | 0 | 1.4212 | 1.4212 | 1 | Off-Peak
2023-02-27 06:00 | 2 | 27 | 6 | Non-Summer | 0.8083 | 1.5378 | 0 | 0 | Normal |  | 0 | 0 | 1.5378 | 1.5378 | 1 | Peak
2023-02-27 07:00 | 2 | 27 | 7 | Non-Summer | 0.8447 | 1.6071 | 1.3216 | 1.3216 | Normal |  | 0 | 1.3216 | 0.28548 | 0.28548 | 1 | Peak
2023-02-27 08:00 | 2 | 27 | 8 | Non-Summer | 0.8307 | 1.5805 | 3.3484 | 3.3484 | Normal |  | 1.7679 | 1.5805 | 0 | -1.7679 | 1 | Peak
2023-02-27 09:00 | 2 | 27 | 9 | Non-Summer | 0.8185 | 1.5572 | 4.8652 | 4.8652 | Normal |  | 3.3079 | 1.5572 | 0 | -3.3079 | 1 | Peak
2023-02-27 10:00 | 2 | 27 | 10 | Non-Summer | 0.8054 | 1.5323 | 5.8311 | 5.8311 | Normal |  | 4.2987 | 1.5323 | 0 | -4.2987 | 1 | Peak
2023-02-27 11:00 | 2 | 27 | 11 | Non-Summer | 0.7806 | 1.4851 | 6.3097 | 6.3097 | Normal |  | 4.8246 | 1.4851 | 2.2204e-16 | -4.8246 | 1 | Peak
2023-02-27 12:00 | 2 | 27 | 12 | Non-Summer | 0.7588 | 1.4437 | 6.3149 | 6.3149 | Normal |  | 4.8712 | 1.4437 | 0 | -4.8712 | 1 | Peak
2023-02-27 13:00 | 2 | 27 | 13 | Non-Summer | 0.7503 | 1.4275 | 5.8187 | 5.8187 | Normal |  | 4.3912 | 1.4275 | 0 | -4.3912 | 1 | Peak
2023-02-27 14:00 | 2 | 27 | 14 | Non-Summer | 0.7523 | 1.4313 | 4.8922 | 4.8922 | Normal |  | 3.4609 | 1.4313 | 0 | -3.4609 | 1 | Peak
2023-02-27 15:00 | 2 | 27 | 15 | Non-Summer | 0.7762 | 1.4768 | 3.4615 | 3.4615 | Normal |  | 1.9847 | 1.4768 | 0 | -1.9847 | 1 | Peak
2023-02-27 16:00 | 2 | 27 | 16 | Non-Summer | 0.8596 | 1.6354 | 1.5383 | 1.5383 | Normal |  | 0 | 1.5383 | 0.097097 | 0.097097 | 1 | Peak
2023-02-27 17:00 | 2 | 27 | 17 | Non-Summer | 0.9735 | 1.8521 | 0 | 0 | Normal |  | 0 | 0 | 1.8521 | 1.8521 | 1 | Peak
2023-02-27 18:00 | 2 | 27 | 18 | Non-Summer | 1.0392 | 1.9771 | 0 | 0 | Normal |  | 0 | 0 | 1.9771 | 1.9771 | 1 | Peak
2023-02-27 19:00 | 2 | 27 | 19 | Non-Summer | 1.0447 | 1.9876 | 0 | 0 | Normal |  | 0 | 0 | 1.9876 | 1.9876 | 1 | Peak
2023-02-27 20:00 | 2 | 27 | 20 | Non-Summer | 1.0282 | 1.9562 | 0 | 0 | Normal |  | 0 | 0 | 1.9562 | 1.9562 | 1 | Peak
2023-02-27 21:00 | 2 | 27 | 21 | Non-Summer | 0.978 | 1.8607 | 0 | 0 | Normal |  | 0 | 0 | 1.8607 | 1.8607 | 1 | Peak
2023-02-27 22:00 | 2 | 27 | 22 | Non-Summer | 0.8882 | 1.6899 | 0 | 0 | Normal |  | 0 | 0 | 1.6899 | 1.6899 | 1 | Off-Peak
2023-02-27 23:00 | 2 | 27 | 23 | Non-Summer | 0.8015 | 1.5249 | 0 | 0 | Normal |  | 0 | 0 | 1.5249 | 1.5249 | 1 | Off-Peak
2023-02-28 | 2 | 28 | 0 | Non-Summer | 0.7479 | 1.4229 | 0 | 0 | Normal |  | 0 | 0 | 1.4229 | 1.4229 | 2 | Off-Peak
2023-02-28 01:00 | 2 | 28 | 1 | Non-Summer | 0.7168 | 1.3638 | 0 | 0 | Normal |  | 0 | 0 | 1.3638 | 1.3638 | 2 | Off-Peak
2023-02-28 02:00 | 2 | 28 | 2 | Non-Summer | 0.7009 | 1.3335 | 0 | 0 | Normal |  | 0 | 0 | 1.3335 | 1.3335 | 2 | Off-Peak
2023-02-28 03:00 | 2 | 28 | 3 | Non-Summer | 0.6962 | 1.3246 | 0 | 0 | Normal |  | 0 | 0 | 1.3246 | 1.3246 | 2 | Off-Peak
2023-02-28 04:00 | 2 | 28 | 4 | Non-Summer | 0.7093 | 1.3495 | 0 | 0 | Normal |  | 0 | 0 | 1.3495 | 1.3495 | 2 | Off-Peak
2023-02-28 05:00 | 2 | 28 | 5 | Non-Summer | 0.7471 | 1.4214 | 0 | 0 | Normal |  | 0 | 0 | 1.4214 | 1.4214 | 2 | Off-Peak
2023-02-28 06:00 | 2 | 28 | 6 | Non-Summer | 0.8057 | 1.5329 | 0 | 0 | Normal |  | 0 | 0 | 1.5329 | 1.5329 | 2 | Peak
2023-02-28 07:00 | 2 | 28 | 7 | Non-Summer | 0.8152 | 1.551 | 1.0375 | 1.0375 | Normal |  | 0 | 1.0375 | 0.51343 | 0.51343 | 2 | Peak
2023-02-28 08:00 | 2 | 28 | 8 | Non-Summer | 0.765 | 1.4555 | 2.5871 | 2.5871 | Normal |  | 1.1316 | 1.4555 | 0 | -1.1316 | 2 | Peak
2023-02-28 09:00 | 2 | 28 | 9 | Non-Summer | 0.718 | 1.366 | 3.7082 | 3.7082 | Normal |  | 2.3421 | 1.366 | 2.2204e-16 | -2.3421 | 2 | Peak
2023-02-28 10:00 | 2 | 28 | 10 | Non-Summer | 0.69 | 1.3128 | 5.4875 | 5.4875 | Normal |  | 4.1747 | 1.3128 | 2.2204e-16 | -4.1747 | 2 | Peak
2023-02-28 11:00 | 2 | 28 | 11 | Non-Summer | 0.6765 | 1.2871 | 4.8025 | 4.8025 | Normal |  | 3.5154 | 1.2871 | 0 | -3.5154 | 2 | Peak
2023-02-28 12:00 | 2 | 28 | 12 | Non-Summer | 0.6663 | 1.2677 | 4.3857 | 4.3857 | Normal |  | 3.118 | 1.2677 | 0 | -3.118 | 2 | Peak
2023-02-28 13:00 | 2 | 28 | 13 | Non-Summer | 0.654 | 1.2443 | 2.6284 | 2.6284 | Normal |  | 1.3841 | 1.2443 | 0 | -1.3841 | 2 | Peak
2023-02-28 14:00 | 2 | 28 | 14 | Non-Summer | 0.6573 | 1.2506 | 0.33076 | 0.33076 | Normal |  | 0 | 0.33076 | 0.9198 | 0.9198 | 2 | Peak
2023-02-28 15:00 | 2 | 28 | 15 | Non-Summer | 0.6974 | 1.3268 | 0.001799 | 0.001799 | Normal |  | 0 | 0.001799 | 1.325 | 1.325 | 2 | Peak
2023-02-28 16:00 | 2 | 28 | 16 | Non-Summer | 0.7754 | 1.4752 | 0 | 0 | Normal |  | 0 | 0 | 1.4752 | 1.4752 | 2 | Peak
2023-02-28 17:00 | 2 | 28 | 17 | Non-Summer | 0.8843 | 1.6824 | 0 | 0 | Normal |  | 0 | 0 | 1.6824 | 1.6824 | 2 | Peak
2023-02-28 18:00 | 2 | 28 | 18 | Non-Summer | 0.9767 | 1.8582 | 0 | 0 | Normal |  | 0 | 0 | 1.8582 | 1.8582 | 2 | Peak
2023-02-28 19:00 | 2 | 28 | 19 | Non-Summer | 0.9938 | 1.8908 | 0 | 0 | Normal |  | 0 | 0 | 1.8908 | 1.8908 | 2 | Peak
2023-02-28 20:00 | 2 | 28 | 20 | Non-Summer | 0.9822 | 1.8687 | 0 | 0 | Normal |  | 0 | 0 | 1.8687 | 1.8687 | 2 | Peak
2023-02-28 21:00 | 2 | 28 | 21 | Non-Summer | 0.9366 | 1.7819 | 0 | 0 | Normal |  | 0 | 0 | 1.7819 | 1.7819 | 2 | Peak
2023-02-28 22:00 | 2 | 28 | 22 | Non-Summer | 0.8508 | 1.6187 | 0 | 0 | Normal |  | 0 | 0 | 1.6187 | 1.6187 | 2 | Off-Peak
2023-02-28 23:00 | 2 | 28 | 23 | Non-Summer | 0.7702 | 1.4654 | 0 | 0 | Normal |  | 0 | 0 | 1.4654 | 1.4654 | 2 | Off-Peak
2023-03-01 | 3 | 1 | 0 | Non-Summer | 0.7185 | 1.367 | 0 | 0 | Normal |  | 0 | 0 | 1.367 | 1.367 | 3 | Off-Peak
2023-03-01 01:00 | 3 | 1 | 1 | Non-Summer | 0.691 | 1.3147 | 0 | 0 | Normal |  | 0 | 0 | 1.3147 | 1.3147 | 3 | Off-Peak
2023-03-01 02:00 | 3 | 1 | 2 | Non-Summer | 0.6765 | 1.2871 | 0 | 0 | Normal |  | 0 | 0 | 1.2871 | 1.2871 | 3 | Off-Peak
2023-03-01 03:00 | 3 | 1 | 3 | Non-Summer | 0.672 | 1.2785 | 0 | 0 | Normal |  | 0 | 0 | 1.2785 | 1.2785 | 3 | Off-Peak
2023-03-01 04:00 | 3 | 1 | 4 | Non-Summer | 0.6869 | 1.3069 | 0 | 0 | Normal |  | 0 | 0 | 1.3069 | 1.3069 | 3 | Off-Peak
2023-03-01 05:00 | 3 | 1 | 5 | Non-Summer | 0.7262 | 1.3816 | 0 | 0 | Normal |  | 0 | 0 | 1.3816 | 1.3816 | 3 | Off-Peak
2023-03-01 06:00 | 3 | 1 | 6 | Non-Summer | 0.7812 | 1.4863 | 0 | 0 | Normal |  | 0 | 0 | 1.4863 | 1.4863 | 3 | Peak
2023-03-01 07:00 | 3 | 1 | 7 | Non-Summer | 0.7762 | 1.4768 | 0.15502 | 0.15502 | Normal |  | 0 | 0.15502 | 1.3218 | 1.3218 | 3 | Peak
2023-03-01 08:00 | 3 | 1 | 8 | Non-Summer | 0.7272 | 1.3835 | 0.97272 | 0.97272 | Normal |  | 0 | 0.97272 | 0.41082 | 0.41082 | 3 | Peak
2023-03-01 09:00 | 3 | 1 | 9 | Non-Summer | 0.6951 | 1.3225 | 2.7966 | 2.7966 | Normal |  | 1.4741 | 1.3225 | 0 | -1.4741 | 3 | Peak
2023-03-01 10:00 | 3 | 1 | 10 | Non-Summer | 0.6706 | 1.2759 | 2.255 | 2.255 | Normal |  | 0.97919 | 1.2759 | 0 | -0.97919 | 3 | Peak
2023-03-01 11:00 | 3 | 1 | 11 | Non-Summer | 0.6559 | 1.2479 | 3.2684 | 3.2684 | Normal |  | 2.0206 | 1.2479 | 0 | -2.0206 | 3 | Peak
2023-03-01 12:00 | 3 | 1 | 12 | Non-Summer | 0.6471 | 1.2311 | 2.2256 | 2.2256 | Normal |  | 0.99449 | 1.2311 | 0 | -0.99449 | 3 | Peak
2023-03-01 13:00 | 3 | 1 | 13 | Non-Summer | 0.636 | 1.21 | 2.0992 | 2.0992 | Normal |  | 0.8892 | 1.21 | 0 | -0.8892 | 3 | Peak
2023-03-01 14:00 | 3 | 1 | 14 | Non-Summer | 0.6336 | 1.2055 | 2.0708 | 2.0708 | Normal |  | 0.86533 | 1.2055 | 0 | -0.86533 | 3 | Peak
2023-03-01 15:00 | 3 | 1 | 15 | Non-Summer | 0.653 | 1.2424 | 0.52416 | 0.52416 | Normal |  | 0 | 0.52416 | 0.71822 | 0.71822 | 3 | Peak
2023-03-01 16:00 | 3 | 1 | 16 | Non-Summer | 0.7042 | 1.3398 | 0.32053 | 0.32053 | Normal |  | 0 | 0.32053 | 1.0193 | 1.0193 | 3 | Peak
2023-03-01 17:00 | 3 | 1 | 17 | Non-Summer | 0.8088 | 1.5388 | 0 | 0 | Normal |  | 0 | 0 | 1.5388 | 1.5388 | 3 | Peak
2023-03-01 18:00 | 3 | 1 | 18 | Non-Summer | 0.9194 | 1.7492 | 0 | 0 | Normal |  | 0 | 0 | 1.7492 | 1.7492 | 3 | Peak
2023-03-01 19:00 | 3 | 1 | 19 | Non-Summer | 0.9403 | 1.789 | 0 | 0 | Normal |  | 0 | 0 | 1.789 | 1.789 | 3 | Peak
2023-03-01 20:00 | 3 | 1 | 20 | Non-Summer | 0.936 | 1.7808 | 0 | 0 | Normal |  | 0 | 0 | 1.7808 | 1.7808 | 3 | Peak
2023-03-01 21:00 | 3 | 1 | 21 | Non-Summer | 0.9025 | 1.7171 | 0 | 0 | Normal |  | 0 | 0 | 1.7171 | 1.7171 | 3 | Peak
2023-03-01 22:00 | 3 | 1 | 22 | Non-Summer | 0.831 | 1.581 | 0 | 0 | Normal |  | 0 | 0 | 1.581 | 1.581 | 3 | Off-Peak
2023-03-01 23:00 | 3 | 1 | 23 | Non-Summer | 0.7597 | 1.4454 | 0 | 0 | Normal |  | 0 | 0 | 1.4454 | 1.4454 | 3 | Off-Peak
2023-03-02 | 3 | 2 | 0 | Non-Summer | 0.7166 | 1.3634 | 0 | 0 | Normal |  | 0 | 0 | 1.3634 | 1.3634 | 4 | Off-Peak
2023-03-02 01:00 | 3 | 2 | 1 | Non-Summer | 0.6918 | 1.3162 | 0 | 0 | Normal |  | 0 | 0 | 1.3162 | 1.3162 | 4 | Off-Peak
2023-03-02 02:00 | 3 | 2 | 2 | Non-Summer | 0.6811 | 1.2958 | 0 | 0 | Normal |  | 0 | 0 | 1.2958 | 1.2958 | 4 | Off-Peak
2023-03-02 03:00 | 3 | 2 | 3 | Non-Summer | 0.6789 | 1.2917 | 0 | 0 | Normal |  | 0 | 0 | 1.2917 | 1.2917 | 4 | Off-Peak
2023-03-02 04:00 | 3 | 2 | 4 | Non-Summer | 0.6946 | 1.3215 | 0 | 0 | Normal |  | 0 | 0 | 1.3215 | 1.3215 | 4 | Off-Peak
2023-03-02 05:00 | 3 | 2 | 5 | Non-Summer | 0.7346 | 1.3976 | 0 | 0 | Normal |  | 0 | 0 | 1.3976 | 1.3976 | 4 | Off-Peak
2023-03-02 06:00 | 3 | 2 | 6 | Non-Summer | 0.793 | 1.5087 | 0 | 0 | Normal |  | 0 | 0 | 1.5087 | 1.5087 | 4 | Peak
2023-03-02 07:00 | 3 | 2 | 7 | Non-Summer | 0.8116 | 1.5441 | 0.25767 | 0.25767 | Normal |  | 0 | 0.25767 | 1.2864 | 1.2864 | 4 | Peak
2023-03-02 08:00 | 3 | 2 | 8 | Non-Summer | 0.7894 | 1.5019 | 0.26578 | 0.26578 | Normal |  | 0 | 0.26578 | 1.2361 | 1.2361 | 4 | Peak
2023-03-02 09:00 | 3 | 2 | 9 | Non-Summer | 0.7745 | 1.4735 | 0.20871 | 0.20871 | Normal |  | 0 | 0.20871 | 1.2648 | 1.2648 | 4 | Peak
2023-03-02 10:00 | 3 | 2 | 10 | Non-Summer | 0.7667 | 1.4587 | 0.1333 | 0.1333 | Normal |  | 0 | 0.1333 | 1.3254 | 1.3254 | 4 | Peak
2023-03-02 11:00 | 3 | 2 | 11 | Non-Summer | 0.7633 | 1.4522 | 0.60334 | 0.60334 | Normal |  | 0 | 0.60334 | 0.84889 | 0.84889 | 4 | Peak
2023-03-02 12:00 | 3 | 2 | 12 | Non-Summer | 0.7615 | 1.4488 | 0.4171 | 0.4171 | Normal |  | 0 | 0.4171 | 1.0317 | 1.0317 | 4 | Peak
2023-03-02 13:00 | 3 | 2 | 13 | Non-Summer | 0.7566 | 1.4395 | 1.2637 | 1.2637 | Normal |  | 0 | 1.2637 | 0.17573 | 0.17573 | 4 | Peak
2023-03-02 14:00 | 3 | 2 | 14 | Non-Summer | 0.7614 | 1.4486 | 0.30422 | 0.30422 | Normal |  | 0 | 0.30422 | 1.1444 | 1.1444 | 4 | Peak
2023-03-02 15:00 | 3 | 2 | 15 | Non-Summer | 0.7907 | 1.5044 | 1.0211 | 1.0211 | Normal |  | 0 | 1.0211 | 0.48326 | 0.48326 | 4 | Peak
2023-03-02 16:00 | 3 | 2 | 16 | Non-Summer | 0.8577 | 1.6318 | 0.48404 | 0.48404 | Normal |  | 0 | 0.48404 | 1.1478 | 1.1478 | 4 | Peak
2023-03-02 17:00 | 3 | 2 | 17 | Non-Summer | 0.9599 | 1.8263 | 0 | 0 | Normal |  | 0 | 0 | 1.8263 | 1.8263 | 4 | Peak
2023-03-02 18:00 | 3 | 2 | 18 | Non-Summer | 1.0362 | 1.9714 | 0 | 0 | Normal |  | 0 | 0 | 1.9714 | 1.9714 | 4 | Peak
2023-03-02 19:00 | 3 | 2 | 19 | Non-Summer | 1.0495 | 1.9967 | 0 | 0 | Normal |  | 0 | 0 | 1.9967 | 1.9967 | 4 | Peak
2023-03-02 20:00 | 3 | 2 | 20 | Non-Summer | 1.0399 | 1.9785 | 0 | 0 | Normal |  | 0 | 0 | 1.9785 | 1.9785 | 4 | Peak
2023-03-02 21:00 | 3 | 2 | 21 | Non-Summer | 0.9963 | 1.8955 | 0 | 0 | Normal |  | 0 | 0 | 1.8955 | 1.8955 | 4 | Peak
2023-03-02 22:00 | 3 | 2 | 22 | Non-Summer | 0.9148 | 1.7405 | 0 | 0 | Normal |  | 0 | 0 | 1.7405 | 1.7405 | 4 | Off-Peak
2023-03-02 23:00 | 3 | 2 | 23 | Non-Summer | 0.8335 | 1.5858 | 0 | 0 | Normal |  | 0 | 0 | 1.5858 | 1.5858 | 4 | Off-Peak
2023-03-03 | 3 | 3 | 0 | Non-Summer | 0.7782 | 1.4806 | 0 | 0 | Normal |  | 0 | 0 | 1.4806 | 1.4806 | 5 | Off-Peak
2023-03-03 01:00 | 3 | 3 | 1 | Non-Summer | 0.7479 | 1.4229 | 0 | 0 | Normal |  | 0 | 0 | 1.4229 | 1.4229 | 5 | Off-Peak
2023-03-03 02:00 | 3 | 3 | 2 | Non-Summer | 0.7338 | 1.3961 | 0 | 0 | Normal |  | 0 | 0 | 1.3961 | 1.3961 | 5 | Off-Peak
2023-03-03 03:00 | 3 | 3 | 3 | Non-Summer | 0.7271 | 1.3834 | 0 | 0 | Normal |  | 0 | 0 | 1.3834 | 1.3834 | 5 | Off-Peak
2023-03-03 04:00 | 3 | 3 | 4 | Non-Summer | 0.7349 | 1.3982 | 0 | 0 | Normal |  | 0 | 0 | 1.3982 | 1.3982 | 5 | Off-Peak
2023-03-03 05:00 | 3 | 3 | 5 | Non-Summer | 0.7669 | 1.4591 | 0 | 0 | Normal |  | 0 | 0 | 1.4591 | 1.4591 | 5 | Off-Peak
2023-03-03 06:00 | 3 | 3 | 6 | Non-Summer | 0.8209 | 1.5618 | 0 | 0 | Normal |  | 0 | 0 | 1.5618 | 1.5618 | 5 | Peak
2023-03-03 07:00 | 3 | 3 | 7 | Non-Summer | 0.8457 | 1.609 | 0.37605 | 0.37605 | Normal |  | 0 | 0.37605 | 1.233 | 1.233 | 5 | Peak
2023-03-03 08:00 | 3 | 3 | 8 | Non-Summer | 0.836 | 1.5905 | 2.2983 | 2.2983 | Normal |  | 0.70772 | 1.5905 | 0 | -0.70772 | 5 | Peak
2023-03-03 09:00 | 3 | 3 | 9 | Non-Summer | 0.8303 | 1.5797 | 5.0549 | 5.0549 | Normal |  | 3.4752 | 1.5797 | 2.2204e-16 | -3.4752 | 5 | Peak
2023-03-03 10:00 | 3 | 3 | 10 | Non-Summer | 0.8418 | 1.6016 | 6.1364 | 6.1364 | Normal |  | 4.5348 | 1.6016 | 0 | -4.5348 | 5 | Peak
2023-03-03 11:00 | 3 | 3 | 11 | Non-Summer | 0.8506 | 1.6183 | 6.6579 | 6.6579 | Normal |  | 5.0395 | 1.6183 | 2.2204e-16 | -5.0395 | 5 | Peak
2023-03-03 12:00 | 3 | 3 | 12 | Non-Summer | 0.8701 | 1.6554 | 6.6648 | 6.6648 | Normal |  | 5.0094 | 1.6554 | 0 | -5.0094 | 5 | Peak
2023-03-03 13:00 | 3 | 3 | 13 | Non-Summer | 0.8897 | 1.6927 | 6.1911 | 6.1911 | Normal |  | 4.4984 | 1.6927 | 0 | -4.4984 | 5 | Peak
2023-03-03 14:00 | 3 | 3 | 14 | Non-Summer | 0.9032 | 1.7184 | 5.1526 | 5.1526 | Normal |  | 3.4342 | 1.7184 | 0 | -3.4342 | 5 | Peak
2023-03-03 15:00 | 3 | 3 | 15 | Non-Summer | 0.9348 | 1.7785 | 3.6904 | 3.6904 | Normal |  | 1.9119 | 1.7785 | 0 | -1.9119 | 5 | Peak
2023-03-03 16:00 | 3 | 3 | 16 | Non-Summer | 0.9824 | 1.8691 | 1.7052 | 1.7052 | Normal |  | 0 | 1.7052 | 0.16387 | 0.16387 | 5 | Peak
2023-03-03 17:00 | 3 | 3 | 17 | Non-Summer | 1.0392 | 1.9771 | 0.042544 | 0.042544 | Normal |  | 0 | 0.042544 | 1.9346 | 1.9346 | 5 | Peak
2023-03-03 18:00 | 3 | 3 | 18 | Non-Summer | 1.0727 | 2.0409 | 0 | 0 | Normal |  | 0 | 0 | 2.0409 | 2.0409 | 5 | Peak
2023-03-03 19:00 | 3 | 3 | 19 | Non-Summer | 1.0613 | 2.0192 | 0 | 0 | Normal |  | 0 | 0 | 2.0192 | 2.0192 | 5 | Peak
2023-03-03 20:00 | 3 | 3 | 20 | Non-Summer | 1.0396 | 1.9779 | 0 | 0 | Normal |  | 0 | 0 | 1.9779 | 1.9779 | 5 | Peak
2023-03-03 21:00 | 3 | 3 | 21 | Non-Summer | 0.9995 | 1.9016 | 0 | 0 | Normal |  | 0 | 0 | 1.9016 | 1.9016 | 5 | Peak
2023-03-03 22:00 | 3 | 3 | 22 | Non-Summer | 0.9342 | 1.7774 | 0 | 0 | Normal |  | 0 | 0 | 1.7774 | 1.7774 | 5 | Off-Peak
2023-03-03 23:00 | 3 | 3 | 23 | Non-Summer | 0.862 | 1.64 | 0 | 0 | Normal |  | 0 | 0 | 1.64 | 1.64 | 5 | Off-Peak
2023-03-04 | 3 | 4 | 0 | Non-Summer | 0.8093 | 1.5397 | 0 | 0 | Normal |  | 0 | 0 | 1.5397 | 1.5397 | 6 | Off-Peak
2023-03-04 01:00 | 3 | 4 | 1 | Non-Summer | 0.7759 | 1.4762 | 0 | 0 | Normal |  | 0 | 0 | 1.4762 | 1.4762 | 6 | Off-Peak
2023-03-04 02:00 | 3 | 4 | 2 | Non-Summer | 0.7578 | 1.4418 | 0 | 0 | Normal |  | 0 | 0 | 1.4418 | 1.4418 | 6 | Off-Peak
2023-03-04 03:00 | 3 | 4 | 3 | Non-Summer | 0.7487 | 1.4244 | 0 | 0 | Normal |  | 0 | 0 | 1.4244 | 1.4244 | 6 | Off-Peak
2023-03-04 04:00 | 3 | 4 | 4 | Non-Summer | 0.7529 | 1.4324 | 0 | 0 | Normal |  | 0 | 0 | 1.4324 | 1.4324 | 6 | Off-Peak
2023-03-04 05:00 | 3 | 4 | 5 | Non-Summer | 0.7716 | 1.468 | 0 | 0 | Normal |  | 0 | 0 | 1.468 | 1.468 | 6 | Off-Peak
2023-03-04 06:00 | 3 | 4 | 6 | Non-Summer | 0.8041 | 1.5299 | 0 | 0 | Normal |  | 0 | 0 | 1.5299 | 1.5299 | 6 | Off-Peak
2023-03-04 07:00 | 3 | 4 | 7 | Non-Summer | 0.8238 | 1.5673 | 0.34512 | 0.34512 | Normal |  | 0 | 0.34512 | 1.2222 | 1.2222 | 6 | Off-Peak
2023-03-04 08:00 | 3 | 4 | 8 | Non-Summer | 0.8211 | 1.5622 | 0.8127 | 0.8127 | Normal |  | 0 | 0.8127 | 0.7495 | 0.7495 | 6 | Off-Peak
2023-03-04 09:00 | 3 | 4 | 9 | Non-Summer | 0.8118 | 1.5445 | 1.0732 | 1.0732 | Normal |  | 0 | 1.0732 | 0.47133 | 0.47133 | 6 | Off-Peak
2023-03-04 10:00 | 3 | 4 | 10 | Non-Summer | 0.7998 | 1.5217 | 2.3144 | 2.3144 | Normal |  | 0.79277 | 1.5217 | 0 | -0.79277 | 6 | Off-Peak
2023-03-04 11:00 | 3 | 4 | 11 | Non-Summer | 0.7875 | 1.4983 | 2.5638 | 2.5638 | Normal |  | 1.0655 | 1.4983 | 0 | -1.0655 | 6 | Off-Peak
2023-03-04 12:00 | 3 | 4 | 12 | Non-Summer | 0.7813 | 1.4865 | 6.4714 | 6.4714 | Normal |  | 4.9849 | 1.4865 | 4.4409e-16 | -4.9849 | 6 | Off-Peak
2023-03-04 13:00 | 3 | 4 | 13 | Non-Summer | 0.7868 | 1.4969 | 6.0758 | 6.0758 | Normal |  | 4.5789 | 1.4969 | 0 | -4.5789 | 6 | Off-Peak
2023-03-04 14:00 | 3 | 4 | 14 | Non-Summer | 0.791 | 1.5049 | 5.1625 | 5.1625 | Normal |  | 3.6576 | 1.5049 | 0 | -3.6576 | 6 | Off-Peak
2023-03-04 15:00 | 3 | 4 | 15 | Non-Summer | 0.8302 | 1.5795 | 3.7513 | 3.7513 | Normal |  | 2.1718 | 1.5795 | 0 | -2.1718 | 6 | Off-Peak
2023-03-04 16:00 | 3 | 4 | 16 | Non-Summer | 0.8826 | 1.6792 | 1.7769 | 1.7769 | Normal |  | 0.097703 | 1.6792 | 0 | -0.097703 | 6 | Off-Peak
2023-03-04 17:00 | 3 | 4 | 17 | Non-Summer | 0.9458 | 1.7994 | 0.056292 | 0.056292 | Normal |  | 0 | 0.056292 | 1.7432 | 1.7432 | 6 | Off-Peak
2023-03-04 18:00 | 3 | 4 | 18 | Non-Summer | 0.9788 | 1.8622 | 0 | 0 | Normal |  | 0 | 0 | 1.8622 | 1.8622 | 6 | Off-Peak
2023-03-04 19:00 | 3 | 4 | 19 | Non-Summer | 0.9749 | 1.8548 | 0 | 0 | Normal |  | 0 | 0 | 1.8548 | 1.8548 | 6 | Off-Peak
2023-03-04 20:00 | 3 | 4 | 20 | Non-Summer | 0.9646 | 1.8352 | 0 | 0 | Normal |  | 0 | 0 | 1.8352 | 1.8352 | 6 | Off-Peak
2023-03-04 21:00 | 3 | 4 | 21 | Non-Summer | 0.939 | 1.7865 | 0 | 0 | Normal |  | 0 | 0 | 1.7865 | 1.7865 | 6 | Off-Peak
2023-03-04 22:00 | 3 | 4 | 22 | Non-Summer | 0.8902 | 1.6937 | 0 | 0 | Normal |  | 0 | 0 | 1.6937 | 1.6937 | 6 | Off-Peak
2023-03-04 23:00 | 3 | 4 | 23 | Non-Summer | 0.829 | 1.5772 | 0 | 0 | Normal |  | 0 | 0 | 1.5772 | 1.5772 | 6 | Off-Peak
2023-03-05 | 3 | 5 | 0 | Non-Summer | 0.7802 | 1.4844 | 0 | 0 | Normal |  | 0 | 0 | 1.4844 | 1.4844 | 7 | Off-Peak
2023-03-05 01:00 | 3 | 5 | 1 | Non-Summer | 0.747 | 1.4212 | 0 | 0 | Normal |  | 0 | 0 | 1.4212 | 1.4212 | 7 | Off-Peak
2023-03-05 02:00 | 3 | 5 | 2 | Non-Summer | 0.7276 | 1.3843 | 0 | 0 | Normal |  | 0 | 0 | 1.3843 | 1.3843 | 7 | Off-Peak
2023-03-05 03:00 | 3 | 5 | 3 | Non-Summer | 0.7183 | 1.3666 | 0 | 0 | Normal |  | 0 | 0 | 1.3666 | 1.3666 | 7 | Off-Peak
2023-03-05 04:00 | 3 | 5 | 4 | Non-Summer | 0.7203 | 1.3704 | 0 | 0 | Normal |  | 0 | 0 | 1.3704 | 1.3704 | 7 | Off-Peak
2023-03-05 05:00 | 3 | 5 | 5 | Non-Summer | 0.7391 | 1.4062 | 0 | 0 | Normal |  | 0 | 0 | 1.4062 | 1.4062 | 7 | Off-Peak
2023-03-05 06:00 | 3 | 5 | 6 | Non-Summer | 0.7702 | 1.4654 | 0 | 0 | Normal |  | 0 | 0 | 1.4654 | 1.4654 | 7 | Off-Peak
2023-03-05 07:00 | 3 | 5 | 7 | Non-Summer | 0.7924 | 1.5076 | 0.32263 | 0.32263 | Normal |  | 0 | 0.32263 | 1.185 | 1.185 | 7 | Off-Peak
2023-03-05 08:00 | 3 | 5 | 8 | Non-Summer | 0.8038 | 1.5293 | 0.54947 | 0.54947 | Normal |  | 0 | 0.54947 | 0.97981 | 0.97981 | 7 | Off-Peak
2023-03-05 09:00 | 3 | 5 | 9 | Non-Summer | 0.8011 | 1.5241 | 0.89123 | 0.89123 | Normal |  | 0 | 0.89123 | 0.63291 | 0.63291 | 7 | Off-Peak
2023-03-05 10:00 | 3 | 5 | 10 | Non-Summer | 0.7926 | 1.508 | 1.7642 | 1.7642 | Normal |  | 0.25623 | 1.508 | 0 | -0.25623 | 7 | Off-Peak
2023-03-05 11:00 | 3 | 5 | 11 | Non-Summer | 0.784 | 1.4916 | 0.92241 | 0.92241 | Normal |  | 0 | 0.92241 | 0.5692 | 0.5692 | 7 | Off-Peak
2023-03-05 12:00 | 3 | 5 | 12 | Non-Summer | 0.7764 | 1.4772 | 1.155 | 1.155 | Normal |  | 0 | 1.155 | 0.32214 | 0.32214 | 7 | Off-Peak
2023-03-05 13:00 | 3 | 5 | 13 | Non-Summer | 0.7645 | 1.4545 | 0.61805 | 0.61805 | Normal |  | 0 | 0.61805 | 0.83646 | 0.83646 | 7 | Off-Peak
2023-03-05 14:00 | 3 | 5 | 14 | Non-Summer | 0.7653 | 1.456 | 0.36535 | 0.36535 | Normal |  | 0 | 0.36535 | 1.0907 | 1.0907 | 7 | Off-Peak
2023-03-05 15:00 | 3 | 5 | 15 | Non-Summer | 0.7908 | 1.5045 | 0.062349 | 0.062349 | Normal |  | 0 | 0.062349 | 1.4422 | 1.4422 | 7 | Off-Peak
2023-03-05 16:00 | 3 | 5 | 16 | Non-Summer | 0.8418 | 1.6016 | 0 | 0 | Normal |  | 0 | 0 | 1.6016 | 1.6016 | 7 | Off-Peak
2023-03-05 17:00 | 3 | 5 | 17 | Non-Summer | 0.9292 | 1.7679 | 0 | 0 | Normal |  | 0 | 0 | 1.7679 | 1.7679 | 7 | Off-Peak
2023-03-05 18:00 | 3 | 5 | 18 | Non-Summer | 1.0125 | 1.9263 | 0 | 0 | Normal |  | 0 | 0 | 1.9263 | 1.9263 | 7 | Off-Peak
2023-03-05 19:00 | 3 | 5 | 19 | Non-Summer | 1.0203 | 1.9412 | 0 | 0 | Normal |  | 0 | 0 | 1.9412 | 1.9412 | 7 | Off-Peak
2023-03-05 20:00 | 3 | 5 | 20 | Non-Summer | 1.0004 | 1.9033 | 0 | 0 | Normal |  | 0 | 0 | 1.9033 | 1.9033 | 7 | Off-Peak
2023-03-05 21:00 | 3 | 5 | 21 | Non-Summer | 0.9441 | 1.7962 | 0 | 0 | Normal |  | 0 | 0 | 1.7962 | 1.7962 | 7 | Off-Peak
2023-03-05 22:00 | 3 | 5 | 22 | Non-Summer | 0.8564 | 1.6294 | 0 | 0 | Normal |  | 0 | 0 | 1.6294 | 1.6294 | 7 | Off-Peak
2023-03-05 23:00 | 3 | 5 | 23 | Non-Summer | 0.7766 | 1.4775 | 0 | 0 | Normal |  | 0 | 0 | 1.4775 | 1.4775 | 7 | Off-Peak
2023-03-06 | 3 | 6 | 0 | Non-Summer | 0.7232 | 1.3759 | 0 | 0 | Normal |  | 0 | 0 | 1.3759 | 1.3759 | 1 | Off-Peak
2023-03-06 01:00 | 3 | 6 | 1 | Non-Summer | 0.6948 | 1.3219 | 0 | 0 | Normal |  | 0 | 0 | 1.3219 | 1.3219 | 1 | Off-Peak
2023-03-06 02:00 | 3 | 6 | 2 | Non-Summer | 0.6762 | 1.2865 | 0 | 0 | Normal |  | 0 | 0 | 1.2865 | 1.2865 | 1 | Off-Peak
2023-03-06 03:00 | 3 | 6 | 3 | Non-Summer | 0.6674 | 1.2698 | 0 | 0 | Normal |  | 0 | 0 | 1.2698 | 1.2698 | 1 | Off-Peak
2023-03-06 04:00 | 3 | 6 | 4 | Non-Summer | 0.6791 | 1.292 | 0 | 0 | Normal |  | 0 | 0 | 1.292 | 1.292 | 1 | Off-Peak
2023-03-06 05:00 | 3 | 6 | 5 | Non-Summer | 0.7161 | 1.3624 | 0 | 0 | Normal |  | 0 | 0 | 1.3624 | 1.3624 | 1 | Off-Peak
2023-03-06 06:00 | 3 | 6 | 6 | Non-Summer | 0.7685 | 1.4621 | 0 | 0 | Normal |  | 0 | 0 | 1.4621 | 1.4621 | 1 | Peak
2023-03-06 07:00 | 3 | 6 | 7 | Non-Summer | 0.7808 | 1.4855 | 0.055274 | 0.055274 | Normal |  | 0 | 0.055274 | 1.4302 | 1.4302 | 1 | Peak
2023-03-06 08:00 | 3 | 6 | 8 | Non-Summer | 0.7711 | 1.4671 | 0.13613 | 0.13613 | Normal |  | 0 | 0.13613 | 1.3309 | 1.3309 | 1 | Peak
2023-03-06 09:00 | 3 | 6 | 9 | Non-Summer | 0.7699 | 1.4648 | 0.4199 | 0.4199 | Normal |  | 0 | 0.4199 | 1.0449 | 1.0449 | 1 | Peak
2023-03-06 10:00 | 3 | 6 | 10 | Non-Summer | 0.7653 | 1.456 | 0.44449 | 0.44449 | Normal |  | 0 | 0.44449 | 1.0115 | 1.0115 | 1 | Peak
2023-03-06 11:00 | 3 | 6 | 11 | Non-Summer | 0.7645 | 1.4545 | 0.73561 | 0.73561 | Normal |  | 0 | 0.73561 | 0.7189 | 0.7189 | 1 | Peak
2023-03-06 12:00 | 3 | 6 | 12 | Non-Summer | 0.7536 | 1.4338 | 1.2597 | 1.2597 | Normal |  | 0 | 1.2597 | 0.17406 | 0.17406 | 1 | Peak
2023-03-06 13:00 | 3 | 6 | 13 | Non-Summer | 0.7246 | 1.3786 | 0.96762 | 0.96762 | Normal |  | 0 | 0.96762 | 0.41097 | 0.41097 | 1 | Peak
2023-03-06 14:00 | 3 | 6 | 14 | Non-Summer | 0.7074 | 1.3459 | 0.48069 | 0.48069 | Normal |  | 0 | 0.48069 | 0.86518 | 0.86518 | 1 | Peak
2023-03-06 15:00 | 3 | 6 | 15 | Non-Summer | 0.7394 | 1.4068 | 0.16849 | 0.16849 | Normal |  | 0 | 0.16849 | 1.2383 | 1.2383 | 1 | Peak
2023-03-06 16:00 | 3 | 6 | 16 | Non-Summer | 0.8206 | 1.5612 | 0.028925 | 0.028925 | Normal |  | 0 | 0.028925 | 1.5323 | 1.5323 | 1 | Peak
2023-03-06 17:00 | 3 | 6 | 17 | Non-Summer | 0.915 | 1.7408 | 0.038354 | 0.038354 | Normal |  | 0 | 0.038354 | 1.7025 | 1.7025 | 1 | Peak
2023-03-06 18:00 | 3 | 6 | 18 | Non-Summer | 0.9962 | 1.8953 | 0 | 0 | Normal |  | 0 | 0 | 1.8953 | 1.8953 | 1 | Peak
2023-03-06 19:00 | 3 | 6 | 19 | Non-Summer | 1.0049 | 1.9119 | 0 | 0 | Normal |  | 0 | 0 | 1.9119 | 1.9119 | 1 | Peak
2023-03-06 20:00 | 3 | 6 | 20 | Non-Summer | 0.9885 | 1.8807 | 0 | 0 | Normal |  | 0 | 0 | 1.8807 | 1.8807 | 1 | Peak
2023-03-06 21:00 | 3 | 6 | 21 | Non-Summer | 0.9374 | 1.7835 | 0 | 0 | Normal |  | 0 | 0 | 1.7835 | 1.7835 | 1 | Peak
2023-03-06 22:00 | 3 | 6 | 22 | Non-Summer | 0.8514 | 1.6198 | 0 | 0 | Normal |  | 0 | 0 | 1.6198 | 1.6198 | 1 | Off-Peak
2023-03-06 23:00 | 3 | 6 | 23 | Non-Summer | 0.7717 | 1.4682 | 0 | 0 | Normal |  | 0 | 0 | 1.4682 | 1.4682 | 1 | Off-Peak
2023-03-07 | 3 | 7 | 0 | Non-Summer | 0.7221 | 1.3738 | 0 | 0 | Normal |  | 0 | 0 | 1.3738 | 1.3738 | 2 | Off-Peak
2023-03-07 01:00 | 3 | 7 | 1 | Non-Summer | 0.6958 | 1.3238 | 0 | 0 | Normal |  | 0 | 0 | 1.3238 | 1.3238 | 2 | Off-Peak
2023-03-07 02:00 | 3 | 7 | 2 | Non-Summer | 0.6835 | 1.3004 | 0 | 0 | Normal |  | 0 | 0 | 1.3004 | 1.3004 | 2 | Off-Peak
2023-03-07 03:00 | 3 | 7 | 3 | Non-Summer | 0.6815 | 1.2966 | 0 | 0 | Normal |  | 0 | 0 | 1.2966 | 1.2966 | 2 | Off-Peak
2023-03-07 04:00 | 3 | 7 | 4 | Non-Summer | 0.6986 | 1.3291 | 0 | 0 | Normal |  | 0 | 0 | 1.3291 | 1.3291 | 2 | Off-Peak
2023-03-07 05:00 | 3 | 7 | 5 | Non-Summer | 0.7421 | 1.4119 | 0 | 0 | Normal |  | 0 | 0 | 1.4119 | 1.4119 | 2 | Off-Peak
2023-03-07 06:00 | 3 | 7 | 6 | Non-Summer | 0.801 | 1.524 | 0 | 0 | Normal |  | 0 | 0 | 1.524 | 1.524 | 2 | Peak
2023-03-07 07:00 | 3 | 7 | 7 | Non-Summer | 0.7977 | 1.5177 | 0.426 | 0.426 | Normal |  | 0 | 0.426 | 1.0917 | 1.0917 | 2 | Peak
2023-03-07 08:00 | 3 | 7 | 8 | Non-Summer | 0.7542 | 1.4349 | 2.7213 | 2.7213 | Normal |  | 1.2864 | 1.4349 | 0 | -1.2864 | 2 | Peak
2023-03-07 09:00 | 3 | 7 | 9 | Non-Summer | 0.7245 | 1.3784 | 5.2311 | 5.2311 | Normal |  | 3.8527 | 1.3784 | 0 | -3.8527 | 2 | Peak
2023-03-07 10:00 | 3 | 7 | 10 | Non-Summer | 0.7047 | 1.3407 | 4.7789 | 4.7789 | Normal |  | 3.4382 | 1.3407 | 0 | -3.4382 | 2 | Peak
2023-03-07 11:00 | 3 | 7 | 11 | Non-Summer | 0.6969 | 1.3259 | 5.1367 | 5.1367 | Normal |  | 3.8108 | 1.3259 | 0 | -3.8108 | 2 | Peak
2023-03-07 12:00 | 3 | 7 | 12 | Non-Summer | 0.6906 | 1.3139 | 5.5133 | 5.5133 | Normal |  | 4.1994 | 1.3139 | 0 | -4.1994 | 2 | Peak
2023-03-07 13:00 | 3 | 7 | 13 | Non-Summer | 0.6789 | 1.2917 | 4.6098 | 4.6098 | Normal |  | 3.3182 | 1.2917 | 0 | -3.3182 | 2 | Peak
2023-03-07 14:00 | 3 | 7 | 14 | Non-Summer | 0.6755 | 1.2852 | 4.1581 | 4.1581 | Normal |  | 2.8729 | 1.2852 | 2.2204e-16 | -2.8729 | 2 | Peak
2023-03-07 15:00 | 3 | 7 | 15 | Non-Summer | 0.6999 | 1.3316 | 1.4397 | 1.4397 | Normal |  | 0.10811 | 1.3316 | 0 | -0.10811 | 2 | Peak
2023-03-07 16:00 | 3 | 7 | 16 | Non-Summer | 0.7655 | 1.4564 | 0.067454 | 0.067454 | Normal |  | 0 | 0.067454 | 1.389 | 1.389 | 2 | Peak
2023-03-07 17:00 | 3 | 7 | 17 | Non-Summer | 0.8873 | 1.6881 | 0 | 0 | Normal |  | 0 | 0 | 1.6881 | 1.6881 | 2 | Peak
2023-03-07 18:00 | 3 | 7 | 18 | Non-Summer | 1.0037 | 1.9096 | 0 | 0 | Normal |  | 0 | 0 | 1.9096 | 1.9096 | 2 | Peak
2023-03-07 19:00 | 3 | 7 | 19 | Non-Summer | 1.0268 | 1.9536 | 0 | 0 | Normal |  | 0 | 0 | 1.9536 | 1.9536 | 2 | Peak
2023-03-07 20:00 | 3 | 7 | 20 | Non-Summer | 1.0177 | 1.9362 | 0 | 0 | Normal |  | 0 | 0 | 1.9362 | 1.9362 | 2 | Peak
2023-03-07 21:00 | 3 | 7 | 21 | Non-Summer | 0.9673 | 1.8403 | 0 | 0 | Normal |  | 0 | 0 | 1.8403 | 1.8403 | 2 | Peak
2023-03-07 22:00 | 3 | 7 | 22 | Non-Summer | 0.8754 | 1.6655 | 0 | 0 | Normal |  | 0 | 0 | 1.6655 | 1.6655 | 2 | Off-Peak
2023-03-07 23:00 | 3 | 7 | 23 | Non-Summer | 0.7923 | 1.5074 | 0 | 0 | Normal |  | 0 | 0 | 1.5074 | 1.5074 | 2 | Off-Peak
2023-03-08 | 3 | 8 | 0 | Non-Summer | 0.7422 | 1.4121 | 0 | 0 | Normal |  | 0 | 0 | 1.4121 | 1.4121 | 3 | Off-Peak
2023-03-08 01:00 | 3 | 8 | 1 | Non-Summer | 0.7133 | 1.3571 | 0 | 0 | Normal |  | 0 | 0 | 1.3571 | 1.3571 | 3 | Off-Peak
2023-03-08 02:00 | 3 | 8 | 2 | Non-Summer | 0.7 | 1.3318 | 0 | 0 | Normal |  | 0 | 0 | 1.3318 | 1.3318 | 3 | Off-Peak
2023-03-08 03:00 | 3 | 8 | 3 | Non-Summer | 0.696 | 1.3242 | 0 | 0 | Normal |  | 0 | 0 | 1.3242 | 1.3242 | 3 | Off-Peak
2023-03-08 04:00 | 3 | 8 | 4 | Non-Summer | 0.7114 | 1.3535 | 0 | 0 | Normal |  | 0 | 0 | 1.3535 | 1.3535 | 3 | Off-Peak
2023-03-08 05:00 | 3 | 8 | 5 | Non-Summer | 0.7515 | 1.4298 | 0 | 0 | Normal |  | 0 | 0 | 1.4298 | 1.4298 | 3 | Off-Peak
2023-03-08 06:00 | 3 | 8 | 6 | Non-Summer | 0.8093 | 1.5397 | 0 | 0 | Normal |  | 0 | 0 | 1.5397 | 1.5397 | 3 | Peak
2023-03-08 07:00 | 3 | 8 | 7 | Non-Summer | 0.8107 | 1.5424 | 0.46563 | 0.46563 | Normal |  | 0 | 0.46563 | 1.0768 | 1.0768 | 3 | Peak
2023-03-08 08:00 | 3 | 8 | 8 | Non-Summer | 0.7707 | 1.4663 | 1.7429 | 1.7429 | Normal |  | 0.27659 | 1.4663 | 0 | -0.27659 | 3 | Peak
2023-03-08 09:00 | 3 | 8 | 9 | Non-Summer | 0.7379 | 1.4039 | 2.1108 | 2.1108 | Normal |  | 0.70694 | 1.4039 | 0 | -0.70694 | 3 | Peak
2023-03-08 10:00 | 3 | 8 | 10 | Non-Summer | 0.7205 | 1.3708 | 4.0553 | 4.0553 | Normal |  | 2.6845 | 1.3708 | 0 | -2.6845 | 3 | Peak
2023-03-08 11:00 | 3 | 8 | 11 | Non-Summer | 0.7126 | 1.3558 | 4.5601 | 4.5601 | Normal |  | 3.2043 | 1.3558 | 2.2204e-16 | -3.2043 | 3 | Peak
2023-03-08 12:00 | 3 | 8 | 12 | Non-Summer | 0.7044 | 1.3402 | 4.6297 | 4.6297 | Normal |  | 3.2896 | 1.3402 | 0 | -3.2896 | 3 | Peak
2023-03-08 13:00 | 3 | 8 | 13 | Non-Summer | 0.6908 | 1.3143 | 2.4573 | 2.4573 | Normal |  | 1.143 | 1.3143 | 0 | -1.143 | 3 | Peak
2023-03-08 14:00 | 3 | 8 | 14 | Non-Summer | 0.6941 | 1.3206 | 1.0444 | 1.0444 | Normal |  | 0 | 1.0444 | 0.27617 | 0.27617 | 3 | Peak
2023-03-08 15:00 | 3 | 8 | 15 | Non-Summer | 0.7258 | 1.3809 | 0.04645 | 0.04645 | Normal |  | 0 | 0.04645 | 1.3344 | 1.3344 | 3 | Peak
2023-03-08 16:00 | 3 | 8 | 16 | Non-Summer | 0.8013 | 1.5245 | 0.33502 | 0.33502 | Normal |  | 0 | 0.33502 | 1.1895 | 1.1895 | 3 | Peak
2023-03-08 17:00 | 3 | 8 | 17 | Non-Summer | 0.9108 | 1.7329 | 0 | 0 | Normal |  | 0 | 0 | 1.7329 | 1.7329 | 3 | Peak
2023-03-08 18:00 | 3 | 8 | 18 | Non-Summer | 1.0048 | 1.9117 | 0 | 0 | Normal |  | 0 | 0 | 1.9117 | 1.9117 | 3 | Peak
2023-03-08 19:00 | 3 | 8 | 19 | Non-Summer | 1.0191 | 1.9389 | 0 | 0 | Normal |  | 0 | 0 | 1.9389 | 1.9389 | 3 | Peak
2023-03-08 20:00 | 3 | 8 | 20 | Non-Summer | 1.0057 | 1.9134 | 0 | 0 | Normal |  | 0 | 0 | 1.9134 | 1.9134 | 3 | Peak
2023-03-08 21:00 | 3 | 8 | 21 | Non-Summer | 0.9547 | 1.8164 | 0 | 0 | Normal |  | 0 | 0 | 1.8164 | 1.8164 | 3 | Peak
2023-03-08 22:00 | 3 | 8 | 22 | Non-Summer | 0.867 | 1.6495 | 0 | 0 | Normal |  | 0 | 0 | 1.6495 | 1.6495 | 3 | Off-Peak
2023-03-08 23:00 | 3 | 8 | 23 | Non-Summer | 0.7829 | 1.4895 | 0 | 0 | Normal |  | 0 | 0 | 1.4895 | 1.4895 | 3 | Off-Peak
2023-03-09 | 3 | 9 | 0 | Non-Summer | 0.7311 | 1.391 | 0 | 0 | Normal |  | 0 | 0 | 1.391 | 1.391 | 4 | Off-Peak
2023-03-09 01:00 | 3 | 9 | 1 | Non-Summer | 0.7034 | 1.3383 | 0 | 0 | Normal |  | 0 | 0 | 1.3383 | 1.3383 | 4 | Off-Peak
2023-03-09 02:00 | 3 | 9 | 2 | Non-Summer | 0.6869 | 1.3069 | 0 | 0 | Normal |  | 0 | 0 | 1.3069 | 1.3069 | 4 | Off-Peak
2023-03-09 03:00 | 3 | 9 | 3 | Non-Summer | 0.6831 | 1.2996 | 0 | 0 | Normal |  | 0 | 0 | 1.2996 | 1.2996 | 4 | Off-Peak
2023-03-09 04:00 | 3 | 9 | 4 | Non-Summer | 0.6997 | 1.3312 | 0 | 0 | Normal |  | 0 | 0 | 1.3312 | 1.3312 | 4 | Off-Peak
2023-03-09 05:00 | 3 | 9 | 5 | Non-Summer | 0.7411 | 1.41 | 0 | 0 | Normal |  | 0 | 0 | 1.41 | 1.41 | 4 | Off-Peak
2023-03-09 06:00 | 3 | 9 | 6 | Non-Summer | 0.7992 | 1.5205 | 0 | 0 | Normal |  | 0 | 0 | 1.5205 | 1.5205 | 4 | Peak
2023-03-09 07:00 | 3 | 9 | 7 | Non-Summer | 0.81 | 1.5411 | 0.20204 | 0.20204 | Normal |  | 0 | 0.20204 | 1.339 | 1.339 | 4 | Peak
2023-03-09 08:00 | 3 | 9 | 8 | Non-Summer | 0.7773 | 1.4789 | 0.54668 | 0.54668 | Normal |  | 0 | 0.54668 | 0.93218 | 0.93218 | 4 | Peak
2023-03-09 09:00 | 3 | 9 | 9 | Non-Summer | 0.7644 | 1.4543 | 0.83233 | 0.83233 | Normal |  | 0 | 0.83233 | 0.62199 | 0.62199 | 4 | Peak
2023-03-09 10:00 | 3 | 9 | 10 | Non-Summer | 0.7637 | 1.453 | 0.98574 | 0.98574 | Normal |  | 0 | 0.98574 | 0.46724 | 0.46724 | 4 | Peak
2023-03-09 11:00 | 3 | 9 | 11 | Non-Summer | 0.7681 | 1.4614 | 0.88247 | 0.88247 | Normal |  | 0 | 0.88247 | 0.57889 | 0.57889 | 4 | Peak
2023-03-09 12:00 | 3 | 9 | 12 | Non-Summer | 0.7784 | 1.481 | 0.58535 | 0.58535 | Normal |  | 0 | 0.58535 | 0.89561 | 0.89561 | 4 | Peak
2023-03-09 13:00 | 3 | 9 | 13 | Non-Summer | 0.7908 | 1.5045 | 1.1132 | 1.1132 | Normal |  | 0 | 1.1132 | 0.39137 | 0.39137 | 4 | Peak
2023-03-09 14:00 | 3 | 9 | 14 | Non-Summer | 0.8129 | 1.5466 | 0.83208 | 0.83208 | Normal |  | 0 | 0.83208 | 0.71451 | 0.71451 | 4 | Peak
2023-03-09 15:00 | 3 | 9 | 15 | Non-Summer | 0.8543 | 1.6254 | 0.26108 | 0.26108 | Normal |  | 0 | 0.26108 | 1.3643 | 1.3643 | 4 | Peak
2023-03-09 16:00 | 3 | 9 | 16 | Non-Summer | 0.9256 | 1.761 | 0.13098 | 0.13098 | Normal |  | 0 | 0.13098 | 1.63 | 1.63 | 4 | Peak
2023-03-09 17:00 | 3 | 9 | 17 | Non-Summer | 1.0144 | 1.93 | 0 | 0 | Normal |  | 0 | 0 | 1.93 | 1.93 | 4 | Peak
2023-03-09 18:00 | 3 | 9 | 18 | Non-Summer | 1.069 | 2.0338 | 0 | 0 | Normal |  | 0 | 0 | 2.0338 | 2.0338 | 4 | Peak
2023-03-09 19:00 | 3 | 9 | 19 | Non-Summer | 1.0707 | 2.0371 | 0 | 0 | Normal |  | 0 | 0 | 2.0371 | 2.0371 | 4 | Peak
2023-03-09 20:00 | 3 | 9 | 20 | Non-Summer | 1.0504 | 1.9985 | 0 | 0 | Normal |  | 0 | 0 | 1.9985 | 1.9985 | 4 | Peak
2023-03-09 21:00 | 3 | 9 | 21 | Non-Summer | 0.9965 | 1.8959 | 0 | 0 | Normal |  | 0 | 0 | 1.8959 | 1.8959 | 4 | Peak
2023-03-09 22:00 | 3 | 9 | 22 | Non-Summer | 0.908 | 1.7275 | 0 | 0 | Normal |  | 0 | 0 | 1.7275 | 1.7275 | 4 | Off-Peak
2023-03-09 23:00 | 3 | 9 | 23 | Non-Summer | 0.8245 | 1.5687 | 0 | 0 | Normal |  | 0 | 0 | 1.5687 | 1.5687 | 4 | Off-Peak
2023-03-10 | 3 | 10 | 0 | Non-Summer | 0.7722 | 1.4692 | 0 | 0 | Normal |  | 0 | 0 | 1.4692 | 1.4692 | 5 | Off-Peak
2023-03-10 01:00 | 3 | 10 | 1 | Non-Summer | 0.7418 | 1.4113 | 0 | 0 | Normal |  | 0 | 0 | 1.4113 | 1.4113 | 5 | Off-Peak
2023-03-10 02:00 | 3 | 10 | 2 | Non-Summer | 0.7251 | 1.3795 | 0 | 0 | Normal |  | 0 | 0 | 1.3795 | 1.3795 | 5 | Off-Peak
2023-03-10 03:00 | 3 | 10 | 3 | Non-Summer | 0.7181 | 1.3662 | 0 | 0 | Normal |  | 0 | 0 | 1.3662 | 1.3662 | 5 | Off-Peak
2023-03-10 04:00 | 3 | 10 | 4 | Non-Summer | 0.7289 | 1.3868 | 0 | 0 | Normal |  | 0 | 0 | 1.3868 | 1.3868 | 5 | Off-Peak
2023-03-10 05:00 | 3 | 10 | 5 | Non-Summer | 0.7652 | 1.4558 | 0 | 0 | Normal |  | 0 | 0 | 1.4558 | 1.4558 | 5 | Off-Peak
2023-03-10 06:00 | 3 | 10 | 6 | Non-Summer | 0.822 | 1.5639 | 0 | 0 | Normal |  | 0 | 0 | 1.5639 | 1.5639 | 5 | Peak
2023-03-10 07:00 | 3 | 10 | 7 | Non-Summer | 0.8465 | 1.6105 | 0.29801 | 0.29801 | Normal |  | 0 | 0.29801 | 1.3125 | 1.3125 | 5 | Peak
2023-03-10 08:00 | 3 | 10 | 8 | Non-Summer | 0.8297 | 1.5786 | 0.55346 | 0.55346 | Normal |  | 0 | 0.55346 | 1.0251 | 1.0251 | 5 | Peak
2023-03-10 09:00 | 3 | 10 | 9 | Non-Summer | 0.8177 | 1.5557 | 3.7333 | 3.7333 | Normal |  | 2.1776 | 1.5557 | 2.2204e-16 | -2.1776 | 5 | Peak
2023-03-10 10:00 | 3 | 10 | 10 | Non-Summer | 0.815 | 1.5506 | 5.8162 | 5.8162 | Normal |  | 4.2656 | 1.5506 | 0 | -4.2656 | 5 | Peak
2023-03-10 11:00 | 3 | 10 | 11 | Non-Summer | 0.8166 | 1.5536 | 6.2458 | 6.2458 | Normal |  | 4.6921 | 1.5536 | 0 | -4.6921 | 5 | Peak
2023-03-10 12:00 | 3 | 10 | 12 | Non-Summer | 0.8195 | 1.5592 | 5.2646 | 5.2646 | Normal |  | 3.7054 | 1.5592 | 2.2204e-16 | -3.7054 | 5 | Peak
2023-03-10 13:00 | 3 | 10 | 13 | Non-Summer | 0.8206 | 1.5612 | 5.7499 | 5.7499 | Normal |  | 4.1886 | 1.5612 | 0 | -4.1886 | 5 | Peak
2023-03-10 14:00 | 3 | 10 | 14 | Non-Summer | 0.8309 | 1.5808 | 4.8474 | 4.8474 | Normal |  | 3.2666 | 1.5808 | 0 | -3.2666 | 5 | Peak
2023-03-10 15:00 | 3 | 10 | 15 | Non-Summer | 0.8646 | 1.645 | 3.4147 | 3.4147 | Normal |  | 1.7698 | 1.645 | 0 | -1.7698 | 5 | Peak
2023-03-10 16:00 | 3 | 10 | 16 | Non-Summer | 0.9252 | 1.7603 | 1.7682 | 1.7682 | Normal |  | 0.0079951 | 1.7603 | 0 | -0.0079951 | 5 | Peak
2023-03-10 17:00 | 3 | 10 | 17 | Non-Summer | 0.9939 | 1.891 | 0.11189 | 0.11189 | Normal |  | 0 | 0.11189 | 1.7791 | 1.7791 | 5 | Peak
2023-03-10 18:00 | 3 | 10 | 18 | Non-Summer | 1.0427 | 1.9838 | 0 | 0 | Normal |  | 0 | 0 | 1.9838 | 1.9838 | 5 | Peak
2023-03-10 19:00 | 3 | 10 | 19 | Non-Summer | 1.0415 | 1.9815 | 0 | 0 | Normal |  | 0 | 0 | 1.9815 | 1.9815 | 5 | Peak
2023-03-10 20:00 | 3 | 10 | 20 | Non-Summer | 1.0269 | 1.9537 | 0 | 0 | Normal |  | 0 | 0 | 1.9537 | 1.9537 | 5 | Peak
2023-03-10 21:00 | 3 | 10 | 21 | Non-Summer | 0.9923 | 1.8879 | 0 | 0 | Normal |  | 0 | 0 | 1.8879 | 1.8879 | 5 | Peak
2023-03-10 22:00 | 3 | 10 | 22 | Non-Summer | 0.928 | 1.7656 | 0 | 0 | Normal |  | 0 | 0 | 1.7656 | 1.7656 | 5 | Off-Peak
2023-03-10 23:00 | 3 | 10 | 23 | Non-Summer | 0.8533 | 1.6235 | 0 | 0 | Normal |  | 0 | 0 | 1.6235 | 1.6235 | 5 | Off-Peak
2023-03-11 | 3 | 11 | 0 | Non-Summer | 0.7985 | 1.5192 | 0 | 0 | Normal |  | 0 | 0 | 1.5192 | 1.5192 | 6 | Off-Peak
2023-03-11 01:00 | 3 | 11 | 1 | Non-Summer | 0.7611 | 1.448 | 0 | 0 | Normal |  | 0 | 0 | 1.448 | 1.448 | 6 | Off-Peak
2023-03-11 02:00 | 3 | 11 | 2 | Non-Summer | 0.7393 | 1.4066 | 0 | 0 | Normal |  | 0 | 0 | 1.4066 | 1.4066 | 6 | Off-Peak
2023-03-11 03:00 | 3 | 11 | 3 | Non-Summer | 0.7271 | 1.3834 | 0 | 0 | Normal |  | 0 | 0 | 1.3834 | 1.3834 | 6 | Off-Peak
2023-03-11 04:00 | 3 | 11 | 4 | Non-Summer | 0.7277 | 1.3845 | 0 | 0 | Normal |  | 0 | 0 | 1.3845 | 1.3845 | 6 | Off-Peak
2023-03-11 05:00 | 3 | 11 | 5 | Non-Summer | 0.7425 | 1.4127 | 0 | 0 | Normal |  | 0 | 0 | 1.4127 | 1.4127 | 6 | Off-Peak
2023-03-11 06:00 | 3 | 11 | 6 | Non-Summer | 0.7759 | 1.4762 | 0.048542 | 0.048542 | Normal |  | 0 | 0.048542 | 1.4277 | 1.4277 | 6 | Off-Peak
2023-03-11 07:00 | 3 | 11 | 7 | Non-Summer | 0.8164 | 1.5533 | 1.1906 | 1.1906 | Normal |  | 0 | 1.1906 | 0.36261 | 0.36261 | 6 | Off-Peak
2023-03-11 08:00 | 3 | 11 | 8 | Non-Summer | 0.8427 | 1.6033 | 1.6282 | 1.6282 | Normal |  | 0.024865 | 1.6033 | 0 | -0.024865 | 6 | Off-Peak
2023-03-11 09:00 | 3 | 11 | 9 | Non-Summer | 0.8532 | 1.6233 | 3.7575 | 3.7575 | Normal |  | 2.1342 | 1.6233 | 0 | -2.1342 | 6 | Off-Peak
2023-03-11 10:00 | 3 | 11 | 10 | Non-Summer | 0.8602 | 1.6366 | 4.1255 | 4.1255 | Normal |  | 2.489 | 1.6366 | 0 | -2.489 | 6 | Off-Peak
2023-03-11 11:00 | 3 | 11 | 11 | Non-Summer | 0.8621 | 1.6402 | 3.7991 | 3.7991 | Normal |  | 2.1589 | 1.6402 | 0 | -2.1589 | 6 | Off-Peak
2023-03-11 12:00 | 3 | 11 | 12 | Non-Summer | 0.8667 | 1.649 | 6.1119 | 6.1119 | Normal |  | 4.4629 | 1.649 | 0 | -4.4629 | 6 | Off-Peak
2023-03-11 13:00 | 3 | 11 | 13 | Non-Summer | 0.8716 | 1.6583 | 2.2959 | 2.2959 | Normal |  | 0.63764 | 1.6583 | 0 | -0.63764 | 6 | Off-Peak
2023-03-11 14:00 | 3 | 11 | 14 | Non-Summer | 0.8755 | 1.6657 | 4.6112 | 4.6112 | Normal |  | 2.9455 | 1.6657 | 0 | -2.9455 | 6 | Off-Peak
2023-03-11 15:00 | 3 | 11 | 15 | Non-Summer | 0.8959 | 1.7045 | 3.2149 | 3.2149 | Normal |  | 1.5104 | 1.7045 | 0 | -1.5104 | 6 | Off-Peak
2023-03-11 16:00 | 3 | 11 | 16 | Non-Summer | 0.9353 | 1.7795 | 1.5021 | 1.5021 | Normal |  | 0 | 1.5021 | 0.27741 | 0.27741 | 6 | Off-Peak
2023-03-11 17:00 | 3 | 11 | 17 | Non-Summer | 0.9908 | 1.8851 | 0.071505 | 0.071505 | Normal |  | 0 | 0.071505 | 1.8136 | 1.8136 | 6 | Off-Peak
2023-03-11 18:00 | 3 | 11 | 18 | Non-Summer | 1.0313 | 1.9621 | 0 | 0 | Normal |  | 0 | 0 | 1.9621 | 1.9621 | 6 | Off-Peak
2023-03-11 19:00 | 3 | 11 | 19 | Non-Summer | 1.0251 | 1.9503 | 0 | 0 | Normal |  | 0 | 0 | 1.9503 | 1.9503 | 6 | Off-Peak
2023-03-11 20:00 | 3 | 11 | 20 | Non-Summer | 1.0104 | 1.9224 | 0 | 0 | Normal |  | 0 | 0 | 1.9224 | 1.9224 | 6 | Off-Peak
2023-03-11 21:00 | 3 | 11 | 21 | Non-Summer | 0.9806 | 1.8657 | 0 | 0 | Normal |  | 0 | 0 | 1.8657 | 1.8657 | 6 | Off-Peak
2023-03-11 22:00 | 3 | 11 | 22 | Non-Summer | 0.9258 | 1.7614 | 0 | 0 | Normal |  | 0 | 0 | 1.7614 | 1.7614 | 6 | Off-Peak
2023-03-11 23:00 | 3 | 11 | 23 | Non-Summer | 0.8584 | 1.6332 | 0 | 0 | Normal |  | 0 | 0 | 1.6332 | 1.6332 | 6 | Off-Peak
2023-03-12 | 3 | 12 | 0 | Non-Summer | 0.8044 | 1.5304 | 0 | 0 | Normal |  | 0 | 0 | 1.5304 | 1.5304 | 7 | Off-Peak
2023-03-12 01:00 | 3 | 12 | 1 | Non-Summer | 0.7666 | 1.4585 | 0 | 0 | Normal |  | 0 | 0 | 1.4585 | 1.4585 | 7 | Off-Peak
2023-03-12 02:00 | 3 | 12 | 3 | Non-Summer | 0.7447 | 1.4168 | 0 | 0 | Normal |  | 0 | 0 | 1.4168 | 1.4168 | 7 | Off-Peak
2023-03-12 03:00 | 3 | 12 | 4 | Non-Summer | 0.7342 | 1.3969 | 0 | 0 | Normal |  | 0 | 0 | 1.3969 | 1.3969 | 7 | Off-Peak
2023-03-12 04:00 | 3 | 12 | 5 | Non-Summer | 0.7367 | 1.4016 | 0 | 0 | Normal |  | 0 | 0 | 1.4016 | 1.4016 | 7 | Off-Peak
2023-03-12 05:00 | 3 | 12 | 6 | Non-Summer | 0.7524 | 1.4315 | 0 | 0 | Normal |  | 0 | 0 | 1.4315 | 1.4315 | 7 | Off-Peak
2023-03-12 06:00 | 3 | 12 | 7 | Non-Summer | 0.7856 | 1.4947 | 0.069462 | 0.069462 | Normal |  | 0 | 0.069462 | 1.4252 | 1.4252 | 7 | Off-Peak
2023-03-12 07:00 | 3 | 12 | 8 | Non-Summer | 0.8282 | 1.5757 | 1.8908 | 1.8908 | Normal |  | 0.31511 | 1.5757 | 0 | -0.31511 | 7 | Off-Peak
2023-03-12 08:00 | 3 | 12 | 9 | Non-Summer | 0.8653 | 1.6463 | 3.7222 | 3.7222 | Normal |  | 2.076 | 1.6463 | 0 | -2.076 | 7 | Off-Peak
2023-03-12 09:00 | 3 | 12 | 10 | Non-Summer | 0.8862 | 1.6861 | 4.5638 | 4.5638 | Normal |  | 2.8778 | 1.6861 | 0 | -2.8778 | 7 | Off-Peak
2023-03-12 10:00 | 3 | 12 | 11 | Non-Summer | 0.903 | 1.718 | 5.1688 | 5.1688 | Normal |  | 3.4508 | 1.718 | 0 | -3.4508 | 7 | Off-Peak
2023-03-12 11:00 | 3 | 12 | 12 | Non-Summer | 0.9188 | 1.7481 | 4.6143 | 4.6143 | Normal |  | 2.8662 | 1.7481 | 0 | -2.8662 | 7 | Off-Peak
2023-03-12 12:00 | 3 | 12 | 13 | Non-Summer | 0.9305 | 1.7703 | 3.6072 | 3.6072 | Normal |  | 1.8369 | 1.7703 | 0 | -1.8369 | 7 | Off-Peak
2023-03-12 13:00 | 3 | 12 | 14 | Non-Summer | 0.9408 | 1.7899 | 3.2588 | 3.2588 | Normal |  | 1.4688 | 1.7899 | 0 | -1.4688 | 7 | Off-Peak
2023-03-12 14:00 | 3 | 12 | 15 | Non-Summer | 0.9536 | 1.8143 | 2.7779 | 2.7779 | Normal |  | 0.96357 | 1.8143 | 0 | -0.96357 | 7 | Off-Peak
2023-03-12 15:00 | 3 | 12 | 16 | Non-Summer | 0.9778 | 1.8603 | 0.95769 | 0.95769 | Normal |  | 0 | 0.95769 | 0.90264 | 0.90264 | 7 | Off-Peak
2023-03-12 16:00 | 3 | 12 | 17 | Non-Summer | 1.0215 | 1.9435 | 0.35045 | 0.35045 | Normal |  | 0 | 0.35045 | 1.593 | 1.593 | 7 | Off-Peak
2023-03-12 17:00 | 3 | 12 | 18 | Non-Summer | 1.0675 | 2.031 | 0.002706 | 0.002706 | Normal |  | 0 | 0.002706 | 2.0283 | 2.0283 | 7 | Off-Peak
2023-03-12 18:00 | 3 | 12 | 19 | Non-Summer | 1.1119 | 2.1155 | 0 | 0 | Normal |  | 0 | 0 | 2.1155 | 2.1155 | 7 | Off-Peak
2023-03-12 19:00 | 3 | 12 | 20 | Non-Summer | 1.1099 | 2.1117 | 0 | 0 | Normal |  | 0 | 0 | 2.1117 | 2.1117 | 7 | Off-Peak
2023-03-12 20:00 | 3 | 12 | 21 | Non-Summer | 1.0621 | 2.0207 | 0 | 0 | Normal |  | 0 | 0 | 2.0207 | 2.0207 | 7 | Off-Peak
2023-03-12 21:00 | 3 | 12 | 22 | Non-Summer | 0.9755 | 1.856 | 0 | 0 | Normal |  | 0 | 0 | 1.856 | 1.856 | 7 | Off-Peak
2023-03-12 22:00 | 3 | 12 | 23 | Non-Summer | 0.8817 | 1.6775 | 0 | 0 | Normal |  | 0 | 0 | 1.6775 | 1.6775 | 7 | Off-Peak
2023-03-12 23:00 | 3 | 13 | 0 | Non-Summer | 0.8817 | 1.6775 | 0 | 0 | Normal |  | 0 | 0 | 1.6775 | 1.6775 | 7 | Off-Peak
2023-03-13 | 3 | 13 | 1 | Non-Summer | 0.8193 | 1.5588 | 0 | 0 | Normal |  | 0 | 0 | 1.5588 | 1.5588 | 1 | Off-Peak
2023-03-13 01:00 | 3 | 13 | 2 | Non-Summer | 0.7831 | 1.4899 | 0 | 0 | Normal |  | 0 | 0 | 1.4899 | 1.4899 | 1 | Off-Peak
2023-03-13 02:00 | 3 | 13 | 3 | Non-Summer | 0.7636 | 1.4528 | 0 | 0 | Normal |  | 0 | 0 | 1.4528 | 1.4528 | 1 | Off-Peak
2023-03-13 03:00 | 3 | 13 | 4 | Non-Summer | 0.756 | 1.4383 | 0 | 0 | Normal |  | 0 | 0 | 1.4383 | 1.4383 | 1 | Off-Peak
2023-03-13 04:00 | 3 | 13 | 5 | Non-Summer | 0.7668 | 1.4589 | 0 | 0 | Normal |  | 0 | 0 | 1.4589 | 1.4589 | 1 | Off-Peak
2023-03-13 05:00 | 3 | 13 | 6 | Non-Summer | 0.7978 | 1.5179 | 0 | 0 | Normal |  | 0 | 0 | 1.5179 | 1.5179 | 1 | Peak
2023-03-13 06:00 | 3 | 13 | 7 | Non-Summer | 0.8551 | 1.6269 | 0.06861 | 0.06861 | Normal |  | 0 | 0.06861 | 1.5583 | 1.5583 | 1 | Peak
2023-03-13 07:00 | 3 | 13 | 8 | Non-Summer | 0.8927 | 1.6984 | 1.0595 | 1.0595 | Normal |  | 0 | 1.0595 | 0.63888 | 0.63888 | 1 | Peak
2023-03-13 08:00 | 3 | 13 | 9 | Non-Summer | 0.874 | 1.6628 | 2.9924 | 2.9924 | Normal |  | 1.3295 | 1.6628 | 0 | -1.3295 | 1 | Peak
2023-03-13 09:00 | 3 | 13 | 10 | Non-Summer | 0.8598 | 1.6358 | 5.2223 | 5.2223 | Normal |  | 3.5865 | 1.6358 | 0 | -3.5865 | 1 | Peak
2023-03-13 10:00 | 3 | 13 | 11 | Non-Summer | 0.8595 | 1.6353 | 2.0026 | 2.0026 | Normal |  | 0.36731 | 1.6353 | 0 | -0.36731 | 1 | Peak
2023-03-13 11:00 | 3 | 13 | 12 | Non-Summer | 0.8613 | 1.6387 | 1.3933 | 1.3933 | Normal |  | 0 | 1.3933 | 0.24534 | 0.24534 | 1 | Peak
2023-03-13 12:00 | 3 | 13 | 13 | Non-Summer | 0.8641 | 1.644 | 1.1211 | 1.1211 | Normal |  | 0 | 1.1211 | 0.52293 | 0.52293 | 1 | Peak
2023-03-13 13:00 | 3 | 13 | 14 | Non-Summer | 0.8634 | 1.6427 | 0.67026 | 0.67026 | Normal |  | 0 | 0.67026 | 0.97242 | 0.97242 | 1 | Peak
2023-03-13 14:00 | 3 | 13 | 15 | Non-Summer | 0.8692 | 1.6537 | 0.53884 | 0.53884 | Normal |  | 0 | 0.53884 | 1.1149 | 1.1149 | 1 | Peak
2023-03-13 15:00 | 3 | 13 | 16 | Non-Summer | 0.8998 | 1.7119 | 0.49879 | 0.49879 | Normal |  | 0 | 0.49879 | 1.2131 | 1.2131 | 1 | Peak
2023-03-13 16:00 | 3 | 13 | 17 | Non-Summer | 0.9571 | 1.8209 | 0.34557 | 0.34557 | Normal |  | 0 | 0.34557 | 1.4754 | 1.4754 | 1 | Peak
2023-03-13 17:00 | 3 | 13 | 18 | Non-Summer | 1.0249 | 1.9499 | 0.008707 | 0.008707 | Normal |  | 0 | 0.008707 | 1.9412 | 1.9412 | 1 | Peak
2023-03-13 18:00 | 3 | 13 | 19 | Non-Summer | 1.0809 | 2.0565 | 0 | 0 | Normal |  | 0 | 0 | 2.0565 | 2.0565 | 1 | Peak
2023-03-13 19:00 | 3 | 13 | 20 | Non-Summer | 1.1336 | 2.1567 | 0 | 0 | Normal |  | 0 | 0 | 2.1567 | 2.1567 | 1 | Peak
2023-03-13 20:00 | 3 | 13 | 21 | Non-Summer | 1.13 | 2.1499 | 0 | 0 | Normal |  | 0 | 0 | 2.1499 | 2.1499 | 1 | Peak
2023-03-13 21:00 | 3 | 13 | 22 | Non-Summer | 1.0786 | 2.0521 | 0 | 0 | Normal |  | 0 | 0 | 2.0521 | 2.0521 | 1 | Off-Peak
2023-03-13 22:00 | 3 | 13 | 23 | Non-Summer | 0.9855 | 1.875 | 0 | 0 | Normal |  | 0 | 0 | 1.875 | 1.875 | 1 | Off-Peak
2023-03-13 23:00 | 3 | 14 | 0 | Non-Summer | 0.8927 | 1.6984 | 0 | 0 | Normal |  | 0 | 0 | 1.6984 | 1.6984 | 1 | Off-Peak
2023-03-14 | 3 | 14 | 1 | Non-Summer | 0.8378 | 1.594 | 0 | 0 | Normal |  | 0 | 0 | 1.594 | 1.594 | 2 | Off-Peak
2023-03-14 01:00 | 3 | 14 | 2 | Non-Summer | 0.807 | 1.5354 | 0 | 0 | Normal |  | 0 | 0 | 1.5354 | 1.5354 | 2 | Off-Peak
2023-03-14 02:00 | 3 | 14 | 3 | Non-Summer | 0.7925 | 1.5078 | 0 | 0 | Normal |  | 0 | 0 | 1.5078 | 1.5078 | 2 | Off-Peak
2023-03-14 03:00 | 3 | 14 | 4 | Non-Summer | 0.7898 | 1.5026 | 0 | 0 | Normal |  | 0 | 0 | 1.5026 | 1.5026 | 2 | Off-Peak
2023-03-14 04:00 | 3 | 14 | 5 | Non-Summer | 0.8027 | 1.5272 | 0 | 0 | Normal |  | 0 | 0 | 1.5272 | 1.5272 | 2 | Off-Peak
2023-03-14 05:00 | 3 | 14 | 6 | Non-Summer | 0.8405 | 1.5991 | 0 | 0 | Normal |  | 0 | 0 | 1.5991 | 1.5991 | 2 | Peak
2023-03-14 06:00 | 3 | 14 | 7 | Non-Summer | 0.9047 | 1.7212 | 0.12803 | 0.12803 | Normal |  | 0 | 0.12803 | 1.5932 | 1.5932 | 2 | Peak
2023-03-14 07:00 | 3 | 14 | 8 | Non-Summer | 0.926 | 1.7618 | 1.4412 | 1.4412 | Normal |  | 0 | 1.4412 | 0.3206 | 0.3206 | 2 | Peak
2023-03-14 08:00 | 3 | 14 | 9 | Non-Summer | 0.8707 | 1.6566 | 3.9463 | 3.9463 | Normal |  | 2.2897 | 1.6566 | 0 | -2.2897 | 2 | Peak
2023-03-14 09:00 | 3 | 14 | 10 | Non-Summer | 0.8317 | 1.5824 | 5.6359 | 5.6359 | Normal |  | 4.0535 | 1.5824 | 2.2204e-16 | -4.0535 | 2 | Peak
2023-03-14 10:00 | 3 | 14 | 11 | Non-Summer | 0.8064 | 1.5342 | 6.5608 | 6.5608 | Normal |  | 5.0265 | 1.5342 | 4.4409e-16 | -5.0265 | 2 | Peak
2023-03-14 11:00 | 3 | 14 | 12 | Non-Summer | 0.7933 | 1.5093 | 7 | 7 | Normal |  | 5.4907 | 1.5093 | 0 | -5.4907 | 2 | Peak
2023-03-14 12:00 | 3 | 14 | 13 | Non-Summer | 0.7824 | 1.4886 | 7 | 7 | Normal |  | 5.5114 | 1.4886 | 2.2204e-16 | -5.5114 | 2 | Peak
2023-03-14 13:00 | 3 | 14 | 14 | Non-Summer | 0.7652 | 1.4558 | 6.5314 | 6.5314 | Normal |  | 5.0755 | 1.4558 | 0 | -5.0755 | 2 | Peak
2023-03-14 14:00 | 3 | 14 | 15 | Non-Summer | 0.7514 | 1.4296 | 5.5481 | 5.5481 | Normal |  | 4.1185 | 1.4296 | 0 | -4.1185 | 2 | Peak
2023-03-14 15:00 | 3 | 14 | 16 | Non-Summer | 0.7575 | 1.4412 | 4.0627 | 4.0627 | Normal |  | 2.6216 | 1.4412 | 0 | -2.6216 | 2 | Peak
2023-03-14 16:00 | 3 | 14 | 17 | Non-Summer | 0.7946 | 1.5118 | 2.0337 | 2.0337 | Normal |  | 0.52193 | 1.5118 | 0 | -0.52193 | 2 | Peak
2023-03-14 17:00 | 3 | 14 | 18 | Non-Summer | 0.8548 | 1.6263 | 0.18327 | 0.18327 | Normal |  | 0 | 0.18327 | 1.443 | 1.443 | 2 | Peak
2023-03-14 18:00 | 3 | 14 | 19 | Non-Summer | 0.9364 | 1.7816 | 0 | 0 | Normal |  | 0 | 0 | 1.7816 | 1.7816 | 2 | Peak
2023-03-14 19:00 | 3 | 14 | 20 | Non-Summer | 1.041 | 1.9806 | 0 | 0 | Normal |  | 0 | 0 | 1.9806 | 1.9806 | 2 | Peak
2023-03-14 20:00 | 3 | 14 | 21 | Non-Summer | 1.0674 | 2.0308 | 0 | 0 | Normal |  | 0 | 0 | 2.0308 | 2.0308 | 2 | Peak
2023-03-14 21:00 | 3 | 14 | 22 | Non-Summer | 1.0365 | 1.972 | 0 | 0 | Normal |  | 0 | 0 | 1.972 | 1.972 | 2 | Off-Peak
2023-03-14 22:00 | 3 | 14 | 23 | Non-Summer | 0.9544 | 1.8158 | 0 | 0 | Normal |  | 0 | 0 | 1.8158 | 1.8158 | 2 | Off-Peak
2023-03-14 23:00 | 3 | 15 | 0 | Non-Summer | 0.8713 | 1.6577 | 0 | 0 | Normal |  | 0 | 0 | 1.6577 | 1.6577 | 2 | Off-Peak
2023-03-15 | 3 | 15 | 1 | Non-Summer | 0.82 | 1.5601 | 0 | 0 | Normal |  | 0 | 0 | 1.5601 | 1.5601 | 3 | Off-Peak
2023-03-15 01:00 | 3 | 15 | 2 | Non-Summer | 0.7925 | 1.5078 | 0 | 0 | Normal |  | 0 | 0 | 1.5078 | 1.5078 | 3 | Off-Peak
2023-03-15 02:00 | 3 | 15 | 3 | Non-Summer | 0.7787 | 1.4815 | 0 | 0 | Normal |  | 0 | 0 | 1.4815 | 1.4815 | 3 | Off-Peak
2023-03-15 03:00 | 3 | 15 | 4 | Non-Summer | 0.7759 | 1.4762 | 0 | 0 | Normal |  | 0 | 0 | 1.4762 | 1.4762 | 3 | Off-Peak
2023-03-15 04:00 | 3 | 15 | 5 | Non-Summer | 0.7915 | 1.5059 | 0 | 0 | Normal |  | 0 | 0 | 1.5059 | 1.5059 | 3 | Off-Peak
2023-03-15 05:00 | 3 | 15 | 6 | Non-Summer | 0.8264 | 1.5723 | 0 | 0 | Normal |  | 0 | 0 | 1.5723 | 1.5723 | 3 | Peak
2023-03-15 06:00 | 3 | 15 | 7 | Non-Summer | 0.887 | 1.6876 | 0.26676 | 0.26676 | Normal |  | 0 | 0.26676 | 1.4208 | 1.4208 | 3 | Peak
2023-03-15 07:00 | 3 | 15 | 8 | Non-Summer | 0.9017 | 1.7155 | 2.1794 | 2.1794 | Normal |  | 0.46383 | 1.7155 | 0 | -0.46383 | 3 | Peak
2023-03-15 08:00 | 3 | 15 | 9 | Non-Summer | 0.8413 | 1.6006 | 4.1494 | 4.1494 | Normal |  | 2.5488 | 1.6006 | 0 | -2.5488 | 3 | Peak
2023-03-15 09:00 | 3 | 15 | 10 | Non-Summer | 0.7962 | 1.5148 | 5.5518 | 5.5518 | Normal |  | 4.037 | 1.5148 | 2.2204e-16 | -4.037 | 3 | Peak
2023-03-15 10:00 | 3 | 15 | 11 | Non-Summer | 0.767 | 1.4593 | 6.4559 | 6.4559 | Normal |  | 4.9966 | 1.4593 | 0 | -4.9966 | 3 | Peak
2023-03-15 11:00 | 3 | 15 | 12 | Non-Summer | 0.75 | 1.4269 | 6.8684 | 6.8684 | Normal |  | 5.4415 | 1.4269 | 0 | -5.4415 | 3 | Peak
2023-03-15 12:00 | 3 | 15 | 13 | Non-Summer | 0.7316 | 1.3919 | 6.7358 | 6.7358 | Normal |  | 5.3438 | 1.3919 | 0 | -5.3438 | 3 | Peak
2023-03-15 13:00 | 3 | 15 | 14 | Non-Summer | 0.7121 | 1.3548 | 5.1823 | 5.1823 | Normal |  | 3.8275 | 1.3548 | 0 | -3.8275 | 3 | Peak
2023-03-15 14:00 | 3 | 15 | 15 | Non-Summer | 0.705 | 1.3413 | 3.8885 | 3.8885 | Normal |  | 2.5472 | 1.3413 | 0 | -2.5472 | 3 | Peak
2023-03-15 15:00 | 3 | 15 | 16 | Non-Summer | 0.7197 | 1.3693 | 2.1066 | 2.1066 | Normal |  | 0.73735 | 1.3693 | 0 | -0.73735 | 3 | Peak
2023-03-15 16:00 | 3 | 15 | 17 | Non-Summer | 0.7698 | 1.4646 | 0.99747 | 0.99747 | Normal |  | 0 | 0.99747 | 0.46712 | 0.46712 | 3 | Peak
2023-03-15 17:00 | 3 | 15 | 18 | Non-Summer | 0.8368 | 1.5921 | 0.098948 | 0.098948 | Normal |  | 0 | 0.098948 | 1.4931 | 1.4931 | 3 | Peak
2023-03-15 18:00 | 3 | 15 | 19 | Non-Summer | 0.9084 | 1.7283 | 0 | 0 | Normal |  | 0 | 0 | 1.7283 | 1.7283 | 3 | Peak
2023-03-15 19:00 | 3 | 15 | 20 | Non-Summer | 0.9774 | 1.8596 | 0 | 0 | Normal |  | 0 | 0 | 1.8596 | 1.8596 | 3 | Peak
2023-03-15 20:00 | 3 | 15 | 21 | Non-Summer | 0.9913 | 1.886 | 0 | 0 | Normal |  | 0 | 0 | 1.886 | 1.886 | 3 | Peak
2023-03-15 21:00 | 3 | 15 | 22 | Non-Summer | 0.9557 | 1.8183 | 0 | 0 | Normal |  | 0 | 0 | 1.8183 | 1.8183 | 3 | Off-Peak
2023-03-15 22:00 | 3 | 15 | 23 | Non-Summer | 0.8746 | 1.664 | 0 | 0 | Normal |  | 0 | 0 | 1.664 | 1.664 | 3 | Off-Peak
2023-03-15 23:00 | 3 | 16 | 0 | Non-Summer | 0.7903 | 1.5036 | 0 | 0 | Normal |  | 0 | 0 | 1.5036 | 1.5036 | 3 | Off-Peak
2023-03-16 | 3 | 16 | 1 | Non-Summer | 0.7368 | 1.4018 | 0 | 0 | Normal |  | 0 | 0 | 1.4018 | 1.4018 | 4 | Off-Peak
2023-03-16 01:00 | 3 | 16 | 2 | Non-Summer | 0.7051 | 1.3415 | 0 | 0 | Normal |  | 0 | 0 | 1.3415 | 1.3415 | 4 | Off-Peak
2023-03-16 02:00 | 3 | 16 | 3 | Non-Summer | 0.6857 | 1.3046 | 0 | 0 | Normal |  | 0 | 0 | 1.3046 | 1.3046 | 4 | Off-Peak
2023-03-16 03:00 | 3 | 16 | 4 | Non-Summer | 0.6797 | 1.2932 | 0 | 0 | Normal |  | 0 | 0 | 1.2932 | 1.2932 | 4 | Off-Peak
2023-03-16 04:00 | 3 | 16 | 5 | Non-Summer | 0.6914 | 1.3154 | 0 | 0 | Normal |  | 0 | 0 | 1.3154 | 1.3154 | 4 | Off-Peak
2023-03-16 05:00 | 3 | 16 | 6 | Non-Summer | 0.7259 | 1.3811 | 0 | 0 | Normal |  | 0 | 0 | 1.3811 | 1.3811 | 4 | Peak
2023-03-16 06:00 | 3 | 16 | 7 | Non-Summer | 0.7857 | 1.4948 | 0 | 0 | Normal |  | 0 | 0 | 1.4948 | 1.4948 | 4 | Peak
2023-03-16 07:00 | 3 | 16 | 8 | Non-Summer | 0.813 | 1.5468 | 0.19718 | 0.19718 | Normal |  | 0 | 0.19718 | 1.3496 | 1.3496 | 4 | Peak
2023-03-16 08:00 | 3 | 16 | 9 | Non-Summer | 0.7889 | 1.5009 | 1.0348 | 1.0348 | Normal |  | 0 | 1.0348 | 0.46616 | 0.46616 | 4 | Peak
2023-03-16 09:00 | 3 | 16 | 10 | Non-Summer | 0.7834 | 1.4905 | 0.47951 | 0.47951 | Normal |  | 0 | 0.47951 | 1.011 | 1.011 | 4 | Peak
2023-03-16 10:00 | 3 | 16 | 11 | Non-Summer | 0.7808 | 1.4855 | 1.0793 | 1.0793 | Normal |  | 0 | 1.0793 | 0.4062 | 0.4062 | 4 | Peak
2023-03-16 11:00 | 3 | 16 | 12 | Non-Summer | 0.7744 | 1.4733 | 0.80257 | 0.80257 | Normal |  | 0 | 0.80257 | 0.67077 | 0.67077 | 4 | Peak
2023-03-16 12:00 | 3 | 16 | 13 | Non-Summer | 0.7811 | 1.4861 | 1.032 | 1.032 | Normal |  | 0 | 1.032 | 0.45414 | 0.45414 | 4 | Peak
2023-03-16 13:00 | 3 | 16 | 14 | Non-Summer | 0.7798 | 1.4836 | 0.23187 | 0.23187 | Normal |  | 0 | 0.23187 | 1.2517 | 1.2517 | 4 | Peak
2023-03-16 14:00 | 3 | 16 | 15 | Non-Summer | 0.7829 | 1.4895 | 1.1734 | 1.1734 | Normal |  | 0 | 1.1734 | 0.31612 | 0.31612 | 4 | Peak
2023-03-16 15:00 | 3 | 16 | 16 | Non-Summer | 0.8106 | 1.5422 | 0.70438 | 0.70438 | Normal |  | 0 | 0.70438 | 0.83784 | 0.83784 | 4 | Peak
2023-03-16 16:00 | 3 | 16 | 17 | Non-Summer | 0.8651 | 1.6459 | 0.29377 | 0.29377 | Normal |  | 0 | 0.29377 | 1.3521 | 1.3521 | 4 | Peak
2023-03-16 17:00 | 3 | 16 | 18 | Non-Summer | 0.9253 | 1.7604 | 0.007543 | 0.007543 | Normal |  | 0 | 0.007543 | 1.7529 | 1.7529 | 4 | Peak
2023-03-16 18:00 | 3 | 16 | 19 | Non-Summer | 0.9672 | 1.8402 | 0 | 0 | Normal |  | 0 | 0 | 1.8402 | 1.8402 | 4 | Peak
2023-03-16 19:00 | 3 | 16 | 20 | Non-Summer | 0.9993 | 1.9012 | 0 | 0 | Normal |  | 0 | 0 | 1.9012 | 1.9012 | 4 | Peak
2023-03-16 20:00 | 3 | 16 | 21 | Non-Summer | 0.9908 | 1.8851 | 0 | 0 | Normal |  | 0 | 0 | 1.8851 | 1.8851 | 4 | Peak
2023-03-16 21:00 | 3 | 16 | 22 | Non-Summer | 0.9449 | 1.7977 | 0 | 0 | Normal |  | 0 | 0 | 1.7977 | 1.7977 | 4 | Off-Peak
2023-03-16 22:00 | 3 | 16 | 23 | Non-Summer | 0.8605 | 1.6372 | 0 | 0 | Normal |  | 0 | 0 | 1.6372 | 1.6372 | 4 | Off-Peak
2023-03-16 23:00 | 3 | 17 | 0 | Non-Summer | 0.7728 | 1.4703 | 0 | 0 | Normal |  | 0 | 0 | 1.4703 | 1.4703 | 4 | Off-Peak
2023-03-17 | 3 | 17 | 1 | Non-Summer | 0.7151 | 1.3605 | 0 | 0 | Normal |  | 0 | 0 | 1.3605 | 1.3605 | 5 | Off-Peak
2023-03-17 01:00 | 3 | 17 | 2 | Non-Summer | 0.6843 | 1.3019 | 0 | 0 | Normal |  | 0 | 0 | 1.3019 | 1.3019 | 5 | Off-Peak
2023-03-17 02:00 | 3 | 17 | 3 | Non-Summer | 0.6769 | 1.2878 | 0 | 0 | Normal |  | 0 | 0 | 1.2878 | 1.2878 | 5 | Off-Peak
2023-03-17 03:00 | 3 | 17 | 4 | Non-Summer | 0.6844 | 1.3021 | 0 | 0 | Normal |  | 0 | 0 | 1.3021 | 1.3021 | 5 | Off-Peak
2023-03-17 04:00 | 3 | 17 | 5 | Non-Summer | 0.7035 | 1.3385 | 0 | 0 | Normal |  | 0 | 0 | 1.3385 | 1.3385 | 5 | Off-Peak
2023-03-17 05:00 | 3 | 17 | 6 | Non-Summer | 0.7485 | 1.4241 | 0 | 0 | Normal |  | 0 | 0 | 1.4241 | 1.4241 | 5 | Peak
2023-03-17 06:00 | 3 | 17 | 7 | Non-Summer | 0.8134 | 1.5475 | 0.1057 | 0.1057 | Normal |  | 0 | 0.1057 | 1.4418 | 1.4418 | 5 | Peak
2023-03-17 07:00 | 3 | 17 | 8 | Non-Summer | 0.8592 | 1.6347 | 0.74328 | 0.74328 | Normal |  | 0 | 0.74328 | 0.8914 | 0.8914 | 5 | Peak
2023-03-17 08:00 | 3 | 17 | 9 | Non-Summer | 0.857 | 1.6305 | 1.0204 | 1.0204 | Normal |  | 0 | 1.0204 | 0.61008 | 0.61008 | 5 | Peak
2023-03-17 09:00 | 3 | 17 | 10 | Non-Summer | 0.8541 | 1.625 | 2.1212 | 2.1212 | Normal |  | 0.49618 | 1.625 | 0 | -0.49618 | 5 | Peak
2023-03-17 10:00 | 3 | 17 | 11 | Non-Summer | 0.8501 | 1.6174 | 3.7885 | 3.7885 | Normal |  | 2.1711 | 1.6174 | 0 | -2.1711 | 5 | Peak
2023-03-17 11:00 | 3 | 17 | 12 | Non-Summer | 0.8465 | 1.6105 | 4.8872 | 4.8872 | Normal |  | 3.2767 | 1.6105 | 0 | -3.2767 | 5 | Peak
2023-03-17 12:00 | 3 | 17 | 13 | Non-Summer | 0.8358 | 1.5902 | 6.9166 | 6.9166 | Normal |  | 5.3264 | 1.5902 | 0 | -5.3264 | 5 | Peak
2023-03-17 13:00 | 3 | 17 | 14 | Non-Summer | 0.8257 | 1.5709 | 6.4291 | 6.4291 | Normal |  | 4.8581 | 1.5709 | 0 | -4.8581 | 5 | Peak
2023-03-17 14:00 | 3 | 17 | 15 | Non-Summer | 0.8164 | 1.5533 | 5.4467 | 5.4467 | Normal |  | 3.8934 | 1.5533 | 0 | -3.8934 | 5 | Peak
2023-03-17 15:00 | 3 | 17 | 16 | Non-Summer | 0.8255 | 1.5706 | 4.0021 | 4.0021 | Normal |  | 2.4315 | 1.5706 | 2.2204e-16 | -2.4315 | 5 | Peak
2023-03-17 16:00 | 3 | 17 | 17 | Non-Summer | 0.8564 | 1.6294 | 2.0651 | 2.0651 | Normal |  | 0.43572 | 1.6294 | 0 | -0.43572 | 5 | Peak
2023-03-17 17:00 | 3 | 17 | 18 | Non-Summer | 0.9071 | 1.7258 | 0.26204 | 0.26204 | Normal |  | 0 | 0.26204 | 1.4638 | 1.4638 | 5 | Peak
2023-03-17 18:00 | 3 | 17 | 19 | Non-Summer | 0.9726 | 1.8504 | 0 | 0 | Normal |  | 0 | 0 | 1.8504 | 1.8504 | 5 | Peak
2023-03-17 19:00 | 3 | 17 | 20 | Non-Summer | 1.0526 | 2.0026 | 0 | 0 | Normal |  | 0 | 0 | 2.0026 | 2.0026 | 5 | Peak
2023-03-17 20:00 | 3 | 17 | 21 | Non-Summer | 1.0756 | 2.0464 | 0 | 0 | Normal |  | 0 | 0 | 2.0464 | 2.0464 | 5 | Peak
2023-03-17 21:00 | 3 | 17 | 22 | Non-Summer | 1.0594 | 2.0156 | 0 | 0 | Normal |  | 0 | 0 | 2.0156 | 2.0156 | 5 | Off-Peak
2023-03-17 22:00 | 3 | 17 | 23 | Non-Summer | 1.0081 | 1.918 | 0 | 0 | Normal |  | 0 | 0 | 1.918 | 1.918 | 5 | Off-Peak
2023-03-17 23:00 | 3 | 18 | 0 | Non-Summer | 0.9401 | 1.7886 | 0 | 0 | Normal |  | 0 | 0 | 1.7886 | 1.7886 | 5 | Off-Peak
2023-03-18 | 3 | 18 | 1 | Non-Summer | 0.8919 | 1.6969 | 0 | 0 | Normal |  | 0 | 0 | 1.6969 | 1.6969 | 6 | Off-Peak
2023-03-18 01:00 | 3 | 18 | 2 | Non-Summer | 0.8604 | 1.637 | 0 | 0 | Normal |  | 0 | 0 | 1.637 | 1.637 | 6 | Off-Peak
2023-03-18 02:00 | 3 | 18 | 3 | Non-Summer | 0.8437 | 1.6052 | 0 | 0 | Normal |  | 0 | 0 | 1.6052 | 1.6052 | 6 | Off-Peak
2023-03-18 03:00 | 3 | 18 | 4 | Non-Summer | 0.8395 | 1.5972 | 0 | 0 | Normal |  | 0 | 0 | 1.5972 | 1.5972 | 6 | Off-Peak
2023-03-18 04:00 | 3 | 18 | 5 | Non-Summer | 0.8482 | 1.6138 | 0 | 0 | Normal |  | 0 | 0 | 1.6138 | 1.6138 | 6 | Off-Peak
2023-03-18 05:00 | 3 | 18 | 6 | Non-Summer | 0.8674 | 1.6503 | 0 | 0 | Normal |  | 0 | 0 | 1.6503 | 1.6503 | 6 | Off-Peak
2023-03-18 06:00 | 3 | 18 | 7 | Non-Summer | 0.9022 | 1.7165 | 0.35591 | 0.35591 | Normal |  | 0 | 0.35591 | 1.3606 | 1.3606 | 6 | Off-Peak
2023-03-18 07:00 | 3 | 18 | 8 | Non-Summer | 0.9512 | 1.8097 | 2.2637 | 2.2637 | Normal |  | 0.45399 | 1.8097 | 0 | -0.45399 | 6 | Off-Peak
2023-03-18 08:00 | 3 | 18 | 9 | Non-Summer | 0.9878 | 1.8794 | 4.2607 | 4.2607 | Normal |  | 2.3814 | 1.8794 | 0 | -2.3814 | 6 | Off-Peak
2023-03-18 09:00 | 3 | 18 | 10 | Non-Summer | 1.0072 | 1.9163 | 5.7375 | 5.7375 | Normal |  | 3.8213 | 1.9163 | 0 | -3.8213 | 6 | Off-Peak
2023-03-18 10:00 | 3 | 18 | 11 | Non-Summer | 1.0123 | 1.926 | 6.679 | 6.679 | Normal |  | 4.753 | 1.926 | 0 | -4.753 | 6 | Off-Peak
2023-03-18 11:00 | 3 | 18 | 12 | Non-Summer | 1.0166 | 1.9341 | 7 | 7 | Normal |  | 5.0659 | 1.9341 | 0 | -5.0659 | 6 | Off-Peak
2023-03-18 12:00 | 3 | 18 | 13 | Non-Summer | 1.017 | 1.9349 | 7 | 7 | Normal |  | 5.0651 | 1.9349 | 0 | -5.0651 | 6 | Off-Peak
2023-03-18 13:00 | 3 | 18 | 14 | Non-Summer | 1.012 | 1.9254 | 6.5706 | 6.5706 | Normal |  | 4.6452 | 1.9254 | 0 | -4.6452 | 6 | Off-Peak
2023-03-18 14:00 | 3 | 18 | 15 | Non-Summer | 1.0088 | 1.9193 | 5.56 | 5.56 | Normal |  | 3.6407 | 1.9193 | 0 | -3.6407 | 6 | Off-Peak
2023-03-18 15:00 | 3 | 18 | 16 | Non-Summer | 1.0112 | 1.9239 | 4.1244 | 4.1244 | Normal |  | 2.2005 | 1.9239 | 2.2204e-16 | -2.2005 | 6 | Off-Peak
2023-03-18 16:00 | 3 | 18 | 17 | Non-Summer | 1.0262 | 1.9524 | 2.1664 | 2.1664 | Normal |  | 0.214 | 1.9524 | 0 | -0.214 | 6 | Off-Peak
2023-03-18 17:00 | 3 | 18 | 18 | Non-Summer | 1.0598 | 2.0163 | 0.29575 | 0.29575 | Normal |  | 0 | 0.29575 | 1.7206 | 1.7206 | 6 | Off-Peak
2023-03-18 18:00 | 3 | 18 | 19 | Non-Summer | 1.089 | 2.0719 | 0 | 0 | Normal |  | 0 | 0 | 2.0719 | 2.0719 | 6 | Off-Peak
2023-03-18 19:00 | 3 | 18 | 20 | Non-Summer | 1.1404 | 2.1697 | 0 | 0 | Normal |  | 0 | 0 | 2.1697 | 2.1697 | 6 | Off-Peak
2023-03-18 20:00 | 3 | 18 | 21 | Non-Summer | 1.1446 | 2.1777 | 0 | 0 | Normal |  | 0 | 0 | 2.1777 | 2.1777 | 6 | Off-Peak
2023-03-18 21:00 | 3 | 18 | 22 | Non-Summer | 1.1179 | 2.1269 | 0 | 0 | Normal |  | 0 | 0 | 2.1269 | 2.1269 | 6 | Off-Peak
2023-03-18 22:00 | 3 | 18 | 23 | Non-Summer | 1.0613 | 2.0192 | 0 | 0 | Normal |  | 0 | 0 | 2.0192 | 2.0192 | 6 | Off-Peak
2023-03-18 23:00 | 3 | 19 | 0 | Non-Summer | 0.9872 | 1.8782 | 0 | 0 | Normal |  | 0 | 0 | 1.8782 | 1.8782 | 6 | Off-Peak
2023-03-19 | 3 | 19 | 1 | Non-Summer | 0.9316 | 1.7724 | 0 | 0 | Normal |  | 0 | 0 | 1.7724 | 1.7724 | 7 | Off-Peak
2023-03-19 01:00 | 3 | 19 | 2 | Non-Summer | 0.892 | 1.6971 | 0 | 0 | Normal |  | 0 | 0 | 1.6971 | 1.6971 | 7 | Off-Peak
2023-03-19 02:00 | 3 | 19 | 3 | Non-Summer | 0.868 | 1.6514 | 0 | 0 | Normal |  | 0 | 0 | 1.6514 | 1.6514 | 7 | Off-Peak
2023-03-19 03:00 | 3 | 19 | 4 | Non-Summer | 0.8535 | 1.6238 | 0 | 0 | Normal |  | 0 | 0 | 1.6238 | 1.6238 | 7 | Off-Peak
2023-03-19 04:00 | 3 | 19 | 5 | Non-Summer | 0.8497 | 1.6166 | 0 | 0 | Normal |  | 0 | 0 | 1.6166 | 1.6166 | 7 | Off-Peak
2023-03-19 05:00 | 3 | 19 | 6 | Non-Summer | 0.8602 | 1.6366 | 0 | 0 | Normal |  | 0 | 0 | 1.6366 | 1.6366 | 7 | Off-Peak
2023-03-19 06:00 | 3 | 19 | 7 | Non-Summer | 0.8858 | 1.6853 | 0.39494 | 0.39494 | Normal |  | 0 | 0.39494 | 1.2903 | 1.2903 | 7 | Off-Peak
2023-03-19 07:00 | 3 | 19 | 8 | Non-Summer | 0.9184 | 1.7473 | 2.3116 | 2.3116 | Normal |  | 0.5643 | 1.7473 | 0 | -0.5643 | 7 | Off-Peak
2023-03-19 08:00 | 3 | 19 | 9 | Non-Summer | 0.9325 | 1.7741 | 4.2459 | 4.2459 | Normal |  | 2.4717 | 1.7741 | 0 | -2.4717 | 7 | Off-Peak
2023-03-19 09:00 | 3 | 19 | 10 | Non-Summer | 0.9336 | 1.7762 | 5.6126 | 5.6126 | Normal |  | 3.8363 | 1.7762 | 2.2204e-16 | -3.8363 | 7 | Off-Peak
2023-03-19 10:00 | 3 | 19 | 11 | Non-Summer | 0.9261 | 1.762 | 6.5406 | 6.5406 | Normal |  | 4.7787 | 1.762 | 0 | -4.7787 | 7 | Off-Peak
2023-03-19 11:00 | 3 | 19 | 12 | Non-Summer | 0.9232 | 1.7564 | 6.9716 | 6.9716 | Normal |  | 5.2152 | 1.7564 | 2.2204e-16 | -5.2152 | 7 | Off-Peak
2023-03-19 12:00 | 3 | 19 | 13 | Non-Summer | 0.9184 | 1.7473 | 6.2385 | 6.2385 | Normal |  | 4.4912 | 1.7473 | 0 | -4.4912 | 7 | Off-Peak
2023-03-19 13:00 | 3 | 19 | 14 | Non-Summer | 0.9027 | 1.7174 | 6.4364 | 6.4364 | Normal |  | 4.719 | 1.7174 | 2.2204e-16 | -4.719 | 7 | Off-Peak
2023-03-19 14:00 | 3 | 19 | 15 | Non-Summer | 0.885 | 1.6838 | 5.4754 | 5.4754 | Normal |  | 3.7916 | 1.6838 | 0 | -3.7916 | 7 | Off-Peak
2023-03-19 15:00 | 3 | 19 | 16 | Non-Summer | 0.8732 | 1.6613 | 4.0874 | 4.0874 | Normal |  | 2.4261 | 1.6613 | 2.2204e-16 | -2.4261 | 7 | Off-Peak
2023-03-19 16:00 | 3 | 19 | 17 | Non-Summer | 0.884 | 1.6819 | 2.1682 | 2.1682 | Normal |  | 0.48637 | 1.6819 | 0 | -0.48637 | 7 | Off-Peak
2023-03-19 17:00 | 3 | 19 | 18 | Non-Summer | 0.9211 | 1.7525 | 0.31836 | 0.31836 | Normal |  | 0 | 0.31836 | 1.4341 | 1.4341 | 7 | Off-Peak
2023-03-19 18:00 | 3 | 19 | 19 | Non-Summer | 0.9784 | 1.8615 | 0 | 0 | Normal |  | 0 | 0 | 1.8615 | 1.8615 | 7 | Off-Peak
2023-03-19 19:00 | 3 | 19 | 20 | Non-Summer | 1.0719 | 2.0394 | 0 | 0 | Normal |  | 0 | 0 | 2.0394 | 2.0394 | 7 | Off-Peak
2023-03-19 20:00 | 3 | 19 | 21 | Non-Summer | 1.0906 | 2.0749 | 0 | 0 | Normal |  | 0 | 0 | 2.0749 | 2.0749 | 7 | Off-Peak
2023-03-19 21:00 | 3 | 19 | 22 | Non-Summer | 1.0474 | 1.9927 | 0 | 0 | Normal |  | 0 | 0 | 1.9927 | 1.9927 | 7 | Off-Peak
2023-03-19 22:00 | 3 | 19 | 23 | Non-Summer | 0.9608 | 1.828 | 0 | 0 | Normal |  | 0 | 0 | 1.828 | 1.828 | 7 | Off-Peak
2023-03-19 23:00 | 3 | 20 | 0 | Non-Summer | 0.8719 | 1.6588 | 0 | 0 | Normal |  | 0 | 0 | 1.6588 | 1.6588 | 7 | Off-Peak
2023-03-20 | 3 | 20 | 1 | Non-Summer | 0.8177 | 1.5557 | 0 | 0 | Normal |  | 0 | 0 | 1.5557 | 1.5557 | 1 | Off-Peak
2023-03-20 01:00 | 3 | 20 | 2 | Non-Summer | 0.7859 | 1.4952 | 0 | 0 | Normal |  | 0 | 0 | 1.4952 | 1.4952 | 1 | Off-Peak
2023-03-20 02:00 | 3 | 20 | 3 | Non-Summer | 0.7714 | 1.4676 | 0 | 0 | Normal |  | 0 | 0 | 1.4676 | 1.4676 | 1 | Off-Peak
2023-03-20 03:00 | 3 | 20 | 4 | Non-Summer | 0.7663 | 1.4579 | 0 | 0 | Normal |  | 0 | 0 | 1.4579 | 1.4579 | 1 | Off-Peak
2023-03-20 04:00 | 3 | 20 | 5 | Non-Summer | 0.7819 | 1.4876 | 0 | 0 | Normal |  | 0 | 0 | 1.4876 | 1.4876 | 1 | Off-Peak
2023-03-20 05:00 | 3 | 20 | 6 | Non-Summer | 0.8157 | 1.5519 | 0 | 0 | Normal |  | 0 | 0 | 1.5519 | 1.5519 | 1 | Peak
2023-03-20 06:00 | 3 | 20 | 7 | Non-Summer | 0.8765 | 1.6676 | 0.26132 | 0.26132 | Normal |  | 0 | 0.26132 | 1.4063 | 1.4063 | 1 | Peak
2023-03-20 07:00 | 3 | 20 | 8 | Non-Summer | 0.8901 | 1.6935 | 0.43726 | 0.43726 | Normal |  | 0 | 0.43726 | 1.2562 | 1.2562 | 1 | Peak
2023-03-20 08:00 | 3 | 20 | 9 | Non-Summer | 0.8395 | 1.5972 | 1.2275 | 1.2275 | Normal |  | 0 | 1.2275 | 0.3697 | 0.3697 | 1 | Peak
2023-03-20 09:00 | 3 | 20 | 10 | Non-Summer | 0.8093 | 1.5397 | 2.6106 | 2.6106 | Normal |  | 1.0709 | 1.5397 | 0 | -1.0709 | 1 | Peak
2023-03-20 10:00 | 3 | 20 | 11 | Non-Summer | 0.7861 | 1.4956 | 4.462 | 4.462 | Normal |  | 2.9664 | 1.4956 | 2.2204e-16 | -2.9664 | 1 | Peak
2023-03-20 11:00 | 3 | 20 | 12 | Non-Summer | 0.7723 | 1.4693 | 5.1079 | 5.1079 | Normal |  | 3.6385 | 1.4693 | 2.2204e-16 | -3.6385 | 1 | Peak
2023-03-20 12:00 | 3 | 20 | 13 | Non-Summer | 0.7589 | 1.4439 | 4.6419 | 4.6419 | Normal |  | 3.198 | 1.4439 | 2.2204e-16 | -3.198 | 1 | Peak
2023-03-20 13:00 | 3 | 20 | 14 | Non-Summer | 0.7413 | 1.4104 | 4.5475 | 4.5475 | Normal |  | 3.1371 | 1.4104 | 0 | -3.1371 | 1 | Peak
2023-03-20 14:00 | 3 | 20 | 15 | Non-Summer | 0.7432 | 1.414 | 4.474 | 4.474 | Normal |  | 3.06 | 1.414 | 0 | -3.06 | 1 | Peak
2023-03-20 15:00 | 3 | 20 | 16 | Non-Summer | 0.7724 | 1.4695 | 3.4894 | 3.4894 | Normal |  | 2.0199 | 1.4695 | 0 | -2.0199 | 1 | Peak
2023-03-20 16:00 | 3 | 20 | 17 | Non-Summer | 0.8107 | 1.5424 | 1.2899 | 1.2899 | Normal |  | 0 | 1.2899 | 0.25254 | 0.25254 | 1 | Peak
2023-03-20 17:00 | 3 | 20 | 18 | Non-Summer | 0.8629 | 1.6417 | 0.2055 | 0.2055 | Normal |  | 0 | 0.2055 | 1.4362 | 1.4362 | 1 | Peak
2023-03-20 18:00 | 3 | 20 | 19 | Non-Summer | 0.9227 | 1.7555 | 0 | 0 | Normal |  | 0 | 0 | 1.7555 | 1.7555 | 1 | Peak
2023-03-20 19:00 | 3 | 20 | 20 | Non-Summer | 0.9904 | 1.8843 | 0 | 0 | Normal |  | 0 | 0 | 1.8843 | 1.8843 | 1 | Peak
2023-03-20 20:00 | 3 | 20 | 21 | Non-Summer | 1.0008 | 1.9041 | 0 | 0 | Normal |  | 0 | 0 | 1.9041 | 1.9041 | 1 | Peak
2023-03-20 21:00 | 3 | 20 | 22 | Non-Summer | 0.9571 | 1.8209 | 0 | 0 | Normal |  | 0 | 0 | 1.8209 | 1.8209 | 1 | Off-Peak
2023-03-20 22:00 | 3 | 20 | 23 | Non-Summer | 0.8733 | 1.6615 | 0 | 0 | Normal |  | 0 | 0 | 1.6615 | 1.6615 | 1 | Off-Peak
2023-03-20 23:00 | 3 | 21 | 0 | Non-Summer | 0.7879 | 1.499 | 0 | 0 | Normal |  | 0 | 0 | 1.499 | 1.499 | 1 | Off-Peak
2023-03-21 | 3 | 21 | 1 | Non-Summer | 0.7376 | 1.4033 | 0 | 0 | Normal |  | 0 | 0 | 1.4033 | 1.4033 | 2 | Off-Peak
2023-03-21 01:00 | 3 | 21 | 2 | Non-Summer | 0.7088 | 1.3485 | 0 | 0 | Normal |  | 0 | 0 | 1.3485 | 1.3485 | 2 | Off-Peak
2023-03-21 02:00 | 3 | 21 | 3 | Non-Summer | 0.696 | 1.3242 | 0 | 0 | Normal |  | 0 | 0 | 1.3242 | 1.3242 | 2 | Off-Peak
2023-03-21 03:00 | 3 | 21 | 4 | Non-Summer | 0.6915 | 1.3156 | 0 | 0 | Normal |  | 0 | 0 | 1.3156 | 1.3156 | 2 | Off-Peak
2023-03-21 04:00 | 3 | 21 | 5 | Non-Summer | 0.7068 | 1.3447 | 0 | 0 | Normal |  | 0 | 0 | 1.3447 | 1.3447 | 2 | Off-Peak
2023-03-21 05:00 | 3 | 21 | 6 | Non-Summer | 0.7443 | 1.4161 | 0 | 0 | Normal |  | 0 | 0 | 1.4161 | 1.4161 | 2 | Peak
2023-03-21 06:00 | 3 | 21 | 7 | Non-Summer | 0.8053 | 1.5321 | 0.032478 | 0.032478 | Normal |  | 0 | 0.032478 | 1.4997 | 1.4997 | 2 | Peak
2023-03-21 07:00 | 3 | 21 | 8 | Non-Summer | 0.8196 | 1.5593 | 0.26878 | 0.26878 | Normal |  | 0 | 0.26878 | 1.2906 | 1.2906 | 2 | Peak
2023-03-21 08:00 | 3 | 21 | 9 | Non-Summer | 0.7793 | 1.4827 | 0.73618 | 0.73618 | Normal |  | 0 | 0.73618 | 0.74648 | 0.74648 | 2 | Peak
2023-03-21 09:00 | 3 | 21 | 10 | Non-Summer | 0.7466 | 1.4205 | 1.8653 | 1.8653 | Normal |  | 0.4448 | 1.4205 | 0 | -0.4448 | 2 | Peak
2023-03-21 10:00 | 3 | 21 | 11 | Non-Summer | 0.7233 | 1.3761 | 1.9496 | 1.9496 | Normal |  | 0.57348 | 1.3761 | 0 | -0.57348 | 2 | Peak
2023-03-21 11:00 | 3 | 21 | 12 | Non-Summer | 0.705 | 1.3413 | 2.1366 | 2.1366 | Normal |  | 0.79532 | 1.3413 | 0 | -0.79532 | 2 | Peak
2023-03-21 12:00 | 3 | 21 | 13 | Non-Summer | 0.691 | 1.3147 | 2.4197 | 2.4197 | Normal |  | 1.105 | 1.3147 | 0 | -1.105 | 2 | Peak
2023-03-21 13:00 | 3 | 21 | 14 | Non-Summer | 0.6703 | 1.2753 | 2.9385 | 2.9385 | Normal |  | 1.6632 | 1.2753 | 0 | -1.6632 | 2 | Peak
2023-03-21 14:00 | 3 | 21 | 15 | Non-Summer | 0.6633 | 1.262 | 1.8943 | 1.8943 | Normal |  | 0.6323 | 1.262 | 0 | -0.6323 | 2 | Peak
2023-03-21 15:00 | 3 | 21 | 16 | Non-Summer | 0.6839 | 1.3012 | 1.0497 | 1.0497 | Normal |  | 0 | 1.0497 | 0.25146 | 0.25146 | 2 | Peak
2023-03-21 16:00 | 3 | 21 | 17 | Non-Summer | 0.7349 | 1.3982 | 1.4394 | 1.4394 | Normal |  | 0.041196 | 1.3982 | 0 | -0.041196 | 2 | Peak
2023-03-21 17:00 | 3 | 21 | 18 | Non-Summer | 0.8197 | 1.5595 | 0.25087 | 0.25087 | Normal |  | 0 | 0.25087 | 1.3087 | 1.3087 | 2 | Peak
2023-03-21 18:00 | 3 | 21 | 19 | Non-Summer | 0.8981 | 1.7087 | 0 | 0 | Normal |  | 0 | 0 | 1.7087 | 1.7087 | 2 | Peak
2023-03-21 19:00 | 3 | 21 | 20 | Non-Summer | 0.9598 | 1.8261 | 0 | 0 | Normal |  | 0 | 0 | 1.8261 | 1.8261 | 2 | Peak
2023-03-21 20:00 | 3 | 21 | 21 | Non-Summer | 0.9705 | 1.8464 | 0 | 0 | Normal |  | 0 | 0 | 1.8464 | 1.8464 | 2 | Peak
2023-03-21 21:00 | 3 | 21 | 22 | Non-Summer | 0.9316 | 1.7724 | 0 | 0 | Normal |  | 0 | 0 | 1.7724 | 1.7724 | 2 | Off-Peak
2023-03-21 22:00 | 3 | 21 | 23 | Non-Summer | 0.8507 | 1.6185 | 0 | 0 | Normal |  | 0 | 0 | 1.6185 | 1.6185 | 2 | Off-Peak
2023-03-21 23:00 | 3 | 22 | 0 | Non-Summer | 0.7675 | 1.4602 | 0 | 0 | Normal |  | 0 | 0 | 1.4602 | 1.4602 | 2 | Off-Peak
2023-03-22 | 3 | 22 | 1 | Non-Summer | 0.7156 | 1.3615 | 0 | 0 | Normal |  | 0 | 0 | 1.3615 | 1.3615 | 3 | Off-Peak
2023-03-22 01:00 | 3 | 22 | 2 | Non-Summer | 0.6869 | 1.3069 | 0 | 0 | Normal |  | 0 | 0 | 1.3069 | 1.3069 | 3 | Off-Peak
2023-03-22 02:00 | 3 | 22 | 3 | Non-Summer | 0.6696 | 1.274 | 0 | 0 | Normal |  | 0 | 0 | 1.274 | 1.274 | 3 | Off-Peak
2023-03-22 03:00 | 3 | 22 | 4 | Non-Summer | 0.6637 | 1.2627 | 0 | 0 | Normal |  | 0 | 0 | 1.2627 | 1.2627 | 3 | Off-Peak
2023-03-22 04:00 | 3 | 22 | 5 | Non-Summer | 0.6739 | 1.2821 | 0 | 0 | Normal |  | 0 | 0 | 1.2821 | 1.2821 | 3 | Off-Peak
2023-03-22 05:00 | 3 | 22 | 6 | Non-Summer | 0.7083 | 1.3476 | 0 | 0 | Normal |  | 0 | 0 | 1.3476 | 1.3476 | 3 | Peak
2023-03-22 06:00 | 3 | 22 | 7 | Non-Summer | 0.7664 | 1.4581 | 0.47018 | 0.47018 | Normal |  | 0 | 0.47018 | 0.98794 | 0.98794 | 3 | Peak
2023-03-22 07:00 | 3 | 22 | 8 | Non-Summer | 0.7985 | 1.5192 | 2.3676 | 2.3676 | Normal |  | 0.84841 | 1.5192 | 0 | -0.84841 | 3 | Peak
2023-03-22 08:00 | 3 | 22 | 9 | Non-Summer | 0.7818 | 1.4874 | 4.2394 | 4.2394 | Normal |  | 2.7519 | 1.4874 | 0 | -2.7519 | 3 | Peak
2023-03-22 09:00 | 3 | 22 | 10 | Non-Summer | 0.7673 | 1.4598 | 5.6005 | 5.6005 | Normal |  | 4.1406 | 1.4598 | 0 | -4.1406 | 3 | Peak
2023-03-22 10:00 | 3 | 22 | 11 | Non-Summer | 0.751 | 1.4288 | 6.5046 | 6.5046 | Normal |  | 5.0758 | 1.4288 | 0 | -5.0758 | 3 | Peak
2023-03-22 11:00 | 3 | 22 | 12 | Non-Summer | 0.7431 | 1.4138 | 6.9063 | 6.9063 | Normal |  | 5.4925 | 1.4138 | 0 | -5.4925 | 3 | Peak
2023-03-22 12:00 | 3 | 22 | 13 | Non-Summer | 0.7388 | 1.4056 | 6.8182 | 6.8182 | Normal |  | 5.4126 | 1.4056 | 0 | -5.4126 | 3 | Peak
2023-03-22 13:00 | 3 | 22 | 14 | Non-Summer | 0.7191 | 1.3681 | 6.2605 | 6.2605 | Normal |  | 4.8924 | 1.3681 | 0 | -4.8924 | 3 | Peak
2023-03-22 14:00 | 3 | 22 | 15 | Non-Summer | 0.7219 | 1.3735 | 5.3006 | 5.3006 | Normal |  | 3.9272 | 1.3735 | 0 | -3.9272 | 3 | Peak
2023-03-22 15:00 | 3 | 22 | 16 | Non-Summer | 0.7511 | 1.429 | 3.942 | 3.942 | Normal |  | 2.513 | 1.429 | 0 | -2.513 | 3 | Peak
2023-03-22 16:00 | 3 | 22 | 17 | Non-Summer | 0.8038 | 1.5293 | 2.0964 | 2.0964 | Normal |  | 0.56716 | 1.5293 | 0 | -0.56716 | 3 | Peak
2023-03-22 17:00 | 3 | 22 | 18 | Non-Summer | 0.8706 | 1.6564 | 0.34598 | 0.34598 | Normal |  | 0 | 0.34598 | 1.3104 | 1.3104 | 3 | Peak
2023-03-22 18:00 | 3 | 22 | 19 | Non-Summer | 0.916 | 1.7427 | 0 | 0 | Normal |  | 0 | 0 | 1.7427 | 1.7427 | 3 | Peak
2023-03-22 19:00 | 3 | 22 | 20 | Non-Summer | 0.95 | 1.8074 | 0 | 0 | Normal |  | 0 | 0 | 1.8074 | 1.8074 | 3 | Peak
2023-03-22 20:00 | 3 | 22 | 21 | Non-Summer | 0.9444 | 1.7968 | 0 | 0 | Normal |  | 0 | 0 | 1.7968 | 1.7968 | 3 | Peak
2023-03-22 21:00 | 3 | 22 | 22 | Non-Summer | 0.8979 | 1.7083 | 0 | 0 | Normal |  | 0 | 0 | 1.7083 | 1.7083 | 3 | Off-Peak
2023-03-22 22:00 | 3 | 22 | 23 | Non-Summer | 0.8138 | 1.5483 | 0 | 0 | Normal |  | 0 | 0 | 1.5483 | 1.5483 | 3 | Off-Peak
2023-03-22 23:00 | 3 | 23 | 0 | Non-Summer | 0.7302 | 1.3893 | 0 | 0 | Normal |  | 0 | 0 | 1.3893 | 1.3893 | 3 | Off-Peak
2023-03-23 | 3 | 23 | 1 | Non-Summer | 0.6754 | 1.285 | 0 | 0 | Normal |  | 0 | 0 | 1.285 | 1.285 | 4 | Off-Peak
2023-03-23 01:00 | 3 | 23 | 2 | Non-Summer | 0.6428 | 1.223 | 0 | 0 | Normal |  | 0 | 0 | 1.223 | 1.223 | 4 | Off-Peak
2023-03-23 02:00 | 3 | 23 | 3 | Non-Summer | 0.6241 | 1.1874 | 0 | 0 | Normal |  | 0 | 0 | 1.1874 | 1.1874 | 4 | Off-Peak
2023-03-23 03:00 | 3 | 23 | 4 | Non-Summer | 0.6171 | 1.1741 | 0 | 0 | Normal |  | 0 | 0 | 1.1741 | 1.1741 | 4 | Off-Peak
2023-03-23 04:00 | 3 | 23 | 5 | Non-Summer | 0.6315 | 1.2015 | 0 | 0 | Normal |  | 0 | 0 | 1.2015 | 1.2015 | 4 | Off-Peak
2023-03-23 05:00 | 3 | 23 | 6 | Non-Summer | 0.6734 | 1.2812 | 0 | 0 | Normal |  | 0 | 0 | 1.2812 | 1.2812 | 4 | Peak
2023-03-23 06:00 | 3 | 23 | 7 | Non-Summer | 0.7419 | 1.4115 | 0.22736 | 0.22736 | Normal |  | 0 | 0.22736 | 1.1842 | 1.1842 | 4 | Peak
2023-03-23 07:00 | 3 | 23 | 8 | Non-Summer | 0.7819 | 1.4876 | 2.3173 | 2.3173 | Normal |  | 0.82965 | 1.4876 | 0 | -0.82965 | 4 | Peak
2023-03-23 08:00 | 3 | 23 | 9 | Non-Summer | 0.7772 | 1.4787 | 4.1173 | 4.1173 | Normal |  | 2.6386 | 1.4787 | 0 | -2.6386 | 4 | Peak
2023-03-23 09:00 | 3 | 23 | 10 | Non-Summer | 0.7711 | 1.4671 | 2.5757 | 2.5757 | Normal |  | 1.1086 | 1.4671 | 0 | -1.1086 | 4 | Peak
2023-03-23 10:00 | 3 | 23 | 11 | Non-Summer | 0.7675 | 1.4602 | 1.8259 | 1.8259 | Normal |  | 0.3657 | 1.4602 | 0 | -0.3657 | 4 | Peak
2023-03-23 11:00 | 3 | 23 | 12 | Non-Summer | 0.7616 | 1.449 | 1.9385 | 1.9385 | Normal |  | 0.48951 | 1.449 | 0 | -0.48951 | 4 | Peak
2023-03-23 12:00 | 3 | 23 | 13 | Non-Summer | 0.7537 | 1.434 | 4.7693 | 4.7693 | Normal |  | 3.3353 | 1.434 | 0 | -3.3353 | 4 | Peak
2023-03-23 13:00 | 3 | 23 | 14 | Non-Summer | 0.7321 | 1.3929 | 4.3106 | 4.3106 | Normal |  | 2.9177 | 1.3929 | 0 | -2.9177 | 4 | Peak
2023-03-23 14:00 | 3 | 23 | 15 | Non-Summer | 0.718 | 1.366 | 4.1514 | 4.1514 | Normal |  | 2.7854 | 1.366 | 0 | -2.7854 | 4 | Peak
2023-03-23 15:00 | 3 | 23 | 16 | Non-Summer | 0.7254 | 1.3801 | 1.6974 | 1.6974 | Normal |  | 0.31726 | 1.3801 | 0 | -0.31726 | 4 | Peak
2023-03-23 16:00 | 3 | 23 | 17 | Non-Summer | 0.7637 | 1.453 | 0.3748 | 0.3748 | Normal |  | 0 | 0.3748 | 1.0782 | 1.0782 | 4 | Peak
2023-03-23 17:00 | 3 | 23 | 18 | Non-Summer | 0.8215 | 1.563 | 0.18438 | 0.18438 | Normal |  | 0 | 0.18438 | 1.3786 | 1.3786 | 4 | Peak
2023-03-23 18:00 | 3 | 23 | 19 | Non-Summer | 0.8886 | 1.6906 | 0 | 0 | Normal |  | 0 | 0 | 1.6906 | 1.6906 | 4 | Peak
2023-03-23 19:00 | 3 | 23 | 20 | Non-Summer | 0.9604 | 1.8272 | 0 | 0 | Normal |  | 0 | 0 | 1.8272 | 1.8272 | 4 | Peak
2023-03-23 20:00 | 3 | 23 | 21 | Non-Summer | 0.9805 | 1.8655 | 0 | 0 | Normal |  | 0 | 0 | 1.8655 | 1.8655 | 4 | Peak
2023-03-23 21:00 | 3 | 23 | 22 | Non-Summer | 0.9469 | 1.8015 | 0 | 0 | Normal |  | 0 | 0 | 1.8015 | 1.8015 | 4 | Off-Peak
2023-03-23 22:00 | 3 | 23 | 23 | Non-Summer | 0.8711 | 1.6573 | 0 | 0 | Normal |  | 0 | 0 | 1.6573 | 1.6573 | 4 | Off-Peak
2023-03-23 23:00 | 3 | 24 | 0 | Non-Summer | 0.79 | 1.503 | 0 | 0 | Normal |  | 0 | 0 | 1.503 | 1.503 | 4 | Off-Peak
2023-03-24 | 3 | 24 | 1 | Non-Summer | 0.7375 | 1.4031 | 0 | 0 | Normal |  | 0 | 0 | 1.4031 | 1.4031 | 5 | Off-Peak
2023-03-24 01:00 | 3 | 24 | 2 | Non-Summer | 0.7068 | 1.3447 | 0 | 0 | Normal |  | 0 | 0 | 1.3447 | 1.3447 | 5 | Off-Peak
2023-03-24 02:00 | 3 | 24 | 3 | Non-Summer | 0.691 | 1.3147 | 0 | 0 | Normal |  | 0 | 0 | 1.3147 | 1.3147 | 5 | Off-Peak
2023-03-24 03:00 | 3 | 24 | 4 | Non-Summer | 0.6877 | 1.3084 | 0 | 0 | Normal |  | 0 | 0 | 1.3084 | 1.3084 | 5 | Off-Peak
2023-03-24 04:00 | 3 | 24 | 5 | Non-Summer | 0.7009 | 1.3335 | 0 | 0 | Normal |  | 0 | 0 | 1.3335 | 1.3335 | 5 | Off-Peak
2023-03-24 05:00 | 3 | 24 | 6 | Non-Summer | 0.7347 | 1.3978 | 0 | 0 | Normal |  | 0 | 0 | 1.3978 | 1.3978 | 5 | Peak
2023-03-24 06:00 | 3 | 24 | 7 | Non-Summer | 0.7893 | 1.5017 | 0.15984 | 0.15984 | Normal |  | 0 | 0.15984 | 1.3418 | 1.3418 | 5 | Peak
2023-03-24 07:00 | 3 | 24 | 8 | Non-Summer | 0.8149 | 1.5504 | 1.5024 | 1.5024 | Normal |  | 0 | 1.5024 | 0.048013 | 0.048013 | 5 | Peak
2023-03-24 08:00 | 3 | 24 | 9 | Non-Summer | 0.7909 | 1.5047 | 3.2101 | 3.2101 | Normal |  | 1.7054 | 1.5047 | 0 | -1.7054 | 5 | Peak
2023-03-24 09:00 | 3 | 24 | 10 | Non-Summer | 0.7654 | 1.4562 | 2.0586 | 2.0586 | Normal |  | 0.6024 | 1.4562 | 0 | -0.6024 | 5 | Peak
2023-03-24 10:00 | 3 | 24 | 11 | Non-Summer | 0.7506 | 1.4281 | 3.6252 | 3.6252 | Normal |  | 2.1971 | 1.4281 | 0 | -2.1971 | 5 | Peak
2023-03-24 11:00 | 3 | 24 | 12 | Non-Summer | 0.737 | 1.4022 | 5.3661 | 5.3661 | Normal |  | 3.9639 | 1.4022 | 2.2204e-16 | -3.9639 | 5 | Peak
2023-03-24 12:00 | 3 | 24 | 13 | Non-Summer | 0.7204 | 1.3706 | 3.2739 | 3.2739 | Normal |  | 1.9033 | 1.3706 | 0 | -1.9033 | 5 | Peak
2023-03-24 13:00 | 3 | 24 | 14 | Non-Summer | 0.7102 | 1.3512 | 4.5837 | 4.5837 | Normal |  | 3.2325 | 1.3512 | 0 | -3.2325 | 5 | Peak
2023-03-24 14:00 | 3 | 24 | 15 | Non-Summer | 0.7148 | 1.36 | 4.8919 | 4.8919 | Normal |  | 3.532 | 1.36 | 0 | -3.532 | 5 | Peak
2023-03-24 15:00 | 3 | 24 | 16 | Non-Summer | 0.7397 | 1.4073 | 3.4982 | 3.4982 | Normal |  | 2.0908 | 1.4073 | 0 | -2.0908 | 5 | Peak
2023-03-24 16:00 | 3 | 24 | 17 | Non-Summer | 0.7777 | 1.4796 | 1.9246 | 1.9246 | Normal |  | 0.44494 | 1.4796 | 0 | -0.44494 | 5 | Peak
2023-03-24 17:00 | 3 | 24 | 18 | Non-Summer | 0.8381 | 1.5945 | 0.38838 | 0.38838 | Normal |  | 0 | 0.38838 | 1.2062 | 1.2062 | 5 | Peak
2023-03-24 18:00 | 3 | 24 | 19 | Non-Summer | 0.898 | 1.7085 | 0 | 0 | Normal |  | 0 | 0 | 1.7085 | 1.7085 | 5 | Peak
2023-03-24 19:00 | 3 | 24 | 20 | Non-Summer | 0.9465 | 1.8008 | 0 | 0 | Normal |  | 0 | 0 | 1.8008 | 1.8008 | 5 | Peak
2023-03-24 20:00 | 3 | 24 | 21 | Non-Summer | 0.9528 | 1.8128 | 0 | 0 | Normal |  | 0 | 0 | 1.8128 | 1.8128 | 5 | Peak
2023-03-24 21:00 | 3 | 24 | 22 | Non-Summer | 0.9321 | 1.7734 | 0 | 0 | Normal |  | 0 | 0 | 1.7734 | 1.7734 | 5 | Off-Peak
2023-03-24 22:00 | 3 | 24 | 23 | Non-Summer | 0.8808 | 1.6758 | 0 | 0 | Normal |  | 0 | 0 | 1.6758 | 1.6758 | 5 | Off-Peak
2023-03-24 23:00 | 3 | 25 | 0 | Non-Summer | 0.8139 | 1.5485 | 0 | 0 | Normal |  | 0 | 0 | 1.5485 | 1.5485 | 5 | Off-Peak
2023-03-25 | 3 | 25 | 1 | Non-Summer | 0.7642 | 1.4539 | 0 | 0 | Normal |  | 0 | 0 | 1.4539 | 1.4539 | 6 | Off-Peak
2023-03-25 01:00 | 3 | 25 | 2 | Non-Summer | 0.7325 | 1.3936 | 0 | 0 | Normal |  | 0 | 0 | 1.3936 | 1.3936 | 6 | Off-Peak
2023-03-25 02:00 | 3 | 25 | 3 | Non-Summer | 0.7165 | 1.3632 | 0 | 0 | Normal |  | 0 | 0 | 1.3632 | 1.3632 | 6 | Off-Peak
2023-03-25 03:00 | 3 | 25 | 4 | Non-Summer | 0.7133 | 1.3571 | 0 | 0 | Normal |  | 0 | 0 | 1.3571 | 1.3571 | 6 | Off-Peak
2023-03-25 04:00 | 3 | 25 | 5 | Non-Summer | 0.7193 | 1.3685 | 0 | 0 | Normal |  | 0 | 0 | 1.3685 | 1.3685 | 6 | Off-Peak
2023-03-25 05:00 | 3 | 25 | 6 | Non-Summer | 0.7297 | 1.3883 | 0 | 0 | Normal |  | 0 | 0 | 1.3883 | 1.3883 | 6 | Off-Peak
2023-03-25 06:00 | 3 | 25 | 7 | Non-Summer | 0.754 | 1.4345 | 0.2435 | 0.2435 | Normal |  | 0 | 0.2435 | 1.191 | 1.191 | 6 | Off-Peak
2023-03-25 07:00 | 3 | 25 | 8 | Non-Summer | 0.7967 | 1.5158 | 1.7837 | 1.7837 | Normal |  | 0.26789 | 1.5158 | 0 | -0.26789 | 6 | Off-Peak
2023-03-25 08:00 | 3 | 25 | 9 | Non-Summer | 0.8387 | 1.5957 | 2.5125 | 2.5125 | Normal |  | 0.91678 | 1.5957 | 0 | -0.91678 | 6 | Off-Peak
2023-03-25 09:00 | 3 | 25 | 10 | Non-Summer | 0.874 | 1.6628 | 2.1037 | 2.1037 | Normal |  | 0.44088 | 1.6628 | 0 | -0.44088 | 6 | Off-Peak
2023-03-25 10:00 | 3 | 25 | 11 | Non-Summer | 0.8954 | 1.7036 | 2.4953 | 2.4953 | Normal |  | 0.7917 | 1.7036 | 0 | -0.7917 | 6 | Off-Peak
2023-03-25 11:00 | 3 | 25 | 12 | Non-Summer | 0.9014 | 1.715 | 6.5742 | 6.5742 | Normal |  | 4.8592 | 1.715 | 4.4409e-16 | -4.8592 | 6 | Off-Peak
2023-03-25 12:00 | 3 | 25 | 13 | Non-Summer | 0.8995 | 1.7114 | 7 | 7 | Normal |  | 5.2886 | 1.7114 | 2.2204e-16 | -5.2886 | 6 | Off-Peak
2023-03-25 13:00 | 3 | 25 | 14 | Non-Summer | 0.8905 | 1.6942 | 6.6926 | 6.6926 | Normal |  | 4.9984 | 1.6942 | 2.2204e-16 | -4.9984 | 6 | Off-Peak
2023-03-25 14:00 | 3 | 25 | 15 | Non-Summer | 0.8745 | 1.6638 | 5.6818 | 5.6818 | Normal |  | 4.018 | 1.6638 | 0 | -4.018 | 6 | Off-Peak
2023-03-25 15:00 | 3 | 25 | 16 | Non-Summer | 0.8695 | 1.6543 | 3.2269 | 3.2269 | Normal |  | 1.5726 | 1.6543 | 0 | -1.5726 | 6 | Off-Peak
2023-03-25 16:00 | 3 | 25 | 17 | Non-Summer | 0.845 | 1.6077 | 0.6369 | 0.6369 | Normal |  | 0 | 0.6369 | 0.97076 | 0.97076 | 6 | Off-Peak
2023-03-25 17:00 | 3 | 25 | 18 | Non-Summer | 0.851 | 1.6191 | 0.30748 | 0.30748 | Normal |  | 0 | 0.30748 | 1.3116 | 1.3116 | 6 | Off-Peak
2023-03-25 18:00 | 3 | 25 | 19 | Non-Summer | 0.8829 | 1.6798 | 0 | 0 | Normal |  | 0 | 0 | 1.6798 | 1.6798 | 6 | Off-Peak
2023-03-25 19:00 | 3 | 25 | 20 | Non-Summer | 0.9495 | 1.8065 | 0 | 0 | Normal |  | 0 | 0 | 1.8065 | 1.8065 | 6 | Off-Peak
2023-03-25 20:00 | 3 | 25 | 21 | Non-Summer | 0.9695 | 1.8445 | 0 | 0 | Normal |  | 0 | 0 | 1.8445 | 1.8445 | 6 | Off-Peak
2023-03-25 21:00 | 3 | 25 | 22 | Non-Summer | 0.9493 | 1.8061 | 0 | 0 | Normal |  | 0 | 0 | 1.8061 | 1.8061 | 6 | Off-Peak
2023-03-25 22:00 | 3 | 25 | 23 | Non-Summer | 0.9004 | 1.7131 | 0 | 0 | Normal |  | 0 | 0 | 1.7131 | 1.7131 | 6 | Off-Peak
2023-03-25 23:00 | 3 | 26 | 0 | Non-Summer | 0.8352 | 1.589 | 0 | 0 | Normal |  | 0 | 0 | 1.589 | 1.589 | 6 | Off-Peak
2023-03-26 | 3 | 26 | 1 | Non-Summer | 0.7833 | 1.4903 | 0 | 0 | Normal |  | 0 | 0 | 1.4903 | 1.4903 | 7 | Off-Peak
2023-03-26 01:00 | 3 | 26 | 2 | Non-Summer | 0.7459 | 1.4191 | 0 | 0 | Normal |  | 0 | 0 | 1.4191 | 1.4191 | 7 | Off-Peak
2023-03-26 02:00 | 3 | 26 | 3 | Non-Summer | 0.7232 | 1.3759 | 0 | 0 | Normal |  | 0 | 0 | 1.3759 | 1.3759 | 7 | Off-Peak
2023-03-26 03:00 | 3 | 26 | 4 | Non-Summer | 0.7128 | 1.3561 | 0 | 0 | Normal |  | 0 | 0 | 1.3561 | 1.3561 | 7 | Off-Peak
2023-03-26 04:00 | 3 | 26 | 5 | Non-Summer | 0.7147 | 1.3598 | 0 | 0 | Normal |  | 0 | 0 | 1.3598 | 1.3598 | 7 | Off-Peak
2023-03-26 05:00 | 3 | 26 | 6 | Non-Summer | 0.7277 | 1.3845 | 0 | 0 | Normal |  | 0 | 0 | 1.3845 | 1.3845 | 7 | Off-Peak
2023-03-26 06:00 | 3 | 26 | 7 | Non-Summer | 0.7526 | 1.4319 | 0.35852 | 0.35852 | Normal |  | 0 | 0.35852 | 1.0733 | 1.0733 | 7 | Off-Peak
2023-03-26 07:00 | 3 | 26 | 8 | Non-Summer | 0.7829 | 1.4895 | 2.4504 | 2.4504 | Normal |  | 0.96087 | 1.4895 | 0 | -0.96087 | 7 | Off-Peak
2023-03-26 08:00 | 3 | 26 | 9 | Non-Summer | 0.8142 | 1.5491 | 4.1994 | 4.1994 | Normal |  | 2.6504 | 1.5491 | 2.2204e-16 | -2.6504 | 7 | Off-Peak
2023-03-26 09:00 | 3 | 26 | 10 | Non-Summer | 0.8437 | 1.6052 | 5.4396 | 5.4396 | Normal |  | 3.8344 | 1.6052 | 2.2204e-16 | -3.8344 | 7 | Off-Peak
2023-03-26 10:00 | 3 | 26 | 11 | Non-Summer | 0.8504 | 1.6179 | 6.2661 | 6.2661 | Normal |  | 4.6482 | 1.6179 | 0 | -4.6482 | 7 | Off-Peak
2023-03-26 11:00 | 3 | 26 | 12 | Non-Summer | 0.8397 | 1.5976 | 6.6995 | 6.6995 | Normal |  | 5.1019 | 1.5976 | 0 | -5.1019 | 7 | Off-Peak
2023-03-26 12:00 | 3 | 26 | 13 | Non-Summer | 0.8211 | 1.5622 | 6.734 | 6.734 | Normal |  | 5.1718 | 1.5622 | 2.2204e-16 | -5.1718 | 7 | Off-Peak
2023-03-26 13:00 | 3 | 26 | 14 | Non-Summer | 0.8064 | 1.5342 | 6.3058 | 6.3058 | Normal |  | 4.7716 | 1.5342 | 4.4409e-16 | -4.7716 | 7 | Off-Peak
2023-03-26 14:00 | 3 | 26 | 15 | Non-Summer | 0.8029 | 1.5276 | 5.4311 | 5.4311 | Normal |  | 3.9036 | 1.5276 | 0 | -3.9036 | 7 | Off-Peak
2023-03-26 15:00 | 3 | 26 | 16 | Non-Summer | 0.821 | 1.562 | 4.1117 | 4.1117 | Normal |  | 2.5497 | 1.562 | 0 | -2.5497 | 7 | Off-Peak
2023-03-26 16:00 | 3 | 26 | 17 | Non-Summer | 0.8824 | 1.6788 | 2.253 | 2.253 | Normal |  | 0.57413 | 1.6788 | 0 | -0.57413 | 7 | Off-Peak
2023-03-26 17:00 | 3 | 26 | 18 | Non-Summer | 0.9004 | 1.7131 | 0.41462 | 0.41462 | Normal |  | 0 | 0.41462 | 1.2985 | 1.2985 | 7 | Off-Peak
2023-03-26 18:00 | 3 | 26 | 19 | Non-Summer | 0.9235 | 1.757 | 0 | 0 | Normal |  | 0 | 0 | 1.757 | 1.757 | 7 | Off-Peak
2023-03-26 19:00 | 3 | 26 | 20 | Non-Summer | 0.9765 | 1.8579 | 0 | 0 | Normal |  | 0 | 0 | 1.8579 | 1.8579 | 7 | Off-Peak
2023-03-26 20:00 | 3 | 26 | 21 | Non-Summer | 0.9856 | 1.8752 | 0 | 0 | Normal |  | 0 | 0 | 1.8752 | 1.8752 | 7 | Off-Peak
2023-03-26 21:00 | 3 | 26 | 22 | Non-Summer | 0.9484 | 1.8044 | 0 | 0 | Normal |  | 0 | 0 | 1.8044 | 1.8044 | 7 | Off-Peak
2023-03-26 22:00 | 3 | 26 | 23 | Non-Summer | 0.874 | 1.6628 | 0 | 0 | Normal |  | 0 | 0 | 1.6628 | 1.6628 | 7 | Off-Peak
2023-03-26 23:00 | 3 | 27 | 0 | Non-Summer | 0.7953 | 1.5131 | 0 | 0 | Normal |  | 0 | 0 | 1.5131 | 1.5131 | 7 | Off-Peak
2023-03-27 | 3 | 27 | 1 | Non-Summer | 0.7422 | 1.4121 | 0 | 0 | Normal |  | 0 | 0 | 1.4121 | 1.4121 | 1 | Off-Peak
2023-03-27 01:00 | 3 | 27 | 2 | Non-Summer | 0.7101 | 1.351 | 0 | 0 | Normal |  | 0 | 0 | 1.351 | 1.351 | 1 | Off-Peak
2023-03-27 02:00 | 3 | 27 | 3 | Non-Summer | 0.6932 | 1.3189 | 0 | 0 | Normal |  | 0 | 0 | 1.3189 | 1.3189 | 1 | Off-Peak
2023-03-27 03:00 | 3 | 27 | 4 | Non-Summer | 0.6872 | 1.3074 | 0 | 0 | Normal |  | 0 | 0 | 1.3074 | 1.3074 | 1 | Off-Peak
2023-03-27 04:00 | 3 | 27 | 5 | Non-Summer | 0.7018 | 1.3352 | 0 | 0 | Normal |  | 0 | 0 | 1.3352 | 1.3352 | 1 | Off-Peak
2023-03-27 05:00 | 3 | 27 | 6 | Non-Summer | 0.7385 | 1.405 | 0 | 0 | Normal |  | 0 | 0 | 1.405 | 1.405 | 1 | Peak
2023-03-27 06:00 | 3 | 27 | 7 | Non-Summer | 0.7873 | 1.4979 | 0.5871 | 0.5871 | Normal |  | 0 | 0.5871 | 0.91079 | 0.91079 | 1 | Peak
2023-03-27 07:00 | 3 | 27 | 8 | Non-Summer | 0.7949 | 1.5123 | 2.3734 | 2.3734 | Normal |  | 0.86109 | 1.5123 | 0 | -0.86109 | 1 | Peak
2023-03-27 08:00 | 3 | 27 | 9 | Non-Summer | 0.7646 | 1.4547 | 4.1297 | 4.1297 | Normal |  | 2.675 | 1.4547 | 0 | -2.675 | 1 | Peak
2023-03-27 09:00 | 3 | 27 | 10 | Non-Summer | 0.7439 | 1.4153 | 5.4035 | 5.4035 | Normal |  | 3.9882 | 1.4153 | 2.2204e-16 | -3.9882 | 1 | Peak
2023-03-27 10:00 | 3 | 27 | 11 | Non-Summer | 0.7296 | 1.3881 | 4.937 | 4.937 | Normal |  | 3.5489 | 1.3881 | 2.2204e-16 | -3.5489 | 1 | Peak
2023-03-27 11:00 | 3 | 27 | 12 | Non-Summer | 0.7219 | 1.3735 | 2.3736 | 2.3736 | Normal |  | 1.0001 | 1.3735 | 0 | -1.0001 | 1 | Peak
2023-03-27 12:00 | 3 | 27 | 13 | Non-Summer | 0.7161 | 1.3624 | 4.8039 | 4.8039 | Normal |  | 3.4415 | 1.3624 | 0 | -3.4415 | 1 | Peak
2023-03-27 13:00 | 3 | 27 | 14 | Non-Summer | 0.7041 | 1.3396 | 2.1844 | 2.1844 | Normal |  | 0.84483 | 1.3396 | 0 | -0.84483 | 1 | Peak
2023-03-27 14:00 | 3 | 27 | 15 | Non-Summer | 0.6942 | 1.3208 | 0.55206 | 0.55206 | Normal |  | 0 | 0.55206 | 0.7687 | 0.7687 | 1 | Peak
2023-03-27 15:00 | 3 | 27 | 16 | Non-Summer | 0.6998 | 1.3314 | 0.12577 | 0.12577 | Normal |  | 0 | 0.12577 | 1.2056 | 1.2056 | 1 | Peak
2023-03-27 16:00 | 3 | 27 | 17 | Non-Summer | 0.7296 | 1.3881 | 0.1605 | 0.1605 | Normal |  | 0 | 0.1605 | 1.2276 | 1.2276 | 1 | Peak
2023-03-27 17:00 | 3 | 27 | 18 | Non-Summer | 0.7834 | 1.4905 | 0 | 0 | Normal |  | 0 | 0 | 1.4905 | 1.4905 | 1 | Peak
2023-03-27 18:00 | 3 | 27 | 19 | Non-Summer | 0.8446 | 1.6069 | 0 | 0 | Normal |  | 0 | 0 | 1.6069 | 1.6069 | 1 | Peak
2023-03-27 19:00 | 3 | 27 | 20 | Non-Summer | 0.9322 | 1.7736 | 0 | 0 | Normal |  | 0 | 0 | 1.7736 | 1.7736 | 1 | Peak
2023-03-27 20:00 | 3 | 27 | 21 | Non-Summer | 0.9632 | 1.8325 | 0 | 0 | Normal |  | 0 | 0 | 1.8325 | 1.8325 | 1 | Peak
2023-03-27 21:00 | 3 | 27 | 22 | Non-Summer | 0.9333 | 1.7757 | 0 | 0 | Normal |  | 0 | 0 | 1.7757 | 1.7757 | 1 | Off-Peak
2023-03-27 22:00 | 3 | 27 | 23 | Non-Summer | 0.8658 | 1.6472 | 0 | 0 | Normal |  | 0 | 0 | 1.6472 | 1.6472 | 1 | Off-Peak
2023-03-27 23:00 | 3 | 28 | 0 | Non-Summer | 0.7925 | 1.5078 | 0 | 0 | Normal |  | 0 | 0 | 1.5078 | 1.5078 | 1 | Off-Peak
2023-03-28 | 3 | 28 | 1 | Non-Summer | 0.7478 | 1.4227 | 0 | 0 | Normal |  | 0 | 0 | 1.4227 | 1.4227 | 2 | Off-Peak
2023-03-28 01:00 | 3 | 28 | 2 | Non-Summer | 0.7236 | 1.3767 | 0 | 0 | Normal |  | 0 | 0 | 1.3767 | 1.3767 | 2 | Off-Peak
2023-03-28 02:00 | 3 | 28 | 3 | Non-Summer | 0.7119 | 1.3544 | 0 | 0 | Normal |  | 0 | 0 | 1.3544 | 1.3544 | 2 | Off-Peak
2023-03-28 03:00 | 3 | 28 | 4 | Non-Summer | 0.7123 | 1.3552 | 0 | 0 | Normal |  | 0 | 0 | 1.3552 | 1.3552 | 2 | Off-Peak
2023-03-28 04:00 | 3 | 28 | 5 | Non-Summer | 0.729 | 1.387 | 0 | 0 | Normal |  | 0 | 0 | 1.387 | 1.387 | 2 | Off-Peak
2023-03-28 05:00 | 3 | 28 | 6 | Non-Summer | 0.7626 | 1.4509 | 0 | 0 | Normal |  | 0 | 0 | 1.4509 | 1.4509 | 2 | Peak
2023-03-28 06:00 | 3 | 28 | 7 | Non-Summer | 0.8057 | 1.5329 | 0.020768 | 0.020768 | Normal |  | 0 | 0.020768 | 1.5121 | 1.5121 | 2 | Peak
2023-03-28 07:00 | 3 | 28 | 8 | Non-Summer | 0.8186 | 1.5574 | 0.27731 | 0.27731 | Normal |  | 0 | 0.27731 | 1.2801 | 1.2801 | 2 | Peak
2023-03-28 08:00 | 3 | 28 | 9 | Non-Summer | 0.7973 | 1.5169 | 1.2843 | 1.2843 | Normal |  | 0 | 1.2843 | 0.2326 | 0.2326 | 2 | Peak
2023-03-28 09:00 | 3 | 28 | 10 | Non-Summer | 0.7801 | 1.4842 | 0.96831 | 0.96831 | Normal |  | 0 | 0.96831 | 0.51588 | 0.51588 | 2 | Peak
2023-03-28 10:00 | 3 | 28 | 11 | Non-Summer | 0.7639 | 1.4534 | 1.4398 | 1.4398 | Normal |  | 0 | 1.4398 | 0.013548 | 0.013548 | 2 | Peak
2023-03-28 11:00 | 3 | 28 | 12 | Non-Summer | 0.7443 | 1.4161 | 1.4884 | 1.4884 | Normal |  | 0.072298 | 1.4161 | 0 | -0.072298 | 2 | Peak
2023-03-28 12:00 | 3 | 28 | 13 | Non-Summer | 0.7188 | 1.3676 | 1.2338 | 1.2338 | Normal |  | 0 | 1.2338 | 0.13373 | 0.13373 | 2 | Peak
2023-03-28 13:00 | 3 | 28 | 14 | Non-Summer | 0.6927 | 1.3179 | 2.714 | 2.714 | Normal |  | 1.3961 | 1.3179 | 0 | -1.3961 | 2 | Peak
2023-03-28 14:00 | 3 | 28 | 15 | Non-Summer | 0.6778 | 1.2896 | 1.3995 | 1.3995 | Normal |  | 0.10997 | 1.2896 | 0 | -0.10997 | 2 | Peak
2023-03-28 15:00 | 3 | 28 | 16 | Non-Summer | 0.6829 | 1.2993 | 1.2852 | 1.2852 | Normal |  | 0 | 1.2852 | 0.014063 | 0.014063 | 2 | Peak
2023-03-28 16:00 | 3 | 28 | 17 | Non-Summer | 0.7121 | 1.3548 | 1.0945 | 1.0945 | Normal |  | 0 | 1.0945 | 0.2603 | 0.2603 | 2 | Peak
2023-03-28 17:00 | 3 | 28 | 18 | Non-Summer | 0.7595 | 1.445 | 0.19774 | 0.19774 | Normal |  | 0 | 0.19774 | 1.2473 | 1.2473 | 2 | Peak
2023-03-28 18:00 | 3 | 28 | 19 | Non-Summer | 0.8137 | 1.5481 | 0 | 0 | Normal |  | 0 | 0 | 1.5481 | 1.5481 | 2 | Peak
2023-03-28 19:00 | 3 | 28 | 20 | Non-Summer | 0.8984 | 1.7093 | 0 | 0 | Normal |  | 0 | 0 | 1.7093 | 1.7093 | 2 | Peak
2023-03-28 20:00 | 3 | 28 | 21 | Non-Summer | 0.9315 | 1.7722 | 0 | 0 | Normal |  | 0 | 0 | 1.7722 | 1.7722 | 2 | Peak
2023-03-28 21:00 | 3 | 28 | 22 | Non-Summer | 0.9041 | 1.7201 | 0 | 0 | Normal |  | 0 | 0 | 1.7201 | 1.7201 | 2 | Off-Peak
2023-03-28 22:00 | 3 | 28 | 23 | Non-Summer | 0.8391 | 1.5964 | 0 | 0 | Normal |  | 0 | 0 | 1.5964 | 1.5964 | 2 | Off-Peak
2023-03-28 23:00 | 3 | 29 | 0 | Non-Summer | 0.7677 | 1.4606 | 0 | 0 | Normal |  | 0 | 0 | 1.4606 | 1.4606 | 2 | Off-Peak
2023-03-29 | 3 | 29 | 1 | Non-Summer | 0.7231 | 1.3757 | 0 | 0 | Normal |  | 0 | 0 | 1.3757 | 1.3757 | 3 | Off-Peak
2023-03-29 01:00 | 3 | 29 | 2 | Non-Summer | 0.6965 | 1.3251 | 0 | 0 | Normal |  | 0 | 0 | 1.3251 | 1.3251 | 3 | Off-Peak
2023-03-29 02:00 | 3 | 29 | 3 | Non-Summer | 0.6824 | 1.2983 | 0 | 0 | Normal |  | 0 | 0 | 1.2983 | 1.2983 | 3 | Off-Peak
2023-03-29 03:00 | 3 | 29 | 4 | Non-Summer | 0.6784 | 1.2907 | 0 | 0 | Normal |  | 0 | 0 | 1.2907 | 1.2907 | 3 | Off-Peak
2023-03-29 04:00 | 3 | 29 | 5 | Non-Summer | 0.6958 | 1.3238 | 0 | 0 | Normal |  | 0 | 0 | 1.3238 | 1.3238 | 3 | Off-Peak
2023-03-29 05:00 | 3 | 29 | 6 | Non-Summer | 0.7272 | 1.3835 | 0 | 0 | Normal |  | 0 | 0 | 1.3835 | 1.3835 | 3 | Peak
2023-03-29 06:00 | 3 | 29 | 7 | Non-Summer | 0.768 | 1.4612 | 0.097725 | 0.097725 | Normal |  | 0 | 0.097725 | 1.3634 | 1.3634 | 3 | Peak
2023-03-29 07:00 | 3 | 29 | 8 | Non-Summer | 0.7856 | 1.4947 | 0.24773 | 0.24773 | Normal |  | 0 | 0.24773 | 1.2469 | 1.2469 | 3 | Peak
2023-03-29 08:00 | 3 | 29 | 9 | Non-Summer | 0.7808 | 1.4855 | 0.69127 | 0.69127 | Normal |  | 0 | 0.69127 | 0.79425 | 0.79425 | 3 | Peak
2023-03-29 09:00 | 3 | 29 | 10 | Non-Summer | 0.7801 | 1.4842 | 1.1636 | 1.1636 | Normal |  | 0 | 1.1636 | 0.3206 | 0.3206 | 3 | Peak
2023-03-29 10:00 | 3 | 29 | 11 | Non-Summer | 0.7775 | 1.4792 | 1.8342 | 1.8342 | Normal |  | 0.35499 | 1.4792 | 0 | -0.35499 | 3 | Peak
2023-03-29 11:00 | 3 | 29 | 12 | Non-Summer | 0.7679 | 1.461 | 1.4 | 1.4 | Normal |  | 0 | 1.4 | 0.060934 | 0.060934 | 3 | Peak
2023-03-29 12:00 | 3 | 29 | 13 | Non-Summer | 0.751 | 1.4288 | 1.3949 | 1.3949 | Normal |  | 0 | 1.3949 | 0.033887 | 0.033887 | 3 | Peak
2023-03-29 13:00 | 3 | 29 | 14 | Non-Summer | 0.729 | 1.387 | 0.98052 | 0.98052 | Normal |  | 0 | 0.98052 | 0.40644 | 0.40644 | 3 | Peak
2023-03-29 14:00 | 3 | 29 | 15 | Non-Summer | 0.7157 | 1.3617 | 1.5004 | 1.5004 | Normal |  | 0.13873 | 1.3617 | 0 | -0.13873 | 3 | Peak
2023-03-29 15:00 | 3 | 29 | 16 | Non-Summer | 0.7176 | 1.3653 | 1.1268 | 1.1268 | Normal |  | 0 | 1.1268 | 0.23848 | 0.23848 | 3 | Peak
2023-03-29 16:00 | 3 | 29 | 17 | Non-Summer | 0.744 | 1.4155 | 0.43387 | 0.43387 | Normal |  | 0 | 0.43387 | 0.98164 | 0.98164 | 3 | Peak
2023-03-29 17:00 | 3 | 29 | 18 | Non-Summer | 0.7932 | 1.5091 | 0.4012 | 0.4012 | Normal |  | 0 | 0.4012 | 1.1079 | 1.1079 | 3 | Peak
2023-03-29 18:00 | 3 | 29 | 19 | Non-Summer | 0.8543 | 1.6254 | 0 | 0 | Normal |  | 0 | 0 | 1.6254 | 1.6254 | 3 | Peak
2023-03-29 19:00 | 3 | 29 | 20 | Non-Summer | 0.948 | 1.8036 | 0 | 0 | Normal |  | 0 | 0 | 1.8036 | 1.8036 | 3 | Peak
2023-03-29 20:00 | 3 | 29 | 21 | Non-Summer | 0.9855 | 1.875 | 0 | 0 | Normal |  | 0 | 0 | 1.875 | 1.875 | 3 | Peak
2023-03-29 21:00 | 3 | 29 | 22 | Non-Summer | 0.9595 | 1.8255 | 0 | 0 | Normal |  | 0 | 0 | 1.8255 | 1.8255 | 3 | Off-Peak
2023-03-29 22:00 | 3 | 29 | 23 | Non-Summer | 0.8921 | 1.6973 | 0 | 0 | Normal |  | 0 | 0 | 1.6973 | 1.6973 | 3 | Off-Peak
2023-03-29 23:00 | 3 | 30 | 0 | Non-Summer | 0.8204 | 1.5609 | 0 | 0 | Normal |  | 0 | 0 | 1.5609 | 1.5609 | 3 | Off-Peak
2023-03-30 | 3 | 30 | 1 | Non-Summer | 0.7766 | 1.4775 | 0 | 0 | Normal |  | 0 | 0 | 1.4775 | 1.4775 | 4 | Off-Peak
2023-03-30 01:00 | 3 | 30 | 2 | Non-Summer | 0.7518 | 1.4303 | 0 | 0 | Normal |  | 0 | 0 | 1.4303 | 1.4303 | 4 | Off-Peak
2023-03-30 02:00 | 3 | 30 | 3 | Non-Summer | 0.7377 | 1.4035 | 0 | 0 | Normal |  | 0 | 0 | 1.4035 | 1.4035 | 4 | Off-Peak
2023-03-30 03:00 | 3 | 30 | 4 | Non-Summer | 0.7363 | 1.4009 | 0 | 0 | Normal |  | 0 | 0 | 1.4009 | 1.4009 | 4 | Off-Peak
2023-03-30 04:00 | 3 | 30 | 5 | Non-Summer | 0.7491 | 1.4252 | 0 | 0 | Normal |  | 0 | 0 | 1.4252 | 1.4252 | 4 | Off-Peak
2023-03-30 05:00 | 3 | 30 | 6 | Non-Summer | 0.7795 | 1.483 | 0 | 0 | Normal |  | 0 | 0 | 1.483 | 1.483 | 4 | Peak
2023-03-30 06:00 | 3 | 30 | 7 | Non-Summer | 0.8203 | 1.5607 | 0.6415 | 0.6415 | Normal |  | 0 | 0.6415 | 0.91917 | 0.91917 | 4 | Peak
2023-03-30 07:00 | 3 | 30 | 8 | Non-Summer | 0.8334 | 1.5856 | 2.346 | 2.346 | Normal |  | 0.76043 | 1.5856 | 0 | -0.76043 | 4 | Peak
2023-03-30 08:00 | 3 | 30 | 9 | Non-Summer | 0.8213 | 1.5626 | 4.047 | 4.047 | Normal |  | 2.4844 | 1.5626 | 0 | -2.4844 | 4 | Peak
2023-03-30 09:00 | 3 | 30 | 10 | Non-Summer | 0.8166 | 1.5536 | 5.3215 | 5.3215 | Normal |  | 3.7679 | 1.5536 | 0 | -3.7679 | 4 | Peak
2023-03-30 10:00 | 3 | 30 | 11 | Non-Summer | 0.7938 | 1.5103 | 6.1159 | 6.1159 | Normal |  | 4.6056 | 1.5103 | 4.4409e-16 | -4.6056 | 4 | Peak
2023-03-30 11:00 | 3 | 30 | 12 | Non-Summer | 0.756 | 1.4383 | 5.5435 | 5.5435 | Normal |  | 4.1052 | 1.4383 | 0 | -4.1052 | 4 | Peak
2023-03-30 12:00 | 3 | 30 | 13 | Non-Summer | 0.7318 | 1.3923 | 5.6611 | 5.6611 | Normal |  | 4.2688 | 1.3923 | 0 | -4.2688 | 4 | Peak
2023-03-30 13:00 | 3 | 30 | 14 | Non-Summer | 0.7106 | 1.352 | 4.9045 | 4.9045 | Normal |  | 3.5526 | 1.352 | 0 | -3.5526 | 4 | Peak
2023-03-30 14:00 | 3 | 30 | 15 | Non-Summer | 0.7005 | 1.3327 | 3.3746 | 3.3746 | Normal |  | 2.0418 | 1.3327 | 0 | -2.0418 | 4 | Peak
2023-03-30 15:00 | 3 | 30 | 16 | Non-Summer | 0.7048 | 1.3409 | 3.4747 | 3.4747 | Normal |  | 2.1337 | 1.3409 | 0 | -2.1337 | 4 | Peak
2023-03-30 16:00 | 3 | 30 | 17 | Non-Summer | 0.7407 | 1.4092 | 1.6871 | 1.6871 | Normal |  | 0.27789 | 1.4092 | 0 | -0.27789 | 4 | Peak
2023-03-30 17:00 | 3 | 30 | 18 | Non-Summer | 0.7937 | 1.5101 | 0.38642 | 0.38642 | Normal |  | 0 | 0.38642 | 1.1236 | 1.1236 | 4 | Peak
2023-03-30 18:00 | 3 | 30 | 19 | Non-Summer | 0.844 | 1.6058 | 0 | 0 | Normal |  | 0 | 0 | 1.6058 | 1.6058 | 4 | Peak
2023-03-30 19:00 | 3 | 30 | 20 | Non-Summer | 0.9016 | 1.7154 | 0 | 0 | Normal |  | 0 | 0 | 1.7154 | 1.7154 | 4 | Peak
2023-03-30 20:00 | 3 | 30 | 21 | Non-Summer | 0.9185 | 1.7475 | 0 | 0 | Normal |  | 0 | 0 | 1.7475 | 1.7475 | 4 | Peak
2023-03-30 21:00 | 3 | 30 | 22 | Non-Summer | 0.8822 | 1.6784 | 0 | 0 | Normal |  | 0 | 0 | 1.6784 | 1.6784 | 4 | Off-Peak
2023-03-30 22:00 | 3 | 30 | 23 | Non-Summer | 0.8084 | 1.538 | 0 | 0 | Normal |  | 0 | 0 | 1.538 | 1.538 | 4 | Off-Peak
2023-03-30 23:00 | 3 | 31 | 0 | Non-Summer | 0.7276 | 1.3843 | 0 | 0 | Normal |  | 0 | 0 | 1.3843 | 1.3843 | 4 | Off-Peak
2023-03-31 | 3 | 31 | 1 | Non-Summer | 0.6723 | 1.2791 | 0 | 0 | Normal |  | 0 | 0 | 1.2791 | 1.2791 | 5 | Off-Peak
2023-03-31 01:00 | 3 | 31 | 2 | Non-Summer | 0.6376 | 1.2131 | 0 | 0 | Normal |  | 0 | 0 | 1.2131 | 1.2131 | 5 | Off-Peak
2023-03-31 02:00 | 3 | 31 | 3 | Non-Summer | 0.6169 | 1.1737 | 0 | 0 | Normal |  | 0 | 0 | 1.1737 | 1.1737 | 5 | Off-Peak
2023-03-31 03:00 | 3 | 31 | 4 | Non-Summer | 0.6068 | 1.1545 | 0 | 0 | Normal |  | 0 | 0 | 1.1545 | 1.1545 | 5 | Off-Peak
2023-03-31 04:00 | 3 | 31 | 5 | Non-Summer | 0.6133 | 1.1668 | 0 | 0 | Normal |  | 0 | 0 | 1.1668 | 1.1668 | 5 | Off-Peak
2023-03-31 05:00 | 3 | 31 | 6 | Non-Summer | 0.635 | 1.2081 | 0 | 0 | Normal |  | 0 | 0 | 1.2081 | 1.2081 | 5 | Peak
2023-03-31 06:00 | 3 | 31 | 7 | Non-Summer | 0.6728 | 1.28 | 0.46734 | 0.46734 | Normal |  | 0 | 0.46734 | 0.81271 | 0.81271 | 5 | Peak
2023-03-31 07:00 | 3 | 31 | 8 | Non-Summer | 0.6966 | 1.3253 | 2.3418 | 2.3418 | Normal |  | 1.0165 | 1.3253 | 0 | -1.0165 | 5 | Peak
2023-03-31 08:00 | 3 | 31 | 9 | Non-Summer | 0.6938 | 1.32 | 3.9156 | 3.9156 | Normal |  | 2.5956 | 1.32 | 0 | -2.5956 | 5 | Peak
2023-03-31 09:00 | 3 | 31 | 10 | Non-Summer | 0.6874 | 1.3078 | 5.5519 | 5.5519 | Normal |  | 4.2441 | 1.3078 | 0 | -4.2441 | 5 | Peak
2023-03-31 10:00 | 3 | 31 | 11 | Non-Summer | 0.6711 | 1.2768 | 6.4175 | 6.4175 | Normal |  | 5.1407 | 1.2768 | 2.2204e-16 | -5.1407 | 5 | Peak
2023-03-31 11:00 | 3 | 31 | 12 | Non-Summer | 0.6588 | 1.2534 | 1.245 | 1.245 | Normal |  | 0 | 1.245 | 0.0083929 | 0.0083929 | 5 | Peak
2023-03-31 12:00 | 3 | 31 | 13 | Non-Summer | 0.6498 | 1.2363 | 5.7385 | 5.7385 | Normal |  | 4.5022 | 1.2363 | 0 | -4.5022 | 5 | Peak
2023-03-31 13:00 | 3 | 31 | 14 | Non-Summer | 0.6415 | 1.2205 | 2.1535 | 2.1535 | Normal |  | 0.93297 | 1.2205 | 0 | -0.93297 | 5 | Peak
2023-03-31 14:00 | 3 | 31 | 15 | Non-Summer | 0.6412 | 1.2199 | 4.1088 | 4.1088 | Normal |  | 2.8889 | 1.2199 | 0 | -2.8889 | 5 | Peak
2023-03-31 15:00 | 3 | 31 | 16 | Non-Summer | 0.6849 | 1.3031 | 2.7719 | 2.7719 | Normal |  | 1.4688 | 1.3031 | 0 | -1.4688 | 5 | Peak
2023-03-31 16:00 | 3 | 31 | 17 | Non-Summer | 0.7531 | 1.4328 | 1.1562 | 1.1562 | Normal |  | 0 | 1.1562 | 0.27663 | 0.27663 | 5 | Peak
2023-03-31 17:00 | 3 | 31 | 18 | Non-Summer | 0.8081 | 1.5375 | 0.33944 | 0.33944 | Normal |  | 0 | 0.33944 | 1.198 | 1.198 | 5 | Peak
2023-03-31 18:00 | 3 | 31 | 19 | Non-Summer | 0.8364 | 1.5913 | 0 | 0 | Normal |  | 0 | 0 | 1.5913 | 1.5913 | 5 | Peak
2023-03-31 19:00 | 3 | 31 | 20 | Non-Summer | 0.8442 | 1.6061 | 0 | 0 | Normal |  | 0 | 0 | 1.6061 | 1.6061 | 5 | Peak
2023-03-31 20:00 | 3 | 31 | 21 | Non-Summer | 0.8276 | 1.5746 | 0 | 0 | Normal |  | 0 | 0 | 1.5746 | 1.5746 | 5 | Peak
2023-03-31 21:00 | 3 | 31 | 22 | Non-Summer | 0.7929 | 1.5085 | 0 | 0 | Normal |  | 0 | 0 | 1.5085 | 1.5085 | 5 | Off-Peak
2023-03-31 22:00 | 3 | 31 | 23 | Non-Summer | 0.7431 | 1.4138 | 0 | 0 | Normal |  | 0 | 0 | 1.4138 | 1.4138 | 5 | Off-Peak
2023-03-31 23:00 | 4 | 1 | 0 | Non-Summer | 0.6884 | 1.3097 | 0 | 0 | Normal |  | 0 | 0 | 1.3097 | 1.3097 | 5 | Off-Peak
2023-04-01 | 4 | 1 | 1 | Non-Summer | 0.6493 | 1.2353 | 0 | 0 | Normal |  | 0 | 0 | 1.2353 | 1.2353 | 6 | Off-Peak
2023-04-01 01:00 | 4 | 1 | 2 | Non-Summer | 0.6223 | 1.184 | 0 | 0 | Normal |  | 0 | 0 | 1.184 | 1.184 | 6 | Off-Peak
2023-04-01 02:00 | 4 | 1 | 3 | Non-Summer | 0.6068 | 1.1545 | 0 | 0 | Normal |  | 0 | 0 | 1.1545 | 1.1545 | 6 | Off-Peak
2023-04-01 03:00 | 4 | 1 | 4 | Non-Summer | 0.6037 | 1.1486 | 0 | 0 | Normal |  | 0 | 0 | 1.1486 | 1.1486 | 6 | Off-Peak
2023-04-01 04:00 | 4 | 1 | 5 | Non-Summer | 0.6115 | 1.1634 | 0 | 0 | Normal |  | 0 | 0 | 1.1634 | 1.1634 | 6 | Off-Peak
2023-04-01 05:00 | 4 | 1 | 6 | Non-Summer | 0.6372 | 1.2123 | 0 | 0 | Normal |  | 0 | 0 | 1.2123 | 1.2123 | 6 | Off-Peak
2023-04-01 06:00 | 4 | 1 | 7 | Non-Summer | 0.6787 | 1.2913 | 0 | 0 | Normal |  | 0 | 0 | 1.2913 | 1.2913 | 6 | Off-Peak
2023-04-01 07:00 | 4 | 1 | 8 | Non-Summer | 0.7346 | 1.3976 | 0.009588 | 0.009588 | Normal |  | 0 | 0.009588 | 1.388 | 1.388 | 6 | Off-Peak
2023-04-01 08:00 | 4 | 1 | 9 | Non-Summer | 0.792 | 1.5068 | 0.26051 | 0.26051 | Normal |  | 0 | 0.26051 | 1.2463 | 1.2463 | 6 | Off-Peak
2023-04-01 09:00 | 4 | 1 | 10 | Non-Summer | 0.8221 | 1.5641 | 0.35914 | 0.35914 | Normal |  | 0 | 0.35914 | 1.205 | 1.205 | 6 | Off-Peak
2023-04-01 10:00 | 4 | 1 | 11 | Non-Summer | 0.8301 | 1.5793 | 0.57859 | 0.57859 | Normal |  | 0 | 0.57859 | 1.0007 | 1.0007 | 6 | Off-Peak
2023-04-01 11:00 | 4 | 1 | 12 | Non-Summer | 0.83 | 1.5791 | 1.2705 | 1.2705 | Normal |  | 0 | 1.2705 | 0.30866 | 0.30866 | 6 | Off-Peak
2023-04-01 12:00 | 4 | 1 | 13 | Non-Summer | 0.8387 | 1.5957 | 0.70822 | 0.70822 | Normal |  | 0 | 0.70822 | 0.88746 | 0.88746 | 6 | Off-Peak
2023-04-01 13:00 | 4 | 1 | 14 | Non-Summer | 0.8437 | 1.6052 | 1.7746 | 1.7746 | Normal |  | 0.16942 | 1.6052 | 0 | -0.16942 | 6 | Off-Peak
2023-04-01 14:00 | 4 | 1 | 15 | Non-Summer | 0.8559 | 1.6284 | 1.3999 | 1.3999 | Normal |  | 0 | 1.3999 | 0.22852 | 0.22852 | 6 | Off-Peak
2023-04-01 15:00 | 4 | 1 | 16 | Non-Summer | 0.86 | 1.6362 | 0.76522 | 0.76522 | Normal |  | 0 | 0.76522 | 0.87098 | 0.87098 | 6 | Off-Peak
2023-04-01 16:00 | 4 | 1 | 17 | Non-Summer | 0.8755 | 1.6657 | 0.3044 | 0.3044 | Normal |  | 0 | 0.3044 | 1.3613 | 1.3613 | 6 | Off-Peak
2023-04-01 17:00 | 4 | 1 | 18 | Non-Summer | 0.9083 | 1.7281 | 0.00181 | 0.00181 | Normal |  | 0 | 0.00181 | 1.7263 | 1.7263 | 6 | Off-Peak
2023-04-01 18:00 | 4 | 1 | 19 | Non-Summer | 0.9325 | 1.7741 | 0 | 0 | Normal |  | 0 | 0 | 1.7741 | 1.7741 | 6 | Off-Peak
2023-04-01 19:00 | 4 | 1 | 20 | Non-Summer | 0.9618 | 1.8299 | 0 | 0 | Normal |  | 0 | 0 | 1.8299 | 1.8299 | 6 | Off-Peak
2023-04-01 20:00 | 4 | 1 | 21 | Non-Summer | 0.9706 | 1.8466 | 0 | 0 | Normal |  | 0 | 0 | 1.8466 | 1.8466 | 6 | Off-Peak
2023-04-01 21:00 | 4 | 1 | 22 | Non-Summer | 0.9488 | 1.8052 | 0 | 0 | Normal |  | 0 | 0 | 1.8052 | 1.8052 | 6 | Off-Peak
2023-04-01 22:00 | 4 | 1 | 23 | Non-Summer | 0.9014 | 1.715 | 0 | 0 | Normal |  | 0 | 0 | 1.715 | 1.715 | 6 | Off-Peak
2023-04-01 23:00 | 4 | 2 | 0 | Non-Summer | 0.8358 | 1.5902 | 0 | 0 | Normal |  | 0 | 0 | 1.5902 | 1.5902 | 6 | Off-Peak
2023-04-02 | 4 | 2 | 1 | Non-Summer | 0.7866 | 1.4966 | 0 | 0 | Normal |  | 0 | 0 | 1.4966 | 1.4966 | 7 | Off-Peak
2023-04-02 01:00 | 4 | 2 | 2 | Non-Summer | 0.7524 | 1.4315 | 0 | 0 | Normal |  | 0 | 0 | 1.4315 | 1.4315 | 7 | Off-Peak
2023-04-02 02:00 | 4 | 2 | 3 | Non-Summer | 0.7299 | 1.3887 | 0 | 0 | Normal |  | 0 | 0 | 1.3887 | 1.3887 | 7 | Off-Peak
2023-04-02 03:00 | 4 | 2 | 4 | Non-Summer | 0.7226 | 1.3748 | 0 | 0 | Normal |  | 0 | 0 | 1.3748 | 1.3748 | 7 | Off-Peak
2023-04-02 04:00 | 4 | 2 | 5 | Non-Summer | 0.7207 | 1.3712 | 0 | 0 | Normal |  | 0 | 0 | 1.3712 | 1.3712 | 7 | Off-Peak
2023-04-02 05:00 | 4 | 2 | 6 | Non-Summer | 0.7375 | 1.4031 | 0 | 0 | Normal |  | 0 | 0 | 1.4031 | 1.4031 | 7 | Off-Peak
2023-04-02 06:00 | 4 | 2 | 7 | Non-Summer | 0.765 | 1.4555 | 0.78322 | 0.78322 | Normal |  | 0 | 0.78322 | 0.67224 | 0.67224 | 7 | Off-Peak
2023-04-02 07:00 | 4 | 2 | 8 | Non-Summer | 0.7838 | 1.4912 | 2.6319 | 2.6319 | Normal |  | 1.1407 | 1.4912 | 0 | -1.1407 | 7 | Off-Peak
2023-04-02 08:00 | 4 | 2 | 9 | Non-Summer | 0.7916 | 1.5061 | 4.1567 | 4.1567 | Normal |  | 2.6506 | 1.5061 | 0 | -2.6506 | 7 | Off-Peak
2023-04-02 09:00 | 4 | 2 | 10 | Non-Summer | 0.7922 | 1.5072 | 4.1063 | 4.1063 | Normal |  | 2.5991 | 1.5072 | 0 | -2.5991 | 7 | Off-Peak
2023-04-02 10:00 | 4 | 2 | 11 | Non-Summer | 0.787 | 1.4973 | 6.3934 | 6.3934 | Normal |  | 4.8961 | 1.4973 | 2.2204e-16 | -4.8961 | 7 | Off-Peak
2023-04-02 11:00 | 4 | 2 | 12 | Non-Summer | 0.7791 | 1.4823 | 6.7764 | 6.7764 | Normal |  | 5.2941 | 1.4823 | 0 | -5.2941 | 7 | Off-Peak
2023-04-02 12:00 | 4 | 2 | 13 | Non-Summer | 0.7691 | 1.4633 | 6.713 | 6.713 | Normal |  | 5.2497 | 1.4633 | 4.4409e-16 | -5.2497 | 7 | Off-Peak
2023-04-02 13:00 | 4 | 2 | 14 | Non-Summer | 0.7541 | 1.4347 | 6.2305 | 6.2305 | Normal |  | 4.7958 | 1.4347 | 4.4409e-16 | -4.7958 | 7 | Off-Peak
2023-04-02 14:00 | 4 | 2 | 15 | Non-Summer | 0.7424 | 1.4125 | 5.3231 | 5.3231 | Normal |  | 3.9107 | 1.4125 | 0 | -3.9107 | 7 | Off-Peak
2023-04-02 15:00 | 4 | 2 | 16 | Non-Summer | 0.7387 | 1.4054 | 3.8986 | 3.8986 | Normal |  | 2.4932 | 1.4054 | 0 | -2.4932 | 7 | Off-Peak
2023-04-02 16:00 | 4 | 2 | 17 | Non-Summer | 0.7525 | 1.4317 | 2.1071 | 2.1071 | Normal |  | 0.67546 | 1.4317 | 0 | -0.67546 | 7 | Off-Peak
2023-04-02 17:00 | 4 | 2 | 18 | Non-Summer | 0.7837 | 1.491 | 0.48535 | 0.48535 | Normal |  | 0 | 0.48535 | 1.0057 | 1.0057 | 7 | Off-Peak
2023-04-02 18:00 | 4 | 2 | 19 | Non-Summer | 0.8203 | 1.5607 | 0 | 0 | Normal |  | 0 | 0 | 1.5607 | 1.5607 | 7 | Off-Peak
2023-04-02 19:00 | 4 | 2 | 20 | Non-Summer | 0.8892 | 1.6918 | 0 | 0 | Normal |  | 0 | 0 | 1.6918 | 1.6918 | 7 | Off-Peak
2023-04-02 20:00 | 4 | 2 | 21 | Non-Summer | 0.9188 | 1.7481 | 0 | 0 | Normal |  | 0 | 0 | 1.7481 | 1.7481 | 7 | Off-Peak
2023-04-02 21:00 | 4 | 2 | 22 | Non-Summer | 0.8822 | 1.6784 | 0 | 0 | Normal |  | 0 | 0 | 1.6784 | 1.6784 | 7 | Off-Peak
2023-04-02 22:00 | 4 | 2 | 23 | Non-Summer | 0.8065 | 1.5344 | 0 | 0 | Normal |  | 0 | 0 | 1.5344 | 1.5344 | 7 | Off-Peak
2023-04-02 23:00 | 4 | 3 | 0 | Non-Summer | 0.7234 | 1.3763 | 0 | 0 | Normal |  | 0 | 0 | 1.3763 | 1.3763 | 7 | Off-Peak
2023-04-03 | 4 | 3 | 1 | Non-Summer | 0.6678 | 1.2705 | 0 | 0 | Normal |  | 0 | 0 | 1.2705 | 1.2705 | 1 | Off-Peak
2023-04-03 01:00 | 4 | 3 | 2 | Non-Summer | 0.6346 | 1.2074 | 0 | 0 | Normal |  | 0 | 0 | 1.2074 | 1.2074 | 1 | Off-Peak
2023-04-03 02:00 | 4 | 3 | 3 | Non-Summer | 0.6173 | 1.1745 | 0 | 0 | Normal |  | 0 | 0 | 1.1745 | 1.1745 | 1 | Off-Peak
2023-04-03 03:00 | 4 | 3 | 4 | Non-Summer | 0.6137 | 1.1676 | 0 | 0 | Normal |  | 0 | 0 | 1.1676 | 1.1676 | 1 | Off-Peak
2023-04-03 04:00 | 4 | 3 | 5 | Non-Summer | 0.6293 | 1.1973 | 0 | 0 | Normal |  | 0 | 0 | 1.1973 | 1.1973 | 1 | Off-Peak
2023-04-03 05:00 | 4 | 3 | 6 | Non-Summer | 0.6632 | 1.2618 | 0 | 0 | Normal |  | 0 | 0 | 1.2618 | 1.2618 | 1 | Peak
2023-04-03 06:00 | 4 | 3 | 7 | Non-Summer | 0.7167 | 1.3636 | 0.78589 | 0.78589 | Normal |  | 0 | 0.78589 | 0.57768 | 0.57768 | 1 | Peak
2023-04-03 07:00 | 4 | 3 | 8 | Non-Summer | 0.7339 | 1.3963 | 1.8093 | 1.8093 | Normal |  | 0.41297 | 1.3963 | 0 | -0.41297 | 1 | Peak
2023-04-03 08:00 | 4 | 3 | 9 | Non-Summer | 0.7144 | 1.3592 | 2.8801 | 2.8801 | Normal |  | 1.5209 | 1.3592 | 0 | -1.5209 | 1 | Peak
2023-04-03 09:00 | 4 | 3 | 10 | Non-Summer | 0.7078 | 1.3466 | 5.4156 | 5.4156 | Normal |  | 4.069 | 1.3466 | 4.4409e-16 | -4.069 | 1 | Peak
2023-04-03 10:00 | 4 | 3 | 11 | Non-Summer | 0.7085 | 1.348 | 6.2161 | 6.2161 | Normal |  | 4.8681 | 1.348 | 4.4409e-16 | -4.8681 | 1 | Peak
2023-04-03 11:00 | 4 | 3 | 12 | Non-Summer | 0.6968 | 1.3257 | 5.398 | 5.398 | Normal |  | 4.0723 | 1.3257 | 0 | -4.0723 | 1 | Peak
2023-04-03 12:00 | 4 | 3 | 13 | Non-Summer | 0.676 | 1.2861 | 5.0382 | 5.0382 | Normal |  | 3.7521 | 1.2861 | 0 | -3.7521 | 1 | Peak
2023-04-03 13:00 | 4 | 3 | 14 | Non-Summer | 0.6601 | 1.2559 | 2.4123 | 2.4123 | Normal |  | 1.1564 | 1.2559 | 0 | -1.1564 | 1 | Peak
2023-04-03 14:00 | 4 | 3 | 15 | Non-Summer | 0.6583 | 1.2525 | 0.88168 | 0.88168 | Normal |  | 0 | 0.88168 | 0.37078 | 0.37078 | 1 | Peak
2023-04-03 15:00 | 4 | 3 | 16 | Non-Summer | 0.6746 | 1.2835 | 0.32572 | 0.32572 | Normal |  | 0 | 0.32572 | 0.95775 | 0.95775 | 1 | Peak
2023-04-03 16:00 | 4 | 3 | 17 | Non-Summer | 0.7209 | 1.3716 | 0.040996 | 0.040996 | Normal |  | 0 | 0.040996 | 1.3306 | 1.3306 | 1 | Peak
2023-04-03 17:00 | 4 | 3 | 18 | Non-Summer | 0.7951 | 1.5127 | 0 | 0 | Normal |  | 0 | 0 | 1.5127 | 1.5127 | 1 | Peak
2023-04-03 18:00 | 4 | 3 | 19 | Non-Summer | 0.861 | 1.6381 | 0 | 0 | Normal |  | 0 | 0 | 1.6381 | 1.6381 | 1 | Peak
2023-04-03 19:00 | 4 | 3 | 20 | Non-Summer | 0.9097 | 1.7308 | 0 | 0 | Normal |  | 0 | 0 | 1.7308 | 1.7308 | 1 | Peak
2023-04-03 20:00 | 4 | 3 | 21 | Non-Summer | 0.9162 | 1.7431 | 0 | 0 | Normal |  | 0 | 0 | 1.7431 | 1.7431 | 1 | Peak
2023-04-03 21:00 | 4 | 3 | 22 | Non-Summer | 0.8772 | 1.6689 | 0 | 0 | Normal |  | 0 | 0 | 1.6689 | 1.6689 | 1 | Off-Peak
2023-04-03 22:00 | 4 | 3 | 23 | Non-Summer | 0.801 | 1.524 | 0 | 0 | Normal |  | 0 | 0 | 1.524 | 1.524 | 1 | Off-Peak
2023-04-03 23:00 | 4 | 4 | 0 | Non-Summer | 0.7197 | 1.3693 | 0 | 0 | Normal |  | 0 | 0 | 1.3693 | 1.3693 | 1 | Off-Peak
2023-04-04 | 4 | 4 | 1 | Non-Summer | 0.6695 | 1.2738 | 0 | 0 | Normal |  | 0 | 0 | 1.2738 | 1.2738 | 2 | Off-Peak
2023-04-04 01:00 | 4 | 4 | 2 | Non-Summer | 0.6396 | 1.2169 | 0 | 0 | Normal |  | 0 | 0 | 1.2169 | 1.2169 | 2 | Off-Peak
2023-04-04 02:00 | 4 | 4 | 3 | Non-Summer | 0.6228 | 1.1849 | 0 | 0 | Normal |  | 0 | 0 | 1.1849 | 1.1849 | 2 | Off-Peak
2023-04-04 03:00 | 4 | 4 | 4 | Non-Summer | 0.6192 | 1.1781 | 0 | 0 | Normal |  | 0 | 0 | 1.1781 | 1.1781 | 2 | Off-Peak
2023-04-04 04:00 | 4 | 4 | 5 | Non-Summer | 0.6316 | 1.2017 | 0 | 0 | Normal |  | 0 | 0 | 1.2017 | 1.2017 | 2 | Off-Peak
2023-04-04 05:00 | 4 | 4 | 6 | Non-Summer | 0.664 | 1.2633 | 0 | 0 | Normal |  | 0 | 0 | 1.2633 | 1.2633 | 2 | Peak
2023-04-04 06:00 | 4 | 4 | 7 | Non-Summer | 0.716 | 1.3622 | 0.002762 | 0.002762 | Normal |  | 0 | 0.002762 | 1.3595 | 1.3595 | 2 | Peak
2023-04-04 07:00 | 4 | 4 | 8 | Non-Summer | 0.7406 | 1.409 | 0.39431 | 0.39431 | Normal |  | 0 | 0.39431 | 1.0147 | 1.0147 | 2 | Peak
2023-04-04 08:00 | 4 | 4 | 9 | Non-Summer | 0.7256 | 1.3805 | 0.36057 | 0.36057 | Normal |  | 0 | 0.36057 | 1.0199 | 1.0199 | 2 | Peak
2023-04-04 09:00 | 4 | 4 | 10 | Non-Summer | 0.7131 | 1.3567 | 0.37042 | 0.37042 | Normal |  | 0 | 0.37042 | 0.9863 | 0.9863 | 2 | Peak
2023-04-04 10:00 | 4 | 4 | 11 | Non-Summer | 0.7136 | 1.3577 | 1.1628 | 1.1628 | Normal |  | 0 | 1.1628 | 0.1949 | 0.1949 | 2 | Peak
2023-04-04 11:00 | 4 | 4 | 12 | Non-Summer | 0.7371 | 1.4024 | 4.4663 | 4.4663 | Normal |  | 3.0639 | 1.4024 | 0 | -3.0639 | 2 | Peak
2023-04-04 12:00 | 4 | 4 | 13 | Non-Summer | 0.7631 | 1.4518 | 6.5936 | 6.5936 | Normal |  | 5.1417 | 1.4518 | 4.4409e-16 | -5.1417 | 2 | Peak
2023-04-04 13:00 | 4 | 4 | 14 | Non-Summer | 0.77 | 1.465 | 5.3901 | 5.3901 | Normal |  | 3.9251 | 1.465 | 0 | -3.9251 | 2 | Peak
2023-04-04 14:00 | 4 | 4 | 15 | Non-Summer | 0.7638 | 1.4532 | 4.4839 | 4.4839 | Normal |  | 3.0307 | 1.4532 | 0 | -3.0307 | 2 | Peak
2023-04-04 15:00 | 4 | 4 | 16 | Non-Summer | 0.7757 | 1.4758 | 3.7595 | 3.7595 | Normal |  | 2.2837 | 1.4758 | 0 | -2.2837 | 2 | Peak
2023-04-04 16:00 | 4 | 4 | 17 | Non-Summer | 0.8124 | 1.5456 | 2.0587 | 2.0587 | Normal |  | 0.51303 | 1.5456 | 0 | -0.51303 | 2 | Peak
2023-04-04 17:00 | 4 | 4 | 18 | Non-Summer | 0.8552 | 1.6271 | 0.49733 | 0.49733 | Normal |  | 0 | 0.49733 | 1.1297 | 1.1297 | 2 | Peak
2023-04-04 18:00 | 4 | 4 | 19 | Non-Summer | 0.881 | 1.6762 | 0 | 0 | Normal |  | 0 | 0 | 1.6762 | 1.6762 | 2 | Peak
2023-04-04 19:00 | 4 | 4 | 20 | Non-Summer | 0.9138 | 1.7386 | 0 | 0 | Normal |  | 0 | 0 | 1.7386 | 1.7386 | 2 | Peak
2023-04-04 20:00 | 4 | 4 | 21 | Non-Summer | 0.9068 | 1.7252 | 0 | 0 | Normal |  | 0 | 0 | 1.7252 | 1.7252 | 2 | Peak
2023-04-04 21:00 | 4 | 4 | 22 | Non-Summer | 0.8519 | 1.6208 | 0 | 0 | Normal |  | 0 | 0 | 1.6208 | 1.6208 | 2 | Off-Peak
2023-04-04 22:00 | 4 | 4 | 23 | Non-Summer | 0.7647 | 1.4549 | 0 | 0 | Normal |  | 0 | 0 | 1.4549 | 1.4549 | 2 | Off-Peak
2023-04-04 23:00 | 4 | 5 | 0 | Non-Summer | 0.6748 | 1.2838 | 0 | 0 | Normal |  | 0 | 0 | 1.2838 | 1.2838 | 2 | Off-Peak
2023-04-05 | 4 | 5 | 1 | Non-Summer | 0.6152 | 1.1705 | 0 | 0 | Normal |  | 0 | 0 | 1.1705 | 1.1705 | 3 | Off-Peak
2023-04-05 01:00 | 4 | 5 | 2 | Non-Summer | 0.5756 | 1.0951 | 0 | 0 | Normal |  | 0 | 0 | 1.0951 | 1.0951 | 3 | Off-Peak
2023-04-05 02:00 | 4 | 5 | 3 | Non-Summer | 0.5516 | 1.0495 | 0 | 0 | Normal |  | 0 | 0 | 1.0495 | 1.0495 | 3 | Off-Peak
2023-04-05 03:00 | 4 | 5 | 4 | Non-Summer | 0.5385 | 1.0245 | 0 | 0 | Normal |  | 0 | 0 | 1.0245 | 1.0245 | 3 | Off-Peak
2023-04-05 04:00 | 4 | 5 | 5 | Non-Summer | 0.5418 | 1.0308 | 0 | 0 | Normal |  | 0 | 0 | 1.0308 | 1.0308 | 3 | Off-Peak
2023-04-05 05:00 | 4 | 5 | 6 | Non-Summer | 0.5651 | 1.0751 | 0 | 0 | Normal |  | 0 | 0 | 1.0751 | 1.0751 | 3 | Peak
2023-04-05 06:00 | 4 | 5 | 7 | Non-Summer | 0.6113 | 1.163 | 0.84452 | 0.84452 | Normal |  | 0 | 0.84452 | 0.31852 | 0.31852 | 3 | Peak
2023-04-05 07:00 | 4 | 5 | 8 | Non-Summer | 0.649 | 1.2348 | 2.6676 | 2.6676 | Normal |  | 1.4329 | 1.2348 | 0 | -1.4329 | 3 | Peak
2023-04-05 08:00 | 4 | 5 | 9 | Non-Summer | 0.6504 | 1.2374 | 4.3108 | 4.3108 | Normal |  | 3.0734 | 1.2374 | 2.2204e-16 | -3.0734 | 3 | Peak
2023-04-05 09:00 | 4 | 5 | 10 | Non-Summer | 0.6416 | 1.2207 | 5.5048 | 5.5048 | Normal |  | 4.2842 | 1.2207 | 0 | -4.2842 | 3 | Peak
2023-04-05 10:00 | 4 | 5 | 11 | Non-Summer | 0.6301 | 1.1988 | 6.3192 | 6.3192 | Normal |  | 5.1204 | 1.1988 | 2.2204e-16 | -5.1204 | 3 | Peak
2023-04-05 11:00 | 4 | 5 | 12 | Non-Summer | 0.6318 | 1.202 | 6.6651 | 6.6651 | Normal |  | 5.463 | 1.202 | 0 | -5.463 | 3 | Peak
2023-04-05 12:00 | 4 | 5 | 13 | Non-Summer | 0.6359 | 1.2098 | 6.5414 | 6.5414 | Normal |  | 5.3316 | 1.2098 | 0 | -5.3316 | 3 | Peak
2023-04-05 13:00 | 4 | 5 | 14 | Non-Summer | 0.6389 | 1.2155 | 6.0292 | 6.0292 | Normal |  | 4.8137 | 1.2155 | 0 | -4.8137 | 3 | Peak
2023-04-05 14:00 | 4 | 5 | 15 | Non-Summer | 0.645 | 1.2272 | 5.154 | 5.154 | Normal |  | 3.9268 | 1.2272 | 0 | -3.9268 | 3 | Peak
2023-04-05 15:00 | 4 | 5 | 16 | Non-Summer | 0.6661 | 1.2673 | 3.8547 | 3.8547 | Normal |  | 2.5874 | 1.2673 | 0 | -2.5874 | 3 | Peak
2023-04-05 16:00 | 4 | 5 | 17 | Non-Summer | 0.7081 | 1.3472 | 2.1473 | 2.1473 | Normal |  | 0.80008 | 1.3472 | 0 | -0.80008 | 3 | Peak
2023-04-05 17:00 | 4 | 5 | 18 | Non-Summer | 0.7631 | 1.4518 | 0.50892 | 0.50892 | Normal |  | 0 | 0.50892 | 0.94293 | 0.94293 | 3 | Peak
2023-04-05 18:00 | 4 | 5 | 19 | Non-Summer | 0.8099 | 1.5409 | 0 | 0 | Normal |  | 0 | 0 | 1.5409 | 1.5409 | 3 | Peak
2023-04-05 19:00 | 4 | 5 | 20 | Non-Summer | 0.8823 | 1.6786 | 0 | 0 | Normal |  | 0 | 0 | 1.6786 | 1.6786 | 3 | Peak
2023-04-05 20:00 | 4 | 5 | 21 | Non-Summer | 0.9325 | 1.7741 | 0 | 0 | Normal |  | 0 | 0 | 1.7741 | 1.7741 | 3 | Peak
2023-04-05 21:00 | 4 | 5 | 22 | Non-Summer | 0.9067 | 1.7251 | 0 | 0 | Normal |  | 0 | 0 | 1.7251 | 1.7251 | 3 | Off-Peak
2023-04-05 22:00 | 4 | 5 | 23 | Non-Summer | 0.8407 | 1.5995 | 0 | 0 | Normal |  | 0 | 0 | 1.5995 | 1.5995 | 3 | Off-Peak
2023-04-05 23:00 | 4 | 6 | 0 | Non-Summer | 0.7623 | 1.4503 | 0 | 0 | Normal |  | 0 | 0 | 1.4503 | 1.4503 | 3 | Off-Peak
2023-04-06 | 4 | 6 | 1 | Non-Summer | 0.7145 | 1.3594 | 0 | 0 | Normal |  | 0 | 0 | 1.3594 | 1.3594 | 4 | Off-Peak
2023-04-06 01:00 | 4 | 6 | 2 | Non-Summer | 0.6883 | 1.3095 | 0 | 0 | Normal |  | 0 | 0 | 1.3095 | 1.3095 | 4 | Off-Peak
2023-04-06 02:00 | 4 | 6 | 3 | Non-Summer | 0.6777 | 1.2894 | 0 | 0 | Normal |  | 0 | 0 | 1.2894 | 1.2894 | 4 | Off-Peak
2023-04-06 03:00 | 4 | 6 | 4 | Non-Summer | 0.678 | 1.2899 | 0 | 0 | Normal |  | 0 | 0 | 1.2899 | 1.2899 | 4 | Off-Peak
2023-04-06 04:00 | 4 | 6 | 5 | Non-Summer | 0.696 | 1.3242 | 0 | 0 | Normal |  | 0 | 0 | 1.3242 | 1.3242 | 4 | Off-Peak
2023-04-06 05:00 | 4 | 6 | 6 | Non-Summer | 0.7336 | 1.3957 | 0 | 0 | Normal |  | 0 | 0 | 1.3957 | 1.3957 | 4 | Peak
2023-04-06 06:00 | 4 | 6 | 7 | Non-Summer | 0.7871 | 1.4975 | 0.86537 | 0.86537 | Normal |  | 0 | 0.86537 | 0.63213 | 0.63213 | 4 | Peak
2023-04-06 07:00 | 4 | 6 | 8 | Non-Summer | 0.785 | 1.4935 | 2.6467 | 2.6467 | Normal |  | 1.1532 | 1.4935 | 0 | -1.1532 | 4 | Peak
2023-04-06 08:00 | 4 | 6 | 9 | Non-Summer | 0.7519 | 1.4305 | 3.8707 | 3.8707 | Normal |  | 2.4402 | 1.4305 | 0 | -2.4402 | 4 | Peak
2023-04-06 09:00 | 4 | 6 | 10 | Non-Summer | 0.7331 | 1.3948 | 5.5008 | 5.5008 | Normal |  | 4.106 | 1.3948 | 2.2204e-16 | -4.106 | 4 | Peak
2023-04-06 10:00 | 4 | 6 | 11 | Non-Summer | 0.7176 | 1.3653 | 5.7438 | 5.7438 | Normal |  | 4.3785 | 1.3653 | 0 | -4.3785 | 4 | Peak
2023-04-06 11:00 | 4 | 6 | 12 | Non-Summer | 0.7058 | 1.3428 | 6.3696 | 6.3696 | Normal |  | 5.0268 | 1.3428 | 0 | -5.0268 | 4 | Peak
2023-04-06 12:00 | 4 | 6 | 13 | Non-Summer | 0.6938 | 1.32 | 6.7141 | 6.7141 | Normal |  | 5.3941 | 1.32 | 0 | -5.3941 | 4 | Peak
2023-04-06 13:00 | 4 | 6 | 14 | Non-Summer | 0.6781 | 1.2901 | 6.2342 | 6.2342 | Normal |  | 4.9441 | 1.2901 | 0 | -4.9441 | 4 | Peak
2023-04-06 14:00 | 4 | 6 | 15 | Non-Summer | 0.6667 | 1.2684 | 5.2843 | 5.2843 | Normal |  | 4.0159 | 1.2684 | 0 | -4.0159 | 4 | Peak
2023-04-06 15:00 | 4 | 6 | 16 | Non-Summer | 0.6708 | 1.2762 | 3.4182 | 3.4182 | Normal |  | 2.1419 | 1.2762 | 0 | -2.1419 | 4 | Peak
2023-04-06 16:00 | 4 | 6 | 17 | Non-Summer | 0.6936 | 1.3196 | 2.0441 | 2.0441 | Normal |  | 0.7245 | 1.3196 | 0 | -0.7245 | 4 | Peak
2023-04-06 17:00 | 4 | 6 | 18 | Non-Summer | 0.7302 | 1.3893 | 0.30869 | 0.30869 | Normal |  | 0 | 0.30869 | 1.0806 | 1.0806 | 4 | Peak
2023-04-06 18:00 | 4 | 6 | 19 | Non-Summer | 0.7713 | 1.4674 | 0 | 0 | Normal |  | 0 | 0 | 1.4674 | 1.4674 | 4 | Peak
2023-04-06 19:00 | 4 | 6 | 20 | Non-Summer | 0.8466 | 1.6107 | 0 | 0 | Normal |  | 0 | 0 | 1.6107 | 1.6107 | 4 | Peak
2023-04-06 20:00 | 4 | 6 | 21 | Non-Summer | 0.9016 | 1.7154 | 0 | 0 | Normal |  | 0 | 0 | 1.7154 | 1.7154 | 4 | Peak
2023-04-06 21:00 | 4 | 6 | 22 | Non-Summer | 0.8912 | 1.6956 | 0 | 0 | Normal |  | 0 | 0 | 1.6956 | 1.6956 | 4 | Off-Peak
2023-04-06 22:00 | 4 | 6 | 23 | Non-Summer | 0.8364 | 1.5913 | 0 | 0 | Normal |  | 0 | 0 | 1.5913 | 1.5913 | 4 | Off-Peak
2023-04-06 23:00 | 4 | 7 | 0 | Non-Summer | 0.7667 | 1.4587 | 0 | 0 | Normal |  | 0 | 0 | 1.4587 | 1.4587 | 4 | Off-Peak
2023-04-07 | 4 | 7 | 1 | Non-Summer | 0.7191 | 1.3681 | 0 | 0 | Normal |  | 0 | 0 | 1.3681 | 1.3681 | 5 | Off-Peak
2023-04-07 01:00 | 4 | 7 | 2 | Non-Summer | 0.6906 | 1.3139 | 0 | 0 | Normal |  | 0 | 0 | 1.3139 | 1.3139 | 5 | Off-Peak
2023-04-07 02:00 | 4 | 7 | 3 | Non-Summer | 0.6758 | 1.2858 | 0 | 0 | Normal |  | 0 | 0 | 1.2858 | 1.2858 | 5 | Off-Peak
2023-04-07 03:00 | 4 | 7 | 4 | Non-Summer | 0.6719 | 1.2783 | 0 | 0 | Normal |  | 0 | 0 | 1.2783 | 1.2783 | 5 | Off-Peak
2023-04-07 04:00 | 4 | 7 | 5 | Non-Summer | 0.6859 | 1.305 | 0 | 0 | Normal |  | 0 | 0 | 1.305 | 1.305 | 5 | Off-Peak
2023-04-07 05:00 | 4 | 7 | 6 | Non-Summer | 0.7134 | 1.3573 | 0 | 0 | Normal |  | 0 | 0 | 1.3573 | 1.3573 | 5 | Peak
2023-04-07 06:00 | 4 | 7 | 7 | Non-Summer | 0.7473 | 1.4218 | 0.89866 | 0.89866 | Normal |  | 0 | 0.89866 | 0.52313 | 0.52313 | 5 | Peak
2023-04-07 07:00 | 4 | 7 | 8 | Non-Summer | 0.7533 | 1.4332 | 2.7701 | 2.7701 | Normal |  | 1.3369 | 1.4332 | 0 | -1.3369 | 5 | Peak
2023-04-07 08:00 | 4 | 7 | 9 | Non-Summer | 0.7481 | 1.4233 | 4.5534 | 4.5534 | Normal |  | 3.1301 | 1.4233 | 2.2204e-16 | -3.1301 | 5 | Peak
2023-04-07 09:00 | 4 | 7 | 10 | Non-Summer | 0.7369 | 1.402 | 5.9047 | 5.9047 | Normal |  | 4.5027 | 1.402 | 0 | -4.5027 | 5 | Peak
2023-04-07 10:00 | 4 | 7 | 11 | Non-Summer | 0.7235 | 1.3765 | 6.7713 | 6.7713 | Normal |  | 5.3948 | 1.3765 | 0 | -5.3948 | 5 | Peak
2023-04-07 11:00 | 4 | 7 | 12 | Non-Summer | 0.7141 | 1.3586 | 7 | 7 | Normal |  | 5.6414 | 1.3586 | 0 | -5.6414 | 5 | Peak
2023-04-07 12:00 | 4 | 7 | 13 | Non-Summer | 0.7049 | 1.3411 | 7 | 7 | Normal |  | 5.6589 | 1.3411 | 0 | -5.6589 | 5 | Peak
2023-04-07 13:00 | 4 | 7 | 14 | Non-Summer | 0.693 | 1.3185 | 6.3947 | 6.3947 | Normal |  | 5.0762 | 1.3185 | 2.2204e-16 | -5.0762 | 5 | Peak
2023-04-07 14:00 | 4 | 7 | 15 | Non-Summer | 0.6855 | 1.3042 | 3.69 | 3.69 | Normal |  | 2.3858 | 1.3042 | 2.2204e-16 | -2.3858 | 5 | Peak
2023-04-07 15:00 | 4 | 7 | 16 | Non-Summer | 0.6869 | 1.3069 | 3.3349 | 3.3349 | Normal |  | 2.028 | 1.3069 | 2.2204e-16 | -2.028 | 5 | Peak
2023-04-07 16:00 | 4 | 7 | 17 | Non-Summer | 0.7044 | 1.3402 | 1.9845 | 1.9845 | Normal |  | 0.64438 | 1.3402 | 0 | -0.64438 | 5 | Peak
2023-04-07 17:00 | 4 | 7 | 18 | Non-Summer | 0.7362 | 1.4007 | 0.44133 | 0.44133 | Normal |  | 0 | 0.44133 | 0.95933 | 0.95933 | 5 | Peak
2023-04-07 18:00 | 4 | 7 | 19 | Non-Summer | 0.772 | 1.4688 | 0 | 0 | Normal |  | 0 | 0 | 1.4688 | 1.4688 | 5 | Peak
2023-04-07 19:00 | 4 | 7 | 20 | Non-Summer | 0.8389 | 1.5961 | 0 | 0 | Normal |  | 0 | 0 | 1.5961 | 1.5961 | 5 | Peak
2023-04-07 20:00 | 4 | 7 | 21 | Non-Summer | 0.8893 | 1.6919 | 0 | 0 | Normal |  | 0 | 0 | 1.6919 | 1.6919 | 5 | Peak
2023-04-07 21:00 | 4 | 7 | 22 | Non-Summer | 0.8856 | 1.6849 | 0 | 0 | Normal |  | 0 | 0 | 1.6849 | 1.6849 | 5 | Off-Peak
2023-04-07 22:00 | 4 | 7 | 23 | Non-Summer | 0.8445 | 1.6067 | 0 | 0 | Normal |  | 0 | 0 | 1.6067 | 1.6067 | 5 | Off-Peak
2023-04-07 23:00 | 4 | 8 | 0 | Non-Summer | 0.782 | 1.4878 | 0 | 0 | Normal |  | 0 | 0 | 1.4878 | 1.4878 | 5 | Off-Peak
2023-04-08 | 4 | 8 | 1 | Non-Summer | 0.7335 | 1.3955 | 0 | 0 | Normal |  | 0 | 0 | 1.3955 | 1.3955 | 6 | Off-Peak
2023-04-08 01:00 | 4 | 8 | 2 | Non-Summer | 0.6996 | 1.331 | 0 | 0 | Normal |  | 0 | 0 | 1.331 | 1.331 | 6 | Off-Peak
2023-04-08 02:00 | 4 | 8 | 3 | Non-Summer | 0.6785 | 1.2909 | 0 | 0 | Normal |  | 0 | 0 | 1.2909 | 1.2909 | 6 | Off-Peak
2023-04-08 03:00 | 4 | 8 | 4 | Non-Summer | 0.6689 | 1.2726 | 0 | 0 | Normal |  | 0 | 0 | 1.2726 | 1.2726 | 6 | Off-Peak
2023-04-08 04:00 | 4 | 8 | 5 | Non-Summer | 0.6712 | 1.277 | 0 | 0 | Normal |  | 0 | 0 | 1.277 | 1.277 | 6 | Off-Peak
2023-04-08 05:00 | 4 | 8 | 6 | Non-Summer | 0.6865 | 1.3061 | 0 | 0 | Normal |  | 0 | 0 | 1.3061 | 1.3061 | 6 | Off-Peak
2023-04-08 06:00 | 4 | 8 | 7 | Non-Summer | 0.7168 | 1.3638 | 0.18668 | 0.18668 | Normal |  | 0 | 0.18668 | 1.1771 | 1.1771 | 6 | Off-Peak
2023-04-08 07:00 | 4 | 8 | 8 | Non-Summer | 0.7478 | 1.4227 | 0.39104 | 0.39104 | Normal |  | 0 | 0.39104 | 1.0317 | 1.0317 | 6 | Off-Peak
2023-04-08 08:00 | 4 | 8 | 9 | Non-Summer | 0.7619 | 1.4496 | 1.0812 | 1.0812 | Normal |  | 0 | 1.0812 | 0.36832 | 0.36832 | 6 | Off-Peak
2023-04-08 09:00 | 4 | 8 | 10 | Non-Summer | 0.7512 | 1.4292 | 0.30763 | 0.30763 | Normal |  | 0 | 0.30763 | 1.1216 | 1.1216 | 6 | Off-Peak
2023-04-08 10:00 | 4 | 8 | 11 | Non-Summer | 0.7319 | 1.3925 | 2.0876 | 2.0876 | Normal |  | 0.69514 | 1.3925 | 0 | -0.69514 | 6 | Off-Peak
2023-04-08 11:00 | 4 | 8 | 12 | Non-Summer | 0.7184 | 1.3668 | 2.5204 | 2.5204 | Normal |  | 1.1536 | 1.3668 | 0 | -1.1536 | 6 | Off-Peak
2023-04-08 12:00 | 4 | 8 | 13 | Non-Summer | 0.7077 | 1.3464 | 3.1412 | 3.1412 | Normal |  | 1.7947 | 1.3464 | 0 | -1.7947 | 6 | Off-Peak
2023-04-08 13:00 | 4 | 8 | 14 | Non-Summer | 0.6969 | 1.3259 | 2.5717 | 2.5717 | Normal |  | 1.2458 | 1.3259 | 0 | -1.2458 | 6 | Off-Peak
2023-04-08 14:00 | 4 | 8 | 15 | Non-Summer | 0.6891 | 1.3111 | 1.9963 | 1.9963 | Normal |  | 0.68527 | 1.3111 | 0 | -0.68527 | 6 | Off-Peak
2023-04-08 15:00 | 4 | 8 | 16 | Non-Summer | 0.6872 | 1.3074 | 0.4187 | 0.4187 | Normal |  | 0 | 0.4187 | 0.88874 | 0.88874 | 6 | Off-Peak
2023-04-08 16:00 | 4 | 8 | 17 | Non-Summer | 0.6964 | 1.3249 | 0.059597 | 0.059597 | Normal |  | 0 | 0.059597 | 1.2653 | 1.2653 | 6 | Off-Peak
2023-04-08 17:00 | 4 | 8 | 18 | Non-Summer | 0.7182 | 1.3664 | 0.18611 | 0.18611 | Normal |  | 0 | 0.18611 | 1.1803 | 1.1803 | 6 | Off-Peak
2023-04-08 18:00 | 4 | 8 | 19 | Non-Summer | 0.7433 | 1.4142 | 0 | 0 | Normal |  | 0 | 0 | 1.4142 | 1.4142 | 6 | Off-Peak
2023-04-08 19:00 | 4 | 8 | 20 | Non-Summer | 0.7986 | 1.5194 | 0 | 0 | Normal |  | 0 | 0 | 1.5194 | 1.5194 | 6 | Off-Peak
2023-04-08 20:00 | 4 | 8 | 21 | Non-Summer | 0.8369 | 1.5923 | 0 | 0 | Normal |  | 0 | 0 | 1.5923 | 1.5923 | 6 | Off-Peak
2023-04-08 21:00 | 4 | 8 | 22 | Non-Summer | 0.825 | 1.5696 | 0 | 0 | Normal |  | 0 | 0 | 1.5696 | 1.5696 | 6 | Off-Peak
2023-04-08 22:00 | 4 | 8 | 23 | Non-Summer | 0.7825 | 1.4888 | 0 | 0 | Normal |  | 0 | 0 | 1.4888 | 1.4888 | 6 | Off-Peak
2023-04-08 23:00 | 4 | 9 | 0 | Non-Summer | 0.7202 | 1.3702 | 0 | 0 | Normal |  | 0 | 0 | 1.3702 | 1.3702 | 6 | Off-Peak
2023-04-09 | 4 | 9 | 1 | Non-Summer | 0.6695 | 1.2738 | 0 | 0 | Normal |  | 0 | 0 | 1.2738 | 1.2738 | 7 | Off-Peak
2023-04-09 01:00 | 4 | 9 | 2 | Non-Summer | 0.6337 | 1.2057 | 0 | 0 | Normal |  | 0 | 0 | 1.2057 | 1.2057 | 7 | Off-Peak
2023-04-09 02:00 | 4 | 9 | 3 | Non-Summer | 0.6128 | 1.1659 | 0 | 0 | Normal |  | 0 | 0 | 1.1659 | 1.1659 | 7 | Off-Peak
2023-04-09 03:00 | 4 | 9 | 4 | Non-Summer | 0.6051 | 1.1512 | 0 | 0 | Normal |  | 0 | 0 | 1.1512 | 1.1512 | 7 | Off-Peak
2023-04-09 04:00 | 4 | 9 | 5 | Non-Summer | 0.6089 | 1.1585 | 0 | 0 | Normal |  | 0 | 0 | 1.1585 | 1.1585 | 7 | Off-Peak
2023-04-09 05:00 | 4 | 9 | 6 | Non-Summer | 0.6289 | 1.1965 | 0 | 0 | Normal |  | 0 | 0 | 1.1965 | 1.1965 | 7 | Off-Peak
2023-04-09 06:00 | 4 | 9 | 7 | Non-Summer | 0.6674 | 1.2698 | 0.02853 | 0.02853 | Normal |  | 0 | 0.02853 | 1.2412 | 1.2412 | 7 | Off-Peak
2023-04-09 07:00 | 4 | 9 | 8 | Non-Summer | 0.7033 | 1.3381 | 0.47661 | 0.47661 | Normal |  | 0 | 0.47661 | 0.86146 | 0.86146 | 7 | Off-Peak
2023-04-09 08:00 | 4 | 9 | 9 | Non-Summer | 0.7265 | 1.3822 | 1.9602 | 1.9602 | Normal |  | 0.57795 | 1.3822 | 0 | -0.57795 | 7 | Off-Peak
2023-04-09 09:00 | 4 | 9 | 10 | Non-Summer | 0.7365 | 1.4012 | 2.5485 | 2.5485 | Normal |  | 1.1473 | 1.4012 | 0 | -1.1473 | 7 | Off-Peak
2023-04-09 10:00 | 4 | 9 | 11 | Non-Summer | 0.7352 | 1.3988 | 6.5311 | 6.5311 | Normal |  | 5.1324 | 1.3988 | 2.2204e-16 | -5.1324 | 7 | Off-Peak
2023-04-09 11:00 | 4 | 9 | 12 | Non-Summer | 0.7321 | 1.3929 | 6.8151 | 6.8151 | Normal |  | 5.4223 | 1.3929 | 0 | -5.4223 | 7 | Off-Peak
2023-04-09 12:00 | 4 | 9 | 13 | Non-Summer | 0.7253 | 1.3799 | 6.6707 | 6.6707 | Normal |  | 5.2908 | 1.3799 | 2.2204e-16 | -5.2908 | 7 | Off-Peak
2023-04-09 13:00 | 4 | 9 | 14 | Non-Summer | 0.7135 | 1.3575 | 6.1499 | 6.1499 | Normal |  | 4.7925 | 1.3575 | 2.2204e-16 | -4.7925 | 7 | Off-Peak
2023-04-09 14:00 | 4 | 9 | 15 | Non-Summer | 0.7012 | 1.3341 | 5.2375 | 5.2375 | Normal |  | 3.9034 | 1.3341 | 0 | -3.9034 | 7 | Off-Peak
2023-04-09 15:00 | 4 | 9 | 16 | Non-Summer | 0.6948 | 1.3219 | 3.9523 | 3.9523 | Normal |  | 2.6304 | 1.3219 | 0 | -2.6304 | 7 | Off-Peak
2023-04-09 16:00 | 4 | 9 | 17 | Non-Summer | 0.6986 | 1.3291 | 2.2593 | 2.2593 | Normal |  | 0.93018 | 1.3291 | 0 | -0.93018 | 7 | Off-Peak
2023-04-09 17:00 | 4 | 9 | 18 | Non-Summer | 0.7143 | 1.359 | 0.57364 | 0.57364 | Normal |  | 0 | 0.57364 | 0.78536 | 0.78536 | 7 | Off-Peak
2023-04-09 18:00 | 4 | 9 | 19 | Non-Summer | 0.7413 | 1.4104 | 0 | 0 | Normal |  | 0 | 0 | 1.4104 | 1.4104 | 7 | Off-Peak
2023-04-09 19:00 | 4 | 9 | 20 | Non-Summer | 0.8054 | 1.5323 | 0 | 0 | Normal |  | 0 | 0 | 1.5323 | 1.5323 | 7 | Off-Peak
2023-04-09 20:00 | 4 | 9 | 21 | Non-Summer | 0.8451 | 1.6079 | 0 | 0 | Normal |  | 0 | 0 | 1.6079 | 1.6079 | 7 | Off-Peak
2023-04-09 21:00 | 4 | 9 | 22 | Non-Summer | 0.8093 | 1.5397 | 0 | 0 | Normal |  | 0 | 0 | 1.5397 | 1.5397 | 7 | Off-Peak
2023-04-09 22:00 | 4 | 9 | 23 | Non-Summer | 0.7329 | 1.3944 | 0 | 0 | Normal |  | 0 | 0 | 1.3944 | 1.3944 | 7 | Off-Peak
2023-04-09 23:00 | 4 | 10 | 0 | Non-Summer | 0.6528 | 1.242 | 0 | 0 | Normal |  | 0 | 0 | 1.242 | 1.242 | 7 | Off-Peak
2023-04-10 | 4 | 10 | 1 | Non-Summer | 0.6015 | 1.1444 | 0 | 0 | Normal |  | 0 | 0 | 1.1444 | 1.1444 | 1 | Off-Peak
2023-04-10 01:00 | 4 | 10 | 2 | Non-Summer | 0.572 | 1.0883 | 0 | 0 | Normal |  | 0 | 0 | 1.0883 | 1.0883 | 1 | Off-Peak
2023-04-10 02:00 | 4 | 10 | 3 | Non-Summer | 0.5581 | 1.0618 | 0 | 0 | Normal |  | 0 | 0 | 1.0618 | 1.0618 | 1 | Off-Peak
2023-04-10 03:00 | 4 | 10 | 4 | Non-Summer | 0.5548 | 1.0555 | 0 | 0 | Normal |  | 0 | 0 | 1.0555 | 1.0555 | 1 | Off-Peak
2023-04-10 04:00 | 4 | 10 | 5 | Non-Summer | 0.5696 | 1.0837 | 0 | 0 | Normal |  | 0 | 0 | 1.0837 | 1.0837 | 1 | Off-Peak
2023-04-10 05:00 | 4 | 10 | 6 | Non-Summer | 0.604 | 1.1491 | 0 | 0 | Normal |  | 0 | 0 | 1.1491 | 1.1491 | 1 | Peak
2023-04-10 06:00 | 4 | 10 | 7 | Non-Summer | 0.6544 | 1.245 | 0.009148 | 0.009148 | Normal |  | 0 | 0.009148 | 1.2359 | 1.2359 | 1 | Peak
2023-04-10 07:00 | 4 | 10 | 8 | Non-Summer | 0.6611 | 1.2578 | 0.067668 | 0.067668 | Normal |  | 0 | 0.067668 | 1.1901 | 1.1901 | 1 | Peak
2023-04-10 08:00 | 4 | 10 | 9 | Non-Summer | 0.6426 | 1.2226 | 0.69186 | 0.69186 | Normal |  | 0 | 0.69186 | 0.53073 | 0.53073 | 1 | Peak
2023-04-10 09:00 | 4 | 10 | 10 | Non-Summer | 0.6311 | 1.2007 | 0.62955 | 0.62955 | Normal |  | 0 | 0.62955 | 0.57116 | 0.57116 | 1 | Peak
2023-04-10 10:00 | 4 | 10 | 11 | Non-Summer | 0.6225 | 1.1843 | 0.38025 | 0.38025 | Normal |  | 0 | 0.38025 | 0.8041 | 0.8041 | 1 | Peak
2023-04-10 11:00 | 4 | 10 | 12 | Non-Summer | 0.6196 | 1.1788 | 0.44463 | 0.44463 | Normal |  | 0 | 0.44463 | 0.7342 | 0.7342 | 1 | Peak
2023-04-10 12:00 | 4 | 10 | 13 | Non-Summer | 0.6187 | 1.1771 | 0.38465 | 0.38465 | Normal |  | 0 | 0.38465 | 0.79246 | 0.79246 | 1 | Peak
2023-04-10 13:00 | 4 | 10 | 14 | Non-Summer | 0.6138 | 1.1678 | 0.43271 | 0.43271 | Normal |  | 0 | 0.43271 | 0.73508 | 0.73508 | 1 | Peak
2023-04-10 14:00 | 4 | 10 | 15 | Non-Summer | 0.6143 | 1.1687 | 0.7827 | 0.7827 | Normal |  | 0 | 0.7827 | 0.38605 | 0.38605 | 1 | Peak
2023-04-10 15:00 | 4 | 10 | 16 | Non-Summer | 0.6291 | 1.1969 | 0.11695 | 0.11695 | Normal |  | 0 | 0.11695 | 1.08 | 1.08 | 1 | Peak
2023-04-10 16:00 | 4 | 10 | 17 | Non-Summer | 0.6636 | 1.2625 | 0.027527 | 0.027527 | Normal |  | 0 | 0.027527 | 1.235 | 1.235 | 1 | Peak
2023-04-10 17:00 | 4 | 10 | 18 | Non-Summer | 0.7116 | 1.3539 | 0 | 0 | Normal |  | 0 | 0 | 1.3539 | 1.3539 | 1 | Peak
2023-04-10 18:00 | 4 | 10 | 19 | Non-Summer | 0.752 | 1.4307 | 0 | 0 | Normal |  | 0 | 0 | 1.4307 | 1.4307 | 1 | Peak
2023-04-10 19:00 | 4 | 10 | 20 | Non-Summer | 0.8095 | 1.5401 | 0 | 0 | Normal |  | 0 | 0 | 1.5401 | 1.5401 | 1 | Peak
2023-04-10 20:00 | 4 | 10 | 21 | Non-Summer | 0.8523 | 1.6216 | 0 | 0 | Normal |  | 0 | 0 | 1.6216 | 1.6216 | 1 | Peak
2023-04-10 21:00 | 4 | 10 | 22 | Non-Summer | 0.8098 | 1.5407 | 0 | 0 | Normal |  | 0 | 0 | 1.5407 | 1.5407 | 1 | Off-Peak
2023-04-10 22:00 | 4 | 10 | 23 | Non-Summer | 0.725 | 1.3794 | 0 | 0 | Normal |  | 0 | 0 | 1.3794 | 1.3794 | 1 | Off-Peak
2023-04-10 23:00 | 4 | 11 | 0 | Non-Summer | 0.6372 | 1.2123 | 0 | 0 | Normal |  | 0 | 0 | 1.2123 | 1.2123 | 1 | Off-Peak
2023-04-11 | 4 | 11 | 1 | Non-Summer | 0.5798 | 1.1031 | 0 | 0 | Normal |  | 0 | 0 | 1.1031 | 1.1031 | 2 | Off-Peak
2023-04-11 01:00 | 4 | 11 | 2 | Non-Summer | 0.5471 | 1.0409 | 0 | 0 | Normal |  | 0 | 0 | 1.0409 | 1.0409 | 2 | Off-Peak
2023-04-11 02:00 | 4 | 11 | 3 | Non-Summer | 0.5301 | 1.0085 | 0 | 0 | Normal |  | 0 | 0 | 1.0085 | 1.0085 | 2 | Off-Peak
2023-04-11 03:00 | 4 | 11 | 4 | Non-Summer | 0.5262 | 1.0011 | 0 | 0 | Normal |  | 0 | 0 | 1.0011 | 1.0011 | 2 | Off-Peak
2023-04-11 04:00 | 4 | 11 | 5 | Non-Summer | 0.5398 | 1.027 | 0 | 0 | Normal |  | 0 | 0 | 1.027 | 1.027 | 2 | Off-Peak
2023-04-11 05:00 | 4 | 11 | 6 | Non-Summer | 0.574 | 1.0921 | 0 | 0 | Normal |  | 0 | 0 | 1.0921 | 1.0921 | 2 | Peak
2023-04-11 06:00 | 4 | 11 | 7 | Non-Summer | 0.6268 | 1.1925 | 0.070631 | 0.070631 | Normal |  | 0 | 0.070631 | 1.1219 | 1.1219 | 2 | Peak
2023-04-11 07:00 | 4 | 11 | 8 | Non-Summer | 0.6292 | 1.1971 | 2.656 | 2.656 | Normal |  | 1.4589 | 1.1971 | 0 | -1.4589 | 2 | Peak
2023-04-11 08:00 | 4 | 11 | 9 | Non-Summer | 0.6005 | 1.1425 | 3.5461 | 3.5461 | Normal |  | 2.4036 | 1.1425 | 0 | -2.4036 | 2 | Peak
2023-04-11 09:00 | 4 | 11 | 10 | Non-Summer | 0.5837 | 1.1105 | 0.37843 | 0.37843 | Normal |  | 0 | 0.37843 | 0.73209 | 0.73209 | 2 | Peak
2023-04-11 10:00 | 4 | 11 | 11 | Non-Summer | 0.5771 | 1.098 | 5.2796 | 5.2796 | Normal |  | 4.1816 | 1.098 | 2.2204e-16 | -4.1816 | 2 | Peak
2023-04-11 11:00 | 4 | 11 | 12 | Non-Summer | 0.5815 | 1.1063 | 4.979 | 4.979 | Normal |  | 3.8726 | 1.1063 | 0 | -3.8726 | 2 | Peak
2023-04-11 12:00 | 4 | 11 | 13 | Non-Summer | 0.591 | 1.1244 | 2.512 | 2.512 | Normal |  | 1.3875 | 1.1244 | 0 | -1.3875 | 2 | Peak
2023-04-11 13:00 | 4 | 11 | 14 | Non-Summer | 0.6004 | 1.1423 | 2.6625 | 2.6625 | Normal |  | 1.5202 | 1.1423 | 0 | -1.5202 | 2 | Peak
2023-04-11 14:00 | 4 | 11 | 15 | Non-Summer | 0.6185 | 1.1767 | 0.70219 | 0.70219 | Normal |  | 0 | 0.70219 | 0.47455 | 0.47455 | 2 | Peak
2023-04-11 15:00 | 4 | 11 | 16 | Non-Summer | 0.6567 | 1.2494 | 0.32262 | 0.32262 | Normal |  | 0 | 0.32262 | 0.92679 | 0.92679 | 2 | Peak
2023-04-11 16:00 | 4 | 11 | 17 | Non-Summer | 0.7157 | 1.3617 | 0.34842 | 0.34842 | Normal |  | 0 | 0.34842 | 1.0132 | 1.0132 | 2 | Peak
2023-04-11 17:00 | 4 | 11 | 18 | Non-Summer | 0.7752 | 1.4749 | 0.07169 | 0.07169 | Normal |  | 0 | 0.07169 | 1.4032 | 1.4032 | 2 | Peak
2023-04-11 18:00 | 4 | 11 | 19 | Non-Summer | 0.8157 | 1.5519 | 0 | 0 | Normal |  | 0 | 0 | 1.5519 | 1.5519 | 2 | Peak
2023-04-11 19:00 | 4 | 11 | 20 | Non-Summer | 0.8664 | 1.6484 | 0 | 0 | Normal |  | 0 | 0 | 1.6484 | 1.6484 | 2 | Peak
2023-04-11 20:00 | 4 | 11 | 21 | Non-Summer | 0.9138 | 1.7386 | 0 | 0 | Normal |  | 0 | 0 | 1.7386 | 1.7386 | 2 | Peak
2023-04-11 21:00 | 4 | 11 | 22 | Non-Summer | 0.8775 | 1.6695 | 0 | 0 | Normal |  | 0 | 0 | 1.6695 | 1.6695 | 2 | Off-Peak
2023-04-11 22:00 | 4 | 11 | 23 | Non-Summer | 0.7887 | 1.5006 | 0 | 0 | Normal |  | 0 | 0 | 1.5006 | 1.5006 | 2 | Off-Peak
2023-04-11 23:00 | 4 | 12 | 0 | Non-Summer | 0.6929 | 1.3183 | 0 | 0 | Normal |  | 0 | 0 | 1.3183 | 1.3183 | 2 | Off-Peak
2023-04-12 | 4 | 12 | 1 | Non-Summer | 0.6218 | 1.183 | 0 | 0 | Normal |  | 0 | 0 | 1.183 | 1.183 | 3 | Off-Peak
2023-04-12 01:00 | 4 | 12 | 2 | Non-Summer | 0.5723 | 1.0888 | 0 | 0 | Normal |  | 0 | 0 | 1.0888 | 1.0888 | 3 | Off-Peak
2023-04-12 02:00 | 4 | 12 | 3 | Non-Summer | 0.5406 | 1.0285 | 0 | 0 | Normal |  | 0 | 0 | 1.0285 | 1.0285 | 3 | Off-Peak
2023-04-12 03:00 | 4 | 12 | 4 | Non-Summer | 0.5241 | 0.99713 | 0 | 0 | Normal |  | 0 | 0 | 0.99713 | 0.99713 | 3 | Off-Peak
2023-04-12 04:00 | 4 | 12 | 5 | Non-Summer | 0.5236 | 0.99618 | 0 | 0 | Normal |  | 0 | 0 | 0.99618 | 0.99618 | 3 | Off-Peak
2023-04-12 05:00 | 4 | 12 | 6 | Non-Summer | 0.5426 | 1.0323 | 0 | 0 | Normal |  | 0 | 0 | 1.0323 | 1.0323 | 3 | Peak
2023-04-12 06:00 | 4 | 12 | 7 | Non-Summer | 0.5817 | 1.1067 | 0.094415 | 0.094415 | Normal |  | 0 | 0.094415 | 1.0123 | 1.0123 | 3 | Peak
2023-04-12 07:00 | 4 | 12 | 8 | Non-Summer | 0.5989 | 1.1394 | 0.094543 | 0.094543 | Normal |  | 0 | 0.094543 | 1.0449 | 1.0449 | 3 | Peak
2023-04-12 08:00 | 4 | 12 | 9 | Non-Summer | 0.594 | 1.1301 | 0.5113 | 0.5113 | Normal |  | 0 | 0.5113 | 0.61882 | 0.61882 | 3 | Peak
2023-04-12 09:00 | 4 | 12 | 10 | Non-Summer | 0.5989 | 1.1394 | 0.9252 | 0.9252 | Normal |  | 0 | 0.9252 | 0.21424 | 0.21424 | 3 | Peak
2023-04-12 10:00 | 4 | 12 | 11 | Non-Summer | 0.612 | 1.1644 | 0.95425 | 0.95425 | Normal |  | 0 | 0.95425 | 0.21012 | 0.21012 | 3 | Peak
2023-04-12 11:00 | 4 | 12 | 12 | Non-Summer | 0.6339 | 1.206 | 0.86586 | 0.86586 | Normal |  | 0 | 0.86586 | 0.34018 | 0.34018 | 3 | Peak
2023-04-12 12:00 | 4 | 12 | 13 | Non-Summer | 0.6638 | 1.2629 | 0.59568 | 0.59568 | Normal |  | 0 | 0.59568 | 0.66725 | 0.66725 | 3 | Peak
2023-04-12 13:00 | 4 | 12 | 14 | Non-Summer | 0.6949 | 1.3221 | 0.82586 | 0.82586 | Normal |  | 0 | 0.82586 | 0.49623 | 0.49623 | 3 | Peak
2023-04-12 14:00 | 4 | 12 | 15 | Non-Summer | 0.7367 | 1.4016 | 0.52231 | 0.52231 | Normal |  | 0 | 0.52231 | 0.87931 | 0.87931 | 3 | Peak
2023-04-12 15:00 | 4 | 12 | 16 | Non-Summer | 0.7965 | 1.5154 | 0.34897 | 0.34897 | Normal |  | 0 | 0.34897 | 1.1664 | 1.1664 | 3 | Peak
2023-04-12 16:00 | 4 | 12 | 17 | Non-Summer | 0.8721 | 1.6592 | 0.48766 | 0.48766 | Normal |  | 0 | 0.48766 | 1.1716 | 1.1716 | 3 | Peak
2023-04-12 17:00 | 4 | 12 | 18 | Non-Summer | 0.9436 | 1.7953 | 0.027927 | 0.027927 | Normal |  | 0 | 0.027927 | 1.7673 | 1.7673 | 3 | Peak
2023-04-12 18:00 | 4 | 12 | 19 | Non-Summer | 0.9804 | 1.8653 | 0 | 0 | Normal |  | 0 | 0 | 1.8653 | 1.8653 | 3 | Peak
2023-04-12 19:00 | 4 | 12 | 20 | Non-Summer | 0.9968 | 1.8965 | 0 | 0 | Normal |  | 0 | 0 | 1.8965 | 1.8965 | 3 | Peak
2023-04-12 20:00 | 4 | 12 | 21 | Non-Summer | 1.0303 | 1.9602 | 0 | 0 | Normal |  | 0 | 0 | 1.9602 | 1.9602 | 3 | Peak
2023-04-12 21:00 | 4 | 12 | 22 | Non-Summer | 0.9868 | 1.8774 | 0 | 0 | Normal |  | 0 | 0 | 1.8774 | 1.8774 | 3 | Off-Peak
2023-04-12 22:00 | 4 | 12 | 23 | Non-Summer | 0.8821 | 1.6783 | 0 | 0 | Normal |  | 0 | 0 | 1.6783 | 1.6783 | 3 | Off-Peak
2023-04-12 23:00 | 4 | 13 | 0 | Non-Summer | 0.7643 | 1.4541 | 0 | 0 | Normal |  | 0 | 0 | 1.4541 | 1.4541 | 3 | Off-Peak
2023-04-13 | 4 | 13 | 1 | Non-Summer | 0.6735 | 1.2814 | 0 | 0 | Normal |  | 0 | 0 | 1.2814 | 1.2814 | 4 | Off-Peak
2023-04-13 01:00 | 4 | 13 | 2 | Non-Summer | 0.6116 | 1.1636 | 0 | 0 | Normal |  | 0 | 0 | 1.1636 | 1.1636 | 4 | Off-Peak
2023-04-13 02:00 | 4 | 13 | 3 | Non-Summer | 0.5702 | 1.0848 | 0 | 0 | Normal |  | 0 | 0 | 1.0848 | 1.0848 | 4 | Off-Peak
2023-04-13 03:00 | 4 | 13 | 4 | Non-Summer | 0.5461 | 1.039 | 0 | 0 | Normal |  | 0 | 0 | 1.039 | 1.039 | 4 | Off-Peak
2023-04-13 04:00 | 4 | 13 | 5 | Non-Summer | 0.5402 | 1.0278 | 0 | 0 | Normal |  | 0 | 0 | 1.0278 | 1.0278 | 4 | Off-Peak
2023-04-13 05:00 | 4 | 13 | 6 | Non-Summer | 0.5556 | 1.0571 | 0 | 0 | Normal |  | 0 | 0 | 1.0571 | 1.0571 | 4 | Peak
2023-04-13 06:00 | 4 | 13 | 7 | Non-Summer | 0.5901 | 1.1227 | 0.22298 | 0.22298 | Normal |  | 0 | 0.22298 | 0.89972 | 0.89972 | 4 | Peak
2023-04-13 07:00 | 4 | 13 | 8 | Non-Summer | 0.6071 | 1.155 | 1.6802 | 1.6802 | Normal |  | 0.52517 | 1.155 | 0 | -0.52517 | 4 | Peak
2023-04-13 08:00 | 4 | 13 | 9 | Non-Summer | 0.6046 | 1.1503 | 3.8879 | 3.8879 | Normal |  | 2.7376 | 1.1503 | 2.2204e-16 | -2.7376 | 4 | Peak
2023-04-13 09:00 | 4 | 13 | 10 | Non-Summer | 0.6138 | 1.1678 | 6.0437 | 6.0437 | Normal |  | 4.876 | 1.1678 | 4.4409e-16 | -4.876 | 4 | Peak
2023-04-13 10:00 | 4 | 13 | 11 | Non-Summer | 0.6331 | 1.2045 | 5.1343 | 5.1343 | Normal |  | 3.9298 | 1.2045 | 2.2204e-16 | -3.9298 | 4 | Peak
2023-04-13 11:00 | 4 | 13 | 12 | Non-Summer | 0.6668 | 1.2686 | 6.8507 | 6.8507 | Normal |  | 5.5821 | 1.2686 | 4.4409e-16 | -5.5821 | 4 | Peak
2023-04-13 12:00 | 4 | 13 | 13 | Non-Summer | 0.7119 | 1.3544 | 6.8349 | 6.8349 | Normal |  | 5.4804 | 1.3544 | 2.2204e-16 | -5.4804 | 4 | Peak
2023-04-13 13:00 | 4 | 13 | 14 | Non-Summer | 0.76 | 1.4459 | 5.4465 | 5.4465 | Normal |  | 4.0005 | 1.4459 | 0 | -4.0005 | 4 | Peak
2023-04-13 14:00 | 4 | 13 | 15 | Non-Summer | 0.8209 | 1.5618 | 4.4781 | 4.4781 | Normal |  | 2.9163 | 1.5618 | 2.2204e-16 | -2.9163 | 4 | Peak
2023-04-13 15:00 | 4 | 13 | 16 | Non-Summer | 0.9064 | 1.7245 | 4.0433 | 4.0433 | Normal |  | 2.3188 | 1.7245 | 2.2204e-16 | -2.3188 | 4 | Peak
2023-04-13 16:00 | 4 | 13 | 17 | Non-Summer | 1.0037 | 1.9096 | 1.6026 | 1.6026 | Normal |  | 0 | 1.6026 | 0.30699 | 0.30699 | 4 | Peak
2023-04-13 17:00 | 4 | 13 | 18 | Non-Summer | 1.0769 | 2.0489 | 0.54191 | 0.54191 | Normal |  | 0 | 0.54191 | 1.507 | 1.507 | 4 | Peak
2023-04-13 18:00 | 4 | 13 | 19 | Non-Summer | 1.09 | 2.0738 | 0 | 0 | Normal |  | 0 | 0 | 2.0738 | 2.0738 | 4 | Peak
2023-04-13 19:00 | 4 | 13 | 20 | Non-Summer | 1.0747 | 2.0447 | 0 | 0 | Normal |  | 0 | 0 | 2.0447 | 2.0447 | 4 | Peak
2023-04-13 20:00 | 4 | 13 | 21 | Non-Summer | 1.0848 | 2.0639 | 0 | 0 | Normal |  | 0 | 0 | 2.0639 | 2.0639 | 4 | Peak
2023-04-13 21:00 | 4 | 13 | 22 | Non-Summer | 1.0269 | 1.9537 | 0 | 0 | Normal |  | 0 | 0 | 1.9537 | 1.9537 | 4 | Off-Peak
2023-04-13 22:00 | 4 | 13 | 23 | Non-Summer | 0.9117 | 1.7346 | 0 | 0 | Normal |  | 0 | 0 | 1.7346 | 1.7346 | 4 | Off-Peak
2023-04-13 23:00 | 4 | 14 | 0 | Non-Summer | 0.7862 | 1.4958 | 0 | 0 | Normal |  | 0 | 0 | 1.4958 | 1.4958 | 4 | Off-Peak
2023-04-14 | 4 | 14 | 1 | Non-Summer | 0.6898 | 1.3124 | 0 | 0 | Normal |  | 0 | 0 | 1.3124 | 1.3124 | 5 | Off-Peak
2023-04-14 01:00 | 4 | 14 | 2 | Non-Summer | 0.6227 | 1.1847 | 0 | 0 | Normal |  | 0 | 0 | 1.1847 | 1.1847 | 5 | Off-Peak
2023-04-14 02:00 | 4 | 14 | 3 | Non-Summer | 0.578 | 1.0997 | 0 | 0 | Normal |  | 0 | 0 | 1.0997 | 1.0997 | 5 | Off-Peak
2023-04-14 03:00 | 4 | 14 | 4 | Non-Summer | 0.5518 | 1.0498 | 0 | 0 | Normal |  | 0 | 0 | 1.0498 | 1.0498 | 5 | Off-Peak
2023-04-14 04:00 | 4 | 14 | 5 | Non-Summer | 0.5443 | 1.0356 | 0 | 0 | Normal |  | 0 | 0 | 1.0356 | 1.0356 | 5 | Off-Peak
2023-04-14 05:00 | 4 | 14 | 6 | Non-Summer | 0.5576 | 1.0609 | 0.032497 | 0.032497 | Normal |  | 0 | 0.032497 | 1.0284 | 1.0284 | 5 | Peak
2023-04-14 06:00 | 4 | 14 | 7 | Non-Summer | 0.591 | 1.1244 | 1.1527 | 1.1527 | Normal |  | 0.028315 | 1.1244 | 0 | -0.028315 | 5 | Peak
2023-04-14 07:00 | 4 | 14 | 8 | Non-Summer | 0.6102 | 1.1609 | 3.074 | 3.074 | Normal |  | 1.913 | 1.1609 | 0 | -1.913 | 5 | Peak
2023-04-14 08:00 | 4 | 14 | 9 | Non-Summer | 0.6111 | 1.1627 | 4.6966 | 4.6966 | Normal |  | 3.5339 | 1.1627 | 0 | -3.5339 | 5 | Peak
2023-04-14 09:00 | 4 | 14 | 10 | Non-Summer | 0.6246 | 1.1883 | 5.9241 | 5.9241 | Normal |  | 4.7358 | 1.1883 | 0 | -4.7358 | 5 | Peak
2023-04-14 10:00 | 4 | 14 | 11 | Non-Summer | 0.6474 | 1.2317 | 6.7131 | 6.7131 | Normal |  | 5.4814 | 1.2317 | 2.2204e-16 | -5.4814 | 5 | Peak
2023-04-14 11:00 | 4 | 14 | 12 | Non-Summer | 0.6796 | 1.293 | 7 | 7 | Normal |  | 5.707 | 1.293 | 0 | -5.707 | 5 | Peak
2023-04-14 12:00 | 4 | 14 | 13 | Non-Summer | 0.7334 | 1.3953 | 6.9641 | 6.9641 | Normal |  | 5.5687 | 1.3953 | 0 | -5.5687 | 5 | Peak
2023-04-14 13:00 | 4 | 14 | 14 | Non-Summer | 0.7965 | 1.5154 | 6.4672 | 6.4672 | Normal |  | 4.9518 | 1.5154 | 0 | -4.9518 | 5 | Peak
2023-04-14 14:00 | 4 | 14 | 15 | Non-Summer | 0.8685 | 1.6524 | 5.5937 | 5.5937 | Normal |  | 3.9414 | 1.6524 | 0 | -3.9414 | 5 | Peak
2023-04-14 15:00 | 4 | 14 | 16 | Non-Summer | 0.9383 | 1.7852 | 4.2549 | 4.2549 | Normal |  | 2.4697 | 1.7852 | 0 | -2.4697 | 5 | Peak
2023-04-14 16:00 | 4 | 14 | 17 | Non-Summer | 1.0268 | 1.9536 | 2.4926 | 2.4926 | Normal |  | 0.53909 | 1.9536 | 0 | -0.53909 | 5 | Peak
2023-04-14 17:00 | 4 | 14 | 18 | Non-Summer | 1.0773 | 2.0496 | 0.66589 | 0.66589 | Normal |  | 0 | 0.66589 | 1.3837 | 1.3837 | 5 | Peak
2023-04-14 18:00 | 4 | 14 | 19 | Non-Summer | 1.0705 | 2.0367 | 0 | 0 | Normal |  | 0 | 0 | 2.0367 | 2.0367 | 5 | Peak
2023-04-14 19:00 | 4 | 14 | 20 | Non-Summer | 1.039 | 1.9768 | 0 | 0 | Normal |  | 0 | 0 | 1.9768 | 1.9768 | 5 | Peak
2023-04-14 20:00 | 4 | 14 | 21 | Non-Summer | 1.039 | 1.9768 | 0 | 0 | Normal |  | 0 | 0 | 1.9768 | 1.9768 | 5 | Peak
2023-04-14 21:00 | 4 | 14 | 22 | Non-Summer | 0.9964 | 1.8957 | 0 | 0 | Normal |  | 0 | 0 | 1.8957 | 1.8957 | 5 | Off-Peak
2023-04-14 22:00 | 4 | 14 | 23 | Non-Summer | 0.9137 | 1.7384 | 0 | 0 | Normal |  | 0 | 0 | 1.7384 | 1.7384 | 5 | Off-Peak
2023-04-14 23:00 | 4 | 15 | 0 | Non-Summer | 0.8104 | 1.5418 | 0 | 0 | Normal |  | 0 | 0 | 1.5418 | 1.5418 | 5 | Off-Peak
2023-04-15 | 4 | 15 | 1 | Non-Summer | 0.7207 | 1.3712 | 0 | 0 | Normal |  | 0 | 0 | 1.3712 | 1.3712 | 6 | Off-Peak
2023-04-15 01:00 | 4 | 15 | 2 | Non-Summer | 0.6551 | 1.2464 | 0 | 0 | Normal |  | 0 | 0 | 1.2464 | 1.2464 | 6 | Off-Peak
2023-04-15 02:00 | 4 | 15 | 3 | Non-Summer | 0.6119 | 1.1642 | 0 | 0 | Normal |  | 0 | 0 | 1.1642 | 1.1642 | 6 | Off-Peak
2023-04-15 03:00 | 4 | 15 | 4 | Non-Summer | 0.5844 | 1.1119 | 0 | 0 | Normal |  | 0 | 0 | 1.1119 | 1.1119 | 6 | Off-Peak
2023-04-15 04:00 | 4 | 15 | 5 | Non-Summer | 0.5673 | 1.0793 | 0 | 0 | Normal |  | 0 | 0 | 1.0793 | 1.0793 | 6 | Off-Peak
2023-04-15 05:00 | 4 | 15 | 6 | Non-Summer | 0.5629 | 1.071 | 0.036249 | 0.036249 | Normal |  | 0 | 0.036249 | 1.0347 | 1.0347 | 6 | Off-Peak
2023-04-15 06:00 | 4 | 15 | 7 | Non-Summer | 0.5775 | 1.0987 | 1.1844 | 1.1844 | Normal |  | 0.085672 | 1.0987 | 0 | -0.085672 | 6 | Off-Peak
2023-04-15 07:00 | 4 | 15 | 8 | Non-Summer | 0.6136 | 1.1674 | 3.1018 | 3.1018 | Normal |  | 1.9344 | 1.1674 | 0 | -1.9344 | 6 | Off-Peak
2023-04-15 08:00 | 4 | 15 | 9 | Non-Summer | 0.6595 | 1.2547 | 4.7175 | 4.7175 | Normal |  | 3.4628 | 1.2547 | 0 | -3.4628 | 6 | Off-Peak
2023-04-15 09:00 | 4 | 15 | 10 | Non-Summer | 0.7069 | 1.3449 | 5.8764 | 5.8764 | Normal |  | 4.5315 | 1.3449 | 0 | -4.5315 | 6 | Off-Peak
2023-04-15 10:00 | 4 | 15 | 11 | Non-Summer | 0.7652 | 1.4558 | 6.67 | 6.67 | Normal |  | 5.2141 | 1.4558 | 4.4409e-16 | -5.2141 | 6 | Off-Peak
2023-04-15 11:00 | 4 | 15 | 12 | Non-Summer | 0.8385 | 1.5953 | 7 | 7 | Normal |  | 5.4047 | 1.5953 | 0 | -5.4047 | 6 | Off-Peak
2023-04-15 12:00 | 4 | 15 | 13 | Non-Summer | 0.9366 | 1.7819 | 7 | 7 | Normal |  | 5.2181 | 1.7819 | 2.2204e-16 | -5.2181 | 6 | Off-Peak
2023-04-15 13:00 | 4 | 15 | 14 | Non-Summer | 1.0208 | 1.9421 | 6.4825 | 6.4825 | Normal |  | 4.5404 | 1.9421 | 4.4409e-16 | -4.5404 | 6 | Off-Peak
2023-04-15 14:00 | 4 | 15 | 15 | Non-Summer | 1.0549 | 2.007 | 5.5363 | 5.5363 | Normal |  | 3.5292 | 2.007 | 0 | -3.5292 | 6 | Off-Peak
2023-04-15 15:00 | 4 | 15 | 16 | Non-Summer | 1.0878 | 2.0696 | 4.2073 | 4.2073 | Normal |  | 2.1377 | 2.0696 | 0 | -2.1377 | 6 | Off-Peak
2023-04-15 16:00 | 4 | 15 | 17 | Non-Summer | 1.1418 | 2.1723 | 2.4463 | 2.4463 | Normal |  | 0.27396 | 2.1723 | 0 | -0.27396 | 6 | Off-Peak
2023-04-15 17:00 | 4 | 15 | 18 | Non-Summer | 1.1633 | 2.2133 | 0.53858 | 0.53858 | Normal |  | 0 | 0.53858 | 1.6747 | 1.6747 | 6 | Off-Peak
2023-04-15 18:00 | 4 | 15 | 19 | Non-Summer | 1.1445 | 2.1775 | 0 | 0 | Normal |  | 0 | 0 | 2.1775 | 2.1775 | 6 | Off-Peak
2023-04-15 19:00 | 4 | 15 | 20 | Non-Summer | 1.101 | 2.0947 | 0 | 0 | Normal |  | 0 | 0 | 2.0947 | 2.0947 | 6 | Off-Peak
2023-04-15 20:00 | 4 | 15 | 21 | Non-Summer | 1.0968 | 2.0867 | 0 | 0 | Normal |  | 0 | 0 | 2.0867 | 2.0867 | 6 | Off-Peak
2023-04-15 21:00 | 4 | 15 | 22 | Non-Summer | 1.0589 | 2.0146 | 0 | 0 | Normal |  | 0 | 0 | 2.0146 | 2.0146 | 6 | Off-Peak
2023-04-15 22:00 | 4 | 15 | 23 | Non-Summer | 0.9842 | 1.8725 | 0 | 0 | Normal |  | 0 | 0 | 1.8725 | 1.8725 | 6 | Off-Peak
2023-04-15 23:00 | 4 | 16 | 0 | Non-Summer | 0.8734 | 1.6617 | 0 | 0 | Normal |  | 0 | 0 | 1.6617 | 1.6617 | 6 | Off-Peak
2023-04-16 | 4 | 16 | 1 | Non-Summer | 0.7678 | 1.4608 | 0 | 0 | Normal |  | 0 | 0 | 1.4608 | 1.4608 | 7 | Off-Peak
2023-04-16 01:00 | 4 | 16 | 2 | Non-Summer | 0.6867 | 1.3065 | 0 | 0 | Normal |  | 0 | 0 | 1.3065 | 1.3065 | 7 | Off-Peak
2023-04-16 02:00 | 4 | 16 | 3 | Non-Summer | 0.6284 | 1.1956 | 0 | 0 | Normal |  | 0 | 0 | 1.1956 | 1.1956 | 7 | Off-Peak
2023-04-16 03:00 | 4 | 16 | 4 | Non-Summer | 0.5921 | 1.1265 | 0 | 0 | Normal |  | 0 | 0 | 1.1265 | 1.1265 | 7 | Off-Peak
2023-04-16 04:00 | 4 | 16 | 5 | Non-Summer | 0.5695 | 1.0835 | 0 | 0 | Normal |  | 0 | 0 | 1.0835 | 1.0835 | 7 | Off-Peak
2023-04-16 05:00 | 4 | 16 | 6 | Non-Summer | 0.559 | 1.0635 | 0.045984 | 0.045984 | Normal |  | 0 | 0.045984 | 1.0175 | 1.0175 | 7 | Off-Peak
2023-04-16 06:00 | 4 | 16 | 7 | Non-Summer | 0.5663 | 1.0774 | 1.1851 | 1.1851 | Normal |  | 0.10771 | 1.0774 | 0 | -0.10771 | 7 | Off-Peak
2023-04-16 07:00 | 4 | 16 | 8 | Non-Summer | 0.6006 | 1.1427 | 3.0952 | 3.0952 | Normal |  | 1.9525 | 1.1427 | 0 | -1.9525 | 7 | Off-Peak
2023-04-16 08:00 | 4 | 16 | 9 | Non-Summer | 0.6471 | 1.2311 | 4.7386 | 4.7386 | Normal |  | 3.5074 | 1.2311 | 0 | -3.5074 | 7 | Off-Peak
2023-04-16 09:00 | 4 | 16 | 10 | Non-Summer | 0.6826 | 1.2987 | 4.9471 | 4.9471 | Normal |  | 3.6484 | 1.2987 | 0 | -3.6484 | 7 | Off-Peak
2023-04-16 10:00 | 4 | 16 | 11 | Non-Summer | 0.716 | 1.3622 | 5.4823 | 5.4823 | Normal |  | 4.1201 | 1.3622 | 0 | -4.1201 | 7 | Off-Peak
2023-04-16 11:00 | 4 | 16 | 12 | Non-Summer | 0.7462 | 1.4197 | 6.0344 | 6.0344 | Normal |  | 4.6147 | 1.4197 | 0 | -4.6147 | 7 | Off-Peak
2023-04-16 12:00 | 4 | 16 | 13 | Non-Summer | 0.7676 | 1.4604 | 6.7071 | 6.7071 | Normal |  | 5.2467 | 1.4604 | 0 | -5.2467 | 7 | Off-Peak
2023-04-16 13:00 | 4 | 16 | 14 | Non-Summer | 0.778 | 1.4802 | 5.7092 | 5.7092 | Normal |  | 4.229 | 1.4802 | 2.2204e-16 | -4.229 | 7 | Off-Peak
2023-04-16 14:00 | 4 | 16 | 15 | Non-Summer | 0.7823 | 1.4884 | 4.6438 | 4.6438 | Normal |  | 3.1554 | 1.4884 | 0 | -3.1554 | 7 | Off-Peak
2023-04-16 15:00 | 4 | 16 | 16 | Non-Summer | 0.7952 | 1.5129 | 3.5698 | 3.5698 | Normal |  | 2.0569 | 1.5129 | 0 | -2.0569 | 7 | Off-Peak
2023-04-16 16:00 | 4 | 16 | 17 | Non-Summer | 0.8278 | 1.5749 | 2.2588 | 2.2588 | Normal |  | 0.68381 | 1.5749 | 0 | -0.68381 | 7 | Off-Peak
2023-04-16 17:00 | 4 | 16 | 18 | Non-Summer | 0.8829 | 1.6798 | 0.56097 | 0.56097 | Normal |  | 0 | 0.56097 | 1.1188 | 1.1188 | 7 | Off-Peak
2023-04-16 18:00 | 4 | 16 | 19 | Non-Summer | 0.9231 | 1.7563 | 0 | 0 | Normal |  | 0 | 0 | 1.7563 | 1.7563 | 7 | Off-Peak
2023-04-16 19:00 | 4 | 16 | 20 | Non-Summer | 0.9624 | 1.831 | 0 | 0 | Normal |  | 0 | 0 | 1.831 | 1.831 | 7 | Off-Peak
2023-04-16 20:00 | 4 | 16 | 21 | Non-Summer | 0.9757 | 1.8563 | 0 | 0 | Normal |  | 0 | 0 | 1.8563 | 1.8563 | 7 | Off-Peak
2023-04-16 21:00 | 4 | 16 | 22 | Non-Summer | 0.9316 | 1.7724 | 0 | 0 | Normal |  | 0 | 0 | 1.7724 | 1.7724 | 7 | Off-Peak
2023-04-16 22:00 | 4 | 16 | 23 | Non-Summer | 0.8479 | 1.6132 | 0 | 0 | Normal |  | 0 | 0 | 1.6132 | 1.6132 | 7 | Off-Peak
2023-04-16 23:00 | 4 | 17 | 0 | Non-Summer | 0.7633 | 1.4522 | 0 | 0 | Normal |  | 0 | 0 | 1.4522 | 1.4522 | 7 | Off-Peak
2023-04-17 | 4 | 17 | 1 | Non-Summer | 0.7083 | 1.3476 | 0 | 0 | Normal |  | 0 | 0 | 1.3476 | 1.3476 | 1 | Off-Peak
2023-04-17 01:00 | 4 | 17 | 2 | Non-Summer | 0.6772 | 1.2884 | 0 | 0 | Normal |  | 0 | 0 | 1.2884 | 1.2884 | 1 | Off-Peak
2023-04-17 02:00 | 4 | 17 | 3 | Non-Summer | 0.6607 | 1.257 | 0 | 0 | Normal |  | 0 | 0 | 1.257 | 1.257 | 1 | Off-Peak
2023-04-17 03:00 | 4 | 17 | 4 | Non-Summer | 0.6566 | 1.2492 | 0 | 0 | Normal |  | 0 | 0 | 1.2492 | 1.2492 | 1 | Off-Peak
2023-04-17 04:00 | 4 | 17 | 5 | Non-Summer | 0.6711 | 1.2768 | 0 | 0 | Normal |  | 0 | 0 | 1.2768 | 1.2768 | 1 | Off-Peak
2023-04-17 05:00 | 4 | 17 | 6 | Non-Summer | 0.7098 | 1.3504 | 0 | 0 | Normal |  | 0 | 0 | 1.3504 | 1.3504 | 1 | Peak
2023-04-17 06:00 | 4 | 17 | 7 | Non-Summer | 0.7768 | 1.4779 | 0.84317 | 0.84317 | Normal |  | 0 | 0.84317 | 0.63474 | 0.63474 | 1 | Peak
2023-04-17 07:00 | 4 | 17 | 8 | Non-Summer | 0.8109 | 1.5428 | 0.50075 | 0.50075 | Normal |  | 0 | 0.50075 | 1.042 | 1.042 | 1 | Peak
2023-04-17 08:00 | 4 | 17 | 9 | Non-Summer | 0.7992 | 1.5205 | 2.5528 | 2.5528 | Normal |  | 1.0323 | 1.5205 | 0 | -1.0323 | 1 | Peak
2023-04-17 09:00 | 4 | 17 | 10 | Non-Summer | 0.7926 | 1.508 | 3.5486 | 3.5486 | Normal |  | 2.0406 | 1.508 | 0 | -2.0406 | 1 | Peak
2023-04-17 10:00 | 4 | 17 | 11 | Non-Summer | 0.7874 | 1.4981 | 3.9091 | 3.9091 | Normal |  | 2.411 | 1.4981 | 0 | -2.411 | 1 | Peak
2023-04-17 11:00 | 4 | 17 | 12 | Non-Summer | 0.7886 | 1.5004 | 5.3588 | 5.3588 | Normal |  | 3.8584 | 1.5004 | 0 | -3.8584 | 1 | Peak
2023-04-17 12:00 | 4 | 17 | 13 | Non-Summer | 0.7914 | 1.5057 | 5.8042 | 5.8042 | Normal |  | 4.2985 | 1.5057 | 2.2204e-16 | -4.2985 | 1 | Peak
2023-04-17 13:00 | 4 | 17 | 14 | Non-Summer | 0.7934 | 1.5095 | 5.4371 | 5.4371 | Normal |  | 3.9276 | 1.5095 | 0 | -3.9276 | 1 | Peak
2023-04-17 14:00 | 4 | 17 | 15 | Non-Summer | 0.8003 | 1.5226 | 4.7093 | 4.7093 | Normal |  | 3.1867 | 1.5226 | 0 | -3.1867 | 1 | Peak
2023-04-17 15:00 | 4 | 17 | 16 | Non-Summer | 0.8306 | 1.5803 | 3.5459 | 3.5459 | Normal |  | 1.9656 | 1.5803 | 0 | -1.9656 | 1 | Peak
2023-04-17 16:00 | 4 | 17 | 17 | Non-Summer | 0.882 | 1.6781 | 1.7719 | 1.7719 | Normal |  | 0.093862 | 1.6781 | 0 | -0.093862 | 1 | Peak
2023-04-17 17:00 | 4 | 17 | 18 | Non-Summer | 0.937 | 1.7827 | 0.61339 | 0.61339 | Normal |  | 0 | 0.61339 | 1.1693 | 1.1693 | 1 | Peak
2023-04-17 18:00 | 4 | 17 | 19 | Non-Summer | 0.9735 | 1.8521 | 0 | 0 | Normal |  | 0 | 0 | 1.8521 | 1.8521 | 1 | Peak
2023-04-17 19:00 | 4 | 17 | 20 | Non-Summer | 1.0067 | 1.9153 | 0 | 0 | Normal |  | 0 | 0 | 1.9153 | 1.9153 | 1 | Peak
2023-04-17 20:00 | 4 | 17 | 21 | Non-Summer | 1.0225 | 1.9454 | 0 | 0 | Normal |  | 0 | 0 | 1.9454 | 1.9454 | 1 | Peak
2023-04-17 21:00 | 4 | 17 | 22 | Non-Summer | 0.9716 | 1.8485 | 0 | 0 | Normal |  | 0 | 0 | 1.8485 | 1.8485 | 1 | Off-Peak
2023-04-17 22:00 | 4 | 17 | 23 | Non-Summer | 0.8776 | 1.6697 | 0 | 0 | Normal |  | 0 | 0 | 1.6697 | 1.6697 | 1 | Off-Peak
2023-04-17 23:00 | 4 | 18 | 0 | Non-Summer | 0.7884 | 1.5 | 0 | 0 | Normal |  | 0 | 0 | 1.5 | 1.5 | 1 | Off-Peak
2023-04-18 | 4 | 18 | 1 | Non-Summer | 0.7335 | 1.3955 | 0 | 0 | Normal |  | 0 | 0 | 1.3955 | 1.3955 | 2 | Off-Peak
2023-04-18 01:00 | 4 | 18 | 2 | Non-Summer | 0.7026 | 1.3367 | 0 | 0 | Normal |  | 0 | 0 | 1.3367 | 1.3367 | 2 | Off-Peak
2023-04-18 02:00 | 4 | 18 | 3 | Non-Summer | 0.6874 | 1.3078 | 0 | 0 | Normal |  | 0 | 0 | 1.3078 | 1.3078 | 2 | Off-Peak
2023-04-18 03:00 | 4 | 18 | 4 | Non-Summer | 0.6833 | 1.3 | 0 | 0 | Normal |  | 0 | 0 | 1.3 | 1.3 | 2 | Off-Peak
2023-04-18 04:00 | 4 | 18 | 5 | Non-Summer | 0.6965 | 1.3251 | 0 | 0 | Normal |  | 0 | 0 | 1.3251 | 1.3251 | 2 | Off-Peak
2023-04-18 05:00 | 4 | 18 | 6 | Non-Summer | 0.7333 | 1.3951 | 0 | 0 | Normal |  | 0 | 0 | 1.3951 | 1.3951 | 2 | Peak
2023-04-18 06:00 | 4 | 18 | 7 | Non-Summer | 0.7807 | 1.4853 | 0.28792 | 0.28792 | Normal |  | 0 | 0.28792 | 1.1974 | 1.1974 | 2 | Peak
2023-04-18 07:00 | 4 | 18 | 8 | Non-Summer | 0.7628 | 1.4513 | 1.3474 | 1.3474 | Normal |  | 0 | 1.3474 | 0.10391 | 0.10391 | 2 | Peak
2023-04-18 08:00 | 4 | 18 | 9 | Non-Summer | 0.7156 | 1.3615 | 2.0095 | 2.0095 | Normal |  | 0.64806 | 1.3615 | 0 | -0.64806 | 2 | Peak
2023-04-18 09:00 | 4 | 18 | 10 | Non-Summer | 0.6857 | 1.3046 | 4.132 | 4.132 | Normal |  | 2.8274 | 1.3046 | 0 | -2.8274 | 2 | Peak
2023-04-18 10:00 | 4 | 18 | 11 | Non-Summer | 0.6655 | 1.2662 | 4.9555 | 4.9555 | Normal |  | 3.6893 | 1.2662 | 0 | -3.6893 | 2 | Peak
2023-04-18 11:00 | 4 | 18 | 12 | Non-Summer | 0.653 | 1.2424 | 2.7509 | 2.7509 | Normal |  | 1.5085 | 1.2424 | 0 | -1.5085 | 2 | Peak
2023-04-18 12:00 | 4 | 18 | 13 | Non-Summer | 0.642 | 1.2214 | 4.3771 | 4.3771 | Normal |  | 3.1556 | 1.2214 | 0 | -3.1556 | 2 | Peak
2023-04-18 13:00 | 4 | 18 | 14 | Non-Summer | 0.628 | 1.1948 | 3.9226 | 3.9226 | Normal |  | 2.7278 | 1.1948 | 0 | -2.7278 | 2 | Peak
2023-04-18 14:00 | 4 | 18 | 15 | Non-Summer | 0.6183 | 1.1764 | 4.1828 | 4.1828 | Normal |  | 3.0064 | 1.1764 | 0 | -3.0064 | 2 | Peak
2023-04-18 15:00 | 4 | 18 | 16 | Non-Summer | 0.6276 | 1.194 | 3.1823 | 3.1823 | Normal |  | 1.9883 | 1.194 | 0 | -1.9883 | 2 | Peak
2023-04-18 16:00 | 4 | 18 | 17 | Non-Summer | 0.6582 | 1.2523 | 1.2272 | 1.2272 | Normal |  | 0 | 1.2272 | 0.025024 | 0.025024 | 2 | Peak
2023-04-18 17:00 | 4 | 18 | 18 | Non-Summer | 0.7007 | 1.3331 | 0.49036 | 0.49036 | Normal |  | 0 | 0.49036 | 0.84277 | 0.84277 | 2 | Peak
2023-04-18 18:00 | 4 | 18 | 19 | Non-Summer | 0.7407 | 1.4092 | 0 | 0 | Normal |  | 0 | 0 | 1.4092 | 1.4092 | 2 | Peak
2023-04-18 19:00 | 4 | 18 | 20 | Non-Summer | 0.8054 | 1.5323 | 0 | 0 | Normal |  | 0 | 0 | 1.5323 | 1.5323 | 2 | Peak
2023-04-18 20:00 | 4 | 18 | 21 | Non-Summer | 0.8644 | 1.6446 | 0 | 0 | Normal |  | 0 | 0 | 1.6446 | 1.6446 | 2 | Peak
2023-04-18 21:00 | 4 | 18 | 22 | Non-Summer | 0.8377 | 1.5938 | 0 | 0 | Normal |  | 0 | 0 | 1.5938 | 1.5938 | 2 | Off-Peak
2023-04-18 22:00 | 4 | 18 | 23 | Non-Summer | 0.7664 | 1.4581 | 0 | 0 | Normal |  | 0 | 0 | 1.4581 | 1.4581 | 2 | Off-Peak
2023-04-18 23:00 | 4 | 19 | 0 | Non-Summer | 0.6912 | 1.3151 | 0 | 0 | Normal |  | 0 | 0 | 1.3151 | 1.3151 | 2 | Off-Peak
2023-04-19 | 4 | 19 | 1 | Non-Summer | 0.6471 | 1.2311 | 0 | 0 | Normal |  | 0 | 0 | 1.2311 | 1.2311 | 3 | Off-Peak
2023-04-19 01:00 | 4 | 19 | 2 | Non-Summer | 0.621 | 1.1815 | 0 | 0 | Normal |  | 0 | 0 | 1.1815 | 1.1815 | 3 | Off-Peak
2023-04-19 02:00 | 4 | 19 | 3 | Non-Summer | 0.6088 | 1.1583 | 0 | 0 | Normal |  | 0 | 0 | 1.1583 | 1.1583 | 3 | Off-Peak
2023-04-19 03:00 | 4 | 19 | 4 | Non-Summer | 0.6047 | 1.1505 | 0 | 0 | Normal |  | 0 | 0 | 1.1505 | 1.1505 | 3 | Off-Peak
2023-04-19 04:00 | 4 | 19 | 5 | Non-Summer | 0.6171 | 1.1741 | 0 | 0 | Normal |  | 0 | 0 | 1.1741 | 1.1741 | 3 | Off-Peak
2023-04-19 05:00 | 4 | 19 | 6 | Non-Summer | 0.6534 | 1.2431 | 0 | 0 | Normal |  | 0 | 0 | 1.2431 | 1.2431 | 3 | Peak
2023-04-19 06:00 | 4 | 19 | 7 | Non-Summer | 0.7035 | 1.3385 | 0.24227 | 0.24227 | Normal |  | 0 | 0.24227 | 1.0962 | 1.0962 | 3 | Peak
2023-04-19 07:00 | 4 | 19 | 8 | Non-Summer | 0.7103 | 1.3514 | 1.0725 | 1.0725 | Normal |  | 0 | 1.0725 | 0.27887 | 0.27887 | 3 | Peak
2023-04-19 08:00 | 4 | 19 | 9 | Non-Summer | 0.6787 | 1.2913 | 1.0985 | 1.0985 | Normal |  | 0 | 1.0985 | 0.19278 | 0.19278 | 3 | Peak
2023-04-19 09:00 | 4 | 19 | 10 | Non-Summer | 0.6557 | 1.2475 | 1.3143 | 1.3143 | Normal |  | 0.066763 | 1.2475 | 0 | -0.066763 | 3 | Peak
2023-04-19 10:00 | 4 | 19 | 11 | Non-Summer | 0.6409 | 1.2194 | 2.7468 | 2.7468 | Normal |  | 1.5275 | 1.2194 | 0 | -1.5275 | 3 | Peak
2023-04-19 11:00 | 4 | 19 | 12 | Non-Summer | 0.6243 | 1.1878 | 5.1925 | 5.1925 | Normal |  | 4.0047 | 1.1878 | 0 | -4.0047 | 3 | Peak
2023-04-19 12:00 | 4 | 19 | 13 | Non-Summer | 0.6125 | 1.1653 | 2.7893 | 2.7893 | Normal |  | 1.624 | 1.1653 | 0 | -1.624 | 3 | Peak
2023-04-19 13:00 | 4 | 19 | 14 | Non-Summer | 0.6021 | 1.1455 | 0.75356 | 0.75356 | Normal |  | 0 | 0.75356 | 0.39197 | 0.39197 | 3 | Peak
2023-04-19 14:00 | 4 | 19 | 15 | Non-Summer | 0.602 | 1.1453 | 0.74416 | 0.74416 | Normal |  | 0 | 0.74416 | 0.40119 | 0.40119 | 3 | Peak
2023-04-19 15:00 | 4 | 19 | 16 | Non-Summer | 0.6197 | 1.179 | 0.45325 | 0.45325 | Normal |  | 0 | 0.45325 | 0.72577 | 0.72577 | 3 | Peak
2023-04-19 16:00 | 4 | 19 | 17 | Non-Summer | 0.6808 | 1.2953 | 0.72941 | 0.72941 | Normal |  | 0 | 0.72941 | 0.56585 | 0.56585 | 3 | Peak
2023-04-19 17:00 | 4 | 19 | 18 | Non-Summer | 0.778 | 1.4802 | 0.089031 | 0.089031 | Normal |  | 0 | 0.089031 | 1.3912 | 1.3912 | 3 | Peak
2023-04-19 18:00 | 4 | 19 | 19 | Non-Summer | 0.8335 | 1.5858 | 0 | 0 | Normal |  | 0 | 0 | 1.5858 | 1.5858 | 3 | Peak
2023-04-19 19:00 | 4 | 19 | 20 | Non-Summer | 0.8512 | 1.6195 | 0 | 0 | Normal |  | 0 | 0 | 1.6195 | 1.6195 | 3 | Peak
2023-04-19 20:00 | 4 | 19 | 21 | Non-Summer | 0.8749 | 1.6646 | 0 | 0 | Normal |  | 0 | 0 | 1.6646 | 1.6646 | 3 | Peak
2023-04-19 21:00 | 4 | 19 | 22 | Non-Summer | 0.8347 | 1.5881 | 0 | 0 | Normal |  | 0 | 0 | 1.5881 | 1.5881 | 3 | Off-Peak
2023-04-19 22:00 | 4 | 19 | 23 | Non-Summer | 0.7535 | 1.4336 | 0 | 0 | Normal |  | 0 | 0 | 1.4336 | 1.4336 | 3 | Off-Peak
2023-04-19 23:00 | 4 | 20 | 0 | Non-Summer | 0.6729 | 1.2802 | 0 | 0 | Normal |  | 0 | 0 | 1.2802 | 1.2802 | 3 | Off-Peak
2023-04-20 | 4 | 20 | 1 | Non-Summer | 0.6194 | 1.1784 | 0 | 0 | Normal |  | 0 | 0 | 1.1784 | 1.1784 | 4 | Off-Peak
2023-04-20 01:00 | 4 | 20 | 2 | Non-Summer | 0.5869 | 1.1166 | 0 | 0 | Normal |  | 0 | 0 | 1.1166 | 1.1166 | 4 | Off-Peak
2023-04-20 02:00 | 4 | 20 | 3 | Non-Summer | 0.5672 | 1.0791 | 0 | 0 | Normal |  | 0 | 0 | 1.0791 | 1.0791 | 4 | Off-Peak
2023-04-20 03:00 | 4 | 20 | 4 | Non-Summer | 0.5581 | 1.0618 | 0 | 0 | Normal |  | 0 | 0 | 1.0618 | 1.0618 | 4 | Off-Peak
2023-04-20 04:00 | 4 | 20 | 5 | Non-Summer | 0.5651 | 1.0751 | 0 | 0 | Normal |  | 0 | 0 | 1.0751 | 1.0751 | 4 | Off-Peak
2023-04-20 05:00 | 4 | 20 | 6 | Non-Summer | 0.594 | 1.1301 | 0.094446 | 0.094446 | Normal |  | 0 | 0.094446 | 1.0357 | 1.0357 | 4 | Peak
2023-04-20 06:00 | 4 | 20 | 7 | Non-Summer | 0.637 | 1.2119 | 1.1778 | 1.1778 | Normal |  | 0 | 1.1778 | 0.034115 | 0.034115 | 4 | Peak
2023-04-20 07:00 | 4 | 20 | 8 | Non-Summer | 0.6385 | 1.2148 | 2.7883 | 2.7883 | Normal |  | 1.5735 | 1.2148 | 0 | -1.5735 | 4 | Peak
2023-04-20 08:00 | 4 | 20 | 9 | Non-Summer | 0.609 | 1.1587 | 4.2451 | 4.2451 | Normal |  | 3.0865 | 1.1587 | 0 | -3.0865 | 4 | Peak
2023-04-20 09:00 | 4 | 20 | 10 | Non-Summer | 0.595 | 1.132 | 5.2513 | 5.2513 | Normal |  | 4.1192 | 1.132 | 0 | -4.1192 | 4 | Peak
2023-04-20 10:00 | 4 | 20 | 11 | Non-Summer | 0.5919 | 1.1261 | 5.9406 | 5.9406 | Normal |  | 4.8145 | 1.1261 | 0 | -4.8145 | 4 | Peak
2023-04-20 11:00 | 4 | 20 | 12 | Non-Summer | 0.6038 | 1.1488 | 6.1976 | 6.1976 | Normal |  | 5.0488 | 1.1488 | 2.2204e-16 | -5.0488 | 4 | Peak
2023-04-20 12:00 | 4 | 20 | 13 | Non-Summer | 0.6173 | 1.1745 | 6.1061 | 6.1061 | Normal |  | 4.9316 | 1.1745 | 0 | -4.9316 | 4 | Peak
2023-04-20 13:00 | 4 | 20 | 14 | Non-Summer | 0.6094 | 1.1594 | 5.6923 | 5.6923 | Normal |  | 4.5329 | 1.1594 | 0 | -4.5329 | 4 | Peak
2023-04-20 14:00 | 4 | 20 | 15 | Non-Summer | 0.62 | 1.1796 | 4.8638 | 4.8638 | Normal |  | 3.6842 | 1.1796 | 0 | -3.6842 | 4 | Peak
2023-04-20 15:00 | 4 | 20 | 16 | Non-Summer | 0.6561 | 1.2483 | 3.6489 | 3.6489 | Normal |  | 2.4007 | 1.2483 | 2.2204e-16 | -2.4007 | 4 | Peak
2023-04-20 16:00 | 4 | 20 | 17 | Non-Summer | 0.7169 | 1.3639 | 2.1406 | 2.1406 | Normal |  | 0.77664 | 1.3639 | 0 | -0.77664 | 4 | Peak
2023-04-20 17:00 | 4 | 20 | 18 | Non-Summer | 0.7902 | 1.5034 | 0.67496 | 0.67496 | Normal |  | 0 | 0.67496 | 0.82844 | 0.82844 | 4 | Peak
2023-04-20 18:00 | 4 | 20 | 19 | Non-Summer | 0.8424 | 1.6027 | 0 | 0 | Normal |  | 0 | 0 | 1.6027 | 1.6027 | 4 | Peak
2023-04-20 19:00 | 4 | 20 | 20 | Non-Summer | 0.8556 | 1.6278 | 0 | 0 | Normal |  | 0 | 0 | 1.6278 | 1.6278 | 4 | Peak
2023-04-20 20:00 | 4 | 20 | 21 | Non-Summer | 0.8846 | 1.683 | 0 | 0 | Normal |  | 0 | 0 | 1.683 | 1.683 | 4 | Peak
2023-04-20 21:00 | 4 | 20 | 22 | Non-Summer | 0.8431 | 1.6041 | 0 | 0 | Normal |  | 0 | 0 | 1.6041 | 1.6041 | 4 | Off-Peak
2023-04-20 22:00 | 4 | 20 | 23 | Non-Summer | 0.7553 | 1.437 | 0 | 0 | Normal |  | 0 | 0 | 1.437 | 1.437 | 4 | Off-Peak
2023-04-20 23:00 | 4 | 21 | 0 | Non-Summer | 0.6603 | 1.2563 | 0 | 0 | Normal |  | 0 | 0 | 1.2563 | 1.2563 | 4 | Off-Peak
2023-04-21 | 4 | 21 | 1 | Non-Summer | 0.6005 | 1.1425 | 0 | 0 | Normal |  | 0 | 0 | 1.1425 | 1.1425 | 5 | Off-Peak
2023-04-21 01:00 | 4 | 21 | 2 | Non-Summer | 0.5659 | 1.0767 | 0 | 0 | Normal |  | 0 | 0 | 1.0767 | 1.0767 | 5 | Off-Peak
2023-04-21 02:00 | 4 | 21 | 3 | Non-Summer | 0.548 | 1.0426 | 0 | 0 | Normal |  | 0 | 0 | 1.0426 | 1.0426 | 5 | Off-Peak
2023-04-21 03:00 | 4 | 21 | 4 | Non-Summer | 0.543 | 1.0331 | 0 | 0 | Normal |  | 0 | 0 | 1.0331 | 1.0331 | 5 | Off-Peak
2023-04-21 04:00 | 4 | 21 | 5 | Non-Summer | 0.5557 | 1.0573 | 0 | 0 | Normal |  | 0 | 0 | 1.0573 | 1.0573 | 5 | Off-Peak
2023-04-21 05:00 | 4 | 21 | 6 | Non-Summer | 0.592 | 1.1263 | 0.089056 | 0.089056 | Normal |  | 0 | 0.089056 | 1.0373 | 1.0373 | 5 | Peak
2023-04-21 06:00 | 4 | 21 | 7 | Non-Summer | 0.6502 | 1.237 | 1.114 | 1.114 | Normal |  | 0 | 1.114 | 0.12307 | 0.12307 | 5 | Peak
2023-04-21 07:00 | 4 | 21 | 8 | Non-Summer | 0.6771 | 1.2882 | 2.5607 | 2.5607 | Normal |  | 1.2724 | 1.2882 | 0 | -1.2724 | 5 | Peak
2023-04-21 08:00 | 4 | 21 | 9 | Non-Summer | 0.6666 | 1.2682 | 3.8706 | 3.8706 | Normal |  | 2.6024 | 1.2682 | 0 | -2.6024 | 5 | Peak
2023-04-21 09:00 | 4 | 21 | 10 | Non-Summer | 0.6579 | 1.2517 | 4.8662 | 4.8662 | Normal |  | 3.6145 | 1.2517 | 0 | -3.6145 | 5 | Peak
2023-04-21 10:00 | 4 | 21 | 11 | Non-Summer | 0.647 | 1.231 | 5.552 | 5.552 | Normal |  | 4.321 | 1.231 | 0 | -4.321 | 5 | Peak
2023-04-21 11:00 | 4 | 21 | 12 | Non-Summer | 0.6351 | 1.2083 | 5.854 | 5.854 | Normal |  | 4.6457 | 1.2083 | 0 | -4.6457 | 5 | Peak
2023-04-21 12:00 | 4 | 21 | 13 | Non-Summer | 0.6251 | 1.1893 | 5.701 | 5.701 | Normal |  | 4.5117 | 1.1893 | 0 | -4.5117 | 5 | Peak
2023-04-21 13:00 | 4 | 21 | 14 | Non-Summer | 0.6155 | 1.171 | 5.2462 | 5.2462 | Normal |  | 4.0752 | 1.171 | 0 | -4.0752 | 5 | Peak
2023-04-21 14:00 | 4 | 21 | 15 | Non-Summer | 0.6138 | 1.1678 | 4.4031 | 4.4031 | Normal |  | 3.2353 | 1.1678 | 0 | -3.2353 | 5 | Peak
2023-04-21 15:00 | 4 | 21 | 16 | Non-Summer | 0.6285 | 1.1958 | 3.3041 | 3.3041 | Normal |  | 2.1084 | 1.1958 | 0 | -2.1084 | 5 | Peak
2023-04-21 16:00 | 4 | 21 | 17 | Non-Summer | 0.6573 | 1.2506 | 1.9456 | 1.9456 | Normal |  | 0.69502 | 1.2506 | 0 | -0.69502 | 5 | Peak
2023-04-21 17:00 | 4 | 21 | 18 | Non-Summer | 0.6885 | 1.3099 | 0.6443 | 0.6443 | Normal |  | 0 | 0.6443 | 0.66561 | 0.66561 | 5 | Peak
2023-04-21 18:00 | 4 | 21 | 19 | Non-Summer | 0.7129 | 1.3563 | 0 | 0 | Normal |  | 0 | 0 | 1.3563 | 1.3563 | 5 | Peak
2023-04-21 19:00 | 4 | 21 | 20 | Non-Summer | 0.7587 | 1.4435 | 0 | 0 | Normal |  | 0 | 0 | 1.4435 | 1.4435 | 5 | Peak
2023-04-21 20:00 | 4 | 21 | 21 | Non-Summer | 0.8172 | 1.5548 | 0 | 0 | Normal |  | 0 | 0 | 1.5548 | 1.5548 | 5 | Peak
2023-04-21 21:00 | 4 | 21 | 22 | Non-Summer | 0.8113 | 1.5435 | 0 | 0 | Normal |  | 0 | 0 | 1.5435 | 1.5435 | 5 | Off-Peak
2023-04-21 22:00 | 4 | 21 | 23 | Non-Summer | 0.7679 | 1.461 | 0 | 0 | Normal |  | 0 | 0 | 1.461 | 1.461 | 5 | Off-Peak
2023-04-21 23:00 | 4 | 22 | 0 | Non-Summer | 0.7036 | 1.3386 | 0 | 0 | Normal |  | 0 | 0 | 1.3386 | 1.3386 | 5 | Off-Peak
2023-04-22 | 4 | 22 | 1 | Non-Summer | 0.6557 | 1.2475 | 0 | 0 | Normal |  | 0 | 0 | 1.2475 | 1.2475 | 6 | Off-Peak
2023-04-22 01:00 | 4 | 22 | 2 | Non-Summer | 0.6248 | 1.1887 | 0 | 0 | Normal |  | 0 | 0 | 1.1887 | 1.1887 | 6 | Off-Peak
2023-04-22 02:00 | 4 | 22 | 3 | Non-Summer | 0.6069 | 1.1547 | 0 | 0 | Normal |  | 0 | 0 | 1.1547 | 1.1547 | 6 | Off-Peak
2023-04-22 03:00 | 4 | 22 | 4 | Non-Summer | 0.5981 | 1.1379 | 0 | 0 | Normal |  | 0 | 0 | 1.1379 | 1.1379 | 6 | Off-Peak
2023-04-22 04:00 | 4 | 22 | 5 | Non-Summer | 0.6008 | 1.1431 | 0 | 0 | Normal |  | 0 | 0 | 1.1431 | 1.1431 | 6 | Off-Peak
2023-04-22 05:00 | 4 | 22 | 6 | Non-Summer | 0.6187 | 1.1771 | 0.12551 | 0.12551 | Normal |  | 0 | 0.12551 | 1.0516 | 1.0516 | 6 | Off-Peak
2023-04-22 06:00 | 4 | 22 | 7 | Non-Summer | 0.6509 | 1.2384 | 0.97667 | 0.97667 | Normal |  | 0 | 0.97667 | 0.26171 | 0.26171 | 6 | Off-Peak
2023-04-22 07:00 | 4 | 22 | 8 | Non-Summer | 0.6915 | 1.3156 | 2.4397 | 2.4397 | Normal |  | 1.1241 | 1.3156 | 0 | -1.1241 | 6 | Off-Peak
2023-04-22 08:00 | 4 | 22 | 9 | Non-Summer | 0.7217 | 1.3731 | 2.7231 | 2.7231 | Normal |  | 1.35 | 1.3731 | 0 | -1.35 | 6 | Off-Peak
2023-04-22 09:00 | 4 | 22 | 10 | Non-Summer | 0.7463 | 1.4199 | 4.2968 | 4.2968 | Normal |  | 2.8769 | 1.4199 | 0 | -2.8769 | 6 | Off-Peak
2023-04-22 10:00 | 4 | 22 | 11 | Non-Summer | 0.7499 | 1.4267 | 2.7947 | 2.7947 | Normal |  | 1.3679 | 1.4267 | 0 | -1.3679 | 6 | Off-Peak
2023-04-22 11:00 | 4 | 22 | 12 | Non-Summer | 0.7611 | 1.448 | 2.9544 | 2.9544 | Normal |  | 1.5063 | 1.448 | 0 | -1.5063 | 6 | Off-Peak
2023-04-22 12:00 | 4 | 22 | 13 | Non-Summer | 0.7759 | 1.4762 | 4.9297 | 4.9297 | Normal |  | 3.4535 | 1.4762 | 0 | -3.4535 | 6 | Off-Peak
2023-04-22 13:00 | 4 | 22 | 14 | Non-Summer | 0.7764 | 1.4772 | 3.122 | 3.122 | Normal |  | 1.6448 | 1.4772 | 0 | -1.6448 | 6 | Off-Peak
2023-04-22 14:00 | 4 | 22 | 15 | Non-Summer | 0.7721 | 1.469 | 4.2631 | 4.2631 | Normal |  | 2.7941 | 1.469 | 0 | -2.7941 | 6 | Off-Peak
2023-04-22 15:00 | 4 | 22 | 16 | Non-Summer | 0.7779 | 1.48 | 1.9359 | 1.9359 | Normal |  | 0.45586 | 1.48 | 0 | -0.45586 | 6 | Off-Peak
2023-04-22 16:00 | 4 | 22 | 17 | Non-Summer | 0.8067 | 1.5348 | 0.38844 | 0.38844 | Normal |  | 0 | 0.38844 | 1.1464 | 1.1464 | 6 | Off-Peak
2023-04-22 17:00 | 4 | 22 | 18 | Non-Summer | 0.8431 | 1.6041 | 0.12374 | 0.12374 | Normal |  | 0 | 0.12374 | 1.4803 | 1.4803 | 6 | Off-Peak
2023-04-22 18:00 | 4 | 22 | 19 | Non-Summer | 0.8674 | 1.6503 | 0 | 0 | Normal |  | 0 | 0 | 1.6503 | 1.6503 | 6 | Off-Peak
2023-04-22 19:00 | 4 | 22 | 20 | Non-Summer | 0.8995 | 1.7114 | 0 | 0 | Normal |  | 0 | 0 | 1.7114 | 1.7114 | 6 | Off-Peak
2023-04-22 20:00 | 4 | 22 | 21 | Non-Summer | 0.9218 | 1.7538 | 0 | 0 | Normal |  | 0 | 0 | 1.7538 | 1.7538 | 6 | Off-Peak
2023-04-22 21:00 | 4 | 22 | 22 | Non-Summer | 0.8999 | 1.7121 | 0 | 0 | Normal |  | 0 | 0 | 1.7121 | 1.7121 | 6 | Off-Peak
2023-04-22 22:00 | 4 | 22 | 23 | Non-Summer | 0.848 | 1.6134 | 0 | 0 | Normal |  | 0 | 0 | 1.6134 | 1.6134 | 6 | Off-Peak
2023-04-22 23:00 | 4 | 23 | 0 | Non-Summer | 0.7848 | 1.4931 | 0 | 0 | Normal |  | 0 | 0 | 1.4931 | 1.4931 | 6 | Off-Peak
2023-04-23 | 4 | 23 | 1 | Non-Summer | 0.7333 | 1.3951 | 0 | 0 | Normal |  | 0 | 0 | 1.3951 | 1.3951 | 7 | Off-Peak
2023-04-23 01:00 | 4 | 23 | 2 | Non-Summer | 0.6965 | 1.3251 | 0 | 0 | Normal |  | 0 | 0 | 1.3251 | 1.3251 | 7 | Off-Peak
2023-04-23 02:00 | 4 | 23 | 3 | Non-Summer | 0.6738 | 1.2819 | 0 | 0 | Normal |  | 0 | 0 | 1.2819 | 1.2819 | 7 | Off-Peak
2023-04-23 03:00 | 4 | 23 | 4 | Non-Summer | 0.6617 | 1.2589 | 0 | 0 | Normal |  | 0 | 0 | 1.2589 | 1.2589 | 7 | Off-Peak
2023-04-23 04:00 | 4 | 23 | 5 | Non-Summer | 0.66 | 1.2557 | 0 | 0 | Normal |  | 0 | 0 | 1.2557 | 1.2557 | 7 | Off-Peak
2023-04-23 05:00 | 4 | 23 | 6 | Non-Summer | 0.6723 | 1.2791 | 0.1417 | 0.1417 | Normal |  | 0 | 0.1417 | 1.1374 | 1.1374 | 7 | Off-Peak
2023-04-23 06:00 | 4 | 23 | 7 | Non-Summer | 0.6982 | 1.3284 | 1.2606 | 1.2606 | Normal |  | 0 | 1.2606 | 0.067811 | 0.067811 | 7 | Off-Peak
2023-04-23 07:00 | 4 | 23 | 8 | Non-Summer | 0.7355 | 1.3993 | 2.9561 | 2.9561 | Normal |  | 1.5567 | 1.3993 | 0 | -1.5567 | 7 | Off-Peak
2023-04-23 08:00 | 4 | 23 | 9 | Non-Summer | 0.7724 | 1.4695 | 4.4547 | 4.4547 | Normal |  | 2.9852 | 1.4695 | 0 | -2.9852 | 7 | Off-Peak
2023-04-23 09:00 | 4 | 23 | 10 | Non-Summer | 0.7932 | 1.5091 | 5.5599 | 5.5599 | Normal |  | 4.0507 | 1.5091 | 2.2204e-16 | -4.0507 | 7 | Off-Peak
2023-04-23 10:00 | 4 | 23 | 11 | Non-Summer | 0.7991 | 1.5203 | 6.2937 | 6.2937 | Normal |  | 4.7733 | 1.5203 | 0 | -4.7733 | 7 | Off-Peak
2023-04-23 11:00 | 4 | 23 | 12 | Non-Summer | 0.8145 | 1.5496 | 6.5925 | 6.5925 | Normal |  | 5.0429 | 1.5496 | 4.4409e-16 | -5.0429 | 7 | Off-Peak
2023-04-23 12:00 | 4 | 23 | 13 | Non-Summer | 0.8364 | 1.5913 | 6.5404 | 6.5404 | Normal |  | 4.9491 | 1.5913 | 0 | -4.9491 | 7 | Off-Peak
2023-04-23 13:00 | 4 | 23 | 14 | Non-Summer | 0.8434 | 1.6046 | 6.0492 | 6.0492 | Normal |  | 4.4446 | 1.6046 | 0 | -4.4446 | 7 | Off-Peak
2023-04-23 14:00 | 4 | 23 | 15 | Non-Summer | 0.8493 | 1.6158 | 5.2098 | 5.2098 | Normal |  | 3.5939 | 1.6158 | 0 | -3.5939 | 7 | Off-Peak
2023-04-23 15:00 | 4 | 23 | 16 | Non-Summer | 0.8642 | 1.6442 | 3.9367 | 3.9367 | Normal |  | 2.2925 | 1.6442 | 0 | -2.2925 | 7 | Off-Peak
2023-04-23 16:00 | 4 | 23 | 17 | Non-Summer | 0.891 | 1.6952 | 2.3125 | 2.3125 | Normal |  | 0.61729 | 1.6952 | 0 | -0.61729 | 7 | Off-Peak
2023-04-23 17:00 | 4 | 23 | 18 | Non-Summer | 0.9314 | 1.772 | 0.71977 | 0.71977 | Normal |  | 0 | 0.71977 | 1.0523 | 1.0523 | 7 | Off-Peak
2023-04-23 18:00 | 4 | 23 | 19 | Non-Summer | 0.9592 | 1.8249 | 0 | 0 | Normal |  | 0 | 0 | 1.8249 | 1.8249 | 7 | Off-Peak
2023-04-23 19:00 | 4 | 23 | 20 | Non-Summer | 0.9854 | 1.8748 | 0 | 0 | Normal |  | 0 | 0 | 1.8748 | 1.8748 | 7 | Off-Peak
2023-04-23 20:00 | 4 | 23 | 21 | Non-Summer | 0.9964 | 1.8957 | 0 | 0 | Normal |  | 0 | 0 | 1.8957 | 1.8957 | 7 | Off-Peak
2023-04-23 21:00 | 4 | 23 | 22 | Non-Summer | 0.9462 | 1.8002 | 0 | 0 | Normal |  | 0 | 0 | 1.8002 | 1.8002 | 7 | Off-Peak
2023-04-23 22:00 | 4 | 23 | 23 | Non-Summer | 0.858 | 1.6324 | 0 | 0 | Normal |  | 0 | 0 | 1.6324 | 1.6324 | 7 | Off-Peak
2023-04-23 23:00 | 4 | 24 | 0 | Non-Summer | 0.7697 | 1.4644 | 0 | 0 | Normal |  | 0 | 0 | 1.4644 | 1.4644 | 7 | Off-Peak
2023-04-24 | 4 | 24 | 1 | Non-Summer | 0.7142 | 1.3588 | 0 | 0 | Normal |  | 0 | 0 | 1.3588 | 1.3588 | 1 | Off-Peak
2023-04-24 01:00 | 4 | 24 | 2 | Non-Summer | 0.6823 | 1.2981 | 0 | 0 | Normal |  | 0 | 0 | 1.2981 | 1.2981 | 1 | Off-Peak
2023-04-24 02:00 | 4 | 24 | 3 | Non-Summer | 0.6658 | 1.2667 | 0 | 0 | Normal |  | 0 | 0 | 1.2667 | 1.2667 | 1 | Off-Peak
2023-04-24 03:00 | 4 | 24 | 4 | Non-Summer | 0.6613 | 1.2582 | 0 | 0 | Normal |  | 0 | 0 | 1.2582 | 1.2582 | 1 | Off-Peak
2023-04-24 04:00 | 4 | 24 | 5 | Non-Summer | 0.6775 | 1.289 | 0 | 0 | Normal |  | 0 | 0 | 1.289 | 1.289 | 1 | Off-Peak
2023-04-24 05:00 | 4 | 24 | 6 | Non-Summer | 0.7168 | 1.3638 | 0.026624 | 0.026624 | Normal |  | 0 | 0.026624 | 1.3371 | 1.3371 | 1 | Peak
2023-04-24 06:00 | 4 | 24 | 7 | Non-Summer | 0.7658 | 1.457 | 0.69693 | 0.69693 | Normal |  | 0 | 0.69693 | 0.76005 | 0.76005 | 1 | Peak
2023-04-24 07:00 | 4 | 24 | 8 | Non-Summer | 0.7625 | 1.4507 | 1.895 | 1.895 | Normal |  | 0.44425 | 1.4507 | 0 | -0.44425 | 1 | Peak
2023-04-24 08:00 | 4 | 24 | 9 | Non-Summer | 0.7175 | 1.3651 | 3.343 | 3.343 | Normal |  | 1.9779 | 1.3651 | 0 | -1.9779 | 1 | Peak
2023-04-24 09:00 | 4 | 24 | 10 | Non-Summer | 0.6886 | 1.3101 | 4.0174 | 4.0174 | Normal |  | 2.7073 | 1.3101 | 2.2204e-16 | -2.7073 | 1 | Peak
2023-04-24 10:00 | 4 | 24 | 11 | Non-Summer | 0.6763 | 1.2867 | 4.9516 | 4.9516 | Normal |  | 3.6649 | 1.2867 | 0 | -3.6649 | 1 | Peak
2023-04-24 11:00 | 4 | 24 | 12 | Non-Summer | 0.6714 | 1.2774 | 2.9891 | 2.9891 | Normal |  | 1.7118 | 1.2774 | 0 | -1.7118 | 1 | Peak
2023-04-24 12:00 | 4 | 24 | 13 | Non-Summer | 0.6644 | 1.2641 | 5.0326 | 5.0326 | Normal |  | 3.7685 | 1.2641 | 2.2204e-16 | -3.7685 | 1 | Peak
2023-04-24 13:00 | 4 | 24 | 14 | Non-Summer | 0.6513 | 1.2391 | 3.3516 | 3.3516 | Normal |  | 2.1124 | 1.2391 | 2.2204e-16 | -2.1124 | 1 | Peak
2023-04-24 14:00 | 4 | 24 | 15 | Non-Summer | 0.6445 | 1.2262 | 1.7678 | 1.7678 | Normal |  | 0.54155 | 1.2262 | 0 | -0.54155 | 1 | Peak
2023-04-24 15:00 | 4 | 24 | 16 | Non-Summer | 0.6582 | 1.2523 | 0.43755 | 0.43755 | Normal |  | 0 | 0.43755 | 0.81472 | 0.81472 | 1 | Peak
2023-04-24 16:00 | 4 | 24 | 17 | Non-Summer | 0.692 | 1.3166 | 0.1722 | 0.1722 | Normal |  | 0 | 0.1722 | 1.1444 | 1.1444 | 1 | Peak
2023-04-24 17:00 | 4 | 24 | 18 | Non-Summer | 0.7432 | 1.414 | 0.10066 | 0.10066 | Normal |  | 0 | 0.10066 | 1.3133 | 1.3133 | 1 | Peak
2023-04-24 18:00 | 4 | 24 | 19 | Non-Summer | 0.7945 | 1.5116 | 0 | 0 | Normal |  | 0 | 0 | 1.5116 | 1.5116 | 1 | Peak
2023-04-24 19:00 | 4 | 24 | 20 | Non-Summer | 0.8544 | 1.6256 | 0 | 0 | Normal |  | 0 | 0 | 1.6256 | 1.6256 | 1 | Peak
2023-04-24 20:00 | 4 | 24 | 21 | Non-Summer | 0.899 | 1.7104 | 0 | 0 | Normal |  | 0 | 0 | 1.7104 | 1.7104 | 1 | Peak
2023-04-24 21:00 | 4 | 24 | 22 | Non-Summer | 0.8659 | 1.6474 | 0 | 0 | Normal |  | 0 | 0 | 1.6474 | 1.6474 | 1 | Off-Peak
2023-04-24 22:00 | 4 | 24 | 23 | Non-Summer | 0.7849 | 1.4933 | 0 | 0 | Normal |  | 0 | 0 | 1.4933 | 1.4933 | 1 | Off-Peak
2023-04-24 23:00 | 4 | 25 | 0 | Non-Summer | 0.704 | 1.3394 | 0 | 0 | Normal |  | 0 | 0 | 1.3394 | 1.3394 | 1 | Off-Peak
2023-04-25 | 4 | 25 | 1 | Non-Summer | 0.653 | 1.2424 | 0 | 0 | Normal |  | 0 | 0 | 1.2424 | 1.2424 | 2 | Off-Peak
2023-04-25 01:00 | 4 | 25 | 2 | Non-Summer | 0.624 | 1.1872 | 0 | 0 | Normal |  | 0 | 0 | 1.1872 | 1.1872 | 2 | Off-Peak
2023-04-25 02:00 | 4 | 25 | 3 | Non-Summer | 0.6092 | 1.159 | 0 | 0 | Normal |  | 0 | 0 | 1.159 | 1.159 | 2 | Off-Peak
2023-04-25 03:00 | 4 | 25 | 4 | Non-Summer | 0.6062 | 1.1533 | 0 | 0 | Normal |  | 0 | 0 | 1.1533 | 1.1533 | 2 | Off-Peak
2023-04-25 04:00 | 4 | 25 | 5 | Non-Summer | 0.6211 | 1.1817 | 0 | 0 | Normal |  | 0 | 0 | 1.1817 | 1.1817 | 2 | Off-Peak
2023-04-25 05:00 | 4 | 25 | 6 | Non-Summer | 0.661 | 1.2576 | 0.12476 | 0.12476 | Normal |  | 0 | 0.12476 | 1.1328 | 1.1328 | 2 | Peak
2023-04-25 06:00 | 4 | 25 | 7 | Non-Summer | 0.7227 | 1.375 | 0.61452 | 0.61452 | Normal |  | 0 | 0.61452 | 0.76047 | 0.76047 | 2 | Peak
2023-04-25 07:00 | 4 | 25 | 8 | Non-Summer | 0.7501 | 1.4271 | 2.2966 | 2.2966 | Normal |  | 0.86949 | 1.4271 | 0 | -0.86949 | 2 | Peak
2023-04-25 08:00 | 4 | 25 | 9 | Non-Summer | 0.7321 | 1.3929 | 2.7032 | 2.7032 | Normal |  | 1.3103 | 1.3929 | 0 | -1.3103 | 2 | Peak
2023-04-25 09:00 | 4 | 25 | 10 | Non-Summer | 0.7215 | 1.3727 | 2.6068 | 2.6068 | Normal |  | 1.2341 | 1.3727 | 0 | -1.2341 | 2 | Peak
2023-04-25 10:00 | 4 | 25 | 11 | Non-Summer | 0.7142 | 1.3588 | 2.1452 | 2.1452 | Normal |  | 0.78637 | 1.3588 | 0 | -0.78637 | 2 | Peak
2023-04-25 11:00 | 4 | 25 | 12 | Non-Summer | 0.7019 | 1.3354 | 4.3812 | 4.3812 | Normal |  | 3.0458 | 1.3354 | 0 | -3.0458 | 2 | Peak
2023-04-25 12:00 | 4 | 25 | 13 | Non-Summer | 0.6899 | 1.3126 | 5.7207 | 5.7207 | Normal |  | 4.4081 | 1.3126 | 0 | -4.4081 | 2 | Peak
2023-04-25 13:00 | 4 | 25 | 14 | Non-Summer | 0.6743 | 1.2829 | 5.832 | 5.832 | Normal |  | 4.5491 | 1.2829 | 2.2204e-16 | -4.5491 | 2 | Peak
2023-04-25 14:00 | 4 | 25 | 15 | Non-Summer | 0.6689 | 1.2726 | 2.3542 | 2.3542 | Normal |  | 1.0816 | 1.2726 | 0 | -1.0816 | 2 | Peak
2023-04-25 15:00 | 4 | 25 | 16 | Non-Summer | 0.6832 | 1.2998 | 0.4778 | 0.4778 | Normal |  | 0 | 0.4778 | 0.82203 | 0.82203 | 2 | Peak
2023-04-25 16:00 | 4 | 25 | 17 | Non-Summer | 0.7195 | 1.3689 | 0.4375 | 0.4375 | Normal |  | 0 | 0.4375 | 0.9314 | 0.9314 | 2 | Peak
2023-04-25 17:00 | 4 | 25 | 18 | Non-Summer | 0.7679 | 1.461 | 0.030957 | 0.030957 | Normal |  | 0 | 0.030957 | 1.43 | 1.43 | 2 | Peak
2023-04-25 18:00 | 4 | 25 | 19 | Non-Summer | 0.8111 | 1.5432 | 0 | 0 | Normal |  | 0 | 0 | 1.5432 | 1.5432 | 2 | Peak
2023-04-25 19:00 | 4 | 25 | 20 | Non-Summer | 0.8701 | 1.6554 | 0 | 0 | Normal |  | 0 | 0 | 1.6554 | 1.6554 | 2 | Peak
2023-04-25 20:00 | 4 | 25 | 21 | Non-Summer | 0.9339 | 1.7768 | 0 | 0 | Normal |  | 0 | 0 | 1.7768 | 1.7768 | 2 | Peak
2023-04-25 21:00 | 4 | 25 | 22 | Non-Summer | 0.9108 | 1.7329 | 0 | 0 | Normal |  | 0 | 0 | 1.7329 | 1.7329 | 2 | Off-Peak
2023-04-25 22:00 | 4 | 25 | 23 | Non-Summer | 0.8346 | 1.5879 | 0 | 0 | Normal |  | 0 | 0 | 1.5879 | 1.5879 | 2 | Off-Peak
2023-04-25 23:00 | 4 | 26 | 0 | Non-Summer | 0.7564 | 1.4391 | 0 | 0 | Normal |  | 0 | 0 | 1.4391 | 1.4391 | 2 | Off-Peak
2023-04-26 | 4 | 26 | 1 | Non-Summer | 0.7091 | 1.3491 | 0 | 0 | Normal |  | 0 | 0 | 1.3491 | 1.3491 | 3 | Off-Peak
2023-04-26 01:00 | 4 | 26 | 2 | Non-Summer | 0.6845 | 1.3023 | 0 | 0 | Normal |  | 0 | 0 | 1.3023 | 1.3023 | 3 | Off-Peak
2023-04-26 02:00 | 4 | 26 | 3 | Non-Summer | 0.6711 | 1.2768 | 0 | 0 | Normal |  | 0 | 0 | 1.2768 | 1.2768 | 3 | Off-Peak
2023-04-26 03:00 | 4 | 26 | 4 | Non-Summer | 0.6705 | 1.2757 | 0 | 0 | Normal |  | 0 | 0 | 1.2757 | 1.2757 | 3 | Off-Peak
2023-04-26 04:00 | 4 | 26 | 5 | Non-Summer | 0.6847 | 1.3027 | 0 | 0 | Normal |  | 0 | 0 | 1.3027 | 1.3027 | 3 | Off-Peak
2023-04-26 05:00 | 4 | 26 | 6 | Non-Summer | 0.725 | 1.3794 | 0.10425 | 0.10425 | Normal |  | 0 | 0.10425 | 1.2751 | 1.2751 | 3 | Peak
2023-04-26 06:00 | 4 | 26 | 7 | Non-Summer | 0.7658 | 1.457 | 0.60934 | 0.60934 | Normal |  | 0 | 0.60934 | 0.84764 | 0.84764 | 3 | Peak
2023-04-26 07:00 | 4 | 26 | 8 | Non-Summer | 0.748 | 1.4231 | 1.6487 | 1.6487 | Normal |  | 0.22556 | 1.4231 | 0 | -0.22556 | 3 | Peak
2023-04-26 08:00 | 4 | 26 | 9 | Non-Summer | 0.7015 | 1.3346 | 3.953 | 3.953 | Normal |  | 2.6184 | 1.3346 | 0 | -2.6184 | 3 | Peak
2023-04-26 09:00 | 4 | 26 | 10 | Non-Summer | 0.6709 | 1.2764 | 5.9724 | 5.9724 | Normal |  | 4.6959 | 1.2764 | 0 | -4.6959 | 3 | Peak
2023-04-26 10:00 | 4 | 26 | 11 | Non-Summer | 0.6502 | 1.237 | 6.7782 | 6.7782 | Normal |  | 5.5411 | 1.237 | 4.4409e-16 | -5.5411 | 3 | Peak
2023-04-26 11:00 | 4 | 26 | 12 | Non-Summer | 0.64 | 1.2176 | 7 | 7 | Normal |  | 5.7824 | 1.2176 | 2.2204e-16 | -5.7824 | 3 | Peak
2023-04-26 12:00 | 4 | 26 | 13 | Non-Summer | 0.6326 | 1.2036 | 6.9872 | 6.9872 | Normal |  | 5.7836 | 1.2036 | 2.2204e-16 | -5.7836 | 3 | Peak
2023-04-26 13:00 | 4 | 26 | 14 | Non-Summer | 0.6227 | 1.1847 | 6.4424 | 6.4424 | Normal |  | 5.2577 | 1.1847 | 2.2204e-16 | -5.2577 | 3 | Peak
2023-04-26 14:00 | 4 | 26 | 15 | Non-Summer | 0.618 | 1.1758 | 5.4619 | 5.4619 | Normal |  | 4.2862 | 1.1758 | 0 | -4.2862 | 3 | Peak
2023-04-26 15:00 | 4 | 26 | 16 | Non-Summer | 0.6328 | 1.2039 | 4.095 | 4.095 | Normal |  | 2.891 | 1.2039 | 0 | -2.891 | 3 | Peak
2023-04-26 16:00 | 4 | 26 | 17 | Non-Summer | 0.667 | 1.269 | 2.4121 | 2.4121 | Normal |  | 1.1431 | 1.269 | 0 | -1.1431 | 3 | Peak
2023-04-26 17:00 | 4 | 26 | 18 | Non-Summer | 0.7106 | 1.352 | 0.77758 | 0.77758 | Normal |  | 0 | 0.77758 | 0.57438 | 0.57438 | 3 | Peak
2023-04-26 18:00 | 4 | 26 | 19 | Non-Summer | 0.751 | 1.4288 | 0.003304 | 0.003304 | Normal |  | 0 | 0.003304 | 1.4255 | 1.4255 | 3 | Peak
2023-04-26 19:00 | 4 | 26 | 20 | Non-Summer | 0.8119 | 1.5447 | 0 | 0 | Normal |  | 0 | 0 | 1.5447 | 1.5447 | 3 | Peak
2023-04-26 20:00 | 4 | 26 | 21 | Non-Summer | 0.8848 | 1.6834 | 0 | 0 | Normal |  | 0 | 0 | 1.6834 | 1.6834 | 3 | Peak
2023-04-26 21:00 | 4 | 26 | 22 | Non-Summer | 0.8687 | 1.6528 | 0 | 0 | Normal |  | 0 | 0 | 1.6528 | 1.6528 | 3 | Off-Peak
2023-04-26 22:00 | 4 | 26 | 23 | Non-Summer | 0.7968 | 1.516 | 0 | 0 | Normal |  | 0 | 0 | 1.516 | 1.516 | 3 | Off-Peak
2023-04-26 23:00 | 4 | 27 | 0 | Non-Summer | 0.7237 | 1.3769 | 0 | 0 | Normal |  | 0 | 0 | 1.3769 | 1.3769 | 3 | Off-Peak
2023-04-27 | 4 | 27 | 1 | Non-Summer | 0.6783 | 1.2905 | 0 | 0 | Normal |  | 0 | 0 | 1.2905 | 1.2905 | 4 | Off-Peak
2023-04-27 01:00 | 4 | 27 | 2 | Non-Summer | 0.6544 | 1.245 | 0 | 0 | Normal |  | 0 | 0 | 1.245 | 1.245 | 4 | Off-Peak
2023-04-27 02:00 | 4 | 27 | 3 | Non-Summer | 0.6433 | 1.2239 | 0 | 0 | Normal |  | 0 | 0 | 1.2239 | 1.2239 | 4 | Off-Peak
2023-04-27 03:00 | 4 | 27 | 4 | Non-Summer | 0.6425 | 1.2224 | 0 | 0 | Normal |  | 0 | 0 | 1.2224 | 1.2224 | 4 | Off-Peak
2023-04-27 04:00 | 4 | 27 | 5 | Non-Summer | 0.6572 | 1.2504 | 0 | 0 | Normal |  | 0 | 0 | 1.2504 | 1.2504 | 4 | Off-Peak
2023-04-27 05:00 | 4 | 27 | 6 | Non-Summer | 0.6989 | 1.3297 | 0.16755 | 0.16755 | Normal |  | 0 | 0.16755 | 1.1621 | 1.1621 | 4 | Peak
2023-04-27 06:00 | 4 | 27 | 7 | Non-Summer | 0.7395 | 1.4069 | 0.54959 | 0.54959 | Normal |  | 0 | 0.54959 | 0.85735 | 0.85735 | 4 | Peak
2023-04-27 07:00 | 4 | 27 | 8 | Non-Summer | 0.7244 | 1.3782 | 2.041 | 2.041 | Normal |  | 0.6628 | 1.3782 | 0 | -0.6628 | 4 | Peak
2023-04-27 08:00 | 4 | 27 | 9 | Non-Summer | 0.6795 | 1.2928 | 1.4041 | 1.4041 | Normal |  | 0.11127 | 1.2928 | 0 | -0.11127 | 4 | Peak
2023-04-27 09:00 | 4 | 27 | 10 | Non-Summer | 0.6487 | 1.2342 | 3.4915 | 3.4915 | Normal |  | 2.2573 | 1.2342 | 0 | -2.2573 | 4 | Peak
2023-04-27 10:00 | 4 | 27 | 11 | Non-Summer | 0.6259 | 1.1908 | 3.6246 | 3.6246 | Normal |  | 2.4338 | 1.1908 | 0 | -2.4338 | 4 | Peak
2023-04-27 11:00 | 4 | 27 | 12 | Non-Summer | 0.6114 | 1.1632 | 4.4036 | 4.4036 | Normal |  | 3.2404 | 1.1632 | 2.2204e-16 | -3.2404 | 4 | Peak
2023-04-27 12:00 | 4 | 27 | 13 | Non-Summer | 0.6022 | 1.1457 | 3.1366 | 3.1366 | Normal |  | 1.9909 | 1.1457 | 0 | -1.9909 | 4 | Peak
2023-04-27 13:00 | 4 | 27 | 14 | Non-Summer | 0.5929 | 1.128 | 3.3173 | 3.3173 | Normal |  | 2.1892 | 1.128 | 0 | -2.1892 | 4 | Peak
2023-04-27 14:00 | 4 | 27 | 15 | Non-Summer | 0.5916 | 1.1256 | 2.7619 | 2.7619 | Normal |  | 1.6363 | 1.1256 | 0 | -1.6363 | 4 | Peak
2023-04-27 15:00 | 4 | 27 | 16 | Non-Summer | 0.61 | 1.1606 | 2.3644 | 2.3644 | Normal |  | 1.2039 | 1.1606 | 0 | -1.2039 | 4 | Peak
2023-04-27 16:00 | 4 | 27 | 17 | Non-Summer | 0.6466 | 1.2302 | 1.2369 | 1.2369 | Normal |  | 0.0067304 | 1.2302 | 0 | -0.0067304 | 4 | Peak
2023-04-27 17:00 | 4 | 27 | 18 | Non-Summer | 0.688 | 1.309 | 0.56247 | 0.56247 | Normal |  | 0 | 0.56247 | 0.7465 | 0.7465 | 4 | Peak
2023-04-27 18:00 | 4 | 27 | 19 | Non-Summer | 0.7211 | 1.3719 | 0 | 0 | Normal |  | 0 | 0 | 1.3719 | 1.3719 | 4 | Peak
2023-04-27 19:00 | 4 | 27 | 20 | Non-Summer | 0.7676 | 1.4604 | 0 | 0 | Normal |  | 0 | 0 | 1.4604 | 1.4604 | 4 | Peak
2023-04-27 20:00 | 4 | 27 | 21 | Non-Summer | 0.8304 | 1.5799 | 0 | 0 | Normal |  | 0 | 0 | 1.5799 | 1.5799 | 4 | Peak
2023-04-27 21:00 | 4 | 27 | 22 | Non-Summer | 0.8097 | 1.5405 | 0 | 0 | Normal |  | 0 | 0 | 1.5405 | 1.5405 | 4 | Off-Peak
2023-04-27 22:00 | 4 | 27 | 23 | Non-Summer | 0.7394 | 1.4068 | 0 | 0 | Normal |  | 0 | 0 | 1.4068 | 1.4068 | 4 | Off-Peak
2023-04-27 23:00 | 4 | 28 | 0 | Non-Summer | 0.658 | 1.2519 | 0 | 0 | Normal |  | 0 | 0 | 1.2519 | 1.2519 | 4 | Off-Peak
2023-04-28 | 4 | 28 | 1 | Non-Summer | 0.6072 | 1.1552 | 0 | 0 | Normal |  | 0 | 0 | 1.1552 | 1.1552 | 5 | Off-Peak
2023-04-28 01:00 | 4 | 28 | 2 | Non-Summer | 0.5784 | 1.1004 | 0 | 0 | Normal |  | 0 | 0 | 1.1004 | 1.1004 | 5 | Off-Peak
2023-04-28 02:00 | 4 | 28 | 3 | Non-Summer | 0.5641 | 1.0732 | 0 | 0 | Normal |  | 0 | 0 | 1.0732 | 1.0732 | 5 | Off-Peak
2023-04-28 03:00 | 4 | 28 | 4 | Non-Summer | 0.5608 | 1.067 | 0 | 0 | Normal |  | 0 | 0 | 1.067 | 1.067 | 5 | Off-Peak
2023-04-28 04:00 | 4 | 28 | 5 | Non-Summer | 0.5752 | 1.0944 | 0 | 0 | Normal |  | 0 | 0 | 1.0944 | 1.0944 | 5 | Off-Peak
2023-04-28 05:00 | 4 | 28 | 6 | Non-Summer | 0.612 | 1.1644 | 0.086842 | 0.086842 | Normal |  | 0 | 0.086842 | 1.0775 | 1.0775 | 5 | Peak
2023-04-28 06:00 | 4 | 28 | 7 | Non-Summer | 0.6624 | 1.2603 | 0.38482 | 0.38482 | Normal |  | 0 | 0.38482 | 0.87543 | 0.87543 | 5 | Peak
2023-04-28 07:00 | 4 | 28 | 8 | Non-Summer | 0.6771 | 1.2882 | 0.42656 | 0.42656 | Normal |  | 0 | 0.42656 | 0.86167 | 0.86167 | 5 | Peak
2023-04-28 08:00 | 4 | 28 | 9 | Non-Summer | 0.6536 | 1.2435 | 0.9857 | 0.9857 | Normal |  | 0 | 0.9857 | 0.25781 | 0.25781 | 5 | Peak
2023-04-28 09:00 | 4 | 28 | 10 | Non-Summer | 0.6341 | 1.2064 | 0.96952 | 0.96952 | Normal |  | 0 | 0.96952 | 0.2369 | 0.2369 | 5 | Peak
2023-04-28 10:00 | 4 | 28 | 11 | Non-Summer | 0.6193 | 1.1783 | 0.80608 | 0.80608 | Normal |  | 0 | 0.80608 | 0.37218 | 0.37218 | 5 | Peak
2023-04-28 11:00 | 4 | 28 | 12 | Non-Summer | 0.611 | 1.1625 | 1.2932 | 1.2932 | Normal |  | 0.13073 | 1.1625 | 0 | -0.13073 | 5 | Peak
2023-04-28 12:00 | 4 | 28 | 13 | Non-Summer | 0.6069 | 1.1547 | 0.75109 | 0.75109 | Normal |  | 0 | 0.75109 | 0.40358 | 0.40358 | 5 | Peak
2023-04-28 13:00 | 4 | 28 | 14 | Non-Summer | 0.6038 | 1.1488 | 1.2832 | 1.2832 | Normal |  | 0.13439 | 1.1488 | 0 | -0.13439 | 5 | Peak
2023-04-28 14:00 | 4 | 28 | 15 | Non-Summer | 0.6087 | 1.1581 | 0.80295 | 0.80295 | Normal |  | 0 | 0.80295 | 0.35514 | 0.35514 | 5 | Peak
2023-04-28 15:00 | 4 | 28 | 16 | Non-Summer | 0.6258 | 1.1906 | 0.17876 | 0.17876 | Normal |  | 0 | 0.17876 | 1.0119 | 1.0119 | 5 | Peak
2023-04-28 16:00 | 4 | 28 | 17 | Non-Summer | 0.6558 | 1.2477 | 0.002951 | 0.002951 | Normal |  | 0 | 0.002951 | 1.2448 | 1.2448 | 5 | Peak
2023-04-28 17:00 | 4 | 28 | 18 | Non-Summer | 0.6857 | 1.3046 | 0.60185 | 0.60185 | Normal |  | 0 | 0.60185 | 0.70273 | 0.70273 | 5 | Peak
2023-04-28 18:00 | 4 | 28 | 19 | Non-Summer | 0.7093 | 1.3495 | 0 | 0 | Normal |  | 0 | 0 | 1.3495 | 1.3495 | 5 | Peak
2023-04-28 19:00 | 4 | 28 | 20 | Non-Summer | 0.747 | 1.4212 | 0 | 0 | Normal |  | 0 | 0 | 1.4212 | 1.4212 | 5 | Peak
2023-04-28 20:00 | 4 | 28 | 21 | Non-Summer | 0.8051 | 1.5318 | 0 | 0 | Normal |  | 0 | 0 | 1.5318 | 1.5318 | 5 | Peak
2023-04-28 21:00 | 4 | 28 | 22 | Non-Summer | 0.7991 | 1.5203 | 0 | 0 | Normal |  | 0 | 0 | 1.5203 | 1.5203 | 5 | Off-Peak
2023-04-28 22:00 | 4 | 28 | 23 | Non-Summer | 0.7539 | 1.4343 | 0 | 0 | Normal |  | 0 | 0 | 1.4343 | 1.4343 | 5 | Off-Peak
2023-04-28 23:00 | 4 | 29 | 0 | Non-Summer | 0.6903 | 1.3133 | 0 | 0 | Normal |  | 0 | 0 | 1.3133 | 1.3133 | 5 | Off-Peak
2023-04-29 | 4 | 29 | 1 | Non-Summer | 0.6423 | 1.222 | 0 | 0 | Normal |  | 0 | 0 | 1.222 | 1.222 | 6 | Off-Peak
2023-04-29 01:00 | 4 | 29 | 2 | Non-Summer | 0.611 | 1.1625 | 0 | 0 | Normal |  | 0 | 0 | 1.1625 | 1.1625 | 6 | Off-Peak
2023-04-29 02:00 | 4 | 29 | 3 | Non-Summer | 0.5936 | 1.1294 | 0 | 0 | Normal |  | 0 | 0 | 1.1294 | 1.1294 | 6 | Off-Peak
2023-04-29 03:00 | 4 | 29 | 4 | Non-Summer | 0.5866 | 1.116 | 0 | 0 | Normal |  | 0 | 0 | 1.116 | 1.116 | 6 | Off-Peak
2023-04-29 04:00 | 4 | 29 | 5 | Non-Summer | 0.5887 | 1.12 | 0 | 0 | Normal |  | 0 | 0 | 1.12 | 1.12 | 6 | Off-Peak
2023-04-29 05:00 | 4 | 29 | 6 | Non-Summer | 0.6056 | 1.1522 | 0.20723 | 0.20723 | Normal |  | 0 | 0.20723 | 0.94497 | 0.94497 | 6 | Off-Peak
2023-04-29 06:00 | 4 | 29 | 7 | Non-Summer | 0.6304 | 1.1994 | 1.1842 | 1.1842 | Normal |  | 0 | 1.1842 | 0.015148 | 0.015148 | 6 | Off-Peak
2023-04-29 07:00 | 4 | 29 | 8 | Non-Summer | 0.6627 | 1.2608 | 2.3764 | 2.3764 | Normal |  | 1.1156 | 1.2608 | 0 | -1.1156 | 6 | Off-Peak
2023-04-29 08:00 | 4 | 29 | 9 | Non-Summer | 0.6881 | 1.3092 | 4.3397 | 4.3397 | Normal |  | 3.0306 | 1.3092 | 0 | -3.0306 | 6 | Off-Peak
2023-04-29 09:00 | 4 | 29 | 10 | Non-Summer | 0.7046 | 1.3405 | 5.7923 | 5.7923 | Normal |  | 4.4517 | 1.3405 | 0 | -4.4517 | 6 | Off-Peak
2023-04-29 10:00 | 4 | 29 | 11 | Non-Summer | 0.7259 | 1.3811 | 5.613 | 5.613 | Normal |  | 4.232 | 1.3811 | 0 | -4.232 | 6 | Off-Peak
2023-04-29 11:00 | 4 | 29 | 12 | Non-Summer | 0.7541 | 1.4347 | 3.1101 | 3.1101 | Normal |  | 1.6754 | 1.4347 | 0 | -1.6754 | 6 | Off-Peak
2023-04-29 12:00 | 4 | 29 | 13 | Non-Summer | 0.7744 | 1.4733 | 4.4934 | 4.4934 | Normal |  | 3.0201 | 1.4733 | 0 | -3.0201 | 6 | Off-Peak
2023-04-29 13:00 | 4 | 29 | 14 | Non-Summer | 0.7598 | 1.4456 | 3.0071 | 3.0071 | Normal |  | 1.5616 | 1.4456 | 0 | -1.5616 | 6 | Off-Peak
2023-04-29 14:00 | 4 | 29 | 15 | Non-Summer | 0.7273 | 1.3837 | 2.7013 | 2.7013 | Normal |  | 1.3176 | 1.3837 | 0 | -1.3176 | 6 | Off-Peak
2023-04-29 15:00 | 4 | 29 | 16 | Non-Summer | 0.717 | 1.3641 | 1.7221 | 1.7221 | Normal |  | 0.358 | 1.3641 | 0 | -0.358 | 6 | Off-Peak
2023-04-29 16:00 | 4 | 29 | 17 | Non-Summer | 0.7307 | 1.3902 | 1.745 | 1.745 | Normal |  | 0.35479 | 1.3902 | 0 | -0.35479 | 6 | Off-Peak
2023-04-29 17:00 | 4 | 29 | 18 | Non-Summer | 0.7523 | 1.4313 | 0.83634 | 0.83634 | Normal |  | 0 | 0.83634 | 0.59496 | 0.59496 | 6 | Off-Peak
2023-04-29 18:00 | 4 | 29 | 19 | Non-Summer | 0.7771 | 1.4785 | 0.018305 | 0.018305 | Normal |  | 0 | 0.018305 | 1.4602 | 1.4602 | 6 | Off-Peak
2023-04-29 19:00 | 4 | 29 | 20 | Non-Summer | 0.8091 | 1.5394 | 0 | 0 | Normal |  | 0 | 0 | 1.5394 | 1.5394 | 6 | Off-Peak
2023-04-29 20:00 | 4 | 29 | 21 | Non-Summer | 0.8478 | 1.613 | 0 | 0 | Normal |  | 0 | 0 | 1.613 | 1.613 | 6 | Off-Peak
2023-04-29 21:00 | 4 | 29 | 22 | Non-Summer | 0.8363 | 1.5911 | 0 | 0 | Normal |  | 0 | 0 | 1.5911 | 1.5911 | 6 | Off-Peak
2023-04-29 22:00 | 4 | 29 | 23 | Non-Summer | 0.7916 | 1.5061 | 0 | 0 | Normal |  | 0 | 0 | 1.5061 | 1.5061 | 6 | Off-Peak
2023-04-29 23:00 | 4 | 30 | 0 | Non-Summer | 0.7277 | 1.3845 | 0 | 0 | Normal |  | 0 | 0 | 1.3845 | 1.3845 | 6 | Off-Peak
2023-04-30 | 4 | 30 | 1 | Non-Summer | 0.6797 | 1.2932 | 0 | 0 | Normal |  | 0 | 0 | 1.2932 | 1.2932 | 7 | Off-Peak
2023-04-30 01:00 | 4 | 30 | 2 | Non-Summer | 0.6458 | 1.2287 | 0 | 0 | Normal |  | 0 | 0 | 1.2287 | 1.2287 | 7 | Off-Peak
2023-04-30 02:00 | 4 | 30 | 3 | Non-Summer | 0.6231 | 1.1855 | 0 | 0 | Normal |  | 0 | 0 | 1.1855 | 1.1855 | 7 | Off-Peak
2023-04-30 03:00 | 4 | 30 | 4 | Non-Summer | 0.6104 | 1.1613 | 0 | 0 | Normal |  | 0 | 0 | 1.1613 | 1.1613 | 7 | Off-Peak
2023-04-30 04:00 | 4 | 30 | 5 | Non-Summer | 0.6101 | 1.1608 | 0 | 0 | Normal |  | 0 | 0 | 1.1608 | 1.1608 | 7 | Off-Peak
2023-04-30 05:00 | 4 | 30 | 6 | Non-Summer | 0.6264 | 1.1918 | 0.22937 | 0.22937 | Normal |  | 0 | 0.22937 | 0.9624 | 0.9624 | 7 | Off-Peak
2023-04-30 06:00 | 4 | 30 | 7 | Non-Summer | 0.6498 | 1.2363 | 1.4688 | 1.4688 | Normal |  | 0.23253 | 1.2363 | 0 | -0.23253 | 7 | Off-Peak
2023-04-30 07:00 | 4 | 30 | 8 | Non-Summer | 0.6749 | 1.284 | 1.9997 | 1.9997 | Normal |  | 0.71567 | 1.284 | 0 | -0.71567 | 7 | Off-Peak
2023-04-30 08:00 | 4 | 30 | 9 | Non-Summer | 0.7065 | 1.3442 | 4.5349 | 4.5349 | Normal |  | 3.1907 | 1.3442 | 0 | -3.1907 | 7 | Off-Peak
2023-04-30 09:00 | 4 | 30 | 10 | Non-Summer | 0.7349 | 1.3982 | 5.712 | 5.712 | Normal |  | 4.3138 | 1.3982 | 0 | -4.3138 | 7 | Off-Peak
2023-04-30 10:00 | 4 | 30 | 11 | Non-Summer | 0.7544 | 1.4353 | 6.405 | 6.405 | Normal |  | 4.9697 | 1.4353 | 0 | -4.9697 | 7 | Off-Peak
2023-04-30 11:00 | 4 | 30 | 12 | Non-Summer | 0.7641 | 1.4537 | 6.7225 | 6.7225 | Normal |  | 5.2687 | 1.4537 | 0 | -5.2687 | 7 | Off-Peak
2023-04-30 12:00 | 4 | 30 | 13 | Non-Summer | 0.7784 | 1.481 | 6.6027 | 6.6027 | Normal |  | 5.1217 | 1.481 | 0 | -5.1217 | 7 | Off-Peak
2023-04-30 13:00 | 4 | 30 | 14 | Non-Summer | 0.7865 | 1.4964 | 6.0986 | 6.0986 | Normal |  | 4.6022 | 1.4964 | 0 | -4.6022 | 7 | Off-Peak
2023-04-30 14:00 | 4 | 30 | 15 | Non-Summer | 0.8033 | 1.5283 | 4.3873 | 4.3873 | Normal |  | 2.859 | 1.5283 | 0 | -2.859 | 7 | Off-Peak
2023-04-30 15:00 | 4 | 30 | 16 | Non-Summer | 0.8303 | 1.5797 | 3.8861 | 3.8861 | Normal |  | 2.3064 | 1.5797 | 2.2204e-16 | -2.3064 | 7 | Off-Peak
2023-04-30 16:00 | 4 | 30 | 17 | Non-Summer | 0.8625 | 1.641 | 2.3082 | 2.3082 | Normal |  | 0.66725 | 1.641 | 0 | -0.66725 | 7 | Off-Peak
2023-04-30 17:00 | 4 | 30 | 18 | Non-Summer | 0.9042 | 1.7203 | 0.81085 | 0.81085 | Normal |  | 0 | 0.81085 | 0.90945 | 0.90945 | 7 | Off-Peak
2023-04-30 18:00 | 4 | 30 | 19 | Non-Summer | 0.9315 | 1.7722 | 0.012646 | 0.012646 | Normal |  | 0 | 0.012646 | 1.7596 | 1.7596 | 7 | Off-Peak
2023-04-30 19:00 | 4 | 30 | 20 | Non-Summer | 0.9599 | 1.8263 | 0 | 0 | Normal |  | 0 | 0 | 1.8263 | 1.8263 | 7 | Off-Peak
2023-04-30 20:00 | 4 | 30 | 21 | Non-Summer | 0.9777 | 1.8601 | 0 | 0 | Normal |  | 0 | 0 | 1.8601 | 1.8601 | 7 | Off-Peak
2023-04-30 21:00 | 4 | 30 | 22 | Non-Summer | 0.929 | 1.7675 | 0 | 0 | Normal |  | 0 | 0 | 1.7675 | 1.7675 | 7 | Off-Peak
2023-04-30 22:00 | 4 | 30 | 23 | Non-Summer | 0.8392 | 1.5966 | 0 | 0 | Normal |  | 0 | 0 | 1.5966 | 1.5966 | 7 | Off-Peak
2023-04-30 23:00 | 5 | 1 | 0 | Non-Summer | 0.7494 | 1.4258 | 0 | 0 | Normal |  | 0 | 0 | 1.4258 | 1.4258 | 7 | Off-Peak
2023-05-01 | 5 | 1 | 1 | Non-Summer | 0.6928 | 1.3181 | 0 | 0 | Normal |  | 0 | 0 | 1.3181 | 1.3181 | 1 | Off-Peak
2023-05-01 01:00 | 5 | 1 | 2 | Non-Summer | 0.6622 | 1.2599 | 0 | 0 | Normal |  | 0 | 0 | 1.2599 | 1.2599 | 1 | Off-Peak
2023-05-01 02:00 | 5 | 1 | 3 | Non-Summer | 0.6433 | 1.2239 | 0 | 0 | Normal |  | 0 | 0 | 1.2239 | 1.2239 | 1 | Off-Peak
2023-05-01 03:00 | 5 | 1 | 4 | Non-Summer | 0.6379 | 1.2136 | 0 | 0 | Normal |  | 0 | 0 | 1.2136 | 1.2136 | 1 | Off-Peak
2023-05-01 04:00 | 5 | 1 | 5 | Non-Summer | 0.65 | 1.2367 | 0 | 0 | Normal |  | 0 | 0 | 1.2367 | 1.2367 | 1 | Off-Peak
2023-05-01 05:00 | 5 | 1 | 6 | Non-Summer | 0.6874 | 1.3078 | 0.19753 | 0.19753 | Normal |  | 0 | 0.19753 | 1.1103 | 1.1103 | 1 | Peak
2023-05-01 06:00 | 5 | 1 | 7 | Non-Summer | 0.7437 | 1.4149 | 1.4417 | 1.4417 | Normal |  | 0.026736 | 1.4149 | 0 | -0.026736 | 1 | Peak
2023-05-01 07:00 | 5 | 1 | 8 | Non-Summer | 0.7643 | 1.4541 | 2.6474 | 2.6474 | Normal |  | 1.1933 | 1.4541 | 0 | -1.1933 | 1 | Peak
2023-05-01 08:00 | 5 | 1 | 9 | Non-Summer | 0.7511 | 1.429 | 4.6329 | 4.6329 | Normal |  | 3.2039 | 1.429 | 0 | -3.2039 | 1 | Peak
2023-05-01 09:00 | 5 | 1 | 10 | Non-Summer | 0.7482 | 1.4235 | 1.2347 | 1.2347 | Normal |  | 0 | 1.2347 | 0.18883 | 0.18883 | 1 | Peak
2023-05-01 10:00 | 5 | 1 | 11 | Non-Summer | 0.7543 | 1.4351 | 1.1695 | 1.1695 | Normal |  | 0 | 1.1695 | 0.2656 | 0.2656 | 1 | Peak
2023-05-01 11:00 | 5 | 1 | 12 | Non-Summer | 0.7649 | 1.4553 | 4.9503 | 4.9503 | Normal |  | 3.4951 | 1.4553 | 2.2204e-16 | -3.4951 | 1 | Peak
2023-05-01 12:00 | 5 | 1 | 13 | Non-Summer | 0.7707 | 1.4663 | 0.13716 | 0.13716 | Normal |  | 0 | 0.13716 | 1.3291 | 1.3291 | 1 | Peak
2023-05-01 13:00 | 5 | 1 | 14 | Non-Summer | 0.7622 | 1.4501 | 3.1198 | 3.1198 | Normal |  | 1.6697 | 1.4501 | 0 | -1.6697 | 1 | Peak
2023-05-01 14:00 | 5 | 1 | 15 | Non-Summer | 0.7519 | 1.4305 | 2.2944 | 2.2944 | Normal |  | 0.86385 | 1.4305 | 0 | -0.86385 | 1 | Peak
2023-05-01 15:00 | 5 | 1 | 16 | Non-Summer | 0.7737 | 1.472 | 0.54088 | 0.54088 | Normal |  | 0 | 0.54088 | 0.93113 | 0.93113 | 1 | Peak
2023-05-01 16:00 | 5 | 1 | 17 | Non-Summer | 0.8192 | 1.5586 | 1.3965 | 1.3965 | Normal |  | 0 | 1.3965 | 0.16204 | 0.16204 | 1 | Peak
2023-05-01 17:00 | 5 | 1 | 18 | Non-Summer | 0.8712 | 1.6575 | 0.63901 | 0.63901 | Normal |  | 0 | 0.63901 | 1.0185 | 1.0185 | 1 | Peak
2023-05-01 18:00 | 5 | 1 | 19 | Non-Summer | 0.8963 | 1.7053 | 0.018401 | 0.018401 | Normal |  | 0 | 0.018401 | 1.6869 | 1.6869 | 1 | Peak
2023-05-01 19:00 | 5 | 1 | 20 | Non-Summer | 0.92 | 1.7504 | 0 | 0 | Normal |  | 0 | 0 | 1.7504 | 1.7504 | 1 | Peak
2023-05-01 20:00 | 5 | 1 | 21 | Non-Summer | 0.9563 | 1.8194 | 0 | 0 | Normal |  | 0 | 0 | 1.8194 | 1.8194 | 1 | Peak
2023-05-01 21:00 | 5 | 1 | 22 | Non-Summer | 0.9146 | 1.7401 | 0 | 0 | Normal |  | 0 | 0 | 1.7401 | 1.7401 | 1 | Off-Peak
2023-05-01 22:00 | 5 | 1 | 23 | Non-Summer | 0.8247 | 1.569 | 0 | 0 | Normal |  | 0 | 0 | 1.569 | 1.569 | 1 | Off-Peak
2023-05-01 23:00 | 5 | 2 | 0 | Non-Summer | 0.7353 | 1.399 | 0 | 0 | Normal |  | 0 | 0 | 1.399 | 1.399 | 1 | Off-Peak
2023-05-02 | 5 | 2 | 1 | Non-Summer | 0.6794 | 1.2926 | 0 | 0 | Normal |  | 0 | 0 | 1.2926 | 1.2926 | 2 | Off-Peak
2023-05-02 01:00 | 5 | 2 | 2 | Non-Summer | 0.6487 | 1.2342 | 0 | 0 | Normal |  | 0 | 0 | 1.2342 | 1.2342 | 2 | Off-Peak
2023-05-02 02:00 | 5 | 2 | 3 | Non-Summer | 0.6328 | 1.2039 | 0 | 0 | Normal |  | 0 | 0 | 1.2039 | 1.2039 | 2 | Off-Peak
2023-05-02 03:00 | 5 | 2 | 4 | Non-Summer | 0.6284 | 1.1956 | 0 | 0 | Normal |  | 0 | 0 | 1.1956 | 1.1956 | 2 | Off-Peak
2023-05-02 04:00 | 5 | 2 | 5 | Non-Summer | 0.6431 | 1.2235 | 0 | 0 | Normal |  | 0 | 0 | 1.2235 | 1.2235 | 2 | Off-Peak
2023-05-02 05:00 | 5 | 2 | 6 | Non-Summer | 0.6806 | 1.2949 | 0.085296 | 0.085296 | Normal |  | 0 | 0.085296 | 1.2096 | 1.2096 | 2 | Peak
2023-05-02 06:00 | 5 | 2 | 7 | Non-Summer | 0.7297 | 1.3883 | 0.45913 | 0.45913 | Normal |  | 0 | 0.45913 | 0.92917 | 0.92917 | 2 | Peak
2023-05-02 07:00 | 5 | 2 | 8 | Non-Summer | 0.7339 | 1.3963 | 1.9113 | 1.9113 | Normal |  | 0.51502 | 1.3963 | 0 | -0.51502 | 2 | Peak
2023-05-02 08:00 | 5 | 2 | 9 | Non-Summer | 0.6968 | 1.3257 | 1.243 | 1.243 | Normal |  | 0 | 1.243 | 0.082723 | 0.082723 | 2 | Peak
2023-05-02 09:00 | 5 | 2 | 10 | Non-Summer | 0.671 | 1.2766 | 2.3976 | 2.3976 | Normal |  | 1.121 | 1.2766 | 0 | -1.121 | 2 | Peak
2023-05-02 10:00 | 5 | 2 | 11 | Non-Summer | 0.6548 | 1.2458 | 6.0554 | 6.0554 | Normal |  | 4.8096 | 1.2458 | 0 | -4.8096 | 2 | Peak
2023-05-02 11:00 | 5 | 2 | 12 | Non-Summer | 0.6459 | 1.2289 | 2.9432 | 2.9432 | Normal |  | 1.7143 | 1.2289 | 0 | -1.7143 | 2 | Peak
2023-05-02 12:00 | 5 | 2 | 13 | Non-Summer | 0.6444 | 1.226 | 2.0913 | 2.0913 | Normal |  | 0.86527 | 1.226 | 0 | -0.86527 | 2 | Peak
2023-05-02 13:00 | 5 | 2 | 14 | Non-Summer | 0.6465 | 1.23 | 1.4313 | 1.4313 | Normal |  | 0.20134 | 1.23 | 0 | -0.20134 | 2 | Peak
2023-05-02 14:00 | 5 | 2 | 15 | Non-Summer | 0.6566 | 1.2492 | 2.9434 | 2.9434 | Normal |  | 1.6942 | 1.2492 | 0 | -1.6942 | 2 | Peak
2023-05-02 15:00 | 5 | 2 | 16 | Non-Summer | 0.6888 | 1.3105 | 2.4414 | 2.4414 | Normal |  | 1.131 | 1.3105 | 0 | -1.131 | 2 | Peak
2023-05-02 16:00 | 5 | 2 | 17 | Non-Summer | 0.7429 | 1.4134 | 0.16246 | 0.16246 | Normal |  | 0 | 0.16246 | 1.251 | 1.251 | 2 | Peak
2023-05-02 17:00 | 5 | 2 | 18 | Non-Summer | 0.7974 | 1.5171 | 0.52086 | 0.52086 | Normal |  | 0 | 0.52086 | 0.99625 | 0.99625 | 2 | Peak
2023-05-02 18:00 | 5 | 2 | 19 | Non-Summer | 0.8362 | 1.5909 | 0.029393 | 0.029393 | Normal |  | 0 | 0.029393 | 1.5615 | 1.5615 | 2 | Peak
2023-05-02 19:00 | 5 | 2 | 20 | Non-Summer | 0.8791 | 1.6725 | 0 | 0 | Normal |  | 0 | 0 | 1.6725 | 1.6725 | 2 | Peak
2023-05-02 20:00 | 5 | 2 | 21 | Non-Summer | 0.9164 | 1.7435 | 0 | 0 | Normal |  | 0 | 0 | 1.7435 | 1.7435 | 2 | Peak
2023-05-02 21:00 | 5 | 2 | 22 | Non-Summer | 0.8833 | 1.6805 | 0 | 0 | Normal |  | 0 | 0 | 1.6805 | 1.6805 | 2 | Off-Peak
2023-05-02 22:00 | 5 | 2 | 23 | Non-Summer | 0.8023 | 1.5264 | 0 | 0 | Normal |  | 0 | 0 | 1.5264 | 1.5264 | 2 | Off-Peak
2023-05-02 23:00 | 5 | 3 | 0 | Non-Summer | 0.7217 | 1.3731 | 0 | 0 | Normal |  | 0 | 0 | 1.3731 | 1.3731 | 2 | Off-Peak
2023-05-03 | 5 | 3 | 1 | Non-Summer | 0.67 | 1.2747 | 0 | 0 | Normal |  | 0 | 0 | 1.2747 | 1.2747 | 3 | Off-Peak
2023-05-03 01:00 | 5 | 3 | 2 | Non-Summer | 0.6414 | 1.2203 | 0 | 0 | Normal |  | 0 | 0 | 1.2203 | 1.2203 | 3 | Off-Peak
2023-05-03 02:00 | 5 | 3 | 3 | Non-Summer | 0.6271 | 1.1931 | 0 | 0 | Normal |  | 0 | 0 | 1.1931 | 1.1931 | 3 | Off-Peak
2023-05-03 03:00 | 5 | 3 | 4 | Non-Summer | 0.625 | 1.1891 | 0 | 0 | Normal |  | 0 | 0 | 1.1891 | 1.1891 | 3 | Off-Peak
2023-05-03 04:00 | 5 | 3 | 5 | Non-Summer | 0.64 | 1.2176 | 0 | 0 | Normal |  | 0 | 0 | 1.2176 | 1.2176 | 3 | Off-Peak
2023-05-03 05:00 | 5 | 3 | 6 | Non-Summer | 0.6801 | 1.2939 | 0.20487 | 0.20487 | Normal |  | 0 | 0.20487 | 1.0891 | 1.0891 | 3 | Peak
2023-05-03 06:00 | 5 | 3 | 7 | Non-Summer | 0.724 | 1.3775 | 1.4829 | 1.4829 | Normal |  | 0.10547 | 1.3775 | 0 | -0.10547 | 3 | Peak
2023-05-03 07:00 | 5 | 3 | 8 | Non-Summer | 0.7204 | 1.3706 | 3.247 | 3.247 | Normal |  | 1.8764 | 1.3706 | 0 | -1.8764 | 3 | Peak
2023-05-03 08:00 | 5 | 3 | 9 | Non-Summer | 0.6811 | 1.2958 | 4.6206 | 4.6206 | Normal |  | 3.3248 | 1.2958 | 0 | -3.3248 | 3 | Peak
2023-05-03 09:00 | 5 | 3 | 10 | Non-Summer | 0.6499 | 1.2365 | 5.6515 | 5.6515 | Normal |  | 4.415 | 1.2365 | 2.2204e-16 | -4.415 | 3 | Peak
2023-05-03 10:00 | 5 | 3 | 11 | Non-Summer | 0.6298 | 1.1982 | 6.3134 | 6.3134 | Normal |  | 5.1152 | 1.1982 | 0 | -5.1152 | 3 | Peak
2023-05-03 11:00 | 5 | 3 | 12 | Non-Summer | 0.6185 | 1.1767 | 5.6707 | 5.6707 | Normal |  | 4.494 | 1.1767 | 0 | -4.494 | 3 | Peak
2023-05-03 12:00 | 5 | 3 | 13 | Non-Summer | 0.6136 | 1.1674 | 6.4875 | 6.4875 | Normal |  | 5.3201 | 1.1674 | 0 | -5.3201 | 3 | Peak
2023-05-03 13:00 | 5 | 3 | 14 | Non-Summer | 0.606 | 1.153 | 6.0535 | 6.0535 | Normal |  | 4.9005 | 1.153 | 0 | -4.9005 | 3 | Peak
2023-05-03 14:00 | 5 | 3 | 15 | Non-Summer | 0.6037 | 1.1486 | 5.1453 | 5.1453 | Normal |  | 3.9967 | 1.1486 | 0 | -3.9967 | 3 | Peak
2023-05-03 15:00 | 5 | 3 | 16 | Non-Summer | 0.6189 | 1.1775 | 2.6371 | 2.6371 | Normal |  | 1.4596 | 1.1775 | 0 | -1.4596 | 3 | Peak
2023-05-03 16:00 | 5 | 3 | 17 | Non-Summer | 0.6547 | 1.2456 | 2.3898 | 2.3898 | Normal |  | 1.1442 | 1.2456 | 0 | -1.1442 | 3 | Peak
2023-05-03 17:00 | 5 | 3 | 18 | Non-Summer | 0.6982 | 1.3284 | 0.80255 | 0.80255 | Normal |  | 0 | 0.80255 | 0.52582 | 0.52582 | 3 | Peak
2023-05-03 18:00 | 5 | 3 | 19 | Non-Summer | 0.7336 | 1.3957 | 0.028456 | 0.028456 | Normal |  | 0 | 0.028456 | 1.3673 | 1.3673 | 3 | Peak
2023-05-03 19:00 | 5 | 3 | 20 | Non-Summer | 0.7801 | 1.4842 | 0 | 0 | Normal |  | 0 | 0 | 1.4842 | 1.4842 | 3 | Peak
2023-05-03 20:00 | 5 | 3 | 21 | Non-Summer | 0.8495 | 1.6162 | 0 | 0 | Normal |  | 0 | 0 | 1.6162 | 1.6162 | 3 | Peak
2023-05-03 21:00 | 5 | 3 | 22 | Non-Summer | 0.8312 | 1.5814 | 0 | 0 | Normal |  | 0 | 0 | 1.5814 | 1.5814 | 3 | Off-Peak
2023-05-03 22:00 | 5 | 3 | 23 | Non-Summer | 0.7537 | 1.434 | 0 | 0 | Normal |  | 0 | 0 | 1.434 | 1.434 | 3 | Off-Peak
2023-05-03 23:00 | 5 | 4 | 0 | Non-Summer | 0.671 | 1.2766 | 0 | 0 | Normal |  | 0 | 0 | 1.2766 | 1.2766 | 3 | Off-Peak
2023-05-04 | 5 | 4 | 1 | Non-Summer | 0.6231 | 1.1855 | 0 | 0 | Normal |  | 0 | 0 | 1.1855 | 1.1855 | 4 | Off-Peak
2023-05-04 01:00 | 5 | 4 | 2 | Non-Summer | 0.5966 | 1.1351 | 0 | 0 | Normal |  | 0 | 0 | 1.1351 | 1.1351 | 4 | Off-Peak
2023-05-04 02:00 | 5 | 4 | 3 | Non-Summer | 0.5844 | 1.1119 | 0 | 0 | Normal |  | 0 | 0 | 1.1119 | 1.1119 | 4 | Off-Peak
2023-05-04 03:00 | 5 | 4 | 4 | Non-Summer | 0.5849 | 1.1128 | 0 | 0 | Normal |  | 0 | 0 | 1.1128 | 1.1128 | 4 | Off-Peak
2023-05-04 04:00 | 5 | 4 | 5 | Non-Summer | 0.6007 | 1.1429 | 0 | 0 | Normal |  | 0 | 0 | 1.1429 | 1.1429 | 4 | Off-Peak
2023-05-04 05:00 | 5 | 4 | 6 | Non-Summer | 0.6417 | 1.2209 | 0.22108 | 0.22108 | Normal |  | 0 | 0.22108 | 0.99979 | 0.99979 | 4 | Peak
2023-05-04 06:00 | 5 | 4 | 7 | Non-Summer | 0.6842 | 1.3017 | 1.509 | 1.509 | Normal |  | 0.20728 | 1.3017 | 0 | -0.20728 | 4 | Peak
2023-05-04 07:00 | 5 | 4 | 8 | Non-Summer | 0.6776 | 1.2892 | 2.5838 | 2.5838 | Normal |  | 1.2946 | 1.2892 | 0 | -1.2946 | 4 | Peak
2023-05-04 08:00 | 5 | 4 | 9 | Non-Summer | 0.6388 | 1.2154 | 2.7718 | 2.7718 | Normal |  | 1.5564 | 1.2154 | 0 | -1.5564 | 4 | Peak
2023-05-04 09:00 | 5 | 4 | 10 | Non-Summer | 0.6121 | 1.1646 | 3.5367 | 3.5367 | Normal |  | 2.3721 | 1.1646 | 2.2204e-16 | -2.3721 | 4 | Peak
2023-05-04 10:00 | 5 | 4 | 11 | Non-Summer | 0.5942 | 1.1305 | 6.4507 | 6.4507 | Normal |  | 5.3202 | 1.1305 | 4.4409e-16 | -5.3202 | 4 | Peak
2023-05-04 11:00 | 5 | 4 | 12 | Non-Summer | 0.5889 | 1.1204 | 6.7444 | 6.7444 | Normal |  | 5.624 | 1.1204 | 4.4409e-16 | -5.624 | 4 | Peak
2023-05-04 12:00 | 5 | 4 | 13 | Non-Summer | 0.5913 | 1.125 | 6.5982 | 6.5982 | Normal |  | 5.4733 | 1.125 | 0 | -5.4733 | 4 | Peak
2023-05-04 13:00 | 5 | 4 | 14 | Non-Summer | 0.5924 | 1.1271 | 6.128 | 6.128 | Normal |  | 5.0009 | 1.1271 | 0 | -5.0009 | 4 | Peak
2023-05-04 14:00 | 5 | 4 | 15 | Non-Summer | 0.6009 | 1.1433 | 5.2464 | 5.2464 | Normal |  | 4.1031 | 1.1433 | 0 | -4.1031 | 4 | Peak
2023-05-04 15:00 | 5 | 4 | 16 | Non-Summer | 0.6308 | 1.2001 | 4.0751 | 4.0751 | Normal |  | 2.875 | 1.2001 | 0 | -2.875 | 4 | Peak
2023-05-04 16:00 | 5 | 4 | 17 | Non-Summer | 0.6809 | 1.2955 | 2.488 | 2.488 | Normal |  | 1.1926 | 1.2955 | 0 | -1.1926 | 4 | Peak
2023-05-04 17:00 | 5 | 4 | 18 | Non-Summer | 0.7307 | 1.3902 | 0.79557 | 0.79557 | Normal |  | 0 | 0.79557 | 0.59464 | 0.59464 | 4 | Peak
2023-05-04 18:00 | 5 | 4 | 19 | Non-Summer | 0.7628 | 1.4513 | 0.028261 | 0.028261 | Normal |  | 0 | 0.028261 | 1.423 | 1.423 | 4 | Peak
2023-05-04 19:00 | 5 | 4 | 20 | Non-Summer | 0.793 | 1.5087 | 0 | 0 | Normal |  | 0 | 0 | 1.5087 | 1.5087 | 4 | Peak
2023-05-04 20:00 | 5 | 4 | 21 | Non-Summer | 0.8517 | 1.6204 | 0 | 0 | Normal |  | 0 | 0 | 1.6204 | 1.6204 | 4 | Peak
2023-05-04 21:00 | 5 | 4 | 22 | Non-Summer | 0.8337 | 1.5862 | 0 | 0 | Normal |  | 0 | 0 | 1.5862 | 1.5862 | 4 | Off-Peak
2023-05-04 22:00 | 5 | 4 | 23 | Non-Summer | 0.7535 | 1.4336 | 0 | 0 | Normal |  | 0 | 0 | 1.4336 | 1.4336 | 4 | Off-Peak
2023-05-04 23:00 | 5 | 5 | 0 | Non-Summer | 0.6602 | 1.2561 | 0 | 0 | Normal |  | 0 | 0 | 1.2561 | 1.2561 | 4 | Off-Peak
2023-05-05 | 5 | 5 | 1 | Non-Summer | 0.5967 | 1.1353 | 0 | 0 | Normal |  | 0 | 0 | 1.1353 | 1.1353 | 5 | Off-Peak
2023-05-05 01:00 | 5 | 5 | 2 | Non-Summer | 0.5571 | 1.0599 | 0 | 0 | Normal |  | 0 | 0 | 1.0599 | 1.0599 | 5 | Off-Peak
2023-05-05 02:00 | 5 | 5 | 3 | Non-Summer | 0.5341 | 1.0162 | 0 | 0 | Normal |  | 0 | 0 | 1.0162 | 1.0162 | 5 | Off-Peak
2023-05-05 03:00 | 5 | 5 | 4 | Non-Summer | 0.5242 | 0.99732 | 0 | 0 | Normal |  | 0 | 0 | 0.99732 | 0.99732 | 5 | Off-Peak
2023-05-05 04:00 | 5 | 5 | 5 | Non-Summer | 0.5301 | 1.0085 | 0 | 0 | Normal |  | 0 | 0 | 1.0085 | 1.0085 | 5 | Off-Peak
2023-05-05 05:00 | 5 | 5 | 6 | Non-Summer | 0.5573 | 1.0603 | 0.21685 | 0.21685 | Normal |  | 0 | 0.21685 | 0.84345 | 0.84345 | 5 | Peak
2023-05-05 06:00 | 5 | 5 | 7 | Non-Summer | 0.5962 | 1.1343 | 1.0314 | 1.0314 | Normal |  | 0 | 1.0314 | 0.10289 | 0.10289 | 5 | Peak
2023-05-05 07:00 | 5 | 5 | 8 | Non-Summer | 0.613 | 1.1663 | 0.47301 | 0.47301 | Normal |  | 0 | 0.47301 | 0.69326 | 0.69326 | 5 | Peak
2023-05-05 08:00 | 5 | 5 | 9 | Non-Summer | 0.602 | 1.1453 | 0.97144 | 0.97144 | Normal |  | 0 | 0.97144 | 0.1739 | 0.1739 | 5 | Peak
2023-05-05 09:00 | 5 | 5 | 10 | Non-Summer | 0.5974 | 1.1366 | 4.1421 | 4.1421 | Normal |  | 3.0055 | 1.1366 | 0 | -3.0055 | 5 | Peak
2023-05-05 10:00 | 5 | 5 | 11 | Non-Summer | 0.5989 | 1.1394 | 5.3914 | 5.3914 | Normal |  | 4.2519 | 1.1394 | 0 | -4.2519 | 5 | Peak
2023-05-05 11:00 | 5 | 5 | 12 | Non-Summer | 0.6096 | 1.1598 | 5.031 | 5.031 | Normal |  | 3.8712 | 1.1598 | 0 | -3.8712 | 5 | Peak
2023-05-05 12:00 | 5 | 5 | 13 | Non-Summer | 0.6267 | 1.1923 | 6.4821 | 6.4821 | Normal |  | 5.2897 | 1.1923 | 0 | -5.2897 | 5 | Peak
2023-05-05 13:00 | 5 | 5 | 14 | Non-Summer | 0.6469 | 1.2308 | 6.1002 | 6.1002 | Normal |  | 4.8695 | 1.2308 | 2.2204e-16 | -4.8695 | 5 | Peak
2023-05-05 14:00 | 5 | 5 | 15 | Non-Summer | 0.6761 | 1.2863 | 5.2977 | 5.2977 | Normal |  | 4.0114 | 1.2863 | 0 | -4.0114 | 5 | Peak
2023-05-05 15:00 | 5 | 5 | 16 | Non-Summer | 0.7231 | 1.3757 | 4.1332 | 4.1332 | Normal |  | 2.7575 | 1.3757 | 0 | -2.7575 | 5 | Peak
2023-05-05 16:00 | 5 | 5 | 17 | Non-Summer | 0.7737 | 1.472 | 2.5584 | 2.5584 | Normal |  | 1.0864 | 1.472 | 0 | -1.0864 | 5 | Peak
2023-05-05 17:00 | 5 | 5 | 18 | Non-Summer | 0.8045 | 1.5306 | 0.84171 | 0.84171 | Normal |  | 0 | 0.84171 | 0.6889 | 0.6889 | 5 | Peak
2023-05-05 18:00 | 5 | 5 | 19 | Non-Summer | 0.8163 | 1.5531 | 0.032739 | 0.032739 | Normal |  | 0 | 0.032739 | 1.5203 | 1.5203 | 5 | Peak
2023-05-05 19:00 | 5 | 5 | 20 | Non-Summer | 0.8309 | 1.5808 | 0 | 0 | Normal |  | 0 | 0 | 1.5808 | 1.5808 | 5 | Peak
2023-05-05 20:00 | 5 | 5 | 21 | Non-Summer | 0.8765 | 1.6676 | 0 | 0 | Normal |  | 0 | 0 | 1.6676 | 1.6676 | 5 | Peak
2023-05-05 21:00 | 5 | 5 | 22 | Non-Summer | 0.8713 | 1.6577 | 0 | 0 | Normal |  | 0 | 0 | 1.6577 | 1.6577 | 5 | Off-Peak
2023-05-05 22:00 | 5 | 5 | 23 | Non-Summer | 0.8155 | 1.5515 | 0 | 0 | Normal |  | 0 | 0 | 1.5515 | 1.5515 | 5 | Off-Peak
2023-05-05 23:00 | 5 | 6 | 0 | Non-Summer | 0.7306 | 1.39 | 0 | 0 | Normal |  | 0 | 0 | 1.39 | 1.39 | 5 | Off-Peak
2023-05-06 | 5 | 6 | 1 | Non-Summer | 0.6571 | 1.2502 | 0 | 0 | Normal |  | 0 | 0 | 1.2502 | 1.2502 | 6 | Off-Peak
2023-05-06 01:00 | 5 | 6 | 2 | Non-Summer | 0.602 | 1.1453 | 0 | 0 | Normal |  | 0 | 0 | 1.1453 | 1.1453 | 6 | Off-Peak
2023-05-06 02:00 | 5 | 6 | 3 | Non-Summer | 0.5638 | 1.0727 | 0 | 0 | Normal |  | 0 | 0 | 1.0727 | 1.0727 | 6 | Off-Peak
2023-05-06 03:00 | 5 | 6 | 4 | Non-Summer | 0.5397 | 1.0268 | 0 | 0 | Normal |  | 0 | 0 | 1.0268 | 1.0268 | 6 | Off-Peak
2023-05-06 04:00 | 5 | 6 | 5 | Non-Summer | 0.5286 | 1.0057 | 0 | 0 | Normal |  | 0 | 0 | 1.0057 | 1.0057 | 6 | Off-Peak
2023-05-06 05:00 | 5 | 6 | 6 | Non-Summer | 0.5307 | 1.0097 | 0.22078 | 0.22078 | Normal |  | 0 | 0.22078 | 0.78891 | 0.78891 | 6 | Off-Peak
2023-05-06 06:00 | 5 | 6 | 7 | Non-Summer | 0.5503 | 1.047 | 1.6039 | 1.6039 | Normal |  | 0.55695 | 1.047 | 0 | -0.55695 | 6 | Off-Peak
2023-05-06 07:00 | 5 | 6 | 8 | Non-Summer | 0.5927 | 1.1276 | 3.4079 | 3.4079 | Normal |  | 2.2803 | 1.1276 | 0 | -2.2803 | 6 | Off-Peak
2023-05-06 08:00 | 5 | 6 | 9 | Non-Summer | 0.6382 | 1.2142 | 4.7734 | 4.7734 | Normal |  | 3.5591 | 1.2142 | 0 | -3.5591 | 6 | Off-Peak
2023-05-06 09:00 | 5 | 6 | 10 | Non-Summer | 0.6642 | 1.2637 | 5.8075 | 5.8075 | Normal |  | 4.5438 | 1.2637 | 2.2204e-16 | -4.5438 | 6 | Off-Peak
2023-05-06 10:00 | 5 | 6 | 11 | Non-Summer | 0.6767 | 1.2875 | 6.4361 | 6.4361 | Normal |  | 5.1487 | 1.2875 | 4.4409e-16 | -5.1487 | 6 | Off-Peak
2023-05-06 11:00 | 5 | 6 | 12 | Non-Summer | 0.6872 | 1.3074 | 6.705 | 6.705 | Normal |  | 5.3976 | 1.3074 | 2.2204e-16 | -5.3976 | 6 | Off-Peak
2023-05-06 12:00 | 5 | 6 | 13 | Non-Summer | 0.6922 | 1.317 | 5.8658 | 5.8658 | Normal |  | 4.5488 | 1.317 | 0 | -4.5488 | 6 | Off-Peak
2023-05-06 13:00 | 5 | 6 | 14 | Non-Summer | 0.6967 | 1.3255 | 6.2196 | 6.2196 | Normal |  | 4.894 | 1.3255 | 2.2204e-16 | -4.894 | 6 | Off-Peak
2023-05-06 14:00 | 5 | 6 | 15 | Non-Summer | 0.7165 | 1.3632 | 4.3098 | 4.3098 | Normal |  | 2.9466 | 1.3632 | 2.2204e-16 | -2.9466 | 6 | Off-Peak
2023-05-06 15:00 | 5 | 6 | 16 | Non-Summer | 0.756 | 1.4383 | 2.1298 | 2.1298 | Normal |  | 0.69141 | 1.4383 | 0 | -0.69141 | 6 | Off-Peak
2023-05-06 16:00 | 5 | 6 | 17 | Non-Summer | 0.8035 | 1.5287 | 2.1742 | 2.1742 | Normal |  | 0.6455 | 1.5287 | 0 | -0.6455 | 6 | Off-Peak
2023-05-06 17:00 | 5 | 6 | 18 | Non-Summer | 0.8393 | 1.5968 | 0.77829 | 0.77829 | Normal |  | 0 | 0.77829 | 0.81853 | 0.81853 | 6 | Off-Peak
2023-05-06 18:00 | 5 | 6 | 19 | Non-Summer | 0.8577 | 1.6318 | 0.046462 | 0.046462 | Normal |  | 0 | 0.046462 | 1.5854 | 1.5854 | 6 | Off-Peak
2023-05-06 19:00 | 5 | 6 | 20 | Non-Summer | 0.8721 | 1.6592 | 0 | 0 | Normal |  | 0 | 0 | 1.6592 | 1.6592 | 6 | Off-Peak
2023-05-06 20:00 | 5 | 6 | 21 | Non-Summer | 0.9213 | 1.7528 | 0 | 0 | Normal |  | 0 | 0 | 1.7528 | 1.7528 | 6 | Off-Peak
2023-05-06 21:00 | 5 | 6 | 22 | Non-Summer | 0.9265 | 1.7627 | 0 | 0 | Normal |  | 0 | 0 | 1.7627 | 1.7627 | 6 | Off-Peak
2023-05-06 22:00 | 5 | 6 | 23 | Non-Summer | 0.8798 | 1.6739 | 0 | 0 | Normal |  | 0 | 0 | 1.6739 | 1.6739 | 6 | Off-Peak
2023-05-06 23:00 | 5 | 7 | 0 | Non-Summer | 0.8012 | 1.5243 | 0 | 0 | Normal |  | 0 | 0 | 1.5243 | 1.5243 | 6 | Off-Peak
2023-05-07 | 5 | 7 | 1 | Non-Summer | 0.726 | 1.3813 | 0 | 0 | Normal |  | 0 | 0 | 1.3813 | 1.3813 | 7 | Off-Peak
2023-05-07 01:00 | 5 | 7 | 2 | Non-Summer | 0.6636 | 1.2625 | 0 | 0 | Normal |  | 0 | 0 | 1.2625 | 1.2625 | 7 | Off-Peak
2023-05-07 02:00 | 5 | 7 | 3 | Non-Summer | 0.6174 | 1.1746 | 0 | 0 | Normal |  | 0 | 0 | 1.1746 | 1.1746 | 7 | Off-Peak
2023-05-07 03:00 | 5 | 7 | 4 | Non-Summer | 0.5852 | 1.1134 | 0 | 0 | Normal |  | 0 | 0 | 1.1134 | 1.1134 | 7 | Off-Peak
2023-05-07 04:00 | 5 | 7 | 5 | Non-Summer | 0.5645 | 1.074 | 0 | 0 | Normal |  | 0 | 0 | 1.074 | 1.074 | 7 | Off-Peak
2023-05-07 05:00 | 5 | 7 | 6 | Non-Summer | 0.5582 | 1.062 | 0.019305 | 0.019305 | Normal |  | 0 | 0.019305 | 1.0427 | 1.0427 | 7 | Off-Peak
2023-05-07 06:00 | 5 | 7 | 7 | Non-Summer | 0.5653 | 1.0755 | 0.15083 | 0.15083 | Normal |  | 0 | 0.15083 | 0.92469 | 0.92469 | 7 | Off-Peak
2023-05-07 07:00 | 5 | 7 | 8 | Non-Summer | 0.6183 | 1.1764 | 0.31362 | 0.31362 | Normal |  | 0 | 0.31362 | 0.86274 | 0.86274 | 7 | Off-Peak
2023-05-07 08:00 | 5 | 7 | 9 | Non-Summer | 0.7175 | 1.3651 | 4.0535 | 4.0535 | Normal |  | 2.6884 | 1.3651 | 0 | -2.6884 | 7 | Off-Peak
2023-05-07 09:00 | 5 | 7 | 10 | Non-Summer | 0.8241 | 1.5679 | 1.7733 | 1.7733 | Normal |  | 0.20536 | 1.5679 | 0 | -0.20536 | 7 | Off-Peak
2023-05-07 10:00 | 5 | 7 | 11 | Non-Summer | 0.9328 | 1.7747 | 1.4792 | 1.4792 | Normal |  | 0 | 1.4792 | 0.29552 | 0.29552 | 7 | Off-Peak
2023-05-07 11:00 | 5 | 7 | 12 | Non-Summer | 1.0508 | 1.9992 | 0.6861 | 0.6861 | Normal |  | 0 | 0.6861 | 1.3131 | 1.3131 | 7 | Off-Peak
2023-05-07 12:00 | 5 | 7 | 13 | Non-Summer | 1.1717 | 2.2292 | 1.3774 | 1.3774 | Normal |  | 0 | 1.3774 | 0.85184 | 0.85184 | 7 | Off-Peak
2023-05-07 13:00 | 5 | 7 | 14 | Non-Summer | 1.2741 | 2.4241 | 3.751 | 3.751 | Normal |  | 1.3269 | 2.4241 | 0 | -1.3269 | 7 | Off-Peak
2023-05-07 14:00 | 5 | 7 | 15 | Non-Summer | 1.3572 | 2.5822 | 2.7459 | 2.7459 | Normal |  | 0.16376 | 2.5822 | 0 | -0.16376 | 7 | Off-Peak
2023-05-07 15:00 | 5 | 7 | 16 | Non-Summer | 1.4249 | 2.711 | 0.70825 | 0.70825 | Normal |  | 0 | 0.70825 | 2.0027 | 2.0027 | 7 | Off-Peak
2023-05-07 16:00 | 5 | 7 | 17 | Non-Summer | 1.4603 | 2.7783 | 1.3605 | 1.3605 | Normal |  | 0 | 1.3605 | 1.4178 | 1.4178 | 7 | Off-Peak
2023-05-07 17:00 | 5 | 7 | 18 | Non-Summer | 1.4506 | 2.7599 | 0.15041 | 0.15041 | Normal |  | 0 | 0.15041 | 2.6094 | 2.6094 | 7 | Off-Peak
2023-05-07 18:00 | 5 | 7 | 19 | Non-Summer | 1.3799 | 2.6253 | 0.050367 | 0.050367 | Normal |  | 0 | 0.050367 | 2.575 | 2.575 | 7 | Off-Peak
2023-05-07 19:00 | 5 | 7 | 20 | Non-Summer | 1.2773 | 2.4301 | 0 | 0 | Normal |  | 0 | 0 | 2.4301 | 2.4301 | 7 | Off-Peak
2023-05-07 20:00 | 5 | 7 | 21 | Non-Summer | 1.2173 | 2.316 | 0 | 0 | Normal |  | 0 | 0 | 2.316 | 2.316 | 7 | Off-Peak
2023-05-07 21:00 | 5 | 7 | 22 | Non-Summer | 1.114 | 2.1195 | 0 | 0 | Normal |  | 0 | 0 | 2.1195 | 2.1195 | 7 | Off-Peak
2023-05-07 22:00 | 5 | 7 | 23 | Non-Summer | 0.9721 | 1.8495 | 0 | 0 | Normal |  | 0 | 0 | 1.8495 | 1.8495 | 7 | Off-Peak
2023-05-07 23:00 | 5 | 8 | 0 | Non-Summer | 0.8308 | 1.5806 | 0 | 0 | Normal |  | 0 | 0 | 1.5806 | 1.5806 | 7 | Off-Peak
2023-05-08 | 5 | 8 | 1 | Non-Summer | 0.7315 | 1.3917 | 0 | 0 | Normal |  | 0 | 0 | 1.3917 | 1.3917 | 1 | Off-Peak
2023-05-08 01:00 | 5 | 8 | 2 | Non-Summer | 0.6577 | 1.2513 | 0 | 0 | Normal |  | 0 | 0 | 1.2513 | 1.2513 | 1 | Off-Peak
2023-05-08 02:00 | 5 | 8 | 3 | Non-Summer | 0.6101 | 1.1608 | 0 | 0 | Normal |  | 0 | 0 | 1.1608 | 1.1608 | 1 | Off-Peak
2023-05-08 03:00 | 5 | 8 | 4 | Non-Summer | 0.5795 | 1.1025 | 0 | 0 | Normal |  | 0 | 0 | 1.1025 | 1.1025 | 1 | Off-Peak
2023-05-08 04:00 | 5 | 8 | 5 | Non-Summer | 0.5674 | 1.0795 | 0 | 0 | Normal |  | 0 | 0 | 1.0795 | 1.0795 | 1 | Off-Peak
2023-05-08 05:00 | 5 | 8 | 6 | Non-Summer | 0.5793 | 1.1022 | 0.28834 | 0.28834 | Normal |  | 0 | 0.28834 | 0.81381 | 0.81381 | 1 | Peak
2023-05-08 06:00 | 5 | 8 | 7 | Non-Summer | 0.6193 | 1.1783 | 0.41064 | 0.41064 | Normal |  | 0 | 0.41064 | 0.76762 | 0.76762 | 1 | Peak
2023-05-08 07:00 | 5 | 8 | 8 | Non-Summer | 0.646 | 1.2291 | 0.54965 | 0.54965 | Normal |  | 0 | 0.54965 | 0.6794 | 0.6794 | 1 | Peak
2023-05-08 08:00 | 5 | 8 | 9 | Non-Summer | 0.6369 | 1.2117 | 2.2685 | 2.2685 | Normal |  | 1.0567 | 1.2117 | 0 | -1.0567 | 1 | Peak
2023-05-08 09:00 | 5 | 8 | 10 | Non-Summer | 0.6449 | 1.227 | 0.92496 | 0.92496 | Normal |  | 0 | 0.92496 | 0.302 | 0.302 | 1 | Peak
2023-05-08 10:00 | 5 | 8 | 11 | Non-Summer | 0.6563 | 1.2487 | 1.0379 | 1.0379 | Normal |  | 0 | 1.0379 | 0.21075 | 0.21075 | 1 | Peak
2023-05-08 11:00 | 5 | 8 | 12 | Non-Summer | 0.6714 | 1.2774 | 1.467 | 1.467 | Normal |  | 0.18958 | 1.2774 | 0 | -0.18958 | 1 | Peak
2023-05-08 12:00 | 5 | 8 | 13 | Non-Summer | 0.684 | 1.3014 | 1.7411 | 1.7411 | Normal |  | 0.43972 | 1.3014 | 0 | -0.43972 | 1 | Peak
2023-05-08 13:00 | 5 | 8 | 14 | Non-Summer | 0.6803 | 1.2943 | 2.6399 | 2.6399 | Normal |  | 1.3456 | 1.2943 | 0 | -1.3456 | 1 | Peak
2023-05-08 14:00 | 5 | 8 | 15 | Non-Summer | 0.6775 | 1.289 | 3.2995 | 3.2995 | Normal |  | 2.0105 | 1.289 | 0 | -2.0105 | 1 | Peak
2023-05-08 15:00 | 5 | 8 | 16 | Non-Summer | 0.7008 | 1.3333 | 3.8721 | 3.8721 | Normal |  | 2.5388 | 1.3333 | 0 | -2.5388 | 1 | Peak
2023-05-08 16:00 | 5 | 8 | 17 | Non-Summer | 0.7542 | 1.4349 | 1.293 | 1.293 | Normal |  | 0 | 1.293 | 0.14195 | 0.14195 | 1 | Peak
2023-05-08 17:00 | 5 | 8 | 18 | Non-Summer | 0.819 | 1.5582 | 0.90437 | 0.90437 | Normal |  | 0 | 0.90437 | 0.65383 | 0.65383 | 1 | Peak
2023-05-08 18:00 | 5 | 8 | 19 | Non-Summer | 0.8537 | 1.6242 | 0.054191 | 0.054191 | Normal |  | 0 | 0.054191 | 1.57 | 1.57 | 1 | Peak
2023-05-08 19:00 | 5 | 8 | 20 | Non-Summer | 0.8741 | 1.663 | 0 | 0 | Normal |  | 0 | 0 | 1.663 | 1.663 | 1 | Peak
2023-05-08 20:00 | 5 | 8 | 21 | Non-Summer | 0.8888 | 1.691 | 0 | 0 | Normal |  | 0 | 0 | 1.691 | 1.691 | 1 | Peak
2023-05-08 21:00 | 5 | 8 | 22 | Non-Summer | 0.8486 | 1.6145 | 0 | 0 | Normal |  | 0 | 0 | 1.6145 | 1.6145 | 1 | Off-Peak
2023-05-08 22:00 | 5 | 8 | 23 | Non-Summer | 0.761 | 1.4479 | 0 | 0 | Normal |  | 0 | 0 | 1.4479 | 1.4479 | 1 | Off-Peak
2023-05-08 23:00 | 5 | 9 | 0 | Non-Summer | 0.6707 | 1.276 | 0 | 0 | Normal |  | 0 | 0 | 1.276 | 1.276 | 1 | Off-Peak
2023-05-09 | 5 | 9 | 1 | Non-Summer | 0.6131 | 1.1665 | 0 | 0 | Normal |  | 0 | 0 | 1.1665 | 1.1665 | 2 | Off-Peak
2023-05-09 01:00 | 5 | 9 | 2 | Non-Summer | 0.5781 | 1.0999 | 0 | 0 | Normal |  | 0 | 0 | 1.0999 | 1.0999 | 2 | Off-Peak
2023-05-09 02:00 | 5 | 9 | 3 | Non-Summer | 0.5584 | 1.0624 | 0 | 0 | Normal |  | 0 | 0 | 1.0624 | 1.0624 | 2 | Off-Peak
2023-05-09 03:00 | 5 | 9 | 4 | Non-Summer | 0.5505 | 1.0474 | 0 | 0 | Normal |  | 0 | 0 | 1.0474 | 1.0474 | 2 | Off-Peak
2023-05-09 04:00 | 5 | 9 | 5 | Non-Summer | 0.5584 | 1.0624 | 0 | 0 | Normal |  | 0 | 0 | 1.0624 | 1.0624 | 2 | Off-Peak
2023-05-09 05:00 | 5 | 9 | 6 | Non-Summer | 0.5911 | 1.1246 | 0.28404 | 0.28404 | Normal |  | 0 | 0.28404 | 0.84056 | 0.84056 | 2 | Peak
2023-05-09 06:00 | 5 | 9 | 7 | Non-Summer | 0.6339 | 1.206 | 1.6511 | 1.6511 | Normal |  | 0.44503 | 1.206 | 0 | -0.44503 | 2 | Peak
2023-05-09 07:00 | 5 | 9 | 8 | Non-Summer | 0.6408 | 1.2192 | 3.403 | 3.403 | Normal |  | 2.1839 | 1.2192 | 2.2204e-16 | -2.1839 | 2 | Peak
2023-05-09 08:00 | 5 | 9 | 9 | Non-Summer | 0.6155 | 1.171 | 4.8012 | 4.8012 | Normal |  | 3.6302 | 1.171 | 0 | -3.6302 | 2 | Peak
2023-05-09 09:00 | 5 | 9 | 10 | Non-Summer | 0.6019 | 1.1452 | 5.8778 | 5.8778 | Normal |  | 4.7326 | 1.1452 | 0 | -4.7326 | 2 | Peak
2023-05-09 10:00 | 5 | 9 | 11 | Non-Summer | 0.5973 | 1.1364 | 6.5227 | 6.5227 | Normal |  | 5.3863 | 1.1364 | 0 | -5.3863 | 2 | Peak
2023-05-09 11:00 | 5 | 9 | 12 | Non-Summer | 0.6019 | 1.1452 | 6.7461 | 6.7461 | Normal |  | 5.601 | 1.1452 | 0 | -5.601 | 2 | Peak
2023-05-09 12:00 | 5 | 9 | 13 | Non-Summer | 0.6143 | 1.1687 | 6.5823 | 6.5823 | Normal |  | 5.4135 | 1.1687 | 0 | -5.4135 | 2 | Peak
2023-05-09 13:00 | 5 | 9 | 14 | Non-Summer | 0.6267 | 1.1923 | 6.0446 | 6.0446 | Normal |  | 4.8522 | 1.1923 | 0 | -4.8522 | 2 | Peak
2023-05-09 14:00 | 5 | 9 | 15 | Non-Summer | 0.649 | 1.2348 | 5.2406 | 5.2406 | Normal |  | 4.0058 | 1.2348 | 0 | -4.0058 | 2 | Peak
2023-05-09 15:00 | 5 | 9 | 16 | Non-Summer | 0.6953 | 1.3229 | 3.2121 | 3.2121 | Normal |  | 1.8893 | 1.3229 | 0 | -1.8893 | 2 | Peak
2023-05-09 16:00 | 5 | 9 | 17 | Non-Summer | 0.753 | 1.4326 | 2.5953 | 2.5953 | Normal |  | 1.1627 | 1.4326 | 0 | -1.1627 | 2 | Peak
2023-05-09 17:00 | 5 | 9 | 18 | Non-Summer | 0.8065 | 1.5344 | 0.9082 | 0.9082 | Normal |  | 0 | 0.9082 | 0.62621 | 0.62621 | 2 | Peak
2023-05-09 18:00 | 5 | 9 | 19 | Non-Summer | 0.8369 | 1.5923 | 0.064131 | 0.064131 | Normal |  | 0 | 0.064131 | 1.5281 | 1.5281 | 2 | Peak
2023-05-09 19:00 | 5 | 9 | 20 | Non-Summer | 0.8505 | 1.6181 | 0 | 0 | Normal |  | 0 | 0 | 1.6181 | 1.6181 | 2 | Peak
2023-05-09 20:00 | 5 | 9 | 21 | Non-Summer | 0.8943 | 1.7015 | 0 | 0 | Normal |  | 0 | 0 | 1.7015 | 1.7015 | 2 | Peak
2023-05-09 21:00 | 5 | 9 | 22 | Non-Summer | 0.8688 | 1.6529 | 0 | 0 | Normal |  | 0 | 0 | 1.6529 | 1.6529 | 2 | Off-Peak
2023-05-09 22:00 | 5 | 9 | 23 | Non-Summer | 0.7759 | 1.4762 | 0 | 0 | Normal |  | 0 | 0 | 1.4762 | 1.4762 | 2 | Off-Peak
2023-05-09 23:00 | 5 | 10 | 0 | Non-Summer | 0.6727 | 1.2799 | 0 | 0 | Normal |  | 0 | 0 | 1.2799 | 1.2799 | 2 | Off-Peak
2023-05-10 | 5 | 10 | 1 | Non-Summer | 0.6044 | 1.1499 | 0 | 0 | Normal |  | 0 | 0 | 1.1499 | 1.1499 | 3 | Off-Peak
2023-05-10 01:00 | 5 | 10 | 2 | Non-Summer | 0.5646 | 1.0742 | 0 | 0 | Normal |  | 0 | 0 | 1.0742 | 1.0742 | 3 | Off-Peak
2023-05-10 02:00 | 5 | 10 | 3 | Non-Summer | 0.5422 | 1.0316 | 0 | 0 | Normal |  | 0 | 0 | 1.0316 | 1.0316 | 3 | Off-Peak
2023-05-10 03:00 | 5 | 10 | 4 | Non-Summer | 0.5332 | 1.0144 | 0 | 0 | Normal |  | 0 | 0 | 1.0144 | 1.0144 | 3 | Off-Peak
2023-05-10 04:00 | 5 | 10 | 5 | Non-Summer | 0.5401 | 1.0276 | 0 | 0 | Normal |  | 0 | 0 | 1.0276 | 1.0276 | 3 | Off-Peak
2023-05-10 05:00 | 5 | 10 | 6 | Non-Summer | 0.5682 | 1.081 | 0.29513 | 0.29513 | Normal |  | 0 | 0.29513 | 0.78591 | 0.78591 | 3 | Peak
2023-05-10 06:00 | 5 | 10 | 7 | Non-Summer | 0.6082 | 1.1571 | 1.6284 | 1.6284 | Normal |  | 0.47129 | 1.1571 | 0 | -0.47129 | 3 | Peak
2023-05-10 07:00 | 5 | 10 | 8 | Non-Summer | 0.6204 | 1.1804 | 3.364 | 3.364 | Normal |  | 2.1837 | 1.1804 | 0 | -2.1837 | 3 | Peak
2023-05-10 08:00 | 5 | 10 | 9 | Non-Summer | 0.6033 | 1.1478 | 4.7751 | 4.7751 | Normal |  | 3.6272 | 1.1478 | 0 | -3.6272 | 3 | Peak
2023-05-10 09:00 | 5 | 10 | 10 | Non-Summer | 0.5968 | 1.1354 | 4.9038 | 4.9038 | Normal |  | 3.7683 | 1.1354 | 0 | -3.7683 | 3 | Peak
2023-05-10 10:00 | 5 | 10 | 11 | Non-Summer | 0.6018 | 1.145 | 4.8194 | 4.8194 | Normal |  | 3.6744 | 1.145 | 0 | -3.6744 | 3 | Peak
2023-05-10 11:00 | 5 | 10 | 12 | Non-Summer | 0.6198 | 1.1792 | 5.2651 | 5.2651 | Normal |  | 4.0859 | 1.1792 | 0 | -4.0859 | 3 | Peak
2023-05-10 12:00 | 5 | 10 | 13 | Non-Summer | 0.6482 | 1.2332 | 4.3631 | 4.3631 | Normal |  | 3.1299 | 1.2332 | 0 | -3.1299 | 3 | Peak
2023-05-10 13:00 | 5 | 10 | 14 | Non-Summer | 0.684 | 1.3014 | 4.0864 | 4.0864 | Normal |  | 2.785 | 1.3014 | 2.2204e-16 | -2.785 | 3 | Peak
2023-05-10 14:00 | 5 | 10 | 15 | Non-Summer | 0.7379 | 1.4039 | 2.7233 | 2.7233 | Normal |  | 1.3194 | 1.4039 | 0 | -1.3194 | 3 | Peak
2023-05-10 15:00 | 5 | 10 | 16 | Non-Summer | 0.8251 | 1.5698 | 2.4355 | 2.4355 | Normal |  | 0.86573 | 1.5698 | 0 | -0.86573 | 3 | Peak
2023-05-10 16:00 | 5 | 10 | 17 | Non-Summer | 0.9298 | 1.769 | 1.7244 | 1.7244 | Normal |  | 0 | 1.7244 | 0.044567 | 0.044567 | 3 | Peak
2023-05-10 17:00 | 5 | 10 | 18 | Non-Summer | 1.0162 | 1.9334 | 0.65442 | 0.65442 | Normal |  | 0 | 0.65442 | 1.279 | 1.279 | 3 | Peak
2023-05-10 18:00 | 5 | 10 | 19 | Non-Summer | 1.0415 | 1.9815 | 0.066329 | 0.066329 | Normal |  | 0 | 0.066329 | 1.9152 | 1.9152 | 3 | Peak
2023-05-10 19:00 | 5 | 10 | 20 | Non-Summer | 1.0133 | 1.9279 | 0 | 0 | Normal |  | 0 | 0 | 1.9279 | 1.9279 | 3 | Peak
2023-05-10 20:00 | 5 | 10 | 21 | Non-Summer | 1.0179 | 1.9366 | 0 | 0 | Normal |  | 0 | 0 | 1.9366 | 1.9366 | 3 | Peak
2023-05-10 21:00 | 5 | 10 | 22 | Non-Summer | 0.9752 | 1.8554 | 0 | 0 | Normal |  | 0 | 0 | 1.8554 | 1.8554 | 3 | Off-Peak
2023-05-10 22:00 | 5 | 10 | 23 | Non-Summer | 0.862 | 1.64 | 0 | 0 | Normal |  | 0 | 0 | 1.64 | 1.64 | 3 | Off-Peak
2023-05-10 23:00 | 5 | 11 | 0 | Non-Summer | 0.733 | 1.3946 | 0 | 0 | Normal |  | 0 | 0 | 1.3946 | 1.3946 | 3 | Off-Peak
2023-05-11 | 5 | 11 | 1 | Non-Summer | 0.6429 | 1.2232 | 0 | 0 | Normal |  | 0 | 0 | 1.2232 | 1.2232 | 4 | Off-Peak
2023-05-11 01:00 | 5 | 11 | 2 | Non-Summer | 0.5859 | 1.1147 | 0 | 0 | Normal |  | 0 | 0 | 1.1147 | 1.1147 | 4 | Off-Peak
2023-05-11 02:00 | 5 | 11 | 3 | Non-Summer | 0.5517 | 1.0496 | 0 | 0 | Normal |  | 0 | 0 | 1.0496 | 1.0496 | 4 | Off-Peak
2023-05-11 03:00 | 5 | 11 | 4 | Non-Summer | 0.5346 | 1.0171 | 0 | 0 | Normal |  | 0 | 0 | 1.0171 | 1.0171 | 4 | Off-Peak
2023-05-11 04:00 | 5 | 11 | 5 | Non-Summer | 0.5333 | 1.0146 | 0 | 0 | Normal |  | 0 | 0 | 1.0146 | 1.0146 | 4 | Off-Peak
2023-05-11 05:00 | 5 | 11 | 6 | Non-Summer | 0.5542 | 1.0544 | 0.29176 | 0.29176 | Normal |  | 0 | 0.29176 | 0.76264 | 0.76264 | 4 | Peak
2023-05-11 06:00 | 5 | 11 | 7 | Non-Summer | 0.5893 | 1.1212 | 0.047091 | 0.047091 | Normal |  | 0 | 0.047091 | 1.0741 | 1.0741 | 4 | Peak
2023-05-11 07:00 | 5 | 11 | 8 | Non-Summer | 0.611 | 1.1625 | 0.1039 | 0.1039 | Normal |  | 0 | 0.1039 | 1.0586 | 1.0586 | 4 | Peak
2023-05-11 08:00 | 5 | 11 | 9 | Non-Summer | 0.6109 | 1.1623 | 1.5534 | 1.5534 | Normal |  | 0.39116 | 1.1623 | 0 | -0.39116 | 4 | Peak
2023-05-11 09:00 | 5 | 11 | 10 | Non-Summer | 0.6264 | 1.1918 | 1.1259 | 1.1259 | Normal |  | 0 | 1.1259 | 0.065901 | 0.065901 | 4 | Peak
2023-05-11 10:00 | 5 | 11 | 11 | Non-Summer | 0.6565 | 1.249 | 0.85453 | 0.85453 | Normal |  | 0 | 0.85453 | 0.3945 | 0.3945 | 4 | Peak
2023-05-11 11:00 | 5 | 11 | 12 | Non-Summer | 0.7015 | 1.3346 | 0.39778 | 0.39778 | Normal |  | 0 | 0.39778 | 0.93686 | 0.93686 | 4 | Peak
2023-05-11 12:00 | 5 | 11 | 13 | Non-Summer | 0.7664 | 1.4581 | 0.76545 | 0.76545 | Normal |  | 0 | 0.76545 | 0.69267 | 0.69267 | 4 | Peak
2023-05-11 13:00 | 5 | 11 | 14 | Non-Summer | 0.842 | 1.602 | 1.0636 | 1.0636 | Normal |  | 0 | 1.0636 | 0.53839 | 0.53839 | 4 | Peak
2023-05-11 14:00 | 5 | 11 | 15 | Non-Summer | 0.9306 | 1.7705 | 0.61475 | 0.61475 | Normal |  | 0 | 0.61475 | 1.1558 | 1.1558 | 4 | Peak
2023-05-11 15:00 | 5 | 11 | 16 | Non-Summer | 1.0434 | 1.9851 | 0.31023 | 0.31023 | Normal |  | 0 | 0.31023 | 1.6749 | 1.6749 | 4 | Peak
2023-05-11 16:00 | 5 | 11 | 17 | Non-Summer | 1.1507 | 2.1893 | 0.27553 | 0.27553 | Normal |  | 0 | 0.27553 | 1.9138 | 1.9138 | 4 | Peak
2023-05-11 17:00 | 5 | 11 | 18 | Non-Summer | 1.2028 | 2.2884 | 0.92871 | 0.92871 | Normal |  | 0 | 0.92871 | 1.3597 | 1.3597 | 4 | Peak
2023-05-11 18:00 | 5 | 11 | 19 | Non-Summer | 1.1827 | 2.2502 | 0.080168 | 0.080168 | Normal |  | 0 | 0.080168 | 2.17 | 2.17 | 4 | Peak
2023-05-11 19:00 | 5 | 11 | 20 | Non-Summer | 1.1413 | 2.1714 | 0 | 0 | Normal |  | 0 | 0 | 2.1714 | 2.1714 | 4 | Peak
2023-05-11 20:00 | 5 | 11 | 21 | Non-Summer | 1.1414 | 2.1716 | 0 | 0 | Normal |  | 0 | 0 | 2.1716 | 2.1716 | 4 | Peak
2023-05-11 21:00 | 5 | 11 | 22 | Non-Summer | 1.0974 | 2.0879 | 0 | 0 | Normal |  | 0 | 0 | 2.0879 | 2.0879 | 4 | Off-Peak
2023-05-11 22:00 | 5 | 11 | 23 | Non-Summer | 0.9736 | 1.8523 | 0 | 0 | Normal |  | 0 | 0 | 1.8523 | 1.8523 | 4 | Off-Peak
2023-05-11 23:00 | 5 | 12 | 0 | Non-Summer | 0.8348 | 1.5883 | 0 | 0 | Normal |  | 0 | 0 | 1.5883 | 1.5883 | 4 | Off-Peak
2023-05-12 | 5 | 12 | 1 | Non-Summer | 0.7314 | 1.3915 | 0 | 0 | Normal |  | 0 | 0 | 1.3915 | 1.3915 | 5 | Off-Peak
2023-05-12 01:00 | 5 | 12 | 2 | Non-Summer | 0.6614 | 1.2584 | 0 | 0 | Normal |  | 0 | 0 | 1.2584 | 1.2584 | 5 | Off-Peak
2023-05-12 02:00 | 5 | 12 | 3 | Non-Summer | 0.6163 | 1.1725 | 0 | 0 | Normal |  | 0 | 0 | 1.1725 | 1.1725 | 5 | Off-Peak
2023-05-12 03:00 | 5 | 12 | 4 | Non-Summer | 0.5887 | 1.12 | 0 | 0 | Normal |  | 0 | 0 | 1.12 | 1.12 | 5 | Off-Peak
2023-05-12 04:00 | 5 | 12 | 5 | Non-Summer | 0.5769 | 1.0976 | 0 | 0 | Normal |  | 0 | 0 | 1.0976 | 1.0976 | 5 | Off-Peak
2023-05-12 05:00 | 5 | 12 | 6 | Non-Summer | 0.5877 | 1.1181 | 0.096923 | 0.096923 | Normal |  | 0 | 0.096923 | 1.0212 | 1.0212 | 5 | Peak
2023-05-12 06:00 | 5 | 12 | 7 | Non-Summer | 0.6227 | 1.1847 | 0.40292 | 0.40292 | Normal |  | 0 | 0.40292 | 0.78181 | 0.78181 | 5 | Peak
2023-05-12 07:00 | 5 | 12 | 8 | Non-Summer | 0.6559 | 1.2479 | 1.1485 | 1.1485 | Normal |  | 0 | 1.1485 | 0.099437 | 0.099437 | 5 | Peak
2023-05-12 08:00 | 5 | 12 | 9 | Non-Summer | 0.6587 | 1.2532 | 1.5374 | 1.5374 | Normal |  | 0.28423 | 1.2532 | 0 | -0.28423 | 5 | Peak
2023-05-12 09:00 | 5 | 12 | 10 | Non-Summer | 0.6672 | 1.2694 | 2.2505 | 2.2505 | Normal |  | 0.98113 | 1.2694 | 0 | -0.98113 | 5 | Peak
2023-05-12 10:00 | 5 | 12 | 11 | Non-Summer | 0.6917 | 1.316 | 2.8664 | 2.8664 | Normal |  | 1.5504 | 1.316 | 0 | -1.5504 | 5 | Peak
2023-05-12 11:00 | 5 | 12 | 12 | Non-Summer | 0.7334 | 1.3953 | 2.0926 | 2.0926 | Normal |  | 0.69726 | 1.3953 | 0 | -0.69726 | 5 | Peak
2023-05-12 12:00 | 5 | 12 | 13 | Non-Summer | 0.7769 | 1.4781 | 1.5305 | 1.5305 | Normal |  | 0.05237 | 1.4781 | 0 | -0.05237 | 5 | Peak
2023-05-12 13:00 | 5 | 12 | 14 | Non-Summer | 0.8233 | 1.5664 | 1.5884 | 1.5884 | Normal |  | 0.022017 | 1.5664 | 0 | -0.022017 | 5 | Peak
2023-05-12 14:00 | 5 | 12 | 15 | Non-Summer | 0.8501 | 1.6174 | 1.9249 | 1.9249 | Normal |  | 0.30758 | 1.6174 | 0 | -0.30758 | 5 | Peak
2023-05-12 15:00 | 5 | 12 | 16 | Non-Summer | 0.8817 | 1.6775 | 0.42487 | 0.42487 | Normal |  | 0 | 0.42487 | 1.2526 | 1.2526 | 5 | Peak
2023-05-12 16:00 | 5 | 12 | 17 | Non-Summer | 0.9179 | 1.7464 | 1.4703 | 1.4703 | Normal |  | 0 | 1.4703 | 0.27608 | 0.27608 | 5 | Peak
2023-05-12 17:00 | 5 | 12 | 18 | Non-Summer | 0.9473 | 1.8023 | 0.008322 | 0.008322 | Normal |  | 0 | 0.008322 | 1.794 | 1.794 | 5 | Peak
2023-05-12 18:00 | 5 | 12 | 19 | Non-Summer | 0.9542 | 1.8154 | 0.095988 | 0.095988 | Normal |  | 0 | 0.095988 | 1.7194 | 1.7194 | 5 | Peak
2023-05-12 19:00 | 5 | 12 | 20 | Non-Summer | 0.9536 | 1.8143 | 0 | 0 | Normal |  | 0 | 0 | 1.8143 | 1.8143 | 5 | Peak
2023-05-12 20:00 | 5 | 12 | 21 | Non-Summer | 0.968 | 1.8417 | 0 | 0 | Normal |  | 0 | 0 | 1.8417 | 1.8417 | 5 | Peak
2023-05-12 21:00 | 5 | 12 | 22 | Non-Summer | 0.9463 | 1.8004 | 0 | 0 | Normal |  | 0 | 0 | 1.8004 | 1.8004 | 5 | Off-Peak
2023-05-12 22:00 | 5 | 12 | 23 | Non-Summer | 0.874 | 1.6628 | 0 | 0 | Normal |  | 0 | 0 | 1.6628 | 1.6628 | 5 | Off-Peak
2023-05-12 23:00 | 5 | 13 | 0 | Non-Summer | 0.7728 | 1.4703 | 0 | 0 | Normal |  | 0 | 0 | 1.4703 | 1.4703 | 5 | Off-Peak
2023-05-13 | 5 | 13 | 1 | Non-Summer | 0.6883 | 1.3095 | 0 | 0 | Normal |  | 0 | 0 | 1.3095 | 1.3095 | 6 | Off-Peak
2023-05-13 01:00 | 5 | 13 | 2 | Non-Summer | 0.6264 | 1.1918 | 0 | 0 | Normal |  | 0 | 0 | 1.1918 | 1.1918 | 6 | Off-Peak
2023-05-13 02:00 | 5 | 13 | 3 | Non-Summer | 0.5856 | 1.1141 | 0 | 0 | Normal |  | 0 | 0 | 1.1141 | 1.1141 | 6 | Off-Peak
2023-05-13 03:00 | 5 | 13 | 4 | Non-Summer | 0.5606 | 1.0666 | 0 | 0 | Normal |  | 0 | 0 | 1.0666 | 1.0666 | 6 | Off-Peak
2023-05-13 04:00 | 5 | 13 | 5 | Non-Summer | 0.5473 | 1.0413 | 0 | 0 | Normal |  | 0 | 0 | 1.0413 | 1.0413 | 6 | Off-Peak
2023-05-13 05:00 | 5 | 13 | 6 | Non-Summer | 0.5478 | 1.0422 | 0.001061 | 0.001061 | Normal |  | 0 | 0.001061 | 1.0412 | 1.0412 | 6 | Off-Peak
2023-05-13 06:00 | 5 | 13 | 7 | Non-Summer | 0.5652 | 1.0753 | 0.48814 | 0.48814 | Normal |  | 0 | 0.48814 | 0.58719 | 0.58719 | 6 | Off-Peak
2023-05-13 07:00 | 5 | 13 | 8 | Non-Summer | 0.6087 | 1.1581 | 0.53471 | 0.53471 | Normal |  | 0 | 0.53471 | 0.62338 | 0.62338 | 6 | Off-Peak
2023-05-13 08:00 | 5 | 13 | 9 | Non-Summer | 0.6575 | 1.2509 | 0.55666 | 0.55666 | Normal |  | 0 | 0.55666 | 0.69427 | 0.69427 | 6 | Off-Peak
2023-05-13 09:00 | 5 | 13 | 10 | Non-Summer | 0.6886 | 1.3101 | 1.9394 | 1.9394 | Normal |  | 0.62934 | 1.3101 | 0 | -0.62934 | 6 | Off-Peak
2023-05-13 10:00 | 5 | 13 | 11 | Non-Summer | 0.7059 | 1.343 | 2.2035 | 2.2035 | Normal |  | 0.86049 | 1.343 | 0 | -0.86049 | 6 | Off-Peak
2023-05-13 11:00 | 5 | 13 | 12 | Non-Summer | 0.7231 | 1.3757 | 5.2226 | 5.2226 | Normal |  | 3.8468 | 1.3757 | 0 | -3.8468 | 6 | Off-Peak
2023-05-13 12:00 | 5 | 13 | 13 | Non-Summer | 0.744 | 1.4155 | 4.4001 | 4.4001 | Normal |  | 2.9846 | 1.4155 | 0 | -2.9846 | 6 | Off-Peak
2023-05-13 13:00 | 5 | 13 | 14 | Non-Summer | 0.7679 | 1.461 | 4.5499 | 4.5499 | Normal |  | 3.0889 | 1.461 | 2.2204e-16 | -3.0889 | 6 | Off-Peak
2023-05-13 14:00 | 5 | 13 | 15 | Non-Summer | 0.7947 | 1.512 | 4.7065 | 4.7065 | Normal |  | 3.1945 | 1.512 | 0 | -3.1945 | 6 | Off-Peak
2023-05-13 15:00 | 5 | 13 | 16 | Non-Summer | 0.8251 | 1.5698 | 2.5558 | 2.5558 | Normal |  | 0.98596 | 1.5698 | 0 | -0.98596 | 6 | Off-Peak
2023-05-13 16:00 | 5 | 13 | 17 | Non-Summer | 0.8415 | 1.601 | 1.993 | 1.993 | Normal |  | 0.39195 | 1.601 | 0 | -0.39195 | 6 | Off-Peak
2023-05-13 17:00 | 5 | 13 | 18 | Non-Summer | 0.8489 | 1.6151 | 0.10724 | 0.10724 | Normal |  | 0 | 0.10724 | 1.5078 | 1.5078 | 6 | Off-Peak
2023-05-13 18:00 | 5 | 13 | 19 | Non-Summer | 0.8432 | 1.6042 | 0 | 0 | Normal |  | 0 | 0 | 1.6042 | 1.6042 | 6 | Off-Peak
2023-05-13 19:00 | 5 | 13 | 20 | Non-Summer | 0.8461 | 1.6098 | 0 | 0 | Normal |  | 0 | 0 | 1.6098 | 1.6098 | 6 | Off-Peak
2023-05-13 20:00 | 5 | 13 | 21 | Non-Summer | 0.8755 | 1.6657 | 0 | 0 | Normal |  | 0 | 0 | 1.6657 | 1.6657 | 6 | Off-Peak
2023-05-13 21:00 | 5 | 13 | 22 | Non-Summer | 0.8653 | 1.6463 | 0 | 0 | Normal |  | 0 | 0 | 1.6463 | 1.6463 | 6 | Off-Peak
2023-05-13 22:00 | 5 | 13 | 23 | Non-Summer | 0.8111 | 1.5432 | 0 | 0 | Normal |  | 0 | 0 | 1.5432 | 1.5432 | 6 | Off-Peak
2023-05-13 23:00 | 5 | 14 | 0 | Non-Summer | 0.7313 | 1.3913 | 0 | 0 | Normal |  | 0 | 0 | 1.3913 | 1.3913 | 6 | Off-Peak
2023-05-14 | 5 | 14 | 1 | Non-Summer | 0.6603 | 1.2563 | 0 | 0 | Normal |  | 0 | 0 | 1.2563 | 1.2563 | 7 | Off-Peak
2023-05-14 01:00 | 5 | 14 | 2 | Non-Summer | 0.6064 | 1.1537 | 0 | 0 | Normal |  | 0 | 0 | 1.1537 | 1.1537 | 7 | Off-Peak
2023-05-14 02:00 | 5 | 14 | 3 | Non-Summer | 0.571 | 1.0864 | 0 | 0 | Normal |  | 0 | 0 | 1.0864 | 1.0864 | 7 | Off-Peak
2023-05-14 03:00 | 5 | 14 | 4 | Non-Summer | 0.5485 | 1.0436 | 0 | 0 | Normal |  | 0 | 0 | 1.0436 | 1.0436 | 7 | Off-Peak
2023-05-14 04:00 | 5 | 14 | 5 | Non-Summer | 0.5371 | 1.0219 | 0 | 0 | Normal |  | 0 | 0 | 1.0219 | 1.0219 | 7 | Off-Peak
2023-05-14 05:00 | 5 | 14 | 6 | Non-Summer | 0.5377 | 1.023 | 0.28952 | 0.28952 | Normal |  | 0 | 0.28952 | 0.73349 | 0.73349 | 7 | Off-Peak
2023-05-14 06:00 | 5 | 14 | 7 | Non-Summer | 0.5535 | 1.0531 | 1.6929 | 1.6929 | Normal |  | 0.63979 | 1.0531 | 0 | -0.63979 | 7 | Off-Peak
2023-05-14 07:00 | 5 | 14 | 8 | Non-Summer | 0.598 | 1.1377 | 3.3142 | 3.3142 | Normal |  | 2.1765 | 1.1377 | 0 | -2.1765 | 7 | Off-Peak
2023-05-14 08:00 | 5 | 14 | 9 | Non-Summer | 0.6532 | 1.2428 | 4.8812 | 4.8812 | Normal |  | 3.6385 | 1.2428 | 0 | -3.6385 | 7 | Off-Peak
2023-05-14 09:00 | 5 | 14 | 10 | Non-Summer | 0.6899 | 1.3126 | 5.953 | 5.953 | Normal |  | 4.6404 | 1.3126 | 0 | -4.6404 | 7 | Off-Peak
2023-05-14 10:00 | 5 | 14 | 11 | Non-Summer | 0.7113 | 1.3533 | 5.8744 | 5.8744 | Normal |  | 4.5211 | 1.3533 | 0 | -4.5211 | 7 | Off-Peak
2023-05-14 11:00 | 5 | 14 | 12 | Non-Summer | 0.7228 | 1.3752 | 6.3397 | 6.3397 | Normal |  | 4.9645 | 1.3752 | 0 | -4.9645 | 7 | Off-Peak
2023-05-14 12:00 | 5 | 14 | 13 | Non-Summer | 0.7305 | 1.3898 | 5.942 | 5.942 | Normal |  | 4.5522 | 1.3898 | 0 | -4.5522 | 7 | Off-Peak
2023-05-14 13:00 | 5 | 14 | 14 | Non-Summer | 0.7317 | 1.3921 | 5.594 | 5.594 | Normal |  | 4.2019 | 1.3921 | 2.2204e-16 | -4.2019 | 7 | Off-Peak
2023-05-14 14:00 | 5 | 14 | 15 | Non-Summer | 0.7362 | 1.4007 | 4.7931 | 4.7931 | Normal |  | 3.3924 | 1.4007 | 0 | -3.3924 | 7 | Off-Peak
2023-05-14 15:00 | 5 | 14 | 16 | Non-Summer | 0.7458 | 1.4189 | 3.6486 | 3.6486 | Normal |  | 2.2296 | 1.4189 | 0 | -2.2296 | 7 | Off-Peak
2023-05-14 16:00 | 5 | 14 | 17 | Non-Summer | 0.7653 | 1.456 | 2.2664 | 2.2664 | Normal |  | 0.8104 | 1.456 | 0 | -0.8104 | 7 | Off-Peak
2023-05-14 17:00 | 5 | 14 | 18 | Non-Summer | 0.7945 | 1.5116 | 0.83472 | 0.83472 | Normal |  | 0 | 0.83472 | 0.67686 | 0.67686 | 7 | Off-Peak
2023-05-14 18:00 | 5 | 14 | 19 | Non-Summer | 0.8198 | 1.5597 | 0.10283 | 0.10283 | Normal |  | 0 | 0.10283 | 1.4569 | 1.4569 | 7 | Off-Peak
2023-05-14 19:00 | 5 | 14 | 20 | Non-Summer | 0.8503 | 1.6177 | 0 | 0 | Normal |  | 0 | 0 | 1.6177 | 1.6177 | 7 | Off-Peak
2023-05-14 20:00 | 5 | 14 | 21 | Non-Summer | 0.8763 | 1.6672 | 0 | 0 | Normal |  | 0 | 0 | 1.6672 | 1.6672 | 7 | Off-Peak
2023-05-14 21:00 | 5 | 14 | 22 | Non-Summer | 0.8457 | 1.609 | 0 | 0 | Normal |  | 0 | 0 | 1.609 | 1.609 | 7 | Off-Peak
2023-05-14 22:00 | 5 | 14 | 23 | Non-Summer | 0.7651 | 1.4557 | 0 | 0 | Normal |  | 0 | 0 | 1.4557 | 1.4557 | 7 | Off-Peak
2023-05-14 23:00 | 5 | 15 | 0 | Non-Summer | 0.676 | 1.2861 | 0 | 0 | Normal |  | 0 | 0 | 1.2861 | 1.2861 | 7 | Off-Peak
2023-05-15 | 5 | 15 | 1 | Non-Summer | 0.6159 | 1.1718 | 0 | 0 | Normal |  | 0 | 0 | 1.1718 | 1.1718 | 1 | Off-Peak
2023-05-15 01:00 | 5 | 15 | 2 | Non-Summer | 0.5786 | 1.1008 | 0 | 0 | Normal |  | 0 | 0 | 1.1008 | 1.1008 | 1 | Off-Peak
2023-05-15 02:00 | 5 | 15 | 3 | Non-Summer | 0.557 | 1.0597 | 0 | 0 | Normal |  | 0 | 0 | 1.0597 | 1.0597 | 1 | Off-Peak
2023-05-15 03:00 | 5 | 15 | 4 | Non-Summer | 0.5466 | 1.0399 | 0 | 0 | Normal |  | 0 | 0 | 1.0399 | 1.0399 | 1 | Off-Peak
2023-05-15 04:00 | 5 | 15 | 5 | Non-Summer | 0.5516 | 1.0495 | 0 | 0 | Normal |  | 0 | 0 | 1.0495 | 1.0495 | 1 | Off-Peak
2023-05-15 05:00 | 5 | 15 | 6 | Non-Summer | 0.5783 | 1.1003 | 0.32105 | 0.32105 | Normal |  | 0 | 0.32105 | 0.7792 | 0.7792 | 1 | Peak
2023-05-15 06:00 | 5 | 15 | 7 | Non-Summer | 0.6202 | 1.18 | 1.2106 | 1.2106 | Normal |  | 0.030618 | 1.18 | 0 | -0.030618 | 1 | Peak
2023-05-15 07:00 | 5 | 15 | 8 | Non-Summer | 0.6399 | 1.2175 | 2.834 | 2.834 | Normal |  | 1.6165 | 1.2175 | 0 | -1.6165 | 1 | Peak
2023-05-15 08:00 | 5 | 15 | 9 | Non-Summer | 0.6248 | 1.1887 | 2.7129 | 2.7129 | Normal |  | 1.5242 | 1.1887 | 0 | -1.5242 | 1 | Peak
2023-05-15 09:00 | 5 | 15 | 10 | Non-Summer | 0.617 | 1.1739 | 4.1863 | 4.1863 | Normal |  | 3.0124 | 1.1739 | 0 | -3.0124 | 1 | Peak
2023-05-15 10:00 | 5 | 15 | 11 | Non-Summer | 0.6157 | 1.1714 | 3.7685 | 3.7685 | Normal |  | 2.5971 | 1.1714 | 0 | -2.5971 | 1 | Peak
2023-05-15 11:00 | 5 | 15 | 12 | Non-Summer | 0.6223 | 1.184 | 3.6954 | 3.6954 | Normal |  | 2.5114 | 1.184 | 0 | -2.5114 | 1 | Peak
2023-05-15 12:00 | 5 | 15 | 13 | Non-Summer | 0.6343 | 1.2068 | 3.5193 | 3.5193 | Normal |  | 2.3125 | 1.2068 | 0 | -2.3125 | 1 | Peak
2023-05-15 13:00 | 5 | 15 | 14 | Non-Summer | 0.6424 | 1.2222 | 2.9831 | 2.9831 | Normal |  | 1.7609 | 1.2222 | 0 | -1.7609 | 1 | Peak
2023-05-15 14:00 | 5 | 15 | 15 | Non-Summer | 0.656 | 1.2481 | 2.059 | 2.059 | Normal |  | 0.81092 | 1.2481 | 0 | -0.81092 | 1 | Peak
2023-05-15 15:00 | 5 | 15 | 16 | Non-Summer | 0.6902 | 1.3131 | 2.5904 | 2.5904 | Normal |  | 1.2772 | 1.3131 | 0 | -1.2772 | 1 | Peak
2023-05-15 16:00 | 5 | 15 | 17 | Non-Summer | 0.7447 | 1.4168 | 1.6802 | 1.6802 | Normal |  | 0.26339 | 1.4168 | 0 | -0.26339 | 1 | Peak
2023-05-15 17:00 | 5 | 15 | 18 | Non-Summer | 0.8008 | 1.5236 | 0.69271 | 0.69271 | Normal |  | 0 | 0.69271 | 0.83086 | 0.83086 | 1 | Peak
2023-05-15 18:00 | 5 | 15 | 19 | Non-Summer | 0.8293 | 1.5778 | 0.1093 | 0.1093 | Normal |  | 0 | 0.1093 | 1.4685 | 1.4685 | 1 | Peak
2023-05-15 19:00 | 5 | 15 | 20 | Non-Summer | 0.8451 | 1.6079 | 0 | 0 | Normal |  | 0 | 0 | 1.6079 | 1.6079 | 1 | Peak
2023-05-15 20:00 | 5 | 15 | 21 | Non-Summer | 0.8904 | 1.694 | 0 | 0 | Normal |  | 0 | 0 | 1.694 | 1.694 | 1 | Peak
2023-05-15 21:00 | 5 | 15 | 22 | Non-Summer | 0.8663 | 1.6482 | 0 | 0 | Normal |  | 0 | 0 | 1.6482 | 1.6482 | 1 | Off-Peak
2023-05-15 22:00 | 5 | 15 | 23 | Non-Summer | 0.7713 | 1.4674 | 0 | 0 | Normal |  | 0 | 0 | 1.4674 | 1.4674 | 1 | Off-Peak
2023-05-15 23:00 | 5 | 16 | 0 | Non-Summer | 0.6702 | 1.2751 | 0 | 0 | Normal |  | 0 | 0 | 1.2751 | 1.2751 | 1 | Off-Peak
2023-05-16 | 5 | 16 | 1 | Non-Summer | 0.6049 | 1.1509 | 0 | 0 | Normal |  | 0 | 0 | 1.1509 | 1.1509 | 2 | Off-Peak
2023-05-16 01:00 | 5 | 16 | 2 | Non-Summer | 0.567 | 1.0788 | 0 | 0 | Normal |  | 0 | 0 | 1.0788 | 1.0788 | 2 | Off-Peak
2023-05-16 02:00 | 5 | 16 | 3 | Non-Summer | 0.5455 | 1.0378 | 0 | 0 | Normal |  | 0 | 0 | 1.0378 | 1.0378 | 2 | Off-Peak
2023-05-16 03:00 | 5 | 16 | 4 | Non-Summer | 0.536 | 1.0198 | 0 | 0 | Normal |  | 0 | 0 | 1.0198 | 1.0198 | 2 | Off-Peak
2023-05-16 04:00 | 5 | 16 | 5 | Non-Summer | 0.5418 | 1.0308 | 0 | 0 | Normal |  | 0 | 0 | 1.0308 | 1.0308 | 2 | Off-Peak
2023-05-16 05:00 | 5 | 16 | 6 | Non-Summer | 0.5694 | 1.0833 | 0.001676 | 0.001676 | Normal |  | 0 | 0.001676 | 1.0816 | 1.0816 | 2 | Peak
2023-05-16 06:00 | 5 | 16 | 7 | Non-Summer | 0.6104 | 1.1613 | 1.1806 | 1.1806 | Normal |  | 0.019271 | 1.1613 | 0 | -0.019271 | 2 | Peak
2023-05-16 07:00 | 5 | 16 | 8 | Non-Summer | 0.6289 | 1.1965 | 3.176 | 3.176 | Normal |  | 1.9795 | 1.1965 | 0 | -1.9795 | 2 | Peak
2023-05-16 08:00 | 5 | 16 | 9 | Non-Summer | 0.61 | 1.1606 | 4.5648 | 4.5648 | Normal |  | 3.4043 | 1.1606 | 0 | -3.4043 | 2 | Peak
2023-05-16 09:00 | 5 | 16 | 10 | Non-Summer | 0.5987 | 1.1391 | 5.1512 | 5.1512 | Normal |  | 4.0121 | 1.1391 | 0 | -4.0121 | 2 | Peak
2023-05-16 10:00 | 5 | 16 | 11 | Non-Summer | 0.6012 | 1.1438 | 5.7537 | 5.7537 | Normal |  | 4.6099 | 1.1438 | 0 | -4.6099 | 2 | Peak
2023-05-16 11:00 | 5 | 16 | 12 | Non-Summer | 0.6188 | 1.1773 | 6.2598 | 6.2598 | Normal |  | 5.0825 | 1.1773 | 2.2204e-16 | -5.0825 | 2 | Peak
2023-05-16 12:00 | 5 | 16 | 13 | Non-Summer | 0.6485 | 1.2338 | 6.7078 | 6.7078 | Normal |  | 5.474 | 1.2338 | 0 | -5.474 | 2 | Peak
2023-05-16 13:00 | 5 | 16 | 14 | Non-Summer | 0.6889 | 1.3107 | 6.2308 | 6.2308 | Normal |  | 4.9202 | 1.3107 | 0 | -4.9202 | 2 | Peak
2023-05-16 14:00 | 5 | 16 | 15 | Non-Summer | 0.7456 | 1.4186 | 5.3695 | 5.3695 | Normal |  | 3.9509 | 1.4186 | 0 | -3.9509 | 2 | Peak
2023-05-16 15:00 | 5 | 16 | 16 | Non-Summer | 0.8381 | 1.5945 | 4.1901 | 4.1901 | Normal |  | 2.5955 | 1.5945 | 0 | -2.5955 | 2 | Peak
2023-05-16 16:00 | 5 | 16 | 17 | Non-Summer | 0.944 | 1.796 | 2.6379 | 2.6379 | Normal |  | 0.84188 | 1.796 | 0 | -0.84188 | 2 | Peak
2023-05-16 17:00 | 5 | 16 | 18 | Non-Summer | 0.9985 | 1.8997 | 0.89376 | 0.89376 | Normal |  | 0 | 0.89376 | 1.006 | 1.006 | 2 | Peak
2023-05-16 18:00 | 5 | 16 | 19 | Non-Summer | 0.9753 | 1.8556 | 0.11286 | 0.11286 | Normal |  | 0 | 0.11286 | 1.7427 | 1.7427 | 2 | Peak
2023-05-16 19:00 | 5 | 16 | 20 | Non-Summer | 0.938 | 1.7846 | 0 | 0 | Normal |  | 0 | 0 | 1.7846 | 1.7846 | 2 | Peak
2023-05-16 20:00 | 5 | 16 | 21 | Non-Summer | 0.9374 | 1.7835 | 0 | 0 | Normal |  | 0 | 0 | 1.7835 | 1.7835 | 2 | Peak
2023-05-16 21:00 | 5 | 16 | 22 | Non-Summer | 0.8936 | 1.7001 | 0 | 0 | Normal |  | 0 | 0 | 1.7001 | 1.7001 | 2 | Off-Peak
2023-05-16 22:00 | 5 | 16 | 23 | Non-Summer | 0.7887 | 1.5006 | 0 | 0 | Normal |  | 0 | 0 | 1.5006 | 1.5006 | 2 | Off-Peak
2023-05-16 23:00 | 5 | 17 | 0 | Non-Summer | 0.6781 | 1.2901 | 0 | 0 | Normal |  | 0 | 0 | 1.2901 | 1.2901 | 2 | Off-Peak
2023-05-17 | 5 | 17 | 1 | Non-Summer | 0.6085 | 1.1577 | 0 | 0 | Normal |  | 0 | 0 | 1.1577 | 1.1577 | 3 | Off-Peak
2023-05-17 01:00 | 5 | 17 | 2 | Non-Summer | 0.5662 | 1.0772 | 0 | 0 | Normal |  | 0 | 0 | 1.0772 | 1.0772 | 3 | Off-Peak
2023-05-17 02:00 | 5 | 17 | 3 | Non-Summer | 0.5428 | 1.0327 | 0 | 0 | Normal |  | 0 | 0 | 1.0327 | 1.0327 | 3 | Off-Peak
2023-05-17 03:00 | 5 | 17 | 4 | Non-Summer | 0.5332 | 1.0144 | 0 | 0 | Normal |  | 0 | 0 | 1.0144 | 1.0144 | 3 | Off-Peak
2023-05-17 04:00 | 5 | 17 | 5 | Non-Summer | 0.5391 | 1.0257 | 0 | 0 | Normal |  | 0 | 0 | 1.0257 | 1.0257 | 3 | Off-Peak
2023-05-17 05:00 | 5 | 17 | 6 | Non-Summer | 0.5676 | 1.0799 | 0.18684 | 0.18684 | Normal |  | 0 | 0.18684 | 0.89306 | 0.89306 | 3 | Peak
2023-05-17 06:00 | 5 | 17 | 7 | Non-Summer | 0.6082 | 1.1571 | 0.32462 | 0.32462 | Normal |  | 0 | 0.32462 | 0.83252 | 0.83252 | 3 | Peak
2023-05-17 07:00 | 5 | 17 | 8 | Non-Summer | 0.6278 | 1.1944 | 0.73988 | 0.73988 | Normal |  | 0 | 0.73988 | 0.45455 | 0.45455 | 3 | Peak
2023-05-17 08:00 | 5 | 17 | 9 | Non-Summer | 0.6137 | 1.1676 | 1.7843 | 1.7843 | Normal |  | 0.61672 | 1.1676 | 0 | -0.61672 | 3 | Peak
2023-05-17 09:00 | 5 | 17 | 10 | Non-Summer | 0.6046 | 1.1503 | 2.0342 | 2.0342 | Normal |  | 0.88393 | 1.1503 | 0 | -0.88393 | 3 | Peak
2023-05-17 10:00 | 5 | 17 | 11 | Non-Summer | 0.5999 | 1.1413 | 3.6256 | 3.6256 | Normal |  | 2.4843 | 1.1413 | 2.2204e-16 | -2.4843 | 3 | Peak
2023-05-17 11:00 | 5 | 17 | 12 | Non-Summer | 0.6016 | 1.1446 | 1.7212 | 1.7212 | Normal |  | 0.57665 | 1.1446 | 0 | -0.57665 | 3 | Peak
2023-05-17 12:00 | 5 | 17 | 13 | Non-Summer | 0.6091 | 1.1589 | 1.5714 | 1.5714 | Normal |  | 0.41258 | 1.1589 | 0 | -0.41258 | 3 | Peak
2023-05-17 13:00 | 5 | 17 | 14 | Non-Summer | 0.614 | 1.1682 | 1.4396 | 1.4396 | Normal |  | 0.27139 | 1.1682 | 0 | -0.27139 | 3 | Peak
2023-05-17 14:00 | 5 | 17 | 15 | Non-Summer | 0.6239 | 1.187 | 1.0757 | 1.0757 | Normal |  | 0 | 1.0757 | 0.11133 | 0.11133 | 3 | Peak
2023-05-17 15:00 | 5 | 17 | 16 | Non-Summer | 0.6533 | 1.2429 | 1.9125 | 1.9125 | Normal |  | 0.66951 | 1.2429 | 0 | -0.66951 | 3 | Peak
2023-05-17 16:00 | 5 | 17 | 17 | Non-Summer | 0.6981 | 1.3282 | 1.1449 | 1.1449 | Normal |  | 0 | 1.1449 | 0.1833 | 0.1833 | 3 | Peak
2023-05-17 17:00 | 5 | 17 | 18 | Non-Summer | 0.7407 | 1.4092 | 0.66489 | 0.66489 | Normal |  | 0 | 0.66489 | 0.74433 | 0.74433 | 3 | Peak
2023-05-17 18:00 | 5 | 17 | 19 | Non-Summer | 0.7656 | 1.4566 | 0.11258 | 0.11258 | Normal |  | 0 | 0.11258 | 1.344 | 1.344 | 3 | Peak
2023-05-17 19:00 | 5 | 17 | 20 | Non-Summer | 0.7963 | 1.515 | 0 | 0 | Normal |  | 0 | 0 | 1.515 | 1.515 | 3 | Peak
2023-05-17 20:00 | 5 | 17 | 21 | Non-Summer | 0.8478 | 1.613 | 0 | 0 | Normal |  | 0 | 0 | 1.613 | 1.613 | 3 | Peak
2023-05-17 21:00 | 5 | 17 | 22 | Non-Summer | 0.8319 | 1.5827 | 0 | 0 | Normal |  | 0 | 0 | 1.5827 | 1.5827 | 3 | Off-Peak
2023-05-17 22:00 | 5 | 17 | 23 | Non-Summer | 0.7529 | 1.4324 | 0 | 0 | Normal |  | 0 | 0 | 1.4324 | 1.4324 | 3 | Off-Peak
2023-05-17 23:00 | 5 | 18 | 0 | Non-Summer | 0.6652 | 1.2656 | 0 | 0 | Normal |  | 0 | 0 | 1.2656 | 1.2656 | 3 | Off-Peak
2023-05-18 | 5 | 18 | 1 | Non-Summer | 0.6094 | 1.1594 | 0 | 0 | Normal |  | 0 | 0 | 1.1594 | 1.1594 | 4 | Off-Peak
2023-05-18 01:00 | 5 | 18 | 2 | Non-Summer | 0.5772 | 1.0982 | 0 | 0 | Normal |  | 0 | 0 | 1.0982 | 1.0982 | 4 | Off-Peak
2023-05-18 02:00 | 5 | 18 | 3 | Non-Summer | 0.5594 | 1.0643 | 0 | 0 | Normal |  | 0 | 0 | 1.0643 | 1.0643 | 4 | Off-Peak
2023-05-18 03:00 | 5 | 18 | 4 | Non-Summer | 0.5538 | 1.0536 | 0 | 0 | Normal |  | 0 | 0 | 1.0536 | 1.0536 | 4 | Off-Peak
2023-05-18 04:00 | 5 | 18 | 5 | Non-Summer | 0.5617 | 1.0687 | 0 | 0 | Normal |  | 0 | 0 | 1.0687 | 1.0687 | 4 | Off-Peak
2023-05-18 05:00 | 5 | 18 | 6 | Non-Summer | 0.5921 | 1.1265 | 0.16088 | 0.16088 | Normal |  | 0 | 0.16088 | 0.96563 | 0.96563 | 4 | Peak
2023-05-18 06:00 | 5 | 18 | 7 | Non-Summer | 0.6359 | 1.2098 | 1.1116 | 1.1116 | Normal |  | 0 | 1.1116 | 0.098226 | 0.098226 | 4 | Peak
2023-05-18 07:00 | 5 | 18 | 8 | Non-Summer | 0.6524 | 1.2412 | 0.74187 | 0.74187 | Normal |  | 0 | 0.74187 | 0.49936 | 0.49936 | 4 | Peak
2023-05-18 08:00 | 5 | 18 | 9 | Non-Summer | 0.6313 | 1.2011 | 1.1055 | 1.1055 | Normal |  | 0 | 1.1055 | 0.095554 | 0.095554 | 4 | Peak
2023-05-18 09:00 | 5 | 18 | 10 | Non-Summer | 0.6157 | 1.1714 | 1.8566 | 1.8566 | Normal |  | 0.68524 | 1.1714 | 0 | -0.68524 | 4 | Peak
2023-05-18 10:00 | 5 | 18 | 11 | Non-Summer | 0.604 | 1.1491 | 1.3046 | 1.3046 | Normal |  | 0.15541 | 1.1491 | 0 | -0.15541 | 4 | Peak
2023-05-18 11:00 | 5 | 18 | 12 | Non-Summer | 0.6004 | 1.1423 | 0.75037 | 0.75037 | Normal |  | 0 | 0.75037 | 0.39193 | 0.39193 | 4 | Peak
2023-05-18 12:00 | 5 | 18 | 13 | Non-Summer | 0.6043 | 1.1497 | 0.64357 | 0.64357 | Normal |  | 0 | 0.64357 | 0.50615 | 0.50615 | 4 | Peak
2023-05-18 13:00 | 5 | 18 | 14 | Non-Summer | 0.6108 | 1.1621 | 0.65071 | 0.65071 | Normal |  | 0 | 0.65071 | 0.51137 | 0.51137 | 4 | Peak
2023-05-18 14:00 | 5 | 18 | 15 | Non-Summer | 0.6267 | 1.1923 | 0.8332 | 0.8332 | Normal |  | 0 | 0.8332 | 0.35914 | 0.35914 | 4 | Peak
2023-05-18 15:00 | 5 | 18 | 16 | Non-Summer | 0.6671 | 1.2692 | 0.60878 | 0.60878 | Normal |  | 0 | 0.60878 | 0.66042 | 0.66042 | 4 | Peak
2023-05-18 16:00 | 5 | 18 | 17 | Non-Summer | 0.7313 | 1.3913 | 0.3955 | 0.3955 | Normal |  | 0 | 0.3955 | 0.99584 | 0.99584 | 4 | Peak
2023-05-18 17:00 | 5 | 18 | 18 | Non-Summer | 0.7898 | 1.5026 | 0.26655 | 0.26655 | Normal |  | 0 | 0.26655 | 1.2361 | 1.2361 | 4 | Peak
2023-05-18 18:00 | 5 | 18 | 19 | Non-Summer | 0.8206 | 1.5612 | 0.026955 | 0.026955 | Normal |  | 0 | 0.026955 | 1.5343 | 1.5343 | 4 | Peak
2023-05-18 19:00 | 5 | 18 | 20 | Non-Summer | 0.8424 | 1.6027 | 0 | 0 | Normal |  | 0 | 0 | 1.6027 | 1.6027 | 4 | Peak
2023-05-18 20:00 | 5 | 18 | 21 | Non-Summer | 0.8878 | 1.6891 | 0 | 0 | Normal |  | 0 | 0 | 1.6891 | 1.6891 | 4 | Peak
2023-05-18 21:00 | 5 | 18 | 22 | Non-Summer | 0.8732 | 1.6613 | 0 | 0 | Normal |  | 0 | 0 | 1.6613 | 1.6613 | 4 | Off-Peak
2023-05-18 22:00 | 5 | 18 | 23 | Non-Summer | 0.7882 | 1.4996 | 0 | 0 | Normal |  | 0 | 0 | 1.4996 | 1.4996 | 4 | Off-Peak
2023-05-18 23:00 | 5 | 19 | 0 | Non-Summer | 0.6885 | 1.3099 | 0 | 0 | Normal |  | 0 | 0 | 1.3099 | 1.3099 | 4 | Off-Peak
2023-05-19 | 5 | 19 | 1 | Non-Summer | 0.6181 | 1.176 | 0 | 0 | Normal |  | 0 | 0 | 1.176 | 1.176 | 5 | Off-Peak
2023-05-19 01:00 | 5 | 19 | 2 | Non-Summer | 0.572 | 1.0883 | 0 | 0 | Normal |  | 0 | 0 | 1.0883 | 1.0883 | 5 | Off-Peak
2023-05-19 02:00 | 5 | 19 | 3 | Non-Summer | 0.5442 | 1.0354 | 0 | 0 | Normal |  | 0 | 0 | 1.0354 | 1.0354 | 5 | Off-Peak
2023-05-19 03:00 | 5 | 19 | 4 | Non-Summer | 0.5296 | 1.0076 | 0 | 0 | Normal |  | 0 | 0 | 1.0076 | 1.0076 | 5 | Off-Peak
2023-05-19 04:00 | 5 | 19 | 5 | Non-Summer | 0.5294 | 1.0072 | 0 | 0 | Normal |  | 0 | 0 | 1.0072 | 1.0072 | 5 | Off-Peak
2023-05-19 05:00 | 5 | 19 | 6 | Non-Summer | 0.5475 | 1.0417 | 0.33868 | 0.33868 | Normal |  | 0 | 0.33868 | 0.70297 | 0.70297 | 5 | Peak
2023-05-19 06:00 | 5 | 19 | 7 | Non-Summer | 0.5868 | 1.1164 | 1.6926 | 1.6926 | Normal |  | 0.57616 | 1.1164 | 0 | -0.57616 | 5 | Peak
2023-05-19 07:00 | 5 | 19 | 8 | Non-Summer | 0.6231 | 1.1855 | 3.4147 | 3.4147 | Normal |  | 2.2292 | 1.1855 | 0 | -2.2292 | 5 | Peak
2023-05-19 08:00 | 5 | 19 | 9 | Non-Summer | 0.6312 | 1.2009 | 4.7758 | 4.7758 | Normal |  | 3.5749 | 1.2009 | 0 | -3.5749 | 5 | Peak
2023-05-19 09:00 | 5 | 19 | 10 | Non-Summer | 0.6355 | 1.2091 | 5.8076 | 5.8076 | Normal |  | 4.5985 | 1.2091 | 0 | -4.5985 | 5 | Peak
2023-05-19 10:00 | 5 | 19 | 11 | Non-Summer | 0.6434 | 1.2241 | 6.4528 | 6.4528 | Normal |  | 5.2287 | 1.2241 | 0 | -5.2287 | 5 | Peak
2023-05-19 11:00 | 5 | 19 | 12 | Non-Summer | 0.657 | 1.25 | 6.7519 | 6.7519 | Normal |  | 5.5019 | 1.25 | 0 | -5.5019 | 5 | Peak
2023-05-19 12:00 | 5 | 19 | 13 | Non-Summer | 0.6767 | 1.2875 | 6.644 | 6.644 | Normal |  | 5.3565 | 1.2875 | 0 | -5.3565 | 5 | Peak
2023-05-19 13:00 | 5 | 19 | 14 | Non-Summer | 0.6974 | 1.3268 | 6.1917 | 6.1917 | Normal |  | 4.8649 | 1.3268 | 4.4409e-16 | -4.8649 | 5 | Peak
2023-05-19 14:00 | 5 | 19 | 15 | Non-Summer | 0.7259 | 1.3811 | 5.3457 | 5.3457 | Normal |  | 3.9647 | 1.3811 | 0 | -3.9647 | 5 | Peak
2023-05-19 15:00 | 5 | 19 | 16 | Non-Summer | 0.7717 | 1.4682 | 4.1699 | 4.1699 | Normal |  | 2.7017 | 1.4682 | 0 | -2.7017 | 5 | Peak
2023-05-19 16:00 | 5 | 19 | 17 | Non-Summer | 0.8129 | 1.5466 | 2.6559 | 2.6559 | Normal |  | 1.1093 | 1.5466 | 0 | -1.1093 | 5 | Peak
2023-05-19 17:00 | 5 | 19 | 18 | Non-Summer | 0.8273 | 1.574 | 0.97977 | 0.97977 | Normal |  | 0 | 0.97977 | 0.59422 | 0.59422 | 5 | Peak
2023-05-19 18:00 | 5 | 19 | 19 | Non-Summer | 0.8186 | 1.5574 | 0.11467 | 0.11467 | Normal |  | 0 | 0.11467 | 1.4428 | 1.4428 | 5 | Peak
2023-05-19 19:00 | 5 | 19 | 20 | Non-Summer | 0.8131 | 1.547 | 0 | 0 | Normal |  | 0 | 0 | 1.547 | 1.547 | 5 | Peak
2023-05-19 20:00 | 5 | 19 | 21 | Non-Summer | 0.8413 | 1.6006 | 0 | 0 | Normal |  | 0 | 0 | 1.6006 | 1.6006 | 5 | Peak
2023-05-19 21:00 | 5 | 19 | 22 | Non-Summer | 0.8356 | 1.5898 | 0 | 0 | Normal |  | 0 | 0 | 1.5898 | 1.5898 | 5 | Off-Peak
2023-05-19 22:00 | 5 | 19 | 23 | Non-Summer | 0.7777 | 1.4796 | 0 | 0 | Normal |  | 0 | 0 | 1.4796 | 1.4796 | 5 | Off-Peak
2023-05-19 23:00 | 5 | 20 | 0 | Non-Summer | 0.694 | 1.3204 | 0 | 0 | Normal |  | 0 | 0 | 1.3204 | 1.3204 | 5 | Off-Peak
2023-05-20 | 5 | 20 | 1 | Non-Summer | 0.6277 | 1.1942 | 0 | 0 | Normal |  | 0 | 0 | 1.1942 | 1.1942 | 6 | Off-Peak
2023-05-20 01:00 | 5 | 20 | 2 | Non-Summer | 0.5813 | 1.106 | 0 | 0 | Normal |  | 0 | 0 | 1.106 | 1.106 | 6 | Off-Peak
2023-05-20 02:00 | 5 | 20 | 3 | Non-Summer | 0.5533 | 1.0527 | 0 | 0 | Normal |  | 0 | 0 | 1.0527 | 1.0527 | 6 | Off-Peak
2023-05-20 03:00 | 5 | 20 | 4 | Non-Summer | 0.5378 | 1.0232 | 0 | 0 | Normal |  | 0 | 0 | 1.0232 | 1.0232 | 6 | Off-Peak
2023-05-20 04:00 | 5 | 20 | 5 | Non-Summer | 0.534 | 1.016 | 0 | 0 | Normal |  | 0 | 0 | 1.016 | 1.016 | 6 | Off-Peak
2023-05-20 05:00 | 5 | 20 | 6 | Non-Summer | 0.5419 | 1.031 | 0.34459 | 0.34459 | Normal |  | 0 | 0.34459 | 0.68641 | 0.68641 | 6 | Off-Peak
2023-05-20 06:00 | 5 | 20 | 7 | Non-Summer | 0.5615 | 1.0683 | 1.4527 | 1.4527 | Normal |  | 0.38439 | 1.0683 | 0 | -0.38439 | 6 | Off-Peak
2023-05-20 07:00 | 5 | 20 | 8 | Non-Summer | 0.6005 | 1.1425 | 2.878 | 2.878 | Normal |  | 1.7355 | 1.1425 | 0 | -1.7355 | 6 | Off-Peak
2023-05-20 08:00 | 5 | 20 | 9 | Non-Summer | 0.6374 | 1.2127 | 3.8508 | 3.8508 | Normal |  | 2.6381 | 1.2127 | 0 | -2.6381 | 6 | Off-Peak
2023-05-20 09:00 | 5 | 20 | 10 | Non-Summer | 0.6543 | 1.2448 | 5.0014 | 5.0014 | Normal |  | 3.7565 | 1.2448 | 2.2204e-16 | -3.7565 | 6 | Off-Peak
2023-05-20 10:00 | 5 | 20 | 11 | Non-Summer | 0.6615 | 1.2585 | 5.3686 | 5.3686 | Normal |  | 4.1101 | 1.2585 | 4.4409e-16 | -4.1101 | 6 | Off-Peak
2023-05-20 11:00 | 5 | 20 | 12 | Non-Summer | 0.6704 | 1.2755 | 5.6089 | 5.6089 | Normal |  | 4.3334 | 1.2755 | 2.2204e-16 | -4.3334 | 6 | Off-Peak
2023-05-20 12:00 | 5 | 20 | 13 | Non-Summer | 0.6823 | 1.2981 | 5.5446 | 5.5446 | Normal |  | 4.2464 | 1.2981 | 0 | -4.2464 | 6 | Off-Peak
2023-05-20 13:00 | 5 | 20 | 14 | Non-Summer | 0.6952 | 1.3227 | 4.8027 | 4.8027 | Normal |  | 3.48 | 1.3227 | 0 | -3.48 | 6 | Off-Peak
2023-05-20 14:00 | 5 | 20 | 15 | Non-Summer | 0.7161 | 1.3624 | 3.2276 | 3.2276 | Normal |  | 1.8652 | 1.3624 | 0 | -1.8652 | 6 | Off-Peak
2023-05-20 15:00 | 5 | 20 | 16 | Non-Summer | 0.7508 | 1.4284 | 1.8644 | 1.8644 | Normal |  | 0.43591 | 1.4284 | 0 | -0.43591 | 6 | Off-Peak
2023-05-20 16:00 | 5 | 20 | 17 | Non-Summer | 0.794 | 1.5106 | 0.87787 | 0.87787 | Normal |  | 0 | 0.87787 | 0.63277 | 0.63277 | 6 | Off-Peak
2023-05-20 17:00 | 5 | 20 | 18 | Non-Summer | 0.8335 | 1.5858 | 0.58631 | 0.58631 | Normal |  | 0 | 0.58631 | 0.99947 | 0.99947 | 6 | Off-Peak
2023-05-20 18:00 | 5 | 20 | 19 | Non-Summer | 0.8451 | 1.6079 | 0.10936 | 0.10936 | Normal |  | 0 | 0.10936 | 1.4985 | 1.4985 | 6 | Off-Peak
2023-05-20 19:00 | 5 | 20 | 20 | Non-Summer | 0.8344 | 1.5875 | 0 | 0 | Normal |  | 0 | 0 | 1.5875 | 1.5875 | 6 | Off-Peak
2023-05-20 20:00 | 5 | 20 | 21 | Non-Summer | 0.847 | 1.6115 | 0 | 0 | Normal |  | 0 | 0 | 1.6115 | 1.6115 | 6 | Off-Peak
2023-05-20 21:00 | 5 | 20 | 22 | Non-Summer | 0.8438 | 1.6054 | 0 | 0 | Normal |  | 0 | 0 | 1.6054 | 1.6054 | 6 | Off-Peak
2023-05-20 22:00 | 5 | 20 | 23 | Non-Summer | 0.7878 | 1.4988 | 0 | 0 | Normal |  | 0 | 0 | 1.4988 | 1.4988 | 6 | Off-Peak
2023-05-20 23:00 | 5 | 21 | 0 | Non-Summer | 0.7079 | 1.3468 | 0 | 0 | Normal |  | 0 | 0 | 1.3468 | 1.3468 | 6 | Off-Peak
2023-05-21 | 5 | 21 | 1 | Non-Summer | 0.6397 | 1.2171 | 0 | 0 | Normal |  | 0 | 0 | 1.2171 | 1.2171 | 7 | Off-Peak
2023-05-21 01:00 | 5 | 21 | 2 | Non-Summer | 0.5893 | 1.1212 | 0 | 0 | Normal |  | 0 | 0 | 1.1212 | 1.1212 | 7 | Off-Peak
2023-05-21 02:00 | 5 | 21 | 3 | Non-Summer | 0.5568 | 1.0593 | 0 | 0 | Normal |  | 0 | 0 | 1.0593 | 1.0593 | 7 | Off-Peak
2023-05-21 03:00 | 5 | 21 | 4 | Non-Summer | 0.5376 | 1.0228 | 0 | 0 | Normal |  | 0 | 0 | 1.0228 | 1.0228 | 7 | Off-Peak
2023-05-21 04:00 | 5 | 21 | 5 | Non-Summer | 0.5296 | 1.0076 | 0 | 0 | Normal |  | 0 | 0 | 1.0076 | 1.0076 | 7 | Off-Peak
2023-05-21 05:00 | 5 | 21 | 6 | Non-Summer | 0.5323 | 1.0127 | 0.42159 | 0.42159 | Normal |  | 0 | 0.42159 | 0.59115 | 0.59115 | 7 | Off-Peak
2023-05-21 06:00 | 5 | 21 | 7 | Non-Summer | 0.5454 | 1.0377 | 0.31815 | 0.31815 | Normal |  | 0 | 0.31815 | 0.71951 | 0.71951 | 7 | Off-Peak
2023-05-21 07:00 | 5 | 21 | 8 | Non-Summer | 0.583 | 1.1092 | 0.88824 | 0.88824 | Normal |  | 0 | 0.88824 | 0.22096 | 0.22096 | 7 | Off-Peak
2023-05-21 08:00 | 5 | 21 | 9 | Non-Summer | 0.6314 | 1.2013 | 3.0561 | 3.0561 | Normal |  | 1.8548 | 1.2013 | 0 | -1.8548 | 7 | Off-Peak
2023-05-21 09:00 | 5 | 21 | 10 | Non-Summer | 0.674 | 1.2823 | 3.5007 | 3.5007 | Normal |  | 2.2183 | 1.2823 | 0 | -2.2183 | 7 | Off-Peak
2023-05-21 10:00 | 5 | 21 | 11 | Non-Summer | 0.7116 | 1.3539 | 4.2588 | 4.2588 | Normal |  | 2.905 | 1.3539 | 0 | -2.905 | 7 | Off-Peak
2023-05-21 11:00 | 5 | 21 | 12 | Non-Summer | 0.7536 | 1.4338 | 1.7215 | 1.7215 | Normal |  | 0.28768 | 1.4338 | 0 | -0.28768 | 7 | Off-Peak
2023-05-21 12:00 | 5 | 21 | 13 | Non-Summer | 0.8062 | 1.5338 | 5.0211 | 5.0211 | Normal |  | 3.4873 | 1.5338 | 0 | -3.4873 | 7 | Off-Peak
2023-05-21 13:00 | 5 | 21 | 14 | Non-Summer | 0.8655 | 1.6467 | 4.8652 | 4.8652 | Normal |  | 3.2185 | 1.6467 | 0 | -3.2185 | 7 | Off-Peak
2023-05-21 14:00 | 5 | 21 | 15 | Non-Summer | 0.9386 | 1.7857 | 3.4855 | 3.4855 | Normal |  | 1.6997 | 1.7857 | 0 | -1.6997 | 7 | Off-Peak
2023-05-21 15:00 | 5 | 21 | 16 | Non-Summer | 1.0226 | 1.9456 | 0.71361 | 0.71361 | Normal |  | 0 | 0.71361 | 1.232 | 1.232 | 7 | Off-Peak
2023-05-21 16:00 | 5 | 21 | 17 | Non-Summer | 1.099 | 2.0909 | 1.981 | 1.981 | Normal |  | 0 | 1.981 | 0.10991 | 0.10991 | 7 | Off-Peak
2023-05-21 17:00 | 5 | 21 | 18 | Non-Summer | 1.1696 | 2.2252 | 0.90737 | 0.90737 | Normal |  | 0 | 0.90737 | 1.3179 | 1.3179 | 7 | Off-Peak
2023-05-21 18:00 | 5 | 21 | 19 | Non-Summer | 1.1753 | 2.2361 | 0.16035 | 0.16035 | Normal |  | 0 | 0.16035 | 2.0757 | 2.0757 | 7 | Off-Peak
2023-05-21 19:00 | 5 | 21 | 20 | Non-Summer | 1.1346 | 2.1586 | 0 | 0 | Normal |  | 0 | 0 | 2.1586 | 2.1586 | 7 | Off-Peak
2023-05-21 20:00 | 5 | 21 | 21 | Non-Summer | 1.1107 | 2.1132 | 0 | 0 | Normal |  | 0 | 0 | 2.1132 | 2.1132 | 7 | Off-Peak
2023-05-21 21:00 | 5 | 21 | 22 | Non-Summer | 1.0609 | 2.0184 | 0 | 0 | Normal |  | 0 | 0 | 2.0184 | 2.0184 | 7 | Off-Peak
2023-05-21 22:00 | 5 | 21 | 23 | Non-Summer | 0.9322 | 1.7736 | 0 | 0 | Normal |  | 0 | 0 | 1.7736 | 1.7736 | 7 | Off-Peak
2023-05-21 23:00 | 5 | 22 | 0 | Non-Summer | 0.7896 | 1.5023 | 0 | 0 | Normal |  | 0 | 0 | 1.5023 | 1.5023 | 7 | Off-Peak
2023-05-22 | 5 | 22 | 1 | Non-Summer | 0.6835 | 1.3004 | 0 | 0 | Normal |  | 0 | 0 | 1.3004 | 1.3004 | 1 | Off-Peak
2023-05-22 01:00 | 5 | 22 | 2 | Non-Summer | 0.6144 | 1.1689 | 0 | 0 | Normal |  | 0 | 0 | 1.1689 | 1.1689 | 1 | Off-Peak
2023-05-22 02:00 | 5 | 22 | 3 | Non-Summer | 0.5735 | 1.0911 | 0 | 0 | Normal |  | 0 | 0 | 1.0911 | 1.0911 | 1 | Off-Peak
2023-05-22 03:00 | 5 | 22 | 4 | Non-Summer | 0.5503 | 1.047 | 0 | 0 | Normal |  | 0 | 0 | 1.047 | 1.047 | 1 | Off-Peak
2023-05-22 04:00 | 5 | 22 | 5 | Non-Summer | 0.5444 | 1.0358 | 0 | 0 | Normal |  | 0 | 0 | 1.0358 | 1.0358 | 1 | Off-Peak
2023-05-22 05:00 | 5 | 22 | 6 | Non-Summer | 0.559 | 1.0635 | 0.16578 | 0.16578 | Normal |  | 0 | 0.16578 | 0.89775 | 0.89775 | 1 | Peak
2023-05-22 06:00 | 5 | 22 | 7 | Non-Summer | 0.5904 | 1.1233 | 0.46293 | 0.46293 | Normal |  | 0 | 0.46293 | 0.66034 | 0.66034 | 1 | Peak
2023-05-22 07:00 | 5 | 22 | 8 | Non-Summer | 0.622 | 1.1834 | 1.123 | 1.123 | Normal |  | 0 | 1.123 | 0.060383 | 0.060383 | 1 | Peak
2023-05-22 08:00 | 5 | 22 | 9 | Non-Summer | 0.6327 | 1.2038 | 1.0276 | 1.0276 | Normal |  | 0 | 1.0276 | 0.17613 | 0.17613 | 1 | Peak
2023-05-22 09:00 | 5 | 22 | 10 | Non-Summer | 0.6597 | 1.2551 | 1.8391 | 1.8391 | Normal |  | 0.58394 | 1.2551 | 0 | -0.58394 | 1 | Peak
2023-05-22 10:00 | 5 | 22 | 11 | Non-Summer | 0.7049 | 1.3411 | 2.5144 | 2.5144 | Normal |  | 1.1733 | 1.3411 | 0 | -1.1733 | 1 | Peak
2023-05-22 11:00 | 5 | 22 | 12 | Non-Summer | 0.7659 | 1.4572 | 2.9667 | 2.9667 | Normal |  | 1.5095 | 1.4572 | 0 | -1.5095 | 1 | Peak
2023-05-22 12:00 | 5 | 22 | 13 | Non-Summer | 0.8419 | 1.6018 | 5.8995 | 5.8995 | Normal |  | 4.2978 | 1.6018 | 4.4409e-16 | -4.2978 | 1 | Peak
2023-05-22 13:00 | 5 | 22 | 14 | Non-Summer | 0.9245 | 1.7589 | 5.4524 | 5.4524 | Normal |  | 3.6935 | 1.7589 | 0 | -3.6935 | 1 | Peak
2023-05-22 14:00 | 5 | 22 | 15 | Non-Summer | 1.0112 | 1.9239 | 4.8034 | 4.8034 | Normal |  | 2.8795 | 1.9239 | 2.2204e-16 | -2.8795 | 1 | Peak
2023-05-22 15:00 | 5 | 22 | 16 | Non-Summer | 1.1141 | 2.1196 | 3.3751 | 3.3751 | Normal |  | 1.2555 | 2.1196 | 0 | -1.2555 | 1 | Peak
2023-05-22 16:00 | 5 | 22 | 17 | Non-Summer | 1.2114 | 2.3048 | 2.2636 | 2.2636 | Normal |  | 0 | 2.2636 | 0.041202 | 0.041202 | 1 | Peak
2023-05-22 17:00 | 5 | 22 | 18 | Non-Summer | 1.2689 | 2.4142 | 0.89963 | 0.89963 | Normal |  | 0 | 0.89963 | 1.5145 | 1.5145 | 1 | Peak
2023-05-22 18:00 | 5 | 22 | 19 | Non-Summer | 1.2568 | 2.3911 | 0.15316 | 0.15316 | Normal |  | 0 | 0.15316 | 2.238 | 2.238 | 1 | Peak
2023-05-22 19:00 | 5 | 22 | 20 | Non-Summer | 1.1915 | 2.2669 | 0 | 0 | Normal |  | 0 | 0 | 2.2669 | 2.2669 | 1 | Peak
2023-05-22 20:00 | 5 | 22 | 21 | Non-Summer | 1.1591 | 2.2053 | 0 | 0 | Normal |  | 0 | 0 | 2.2053 | 2.2053 | 1 | Peak
2023-05-22 21:00 | 5 | 22 | 22 | Non-Summer | 1.1026 | 2.0978 | 0 | 0 | Normal |  | 0 | 0 | 2.0978 | 2.0978 | 1 | Off-Peak
2023-05-22 22:00 | 5 | 22 | 23 | Non-Summer | 0.9664 | 1.8386 | 0 | 0 | Normal |  | 0 | 0 | 1.8386 | 1.8386 | 1 | Off-Peak
2023-05-22 23:00 | 5 | 23 | 0 | Non-Summer | 0.8158 | 1.5521 | 0 | 0 | Normal |  | 0 | 0 | 1.5521 | 1.5521 | 1 | Off-Peak
2023-05-23 | 5 | 23 | 1 | Non-Summer | 0.706 | 1.3432 | 0 | 0 | Normal |  | 0 | 0 | 1.3432 | 1.3432 | 2 | Off-Peak
2023-05-23 01:00 | 5 | 23 | 2 | Non-Summer | 0.6339 | 1.206 | 0 | 0 | Normal |  | 0 | 0 | 1.206 | 1.206 | 2 | Off-Peak
2023-05-23 02:00 | 5 | 23 | 3 | Non-Summer | 0.5902 | 1.1229 | 0 | 0 | Normal |  | 0 | 0 | 1.1229 | 1.1229 | 2 | Off-Peak
2023-05-23 03:00 | 5 | 23 | 4 | Non-Summer | 0.5646 | 1.0742 | 0 | 0 | Normal |  | 0 | 0 | 1.0742 | 1.0742 | 2 | Off-Peak
2023-05-23 04:00 | 5 | 23 | 5 | Non-Summer | 0.5568 | 1.0593 | 0 | 0 | Normal |  | 0 | 0 | 1.0593 | 1.0593 | 2 | Off-Peak
2023-05-23 05:00 | 5 | 23 | 6 | Non-Summer | 0.5694 | 1.0833 | 0.35392 | 0.35392 | Normal |  | 0 | 0.35392 | 0.7294 | 0.7294 | 2 | Peak
2023-05-23 06:00 | 5 | 23 | 7 | Non-Summer | 0.5997 | 1.141 | 1.6074 | 1.6074 | Normal |  | 0.46642 | 1.141 | 0 | -0.46642 | 2 | Peak
2023-05-23 07:00 | 5 | 23 | 8 | Non-Summer | 0.6305 | 1.1996 | 3.1698 | 3.1698 | Normal |  | 1.9703 | 1.1996 | 0 | -1.9703 | 2 | Peak
2023-05-23 08:00 | 5 | 23 | 9 | Non-Summer | 0.6417 | 1.2209 | 4.4245 | 4.4245 | Normal |  | 3.2037 | 1.2209 | 0 | -3.2037 | 2 | Peak
2023-05-23 09:00 | 5 | 23 | 10 | Non-Summer | 0.6748 | 1.2838 | 5.3091 | 5.3091 | Normal |  | 4.0252 | 1.2838 | 2.2204e-16 | -4.0252 | 2 | Peak
2023-05-23 10:00 | 5 | 23 | 11 | Non-Summer | 0.7353 | 1.399 | 5.9326 | 5.9326 | Normal |  | 4.5337 | 1.399 | 0 | -4.5337 | 2 | Peak
2023-05-23 11:00 | 5 | 23 | 12 | Non-Summer | 0.8248 | 1.5692 | 4.4931 | 4.4931 | Normal |  | 2.9239 | 1.5692 | 2.2204e-16 | -2.9239 | 2 | Peak
2023-05-23 12:00 | 5 | 23 | 13 | Non-Summer | 0.9336 | 1.7762 | 6.1151 | 6.1151 | Normal |  | 4.3389 | 1.7762 | 2.2204e-16 | -4.3389 | 2 | Peak
2023-05-23 13:00 | 5 | 23 | 14 | Non-Summer | 1.0436 | 1.9855 | 5.6693 | 5.6693 | Normal |  | 3.6838 | 1.9855 | 0 | -3.6838 | 2 | Peak
2023-05-23 14:00 | 5 | 23 | 15 | Non-Summer | 1.1582 | 2.2035 | 4.8868 | 4.8868 | Normal |  | 2.6832 | 2.2035 | 0 | -2.6832 | 2 | Peak
2023-05-23 15:00 | 5 | 23 | 16 | Non-Summer | 1.2919 | 2.4579 | 3.7726 | 3.7726 | Normal |  | 1.3146 | 2.4579 | 0 | -1.3146 | 2 | Peak
2023-05-23 16:00 | 5 | 23 | 17 | Non-Summer | 1.4122 | 2.6868 | 2.4084 | 2.4084 | Normal |  | 0 | 2.4084 | 0.27844 | 0.27844 | 2 | Peak
2023-05-23 17:00 | 5 | 23 | 18 | Non-Summer | 1.4755 | 2.8072 | 0.95013 | 0.95013 | Normal |  | 0 | 0.95013 | 1.8571 | 1.8571 | 2 | Peak
2023-05-23 18:00 | 5 | 23 | 19 | Non-Summer | 1.4555 | 2.7692 | 0.1576 | 0.1576 | Normal |  | 0 | 0.1576 | 2.6116 | 2.6116 | 2 | Peak
2023-05-23 19:00 | 5 | 23 | 20 | Non-Summer | 1.3746 | 2.6153 | 0 | 0 | Normal |  | 0 | 0 | 2.6153 | 2.6153 | 2 | Peak
2023-05-23 20:00 | 5 | 23 | 21 | Non-Summer | 1.3147 | 2.5013 | 0 | 0 | Normal |  | 0 | 0 | 2.5013 | 2.5013 | 2 | Peak
2023-05-23 21:00 | 5 | 23 | 22 | Non-Summer | 1.2341 | 2.348 | 0 | 0 | Normal |  | 0 | 0 | 2.348 | 2.348 | 2 | Off-Peak
2023-05-23 22:00 | 5 | 23 | 23 | Non-Summer | 1.0733 | 2.042 | 0 | 0 | Normal |  | 0 | 0 | 2.042 | 2.042 | 2 | Off-Peak
2023-05-23 23:00 | 5 | 24 | 0 | Non-Summer | 0.8999 | 1.7121 | 0 | 0 | Normal |  | 0 | 0 | 1.7121 | 1.7121 | 2 | Off-Peak
2023-05-24 | 5 | 24 | 1 | Non-Summer | 0.7715 | 1.4678 | 0 | 0 | Normal |  | 0 | 0 | 1.4678 | 1.4678 | 3 | Off-Peak
2023-05-24 01:00 | 5 | 24 | 2 | Non-Summer | 0.6848 | 1.3029 | 0 | 0 | Normal |  | 0 | 0 | 1.3029 | 1.3029 | 3 | Off-Peak
2023-05-24 02:00 | 5 | 24 | 3 | Non-Summer | 0.6293 | 1.1973 | 0 | 0 | Normal |  | 0 | 0 | 1.1973 | 1.1973 | 3 | Off-Peak
2023-05-24 03:00 | 5 | 24 | 4 | Non-Summer | 0.5956 | 1.1332 | 0 | 0 | Normal |  | 0 | 0 | 1.1332 | 1.1332 | 3 | Off-Peak
2023-05-24 04:00 | 5 | 24 | 5 | Non-Summer | 0.5815 | 1.1063 | 0 | 0 | Normal |  | 0 | 0 | 1.1063 | 1.1063 | 3 | Off-Peak
2023-05-24 05:00 | 5 | 24 | 6 | Non-Summer | 0.5871 | 1.117 | 0.36429 | 0.36429 | Normal |  | 0 | 0.36429 | 0.7527 | 0.7527 | 3 | Peak
2023-05-24 06:00 | 5 | 24 | 7 | Non-Summer | 0.6142 | 1.1686 | 1.5497 | 1.5497 | Normal |  | 0.38114 | 1.1686 | 0 | -0.38114 | 3 | Peak
2023-05-24 07:00 | 5 | 24 | 8 | Non-Summer | 0.6495 | 1.2357 | 3.0523 | 3.0523 | Normal |  | 1.8166 | 1.2357 | 0 | -1.8166 | 3 | Peak
2023-05-24 08:00 | 5 | 24 | 9 | Non-Summer | 0.6653 | 1.2658 | 4.2598 | 4.2598 | Normal |  | 2.994 | 1.2658 | 0 | -2.994 | 3 | Peak
2023-05-24 09:00 | 5 | 24 | 10 | Non-Summer | 0.6868 | 1.3067 | 5.1893 | 5.1893 | Normal |  | 3.8826 | 1.3067 | 2.2204e-16 | -3.8826 | 3 | Peak
2023-05-24 10:00 | 5 | 24 | 11 | Non-Summer | 0.7125 | 1.3556 | 5.8132 | 5.8132 | Normal |  | 4.4576 | 1.3556 | 0 | -4.4576 | 3 | Peak
2023-05-24 11:00 | 5 | 24 | 12 | Non-Summer | 0.7443 | 1.4161 | 6.0763 | 6.0763 | Normal |  | 4.6602 | 1.4161 | 0 | -4.6602 | 3 | Peak
2023-05-24 12:00 | 5 | 24 | 13 | Non-Summer | 0.7832 | 1.4901 | 5.8981 | 5.8981 | Normal |  | 4.408 | 1.4901 | 0 | -4.408 | 3 | Peak
2023-05-24 13:00 | 5 | 24 | 14 | Non-Summer | 0.8184 | 1.5571 | 5.4476 | 5.4476 | Normal |  | 3.8905 | 1.5571 | 0 | -3.8905 | 3 | Peak
2023-05-24 14:00 | 5 | 24 | 15 | Non-Summer | 0.8573 | 1.6311 | 4.7161 | 4.7161 | Normal |  | 3.085 | 1.6311 | 2.2204e-16 | -3.085 | 3 | Peak
2023-05-24 15:00 | 5 | 24 | 16 | Non-Summer | 0.9117 | 1.7346 | 3.7011 | 3.7011 | Normal |  | 1.9665 | 1.7346 | 0 | -1.9665 | 3 | Peak
2023-05-24 16:00 | 5 | 24 | 17 | Non-Summer | 0.9566 | 1.82 | 2.3691 | 2.3691 | Normal |  | 0.5491 | 1.82 | 0 | -0.5491 | 3 | Peak
2023-05-24 17:00 | 5 | 24 | 18 | Non-Summer | 0.9583 | 1.8232 | 0.97517 | 0.97517 | Normal |  | 0 | 0.97517 | 0.84805 | 0.84805 | 3 | Peak
2023-05-24 18:00 | 5 | 24 | 19 | Non-Summer | 0.9206 | 1.7515 | 0.1727 | 0.1727 | Normal |  | 0 | 0.1727 | 1.5788 | 1.5788 | 3 | Peak
2023-05-24 19:00 | 5 | 24 | 20 | Non-Summer | 0.8889 | 1.6912 | 0 | 0 | Normal |  | 0 | 0 | 1.6912 | 1.6912 | 3 | Peak
2023-05-24 20:00 | 5 | 24 | 21 | Non-Summer | 0.9037 | 1.7193 | 0 | 0 | Normal |  | 0 | 0 | 1.7193 | 1.7193 | 3 | Peak
2023-05-24 21:00 | 5 | 24 | 22 | Non-Summer | 0.8786 | 1.6716 | 0 | 0 | Normal |  | 0 | 0 | 1.6716 | 1.6716 | 3 | Off-Peak
2023-05-24 22:00 | 5 | 24 | 23 | Non-Summer | 0.7888 | 1.5007 | 0 | 0 | Normal |  | 0 | 0 | 1.5007 | 1.5007 | 3 | Off-Peak
2023-05-24 23:00 | 5 | 25 | 0 | Non-Summer | 0.6853 | 1.3038 | 0 | 0 | Normal |  | 0 | 0 | 1.3038 | 1.3038 | 3 | Off-Peak
2023-05-25 | 5 | 25 | 1 | Non-Summer | 0.6164 | 1.1727 | 0 | 0 | Normal |  | 0 | 0 | 1.1727 | 1.1727 | 4 | Off-Peak
2023-05-25 01:00 | 5 | 25 | 2 | Non-Summer | 0.5736 | 1.0913 | 0 | 0 | Normal |  | 0 | 0 | 1.0913 | 1.0913 | 4 | Off-Peak
2023-05-25 02:00 | 5 | 25 | 3 | Non-Summer | 0.5477 | 1.042 | 0 | 0 | Normal |  | 0 | 0 | 1.042 | 1.042 | 4 | Off-Peak
2023-05-25 03:00 | 5 | 25 | 4 | Non-Summer | 0.5353 | 1.0184 | 0 | 0 | Normal |  | 0 | 0 | 1.0184 | 1.0184 | 4 | Off-Peak
2023-05-25 04:00 | 5 | 25 | 5 | Non-Summer | 0.5384 | 1.0243 | 0 | 0 | Normal |  | 0 | 0 | 1.0243 | 1.0243 | 4 | Off-Peak
2023-05-25 05:00 | 5 | 25 | 6 | Non-Summer | 0.5605 | 1.0664 | 0.42546 | 0.42546 | Normal |  | 0 | 0.42546 | 0.64093 | 0.64093 | 4 | Peak
2023-05-25 06:00 | 5 | 25 | 7 | Non-Summer | 0.5985 | 1.1387 | 1.5629 | 1.5629 | Normal |  | 0.42425 | 1.1387 | 0 | -0.42425 | 4 | Peak
2023-05-25 07:00 | 5 | 25 | 8 | Non-Summer | 0.6252 | 1.1895 | 3 | 3 | Normal |  | 1.8105 | 1.1895 | 0 | -1.8105 | 4 | Peak
2023-05-25 08:00 | 5 | 25 | 9 | Non-Summer | 0.6208 | 1.1811 | 4.2276 | 4.2276 | Normal |  | 3.0465 | 1.1811 | 0 | -3.0465 | 4 | Peak
2023-05-25 09:00 | 5 | 25 | 10 | Non-Summer | 0.6208 | 1.1811 | 5.227 | 5.227 | Normal |  | 4.0458 | 1.1811 | 0 | -4.0458 | 4 | Peak
2023-05-25 10:00 | 5 | 25 | 11 | Non-Summer | 0.6173 | 1.1745 | 5.8411 | 5.8411 | Normal |  | 4.6667 | 1.1745 | 0 | -4.6667 | 4 | Peak
2023-05-25 11:00 | 5 | 25 | 12 | Non-Summer | 0.6168 | 1.1735 | 6.1149 | 6.1149 | Normal |  | 4.9414 | 1.1735 | 0 | -4.9414 | 4 | Peak
2023-05-25 12:00 | 5 | 25 | 13 | Non-Summer | 0.6215 | 1.1824 | 6.014 | 6.014 | Normal |  | 4.8316 | 1.1824 | 0 | -4.8316 | 4 | Peak
2023-05-25 13:00 | 5 | 25 | 14 | Non-Summer | 0.6244 | 1.188 | 5.5957 | 5.5957 | Normal |  | 4.4078 | 1.188 | 4.4409e-16 | -4.4078 | 4 | Peak
2023-05-25 14:00 | 5 | 25 | 15 | Non-Summer | 0.6316 | 1.2017 | 4.8266 | 4.8266 | Normal |  | 3.6249 | 1.2017 | 0 | -3.6249 | 4 | Peak
2023-05-25 15:00 | 5 | 25 | 16 | Non-Summer | 0.6581 | 1.2521 | 3.7836 | 3.7836 | Normal |  | 2.5316 | 1.2521 | 2.2204e-16 | -2.5316 | 4 | Peak
2023-05-25 16:00 | 5 | 25 | 17 | Non-Summer | 0.7051 | 1.3415 | 2.4283 | 2.4283 | Normal |  | 1.0868 | 1.3415 | 0 | -1.0868 | 4 | Peak
2023-05-25 17:00 | 5 | 25 | 18 | Non-Summer | 0.7513 | 1.4294 | 0.96365 | 0.96365 | Normal |  | 0 | 0.96365 | 0.46575 | 0.46575 | 4 | Peak
2023-05-25 18:00 | 5 | 25 | 19 | Non-Summer | 0.7755 | 1.4754 | 0.15047 | 0.15047 | Normal |  | 0 | 0.15047 | 1.325 | 1.325 | 4 | Peak
2023-05-25 19:00 | 5 | 25 | 20 | Non-Summer | 0.7912 | 1.5053 | 0 | 0 | Normal |  | 0 | 0 | 1.5053 | 1.5053 | 4 | Peak
2023-05-25 20:00 | 5 | 25 | 21 | Non-Summer | 0.8347 | 1.5881 | 0 | 0 | Normal |  | 0 | 0 | 1.5881 | 1.5881 | 4 | Peak
2023-05-25 21:00 | 5 | 25 | 22 | Non-Summer | 0.8318 | 1.5826 | 0 | 0 | Normal |  | 0 | 0 | 1.5826 | 1.5826 | 4 | Off-Peak
2023-05-25 22:00 | 5 | 25 | 23 | Non-Summer | 0.7593 | 1.4446 | 0 | 0 | Normal |  | 0 | 0 | 1.4446 | 1.4446 | 4 | Off-Peak
2023-05-25 23:00 | 5 | 26 | 0 | Non-Summer | 0.6713 | 1.2772 | 0 | 0 | Normal |  | 0 | 0 | 1.2772 | 1.2772 | 4 | Off-Peak
2023-05-26 | 5 | 26 | 1 | Non-Summer | 0.6121 | 1.1646 | 0 | 0 | Normal |  | 0 | 0 | 1.1646 | 1.1646 | 5 | Off-Peak
2023-05-26 01:00 | 5 | 26 | 2 | Non-Summer | 0.5759 | 1.0957 | 0 | 0 | Normal |  | 0 | 0 | 1.0957 | 1.0957 | 5 | Off-Peak
2023-05-26 02:00 | 5 | 26 | 3 | Non-Summer | 0.5556 | 1.0571 | 0 | 0 | Normal |  | 0 | 0 | 1.0571 | 1.0571 | 5 | Off-Peak
2023-05-26 03:00 | 5 | 26 | 4 | Non-Summer | 0.5467 | 1.0401 | 0 | 0 | Normal |  | 0 | 0 | 1.0401 | 1.0401 | 5 | Off-Peak
2023-05-26 04:00 | 5 | 26 | 5 | Non-Summer | 0.5525 | 1.0512 | 0 | 0 | Normal |  | 0 | 0 | 1.0512 | 1.0512 | 5 | Off-Peak
2023-05-26 05:00 | 5 | 26 | 6 | Non-Summer | 0.5756 | 1.0951 | 0.36805 | 0.36805 | Normal |  | 0 | 0.36805 | 0.72706 | 0.72706 | 5 | Peak
2023-05-26 06:00 | 5 | 26 | 7 | Non-Summer | 0.6093 | 1.1592 | 1.2925 | 1.2925 | Normal |  | 0.13328 | 1.1592 | 0 | -0.13328 | 5 | Peak
2023-05-26 07:00 | 5 | 26 | 8 | Non-Summer | 0.6308 | 1.2001 | 3.0031 | 3.0031 | Normal |  | 1.8029 | 1.2001 | 0 | -1.8029 | 5 | Peak
2023-05-26 08:00 | 5 | 26 | 9 | Non-Summer | 0.6265 | 1.192 | 4.1564 | 4.1564 | Normal |  | 2.9644 | 1.192 | 0 | -2.9644 | 5 | Peak
2023-05-26 09:00 | 5 | 26 | 10 | Non-Summer | 0.6238 | 1.1868 | 4.9894 | 4.9894 | Normal |  | 3.8026 | 1.1868 | 0 | -3.8026 | 5 | Peak
2023-05-26 10:00 | 5 | 26 | 11 | Non-Summer | 0.6246 | 1.1883 | 5.517 | 5.517 | Normal |  | 4.3286 | 1.1883 | 0 | -4.3286 | 5 | Peak
2023-05-26 11:00 | 5 | 26 | 12 | Non-Summer | 0.6316 | 1.2017 | 5.466 | 5.466 | Normal |  | 4.2643 | 1.2017 | 0 | -4.2643 | 5 | Peak
2023-05-26 12:00 | 5 | 26 | 13 | Non-Summer | 0.6435 | 1.2243 | 5.3682 | 5.3682 | Normal |  | 4.1439 | 1.2243 | 0 | -4.1439 | 5 | Peak
2023-05-26 13:00 | 5 | 26 | 14 | Non-Summer | 0.6538 | 1.2439 | 5.3372 | 5.3372 | Normal |  | 4.0933 | 1.2439 | 2.2204e-16 | -4.0933 | 5 | Peak
2023-05-26 14:00 | 5 | 26 | 15 | Non-Summer | 0.6724 | 1.2793 | 4.6078 | 4.6078 | Normal |  | 3.3285 | 1.2793 | 0 | -3.3285 | 5 | Peak
2023-05-26 15:00 | 5 | 26 | 16 | Non-Summer | 0.7099 | 1.3506 | 3.5863 | 3.5863 | Normal |  | 2.2357 | 1.3506 | 0 | -2.2357 | 5 | Peak
2023-05-26 16:00 | 5 | 26 | 17 | Non-Summer | 0.7645 | 1.4545 | 1.8309 | 1.8309 | Normal |  | 0.37635 | 1.4545 | 0 | -0.37635 | 5 | Peak
2023-05-26 17:00 | 5 | 26 | 18 | Non-Summer | 0.8119 | 1.5447 | 0.70064 | 0.70064 | Normal |  | 0 | 0.70064 | 0.84405 | 0.84405 | 5 | Peak
2023-05-26 18:00 | 5 | 26 | 19 | Non-Summer | 0.8258 | 1.5711 | 0.17063 | 0.17063 | Normal |  | 0 | 0.17063 | 1.4005 | 1.4005 | 5 | Peak
2023-05-26 19:00 | 5 | 26 | 20 | Non-Summer | 0.816 | 1.5525 | 0 | 0 | Normal |  | 0 | 0 | 1.5525 | 1.5525 | 5 | Peak
2023-05-26 20:00 | 5 | 26 | 21 | Non-Summer | 0.8272 | 1.5738 | 0 | 0 | Normal |  | 0 | 0 | 1.5738 | 1.5738 | 5 | Peak
2023-05-26 21:00 | 5 | 26 | 22 | Non-Summer | 0.8256 | 1.5708 | 0 | 0 | Normal |  | 0 | 0 | 1.5708 | 1.5708 | 5 | Off-Peak
2023-05-26 22:00 | 5 | 26 | 23 | Non-Summer | 0.7676 | 1.4604 | 0 | 0 | Normal |  | 0 | 0 | 1.4604 | 1.4604 | 5 | Off-Peak
2023-05-26 23:00 | 5 | 27 | 0 | Non-Summer | 0.6869 | 1.3069 | 0 | 0 | Normal |  | 0 | 0 | 1.3069 | 1.3069 | 5 | Off-Peak
2023-05-27 | 5 | 27 | 1 | Non-Summer | 0.6229 | 1.1851 | 0 | 0 | Normal |  | 0 | 0 | 1.1851 | 1.1851 | 6 | Off-Peak
2023-05-27 01:00 | 5 | 27 | 2 | Non-Summer | 0.579 | 1.1016 | 0 | 0 | Normal |  | 0 | 0 | 1.1016 | 1.1016 | 6 | Off-Peak
2023-05-27 02:00 | 5 | 27 | 3 | Non-Summer | 0.552 | 1.0502 | 0 | 0 | Normal |  | 0 | 0 | 1.0502 | 1.0502 | 6 | Off-Peak
2023-05-27 03:00 | 5 | 27 | 4 | Non-Summer | 0.538 | 1.0236 | 0 | 0 | Normal |  | 0 | 0 | 1.0236 | 1.0236 | 6 | Off-Peak
2023-05-27 04:00 | 5 | 27 | 5 | Non-Summer | 0.5348 | 1.0175 | 0 | 0 | Normal |  | 0 | 0 | 1.0175 | 1.0175 | 6 | Off-Peak
2023-05-27 05:00 | 5 | 27 | 6 | Non-Summer | 0.5408 | 1.0289 | 0.46268 | 0.46268 | Normal |  | 0 | 0.46268 | 0.56622 | 0.56622 | 6 | Off-Peak
2023-05-27 06:00 | 5 | 27 | 7 | Non-Summer | 0.5579 | 1.0614 | 1.5666 | 1.5666 | Normal |  | 0.50521 | 1.0614 | 0 | -0.50521 | 6 | Off-Peak
2023-05-27 07:00 | 5 | 27 | 8 | Non-Summer | 0.5921 | 1.1265 | 1.3123 | 1.3123 | Normal |  | 0.18581 | 1.1265 | 0 | -0.18581 | 6 | Off-Peak
2023-05-27 08:00 | 5 | 27 | 9 | Non-Summer | 0.6296 | 1.1979 | 2.0053 | 2.0053 | Normal |  | 0.80748 | 1.1979 | 0 | -0.80748 | 6 | Off-Peak
2023-05-27 09:00 | 5 | 27 | 10 | Non-Summer | 0.6568 | 1.2496 | 3.7901 | 3.7901 | Normal |  | 2.5405 | 1.2496 | 0 | -2.5405 | 6 | Off-Peak
2023-05-27 10:00 | 5 | 27 | 11 | Non-Summer | 0.6797 | 1.2932 | 4.4214 | 4.4214 | Normal |  | 3.1282 | 1.2932 | 0 | -3.1282 | 6 | Off-Peak
2023-05-27 11:00 | 5 | 27 | 12 | Non-Summer | 0.7052 | 1.3417 | 4.4797 | 4.4797 | Normal |  | 3.138 | 1.3417 | 2.2204e-16 | -3.138 | 6 | Off-Peak
2023-05-27 12:00 | 5 | 27 | 13 | Non-Summer | 0.7334 | 1.3953 | 5.6935 | 5.6935 | Normal |  | 4.2982 | 1.3953 | 0 | -4.2982 | 6 | Off-Peak
2023-05-27 13:00 | 5 | 27 | 14 | Non-Summer | 0.7605 | 1.4469 | 4.753 | 4.753 | Normal |  | 3.3061 | 1.4469 | 0 | -3.3061 | 6 | Off-Peak
2023-05-27 14:00 | 5 | 27 | 15 | Non-Summer | 0.7903 | 1.5036 | 5.2437 | 5.2437 | Normal |  | 3.7401 | 1.5036 | 0 | -3.7401 | 6 | Off-Peak
2023-05-27 15:00 | 5 | 27 | 16 | Non-Summer | 0.8188 | 1.5578 | 4.1616 | 4.1616 | Normal |  | 2.6037 | 1.5578 | 0 | -2.6037 | 6 | Off-Peak
2023-05-27 16:00 | 5 | 27 | 17 | Non-Summer | 0.8381 | 1.5945 | 2.6954 | 2.6954 | Normal |  | 1.1009 | 1.5945 | 0 | -1.1009 | 6 | Off-Peak
2023-05-27 17:00 | 5 | 27 | 18 | Non-Summer | 0.8495 | 1.6162 | 1.0384 | 1.0384 | Normal |  | 0 | 1.0384 | 0.57785 | 0.57785 | 6 | Off-Peak
2023-05-27 18:00 | 5 | 27 | 19 | Non-Summer | 0.8381 | 1.5945 | 0.13326 | 0.13326 | Normal |  | 0 | 0.13326 | 1.4613 | 1.4613 | 6 | Off-Peak
2023-05-27 19:00 | 5 | 27 | 20 | Non-Summer | 0.8255 | 1.5706 | 0 | 0 | Normal |  | 0 | 0 | 1.5706 | 1.5706 | 6 | Off-Peak
2023-05-27 20:00 | 5 | 27 | 21 | Non-Summer | 0.8443 | 1.6063 | 0 | 0 | Normal |  | 0 | 0 | 1.6063 | 1.6063 | 6 | Off-Peak
2023-05-27 21:00 | 5 | 27 | 22 | Non-Summer | 0.8395 | 1.5972 | 0 | 0 | Normal |  | 0 | 0 | 1.5972 | 1.5972 | 6 | Off-Peak
2023-05-27 22:00 | 5 | 27 | 23 | Non-Summer | 0.7853 | 1.4941 | 0 | 0 | Normal |  | 0 | 0 | 1.4941 | 1.4941 | 6 | Off-Peak
2023-05-27 23:00 | 5 | 28 | 0 | Non-Summer | 0.7054 | 1.3421 | 0 | 0 | Normal |  | 0 | 0 | 1.3421 | 1.3421 | 6 | Off-Peak
2023-05-28 | 5 | 28 | 1 | Non-Summer | 0.6383 | 1.2144 | 0 | 0 | Normal |  | 0 | 0 | 1.2144 | 1.2144 | 7 | Off-Peak
2023-05-28 01:00 | 5 | 28 | 2 | Non-Summer | 0.5885 | 1.1197 | 0 | 0 | Normal |  | 0 | 0 | 1.1197 | 1.1197 | 7 | Off-Peak
2023-05-28 02:00 | 5 | 28 | 3 | Non-Summer | 0.5559 | 1.0576 | 0 | 0 | Normal |  | 0 | 0 | 1.0576 | 1.0576 | 7 | Off-Peak
2023-05-28 03:00 | 5 | 28 | 4 | Non-Summer | 0.5362 | 1.0202 | 0 | 0 | Normal |  | 0 | 0 | 1.0202 | 1.0202 | 7 | Off-Peak
2023-05-28 04:00 | 5 | 28 | 5 | Non-Summer | 0.5269 | 1.0025 | 0 | 0 | Normal |  | 0 | 0 | 1.0025 | 1.0025 | 7 | Off-Peak
2023-05-28 05:00 | 5 | 28 | 6 | Non-Summer | 0.5265 | 1.0017 | 0.34809 | 0.34809 | Normal |  | 0 | 0.34809 | 0.65361 | 0.65361 | 7 | Off-Peak
2023-05-28 06:00 | 5 | 28 | 7 | Non-Summer | 0.5372 | 1.0221 | 1.7896 | 1.7896 | Normal |  | 0.76757 | 1.0221 | 0 | -0.76757 | 7 | Off-Peak
2023-05-28 07:00 | 5 | 28 | 8 | Non-Summer | 0.5749 | 1.0938 | 3.5225 | 3.5225 | Normal |  | 2.4287 | 1.0938 | 0 | -2.4287 | 7 | Off-Peak
2023-05-28 08:00 | 5 | 28 | 9 | Non-Summer | 0.6265 | 1.192 | 4.8418 | 4.8418 | Normal |  | 3.6499 | 1.192 | 0 | -3.6499 | 7 | Off-Peak
2023-05-28 09:00 | 5 | 28 | 10 | Non-Summer | 0.6788 | 1.2915 | 5.8619 | 5.8619 | Normal |  | 4.5705 | 1.2915 | 4.4409e-16 | -4.5705 | 7 | Off-Peak
2023-05-28 10:00 | 5 | 28 | 11 | Non-Summer | 0.7344 | 1.3972 | 6.5026 | 6.5026 | Normal |  | 5.1053 | 1.3972 | 0 | -5.1053 | 7 | Off-Peak
2023-05-28 11:00 | 5 | 28 | 12 | Non-Summer | 0.8001 | 1.5222 | 6.7949 | 6.7949 | Normal |  | 5.2726 | 1.5222 | 0 | -5.2726 | 7 | Off-Peak
2023-05-28 12:00 | 5 | 28 | 13 | Non-Summer | 0.8705 | 1.6562 | 6.6672 | 6.6672 | Normal |  | 5.011 | 1.6562 | 0 | -5.011 | 7 | Off-Peak
2023-05-28 13:00 | 5 | 28 | 14 | Non-Summer | 0.9364 | 1.7816 | 6.2169 | 6.2169 | Normal |  | 4.4353 | 1.7816 | 4.4409e-16 | -4.4353 | 7 | Off-Peak
2023-05-28 14:00 | 5 | 28 | 15 | Non-Summer | 0.9954 | 1.8938 | 5.3857 | 5.3857 | Normal |  | 3.4919 | 1.8938 | 0 | -3.4919 | 7 | Off-Peak
2023-05-28 15:00 | 5 | 28 | 16 | Non-Summer | 1.044 | 1.9863 | 4.245 | 4.245 | Normal |  | 2.2587 | 1.9863 | 0 | -2.2587 | 7 | Off-Peak
2023-05-28 16:00 | 5 | 28 | 17 | Non-Summer | 1.0815 | 2.0576 | 2.7495 | 2.7495 | Normal |  | 0.69186 | 2.0576 | 0 | -0.69186 | 7 | Off-Peak
2023-05-28 17:00 | 5 | 28 | 18 | Non-Summer | 1.0915 | 2.0766 | 1.0748 | 1.0748 | Normal |  | 0 | 1.0748 | 1.0018 | 1.0018 | 7 | Off-Peak
2023-05-28 18:00 | 5 | 28 | 19 | Non-Summer | 1.0658 | 2.0278 | 0.15266 | 0.15266 | Normal |  | 0 | 0.15266 | 1.8751 | 1.8751 | 7 | Off-Peak
2023-05-28 19:00 | 5 | 28 | 20 | Non-Summer | 1.0168 | 1.9345 | 0 | 0 | Normal |  | 0 | 0 | 1.9345 | 1.9345 | 7 | Off-Peak
2023-05-28 20:00 | 5 | 28 | 21 | Non-Summer | 0.9882 | 1.8801 | 0 | 0 | Normal |  | 0 | 0 | 1.8801 | 1.8801 | 7 | Off-Peak
2023-05-28 21:00 | 5 | 28 | 22 | Non-Summer | 0.9614 | 1.8291 | 0 | 0 | Normal |  | 0 | 0 | 1.8291 | 1.8291 | 7 | Off-Peak
2023-05-28 22:00 | 5 | 28 | 23 | Non-Summer | 0.8819 | 1.6779 | 0 | 0 | Normal |  | 0 | 0 | 1.6779 | 1.6779 | 7 | Off-Peak
2023-05-28 23:00 | 5 | 29 | 0 | Non-Summer | 0.7759 | 1.4762 | 0 | 0 | Normal |  | 0 | 0 | 1.4762 | 1.4762 | 7 | Off-Peak
2023-05-29 | 5 | 29 | 1 | Non-Summer | 0.6853 | 1.3038 | 0 | 0 | Normal |  | 0 | 0 | 1.3038 | 1.3038 | 1 | Off-Peak
2023-05-29 01:00 | 5 | 29 | 2 | Non-Summer | 0.6192 | 1.1781 | 0 | 0 | Normal |  | 0 | 0 | 1.1781 | 1.1781 | 1 | Off-Peak
2023-05-29 02:00 | 5 | 29 | 3 | Non-Summer | 0.5776 | 1.0989 | 0 | 0 | Normal |  | 0 | 0 | 1.0989 | 1.0989 | 1 | Off-Peak
2023-05-29 03:00 | 5 | 29 | 4 | Non-Summer | 0.5513 | 1.0489 | 0 | 0 | Normal |  | 0 | 0 | 1.0489 | 1.0489 | 1 | Off-Peak
2023-05-29 04:00 | 5 | 29 | 5 | Non-Summer | 0.538 | 1.0236 | 0 | 0 | Normal |  | 0 | 0 | 1.0236 | 1.0236 | 1 | Off-Peak
2023-05-29 05:00 | 5 | 29 | 6 | Non-Summer | 0.5354 | 1.0186 | 0.36596 | 0.36596 | Normal |  | 0 | 0.36596 | 0.65267 | 0.65267 | 1 | Peak
2023-05-29 06:00 | 5 | 29 | 7 | Non-Summer | 0.5428 | 1.0327 | 1.6011 | 1.6011 | Normal |  | 0.56835 | 1.0327 | 0 | -0.56835 | 1 | Peak
2023-05-29 07:00 | 5 | 29 | 8 | Non-Summer | 0.5801 | 1.1037 | 3.0554 | 3.0554 | Normal |  | 1.9517 | 1.1037 | 0 | -1.9517 | 1 | Peak
2023-05-29 08:00 | 5 | 29 | 9 | Non-Summer | 0.6436 | 1.2245 | 4.1867 | 4.1867 | Normal |  | 2.9622 | 1.2245 | 0 | -2.9622 | 1 | Peak
2023-05-29 09:00 | 5 | 29 | 10 | Non-Summer | 0.717 | 1.3641 | 5.0865 | 5.0865 | Normal |  | 3.7224 | 1.3641 | 2.2204e-16 | -3.7224 | 1 | Peak
2023-05-29 10:00 | 5 | 29 | 11 | Non-Summer | 0.8041 | 1.5299 | 5.7358 | 5.7358 | Normal |  | 4.206 | 1.5299 | 4.4409e-16 | -4.206 | 1 | Peak
2023-05-29 11:00 | 5 | 29 | 12 | Non-Summer | 0.9089 | 1.7292 | 6.0348 | 6.0348 | Normal |  | 4.3056 | 1.7292 | 2.2204e-16 | -4.3056 | 1 | Peak
2023-05-29 12:00 | 5 | 29 | 13 | Non-Summer | 1.025 | 1.9501 | 5.9988 | 5.9988 | Normal |  | 4.0487 | 1.9501 | 0 | -4.0487 | 1 | Peak
2023-05-29 13:00 | 5 | 29 | 14 | Non-Summer | 1.1387 | 2.1664 | 5.6449 | 5.6449 | Normal |  | 3.4785 | 2.1664 | 0 | -3.4785 | 1 | Peak
2023-05-29 14:00 | 5 | 29 | 15 | Non-Summer | 1.2364 | 2.3523 | 4.9216 | 4.9216 | Normal |  | 2.5693 | 2.3523 | 0 | -2.5693 | 1 | Peak
2023-05-29 15:00 | 5 | 29 | 16 | Non-Summer | 1.3288 | 2.5281 | 3.8902 | 3.8902 | Normal |  | 1.3621 | 2.5281 | 0 | -1.3621 | 1 | Peak
2023-05-29 16:00 | 5 | 29 | 17 | Non-Summer | 1.4076 | 2.678 | 2.5355 | 2.5355 | Normal |  | 0 | 2.5355 | 0.14257 | 0.14257 | 1 | Peak
2023-05-29 17:00 | 5 | 29 | 18 | Non-Summer | 1.4497 | 2.7581 | 1.0309 | 1.0309 | Normal |  | 0 | 1.0309 | 1.7273 | 1.7273 | 1 | Peak
2023-05-29 18:00 | 5 | 29 | 19 | Non-Summer | 1.4332 | 2.7268 | 0.16574 | 0.16574 | Normal |  | 0 | 0.16574 | 2.561 | 2.561 | 1 | Peak
2023-05-29 19:00 | 5 | 29 | 20 | Non-Summer | 1.371 | 2.6084 | 0 | 0 | Normal |  | 0 | 0 | 2.6084 | 2.6084 | 1 | Peak
2023-05-29 20:00 | 5 | 29 | 21 | Non-Summer | 1.3129 | 2.4979 | 0 | 0 | Normal |  | 0 | 0 | 2.4979 | 2.4979 | 1 | Peak
2023-05-29 21:00 | 5 | 29 | 22 | Non-Summer | 1.2515 | 2.3811 | 0 | 0 | Normal |  | 0 | 0 | 2.3811 | 2.3811 | 1 | Off-Peak
2023-05-29 22:00 | 5 | 29 | 23 | Non-Summer | 1.1038 | 2.1 | 0 | 0 | Normal |  | 0 | 0 | 2.1 | 2.1 | 1 | Off-Peak
2023-05-29 23:00 | 5 | 30 | 0 | Non-Summer | 0.928 | 1.7656 | 0 | 0 | Normal |  | 0 | 0 | 1.7656 | 1.7656 | 1 | Off-Peak
2023-05-30 | 5 | 30 | 1 | Non-Summer | 0.7909 | 1.5047 | 0 | 0 | Normal |  | 0 | 0 | 1.5047 | 1.5047 | 2 | Off-Peak
2023-05-30 01:00 | 5 | 30 | 2 | Non-Summer | 0.6993 | 1.3305 | 0 | 0 | Normal |  | 0 | 0 | 1.3305 | 1.3305 | 2 | Off-Peak
2023-05-30 02:00 | 5 | 30 | 3 | Non-Summer | 0.6396 | 1.2169 | 0 | 0 | Normal |  | 0 | 0 | 1.2169 | 1.2169 | 2 | Off-Peak
2023-05-30 03:00 | 5 | 30 | 4 | Non-Summer | 0.602 | 1.1453 | 0 | 0 | Normal |  | 0 | 0 | 1.1453 | 1.1453 | 2 | Off-Peak
2023-05-30 04:00 | 5 | 30 | 5 | Non-Summer | 0.5877 | 1.1181 | 0 | 0 | Normal |  | 0 | 0 | 1.1181 | 1.1181 | 2 | Off-Peak
2023-05-30 05:00 | 5 | 30 | 6 | Non-Summer | 0.591 | 1.1244 | 0.38634 | 0.38634 | Normal |  | 0 | 0.38634 | 0.73807 | 0.73807 | 2 | Peak
2023-05-30 06:00 | 5 | 30 | 7 | Non-Summer | 0.6176 | 1.175 | 1.6078 | 1.6078 | Normal |  | 0.43276 | 1.175 | 0 | -0.43276 | 2 | Peak
2023-05-30 07:00 | 5 | 30 | 8 | Non-Summer | 0.6621 | 1.2597 | 3.0877 | 3.0877 | Normal |  | 1.828 | 1.2597 | 0 | -1.828 | 2 | Peak
2023-05-30 08:00 | 5 | 30 | 9 | Non-Summer | 0.705 | 1.3413 | 4.2846 | 4.2846 | Normal |  | 2.9433 | 1.3413 | 2.2204e-16 | -2.9433 | 2 | Peak
2023-05-30 09:00 | 5 | 30 | 10 | Non-Summer | 0.7749 | 1.4743 | 5.1331 | 5.1331 | Normal |  | 3.6588 | 1.4743 | 0 | -3.6588 | 2 | Peak
2023-05-30 10:00 | 5 | 30 | 11 | Non-Summer | 0.8855 | 1.6847 | 5.6952 | 5.6952 | Normal |  | 4.0105 | 1.6847 | 4.4409e-16 | -4.0105 | 2 | Peak
2023-05-30 11:00 | 5 | 30 | 12 | Non-Summer | 1.0331 | 1.9655 | 5.9615 | 5.9615 | Normal |  | 3.996 | 1.9655 | 0 | -3.996 | 2 | Peak
2023-05-30 12:00 | 5 | 30 | 13 | Non-Summer | 1.206 | 2.2945 | 5.8984 | 5.8984 | Normal |  | 3.604 | 2.2945 | 0 | -3.604 | 2 | Peak
2023-05-30 13:00 | 5 | 30 | 14 | Non-Summer | 1.3708 | 2.608 | 5.4492 | 5.4492 | Normal |  | 2.8412 | 2.608 | 0 | -2.8412 | 2 | Peak
2023-05-30 14:00 | 5 | 30 | 15 | Non-Summer | 1.5145 | 2.8814 | 4.6701 | 4.6701 | Normal |  | 1.7886 | 2.8814 | 0 | -1.7886 | 2 | Peak
2023-05-30 15:00 | 5 | 30 | 16 | Non-Summer | 1.6573 | 3.1531 | 3.6558 | 3.6558 | Normal |  | 0.50271 | 3.1531 | 0 | -0.50271 | 2 | Peak
2023-05-30 16:00 | 5 | 30 | 17 | Non-Summer | 1.7923 | 3.41 | 2.3585 | 2.3585 | Normal |  | 0 | 2.3585 | 1.0515 | 1.0515 | 2 | Peak
2023-05-30 17:00 | 5 | 30 | 18 | Non-Summer | 1.8735 | 3.5645 | 1.0205 | 1.0205 | Normal |  | 0 | 1.0205 | 2.544 | 2.544 | 2 | Peak
2023-05-30 18:00 | 5 | 30 | 19 | Non-Summer | 1.8721 | 3.5618 | 0.2115 | 0.2115 | Normal |  | 0 | 0.2115 | 3.3503 | 3.3503 | 2 | Peak
2023-05-30 19:00 | 5 | 30 | 20 | Non-Summer | 1.7714 | 3.3702 | 0 | 0 | Normal |  | 0 | 0 | 3.3702 | 3.3702 | 2 | Peak
2023-05-30 20:00 | 5 | 30 | 21 | Non-Summer | 1.6645 | 3.1668 | 0 | 0 | Normal |  | 0 | 0 | 3.1668 | 3.1668 | 2 | Peak
2023-05-30 21:00 | 5 | 30 | 22 | Non-Summer | 1.5719 | 2.9906 | 0 | 0 | Normal |  | 0 | 0 | 2.9906 | 2.9906 | 2 | Off-Peak
2023-05-30 22:00 | 5 | 30 | 23 | Non-Summer | 1.3993 | 2.6623 | 0 | 0 | Normal |  | 0 | 0 | 2.6623 | 2.6623 | 2 | Off-Peak
2023-05-30 23:00 | 5 | 31 | 0 | Non-Summer | 1.196 | 2.2755 | 0 | 0 | Normal |  | 0 | 0 | 2.2755 | 2.2755 | 2 | Off-Peak
2023-05-31 | 5 | 31 | 1 | Non-Summer | 1.0294 | 1.9585 | 0 | 0 | Normal |  | 0 | 0 | 1.9585 | 1.9585 | 3 | Off-Peak
2023-05-31 01:00 | 5 | 31 | 2 | Non-Summer | 0.9027 | 1.7174 | 0 | 0 | Normal |  | 0 | 0 | 1.7174 | 1.7174 | 3 | Off-Peak
2023-05-31 02:00 | 5 | 31 | 3 | Non-Summer | 0.8129 | 1.5466 | 0 | 0 | Normal |  | 0 | 0 | 1.5466 | 1.5466 | 3 | Off-Peak
2023-05-31 03:00 | 5 | 31 | 4 | Non-Summer | 0.7529 | 1.4324 | 0 | 0 | Normal |  | 0 | 0 | 1.4324 | 1.4324 | 3 | Off-Peak
2023-05-31 04:00 | 5 | 31 | 5 | Non-Summer | 0.7198 | 1.3695 | 0 | 0 | Normal |  | 0 | 0 | 1.3695 | 1.3695 | 3 | Off-Peak
2023-05-31 05:00 | 5 | 31 | 6 | Non-Summer | 0.7141 | 1.3586 | 0.44523 | 0.44523 | Normal |  | 0 | 0.44523 | 0.91339 | 0.91339 | 3 | Peak
2023-05-31 06:00 | 5 | 31 | 7 | Non-Summer | 0.7609 | 1.4477 | 1.5318 | 1.5318 | Normal |  | 0.08411 | 1.4477 | 0 | -0.08411 | 3 | Peak
2023-05-31 07:00 | 5 | 31 | 8 | Non-Summer | 0.868 | 1.6514 | 1.4377 | 1.4377 | Normal |  | 0 | 1.4377 | 0.21376 | 0.21376 | 3 | Peak
2023-05-31 08:00 | 5 | 31 | 9 | Non-Summer | 0.9939 | 1.891 | 2.0791 | 2.0791 | Normal |  | 0.18814 | 1.891 | 0 | -0.18814 | 3 | Peak
2023-05-31 09:00 | 5 | 31 | 10 | Non-Summer | 1.1672 | 2.2207 | 1.1857 | 1.1857 | Normal |  | 0 | 1.1857 | 1.035 | 1.035 | 3 | Peak
2023-05-31 10:00 | 5 | 31 | 11 | Non-Summer | 1.3603 | 2.5881 | 0.31007 | 0.31007 | Normal |  | 0 | 0.31007 | 2.278 | 2.278 | 3 | Peak
2023-05-31 11:00 | 5 | 31 | 12 | Non-Summer | 1.5454 | 2.9402 | 0.64731 | 0.64731 | Normal |  | 0 | 0.64731 | 2.2929 | 2.2929 | 3 | Peak
2023-05-31 12:00 | 5 | 31 | 13 | Non-Summer | 1.7077 | 3.249 | 0.41025 | 0.41025 | Normal |  | 0 | 0.41025 | 2.8388 | 2.8388 | 3 | Peak
2023-05-31 13:00 | 5 | 31 | 14 | Non-Summer | 1.8095 | 3.4427 | 0.84902 | 0.84902 | Normal |  | 0 | 0.84902 | 2.5937 | 2.5937 | 3 | Peak
2023-05-31 14:00 | 5 | 31 | 15 | Non-Summer | 1.8379 | 3.4967 | 2.0065 | 2.0065 | Normal |  | 0 | 2.0065 | 1.4902 | 1.4902 | 3 | Peak
2023-05-31 15:00 | 5 | 31 | 16 | Non-Summer | 1.8039 | 3.432 | 3.2037 | 3.2037 | Normal |  | 0 | 3.2037 | 0.22833 | 0.22833 | 3 | Peak
2023-05-31 16:00 | 5 | 31 | 17 | Non-Summer | 1.8106 | 3.4448 | 1.8265 | 1.8265 | Normal |  | 0 | 1.8265 | 1.6183 | 1.6183 | 3 | Peak
2023-05-31 17:00 | 5 | 31 | 18 | Non-Summer | 1.8135 | 3.4503 | 0.89542 | 0.89542 | Normal |  | 0 | 0.89542 | 2.5549 | 2.5549 | 3 | Peak
2023-05-31 18:00 | 5 | 31 | 19 | Non-Summer | 1.8173 | 3.4575 | 0.17552 | 0.17552 | Normal |  | 0 | 0.17552 | 3.282 | 3.282 | 3 | Peak
2023-05-31 19:00 | 5 | 31 | 20 | Non-Summer | 1.7594 | 3.3474 | 0 | 0 | Normal |  | 0 | 0 | 3.3474 | 3.3474 | 3 | Peak
2023-05-31 20:00 | 5 | 31 | 21 | Non-Summer | 1.6826 | 3.2013 | 0 | 0 | Normal |  | 0 | 0 | 3.2013 | 3.2013 | 3 | Peak
2023-05-31 21:00 | 5 | 31 | 22 | Non-Summer | 1.6261 | 3.0938 | 0 | 0 | Normal |  | 0 | 0 | 3.0938 | 3.0938 | 3 | Off-Peak
2023-05-31 22:00 | 5 | 31 | 23 | Non-Summer | 1.4523 | 2.7631 | 0 | 0 | Normal |  | 0 | 0 | 2.7631 | 2.7631 | 3 | Off-Peak
2023-05-31 23:00 | 6 | 1 | 0 | Summer | 1.2382 | 2.3558 | 0 | 0 | Normal |  | 0 | 0 | 2.3558 | 2.3558 | 3 | Off-Peak
2023-06-01 | 6 | 1 | 1 | Summer | 1.0605 | 2.0177 | 0 | 0 | Normal |  | 0 | 0 | 2.0177 | 2.0177 | 4 | Off-Peak
2023-06-01 01:00 | 6 | 1 | 2 | Summer | 0.9293 | 1.7681 | 0 | 0 | Normal |  | 0 | 0 | 1.7681 | 1.7681 | 4 | Off-Peak
2023-06-01 02:00 | 6 | 1 | 3 | Summer | 0.8379 | 1.5942 | 0 | 0 | Normal |  | 0 | 0 | 1.5942 | 1.5942 | 4 | Off-Peak
2023-06-01 03:00 | 6 | 1 | 4 | Summer | 0.7757 | 1.4758 | 0 | 0 | Normal |  | 0 | 0 | 1.4758 | 1.4758 | 4 | Off-Peak
2023-06-01 04:00 | 6 | 1 | 5 | Summer | 0.7392 | 1.4064 | 0.002398 | 0.002398 | Normal |  | 0 | 0.002398 | 1.404 | 1.404 | 4 | Off-Peak
2023-06-01 05:00 | 6 | 1 | 6 | Summer | 0.73 | 1.3889 | 0.37664 | 0.37664 | Normal |  | 0 | 0.37664 | 1.0122 | 1.0122 | 4 | Peak
2023-06-01 06:00 | 6 | 1 | 7 | Summer | 0.7629 | 1.4515 | 1.7725 | 1.7725 | Normal |  | 0.321 | 1.4515 | 0 | -0.321 | 4 | Peak
2023-06-01 07:00 | 6 | 1 | 8 | Summer | 0.8479 | 1.6132 | 3.4823 | 3.4823 | Normal |  | 1.8691 | 1.6132 | 0 | -1.8691 | 4 | Peak
2023-06-01 08:00 | 6 | 1 | 9 | Summer | 0.9594 | 1.8253 | 4.8316 | 4.8316 | Normal |  | 3.0063 | 1.8253 | 0 | -3.0063 | 4 | Peak
2023-06-01 09:00 | 6 | 1 | 10 | Summer | 1.1326 | 2.1548 | 5.8409 | 5.8409 | Normal |  | 3.686 | 2.1548 | 0 | -3.686 | 4 | Peak
2023-06-01 10:00 | 6 | 1 | 11 | Summer | 1.3434 | 2.5559 | 6.5048 | 6.5048 | Normal |  | 3.9489 | 2.5559 | 0 | -3.9489 | 4 | Peak
2023-06-01 11:00 | 6 | 1 | 12 | Summer | 1.5713 | 2.9895 | 6.8036 | 6.8036 | Normal |  | 3.8141 | 2.9895 | 0 | -3.8141 | 4 | Peak
2023-06-01 12:00 | 6 | 1 | 13 | Summer | 1.792 | 3.4094 | 6.6891 | 6.6891 | Normal |  | 3.2797 | 3.4094 | 0 | -3.2797 | 4 | Peak
2023-06-01 13:00 | 6 | 1 | 14 | Summer | 1.9672 | 3.7427 | 5.8072 | 5.8072 | Normal |  | 2.0644 | 3.7427 | 0 | -2.0644 | 4 | Peak
2023-06-01 14:00 | 6 | 1 | 15 | Summer | 2.0919 | 3.98 | 5.3257 | 5.3257 | Normal |  | 1.3458 | 3.98 | 0 | -1.3458 | 4 | Peak
2023-06-01 15:00 | 6 | 1 | 16 | Summer | 2.15 | 4.0905 | 4.147 | 4.147 | Normal |  | 0.056496 | 4.0905 | 0 | -0.056496 | 4 | Peak
2023-06-01 16:00 | 6 | 1 | 17 | Summer | 2.1204 | 4.0342 | 2.6815 | 2.6815 | Normal |  | 0 | 2.6815 | 1.3527 | 1.3527 | 4 | Peak
2023-06-01 17:00 | 6 | 1 | 18 | Summer | 2.0451 | 3.8909 | 1.0849 | 1.0849 | Normal |  | 0 | 1.0849 | 2.806 | 2.806 | 4 | Peak
2023-06-01 18:00 | 6 | 1 | 19 | Summer | 1.9844 | 3.7754 | 0.16142 | 0.16142 | Normal |  | 0 | 0.16142 | 3.614 | 3.614 | 4 | Peak
2023-06-01 19:00 | 6 | 1 | 20 | Summer | 1.8705 | 3.5587 | 0 | 0 | Normal |  | 0 | 0 | 3.5587 | 3.5587 | 4 | Peak
2023-06-01 20:00 | 6 | 1 | 21 | Summer | 1.7725 | 3.3723 | 0 | 0 | Normal |  | 0 | 0 | 3.3723 | 3.3723 | 4 | Peak
2023-06-01 21:00 | 6 | 1 | 22 | Summer | 1.6891 | 3.2136 | 0 | 0 | Normal |  | 0 | 0 | 3.2136 | 3.2136 | 4 | Off-Peak
2023-06-01 22:00 | 6 | 1 | 23 | Summer | 1.5042 | 2.8618 | 0 | 0 | Normal |  | 0 | 0 | 2.8618 | 2.8618 | 4 | Off-Peak
2023-06-01 23:00 | 6 | 2 | 0 | Summer | 1.2864 | 2.4475 | 0 | 0 | Normal |  | 0 | 0 | 2.4475 | 2.4475 | 4 | Off-Peak
2023-06-02 | 6 | 2 | 1 | Summer | 1.0997 | 2.0922 | 0 | 0 | Normal |  | 0 | 0 | 2.0922 | 2.0922 | 5 | Off-Peak
2023-06-02 01:00 | 6 | 2 | 2 | Summer | 0.9635 | 1.8331 | 0 | 0 | Normal |  | 0 | 0 | 1.8331 | 1.8331 | 5 | Off-Peak
2023-06-02 02:00 | 6 | 2 | 3 | Summer | 0.8683 | 1.652 | 0 | 0 | Normal |  | 0 | 0 | 1.652 | 1.652 | 5 | Off-Peak
2023-06-02 03:00 | 6 | 2 | 4 | Summer | 0.8021 | 1.526 | 0 | 0 | Normal |  | 0 | 0 | 1.526 | 1.526 | 5 | Off-Peak
2023-06-02 04:00 | 6 | 2 | 5 | Summer | 0.7606 | 1.4471 | 0.007167 | 0.007167 | Normal |  | 0 | 0.007167 | 1.4399 | 1.4399 | 5 | Off-Peak
2023-06-02 05:00 | 6 | 2 | 6 | Summer | 0.7454 | 1.4182 | 0.41146 | 0.41146 | Normal |  | 0 | 0.41146 | 1.0067 | 1.0067 | 5 | Peak
2023-06-02 06:00 | 6 | 2 | 7 | Summer | 0.7746 | 1.4737 | 1.3603 | 1.3603 | Normal |  | 0 | 1.3603 | 0.11347 | 0.11347 | 5 | Peak
2023-06-02 07:00 | 6 | 2 | 8 | Summer | 0.8892 | 1.6918 | 2.4042 | 2.4042 | Normal |  | 0.71247 | 1.6918 | 0 | -0.71247 | 5 | Peak
2023-06-02 08:00 | 6 | 2 | 9 | Summer | 1.0242 | 1.9486 | 3.0471 | 3.0471 | Normal |  | 1.0985 | 1.9486 | 0 | -1.0985 | 5 | Peak
2023-06-02 09:00 | 6 | 2 | 10 | Summer | 1.1909 | 2.2658 | 4.9021 | 4.9021 | Normal |  | 2.6363 | 2.2658 | 0 | -2.6363 | 5 | Peak
2023-06-02 10:00 | 6 | 2 | 11 | Summer | 1.3879 | 2.6406 | 5.5045 | 5.5045 | Normal |  | 2.8639 | 2.6406 | 0 | -2.8639 | 5 | Peak
2023-06-02 11:00 | 6 | 2 | 12 | Summer | 1.6065 | 3.0565 | 5.6507 | 5.6507 | Normal |  | 2.5942 | 3.0565 | 0 | -2.5942 | 5 | Peak
2023-06-02 12:00 | 6 | 2 | 13 | Summer | 1.8159 | 3.4549 | 5.562 | 5.562 | Normal |  | 2.1072 | 3.4549 | 0 | -2.1072 | 5 | Peak
2023-06-02 13:00 | 6 | 2 | 14 | Summer | 1.9918 | 3.7895 | 5.5652 | 5.5652 | Normal |  | 1.7757 | 3.7895 | 0 | -1.7757 | 5 | Peak
2023-06-02 14:00 | 6 | 2 | 15 | Summer | 2.1349 | 4.0618 | 4.6814 | 4.6814 | Normal |  | 0.61961 | 4.0618 | 0 | -0.61961 | 5 | Peak
2023-06-02 15:00 | 6 | 2 | 16 | Summer | 2.2675 | 4.3141 | 3.2355 | 3.2355 | Normal |  | 0 | 3.2355 | 1.0786 | 1.0786 | 5 | Peak
2023-06-02 16:00 | 6 | 2 | 17 | Summer | 2.3487 | 4.4686 | 2.4507 | 2.4507 | Normal |  | 0 | 2.4507 | 2.0178 | 2.0178 | 5 | Peak
2023-06-02 17:00 | 6 | 2 | 18 | Summer | 2.4014 | 4.5688 | 1.0049 | 1.0049 | Normal |  | 0 | 1.0049 | 3.5639 | 3.5639 | 5 | Peak
2023-06-02 18:00 | 6 | 2 | 19 | Summer | 2.3202 | 4.4143 | 0.22165 | 0.22165 | Normal |  | 0 | 0.22165 | 4.1927 | 4.1927 | 5 | Peak
2023-06-02 19:00 | 6 | 2 | 20 | Summer | 2.1377 | 4.0671 | 0 | 0 | Normal |  | 0 | 0 | 4.0671 | 4.0671 | 5 | Peak
2023-06-02 20:00 | 6 | 2 | 21 | Summer | 1.931 | 3.6739 | 0 | 0 | Normal |  | 0 | 0 | 3.6739 | 3.6739 | 5 | Peak
2023-06-02 21:00 | 6 | 2 | 22 | Summer | 1.7868 | 3.3995 | 0 | 0 | Normal |  | 0 | 0 | 3.3995 | 3.3995 | 5 | Off-Peak
2023-06-02 22:00 | 6 | 2 | 23 | Summer | 1.5868 | 3.019 | 0 | 0 | Normal |  | 0 | 0 | 3.019 | 3.019 | 5 | Off-Peak
2023-06-02 23:00 | 6 | 3 | 0 | Summer | 1.3547 | 2.5774 | 0 | 0 | Normal |  | 0 | 0 | 2.5774 | 2.5774 | 5 | Off-Peak
2023-06-03 | 6 | 3 | 1 | Summer | 1.1587 | 2.2045 | 0 | 0 | Normal |  | 0 | 0 | 2.2045 | 2.2045 | 6 | Off-Peak
2023-06-03 01:00 | 6 | 3 | 2 | Summer | 1.0022 | 1.9067 | 0 | 0 | Normal |  | 0 | 0 | 1.9067 | 1.9067 | 6 | Off-Peak
2023-06-03 02:00 | 6 | 3 | 3 | Summer | 0.8895 | 1.6923 | 0 | 0 | Normal |  | 0 | 0 | 1.6923 | 1.6923 | 6 | Off-Peak
2023-06-03 03:00 | 6 | 3 | 4 | Summer | 0.8109 | 1.5428 | 0 | 0 | Normal |  | 0 | 0 | 1.5428 | 1.5428 | 6 | Off-Peak
2023-06-03 04:00 | 6 | 3 | 5 | Summer | 0.7582 | 1.4425 | 0 | 0 | Normal |  | 0 | 0 | 1.4425 | 1.4425 | 6 | Off-Peak
2023-06-03 05:00 | 6 | 3 | 6 | Summer | 0.7265 | 1.3822 | 0.22258 | 0.22258 | Normal |  | 0 | 0.22258 | 1.1596 | 1.1596 | 6 | Off-Peak
2023-06-03 06:00 | 6 | 3 | 7 | Summer | 0.7475 | 1.4222 | 1.0976 | 1.0976 | Normal |  | 0 | 1.0976 | 0.32453 | 0.32453 | 6 | Off-Peak
2023-06-03 07:00 | 6 | 3 | 8 | Summer | 0.8625 | 1.641 | 2.1625 | 2.1625 | Normal |  | 0.52157 | 1.641 | 0 | -0.52157 | 6 | Off-Peak
2023-06-03 08:00 | 6 | 3 | 9 | Summer | 1.0371 | 1.9731 | 4.1077 | 4.1077 | Normal |  | 2.1346 | 1.9731 | 2.2204e-16 | -2.1346 | 6 | Off-Peak
2023-06-03 09:00 | 6 | 3 | 10 | Summer | 1.2482 | 2.3748 | 5.1707 | 5.1707 | Normal |  | 2.7959 | 2.3748 | 0 | -2.7959 | 6 | Off-Peak
2023-06-03 10:00 | 6 | 3 | 11 | Summer | 1.4756 | 2.8074 | 5.8187 | 5.8187 | Normal |  | 3.0113 | 2.8074 | 0 | -3.0113 | 6 | Off-Peak
2023-06-03 11:00 | 6 | 3 | 12 | Summer | 1.7043 | 3.2425 | 6.0885 | 6.0885 | Normal |  | 2.8459 | 3.2425 | 0 | -2.8459 | 6 | Off-Peak
2023-06-03 12:00 | 6 | 3 | 13 | Summer | 1.9098 | 3.6335 | 5.6841 | 5.6841 | Normal |  | 2.0505 | 3.6335 | 0 | -2.0505 | 6 | Off-Peak
2023-06-03 13:00 | 6 | 3 | 14 | Summer | 2.0691 | 3.9366 | 5.2874 | 5.2874 | Normal |  | 1.3508 | 3.9366 | 0 | -1.3508 | 6 | Off-Peak
2023-06-03 14:00 | 6 | 3 | 15 | Summer | 2.1745 | 4.1371 | 4.5679 | 4.5679 | Normal |  | 0.4308 | 4.1371 | 0 | -0.4308 | 6 | Off-Peak
2023-06-03 15:00 | 6 | 3 | 16 | Summer | 2.251 | 4.2827 | 3.5578 | 3.5578 | Normal |  | 0 | 3.5578 | 0.72489 | 0.72489 | 6 | Off-Peak
2023-06-03 16:00 | 6 | 3 | 17 | Summer | 2.2702 | 4.3192 | 2.1773 | 2.1773 | Normal |  | 0 | 2.1773 | 2.1419 | 2.1419 | 6 | Off-Peak
2023-06-03 17:00 | 6 | 3 | 18 | Summer | 2.2135 | 4.2113 | 1.07 | 1.07 | Normal |  | 0 | 1.07 | 3.1413 | 3.1413 | 6 | Off-Peak
2023-06-03 18:00 | 6 | 3 | 19 | Summer | 2.0772 | 3.952 | 0.21615 | 0.21615 | Normal |  | 0 | 0.21615 | 3.7359 | 3.7359 | 6 | Off-Peak
2023-06-03 19:00 | 6 | 3 | 20 | Summer | 1.8818 | 3.5802 | 0 | 0 | Normal |  | 0 | 0 | 3.5802 | 3.5802 | 6 | Off-Peak
2023-06-03 20:00 | 6 | 3 | 21 | Summer | 1.7071 | 3.2479 | 0 | 0 | Normal |  | 0 | 0 | 3.2479 | 3.2479 | 6 | Off-Peak
2023-06-03 21:00 | 6 | 3 | 22 | Summer | 1.6029 | 3.0496 | 0 | 0 | Normal |  | 0 | 0 | 3.0496 | 3.0496 | 6 | Off-Peak
2023-06-03 22:00 | 6 | 3 | 23 | Summer | 1.4536 | 2.7656 | 0 | 0 | Normal |  | 0 | 0 | 2.7656 | 2.7656 | 6 | Off-Peak
2023-06-03 23:00 | 6 | 4 | 0 | Summer | 1.2766 | 2.4288 | 0 | 0 | Normal |  | 0 | 0 | 2.4288 | 2.4288 | 6 | Off-Peak
2023-06-04 | 6 | 4 | 1 | Summer | 1.1031 | 2.0987 | 0 | 0 | Normal |  | 0 | 0 | 2.0987 | 2.0987 | 7 | Off-Peak
2023-06-04 01:00 | 6 | 4 | 2 | Summer | 0.9658 | 1.8375 | 0 | 0 | Normal |  | 0 | 0 | 1.8375 | 1.8375 | 7 | Off-Peak
2023-06-04 02:00 | 6 | 4 | 3 | Summer | 0.8646 | 1.645 | 0 | 0 | Normal |  | 0 | 0 | 1.645 | 1.645 | 7 | Off-Peak
2023-06-04 03:00 | 6 | 4 | 4 | Summer | 0.7906 | 1.5042 | 0 | 0 | Normal |  | 0 | 0 | 1.5042 | 1.5042 | 7 | Off-Peak
2023-06-04 04:00 | 6 | 4 | 5 | Summer | 0.7438 | 1.4151 | 0 | 0 | Normal |  | 0 | 0 | 1.4151 | 1.4151 | 7 | Off-Peak
2023-06-04 05:00 | 6 | 4 | 6 | Summer | 0.7133 | 1.3571 | 0.44092 | 0.44092 | Normal |  | 0 | 0.44092 | 0.91618 | 0.91618 | 7 | Off-Peak
2023-06-04 06:00 | 6 | 4 | 7 | Summer | 0.7279 | 1.3849 | 1.561 | 1.561 | Normal |  | 0.17617 | 1.3849 | 0 | -0.17617 | 7 | Off-Peak
2023-06-04 07:00 | 6 | 4 | 8 | Summer | 0.8211 | 1.5622 | 2.9782 | 2.9782 | Normal |  | 1.416 | 1.5622 | 0 | -1.416 | 7 | Off-Peak
2023-06-04 08:00 | 6 | 4 | 9 | Summer | 0.9571 | 1.8209 | 4.1528 | 4.1528 | Normal |  | 2.3319 | 1.8209 | 2.2204e-16 | -2.3319 | 7 | Off-Peak
2023-06-04 09:00 | 6 | 4 | 10 | Summer | 1.1001 | 2.093 | 4.9196 | 4.9196 | Normal |  | 2.8266 | 2.093 | 0 | -2.8266 | 7 | Off-Peak
2023-06-04 10:00 | 6 | 4 | 11 | Summer | 1.2243 | 2.3293 | 5.1301 | 5.1301 | Normal |  | 2.8008 | 2.3293 | 0 | -2.8008 | 7 | Off-Peak
2023-06-04 11:00 | 6 | 4 | 12 | Summer | 1.3271 | 2.5249 | 5.8618 | 5.8618 | Normal |  | 3.3369 | 2.5249 | 0 | -3.3369 | 7 | Off-Peak
2023-06-04 12:00 | 6 | 4 | 13 | Summer | 1.4145 | 2.6912 | 3.8412 | 3.8412 | Normal |  | 1.15 | 2.6912 | 0 | -1.15 | 7 | Off-Peak
2023-06-04 13:00 | 6 | 4 | 14 | Summer | 1.484 | 2.8234 | 5.477 | 5.477 | Normal |  | 2.6536 | 2.8234 | 0 | -2.6536 | 7 | Off-Peak
2023-06-04 14:00 | 6 | 4 | 15 | Summer | 1.5383 | 2.9267 | 1.5386 | 1.5386 | Normal |  | 0 | 1.5386 | 1.3881 | 1.3881 | 7 | Off-Peak
2023-06-04 15:00 | 6 | 4 | 16 | Summer | 1.5771 | 3.0005 | 0.36671 | 0.36671 | Normal |  | 0 | 0.36671 | 2.6338 | 2.6338 | 7 | Off-Peak
2023-06-04 16:00 | 6 | 4 | 17 | Summer | 1.5893 | 3.0237 | 0.60311 | 0.60311 | Normal |  | 0 | 0.60311 | 2.4206 | 2.4206 | 7 | Off-Peak
2023-06-04 17:00 | 6 | 4 | 18 | Summer | 1.5684 | 2.984 | 0.98221 | 0.98221 | Normal |  | 0 | 0.98221 | 2.0018 | 2.0018 | 7 | Off-Peak
2023-06-04 18:00 | 6 | 4 | 19 | Summer | 1.4807 | 2.8171 | 0.1633 | 0.1633 | Normal |  | 0 | 0.1633 | 2.6538 | 2.6538 | 7 | Off-Peak
2023-06-04 19:00 | 6 | 4 | 20 | Summer | 1.3492 | 2.5669 | 0 | 0 | Normal |  | 0 | 0 | 2.5669 | 2.5669 | 7 | Off-Peak
2023-06-04 20:00 | 6 | 4 | 21 | Summer | 1.2499 | 2.378 | 0 | 0 | Normal |  | 0 | 0 | 2.378 | 2.378 | 7 | Off-Peak
2023-06-04 21:00 | 6 | 4 | 22 | Summer | 1.1731 | 2.2319 | 0 | 0 | Normal |  | 0 | 0 | 2.2319 | 2.2319 | 7 | Off-Peak
2023-06-04 22:00 | 6 | 4 | 23 | Summer | 1.0312 | 1.9619 | 0 | 0 | Normal |  | 0 | 0 | 1.9619 | 1.9619 | 7 | Off-Peak
2023-06-04 23:00 | 6 | 5 | 0 | Summer | 0.8728 | 1.6606 | 0 | 0 | Normal |  | 0 | 0 | 1.6606 | 1.6606 | 7 | Off-Peak
2023-06-05 | 6 | 5 | 1 | Summer | 0.7552 | 1.4368 | 0 | 0 | Normal |  | 0 | 0 | 1.4368 | 1.4368 | 1 | Off-Peak
2023-06-05 01:00 | 6 | 5 | 2 | Summer | 0.6794 | 1.2926 | 0 | 0 | Normal |  | 0 | 0 | 1.2926 | 1.2926 | 1 | Off-Peak
2023-06-05 02:00 | 6 | 5 | 3 | Summer | 0.6306 | 1.1998 | 0 | 0 | Normal |  | 0 | 0 | 1.1998 | 1.1998 | 1 | Off-Peak
2023-06-05 03:00 | 6 | 5 | 4 | Summer | 0.601 | 1.1434 | 0 | 0 | Normal |  | 0 | 0 | 1.1434 | 1.1434 | 1 | Off-Peak
2023-06-05 04:00 | 6 | 5 | 5 | Summer | 0.589 | 1.1206 | 0 | 0 | Normal |  | 0 | 0 | 1.1206 | 1.1206 | 1 | Off-Peak
2023-06-05 05:00 | 6 | 5 | 6 | Summer | 0.5936 | 1.1294 | 0.37298 | 0.37298 | Normal |  | 0 | 0.37298 | 0.75639 | 0.75639 | 1 | Peak
2023-06-05 06:00 | 6 | 5 | 7 | Summer | 0.6095 | 1.1596 | 0.95491 | 0.95491 | Normal |  | 0 | 0.95491 | 0.2047 | 0.2047 | 1 | Peak
2023-06-05 07:00 | 6 | 5 | 8 | Summer | 0.6425 | 1.2224 | 2.1067 | 2.1067 | Normal |  | 0.88434 | 1.2224 | 0 | -0.88434 | 1 | Peak
2023-06-05 08:00 | 6 | 5 | 9 | Summer | 0.6654 | 1.266 | 2.9019 | 2.9019 | Normal |  | 1.6359 | 1.266 | 0 | -1.6359 | 1 | Peak
2023-06-05 09:00 | 6 | 5 | 10 | Summer | 0.69 | 1.3128 | 3.5623 | 3.5623 | Normal |  | 2.2495 | 1.3128 | 0 | -2.2495 | 1 | Peak
2023-06-05 10:00 | 6 | 5 | 11 | Summer | 0.734 | 1.3965 | 5.2161 | 5.2161 | Normal |  | 3.8196 | 1.3965 | 2.2204e-16 | -3.8196 | 1 | Peak
2023-06-05 11:00 | 6 | 5 | 12 | Summer | 0.8188 | 1.5578 | 5.623 | 5.623 | Normal |  | 4.0652 | 1.5578 | 0 | -4.0652 | 1 | Peak
2023-06-05 12:00 | 6 | 5 | 13 | Summer | 0.9439 | 1.7958 | 6.146 | 6.146 | Normal |  | 4.3501 | 1.7958 | 0 | -4.3501 | 1 | Peak
2023-06-05 13:00 | 6 | 5 | 14 | Summer | 1.0955 | 2.0843 | 5.7045 | 5.7045 | Normal |  | 3.6202 | 2.0843 | 0 | -3.6202 | 1 | Peak
2023-06-05 14:00 | 6 | 5 | 15 | Summer | 1.2649 | 2.4066 | 4.9919 | 4.9919 | Normal |  | 2.5853 | 2.4066 | 0 | -2.5853 | 1 | Peak
2023-06-05 15:00 | 6 | 5 | 16 | Summer | 1.4559 | 2.7699 | 4.0049 | 4.0049 | Normal |  | 1.235 | 2.7699 | 0 | -1.235 | 1 | Peak
2023-06-05 16:00 | 6 | 5 | 17 | Summer | 1.6268 | 3.0951 | 2.655 | 2.655 | Normal |  | 0 | 2.655 | 0.44007 | 0.44007 | 1 | Peak
2023-06-05 17:00 | 6 | 5 | 18 | Summer | 1.73 | 3.2914 | 1.1126 | 1.1126 | Normal |  | 0 | 1.1126 | 2.1789 | 2.1789 | 1 | Peak
2023-06-05 18:00 | 6 | 5 | 19 | Summer | 1.7133 | 3.2597 | 0.18315 | 0.18315 | Normal |  | 0 | 0.18315 | 3.0765 | 3.0765 | 1 | Peak
2023-06-05 19:00 | 6 | 5 | 20 | Summer | 1.5948 | 3.0342 | 0 | 0 | Normal |  | 0 | 0 | 3.0342 | 3.0342 | 1 | Peak
2023-06-05 20:00 | 6 | 5 | 21 | Summer | 1.4816 | 2.8188 | 0 | 0 | Normal |  | 0 | 0 | 2.8188 | 2.8188 | 1 | Peak
2023-06-05 21:00 | 6 | 5 | 22 | Summer | 1.3804 | 2.6263 | 0 | 0 | Normal |  | 0 | 0 | 2.6263 | 2.6263 | 1 | Off-Peak
2023-06-05 22:00 | 6 | 5 | 23 | Summer | 1.1964 | 2.2762 | 0 | 0 | Normal |  | 0 | 0 | 2.2762 | 2.2762 | 1 | Off-Peak
2023-06-05 23:00 | 6 | 6 | 0 | Summer | 1.0004 | 1.9033 | 0 | 0 | Normal |  | 0 | 0 | 1.9033 | 1.9033 | 1 | Off-Peak
2023-06-06 | 6 | 6 | 1 | Summer | 0.8492 | 1.6157 | 0 | 0 | Normal |  | 0 | 0 | 1.6157 | 1.6157 | 2 | Off-Peak
2023-06-06 01:00 | 6 | 6 | 2 | Summer | 0.7497 | 1.4264 | 0 | 0 | Normal |  | 0 | 0 | 1.4264 | 1.4264 | 2 | Off-Peak
2023-06-06 02:00 | 6 | 6 | 3 | Summer | 0.6873 | 1.3076 | 0 | 0 | Normal |  | 0 | 0 | 1.3076 | 1.3076 | 2 | Off-Peak
2023-06-06 03:00 | 6 | 6 | 4 | Summer | 0.6479 | 1.2327 | 0 | 0 | Normal |  | 0 | 0 | 1.2327 | 1.2327 | 2 | Off-Peak
2023-06-06 04:00 | 6 | 6 | 5 | Summer | 0.6287 | 1.1961 | 0 | 0 | Normal |  | 0 | 0 | 1.1961 | 1.1961 | 2 | Off-Peak
2023-06-06 05:00 | 6 | 6 | 6 | Summer | 0.6283 | 1.1954 | 0.40703 | 0.40703 | Normal |  | 0 | 0.40703 | 0.78835 | 0.78835 | 2 | Peak
2023-06-06 06:00 | 6 | 6 | 7 | Summer | 0.6457 | 1.2285 | 0.79012 | 0.79012 | Normal |  | 0 | 0.79012 | 0.43836 | 0.43836 | 2 | Peak
2023-06-06 07:00 | 6 | 6 | 8 | Summer | 0.6894 | 1.3116 | 1.524 | 1.524 | Normal |  | 0.21241 | 1.3116 | 0 | -0.21241 | 2 | Peak
2023-06-06 08:00 | 6 | 6 | 9 | Summer | 0.7393 | 1.4066 | 1.5795 | 1.5795 | Normal |  | 0.17292 | 1.4066 | 0 | -0.17292 | 2 | Peak
2023-06-06 09:00 | 6 | 6 | 10 | Summer | 0.8107 | 1.5424 | 3.1961 | 3.1961 | Normal |  | 1.6537 | 1.5424 | 0 | -1.6537 | 2 | Peak
2023-06-06 10:00 | 6 | 6 | 11 | Summer | 0.913 | 1.737 | 5.1894 | 5.1894 | Normal |  | 3.4524 | 1.737 | 0 | -3.4524 | 2 | Peak
2023-06-06 11:00 | 6 | 6 | 12 | Summer | 0.9946 | 1.8923 | 6.1279 | 6.1279 | Normal |  | 4.2356 | 1.8923 | 2.2204e-16 | -4.2356 | 2 | Peak
2023-06-06 12:00 | 6 | 6 | 13 | Summer | 1.042 | 1.9825 | 6.0893 | 6.0893 | Normal |  | 4.1068 | 1.9825 | 0 | -4.1068 | 2 | Peak
2023-06-06 13:00 | 6 | 6 | 14 | Summer | 1.0411 | 1.9808 | 5.6581 | 5.6581 | Normal |  | 3.6773 | 1.9808 | 0 | -3.6773 | 2 | Peak
2023-06-06 14:00 | 6 | 6 | 15 | Summer | 1.0551 | 2.0074 | 4.8871 | 4.8871 | Normal |  | 2.8797 | 2.0074 | 0 | -2.8797 | 2 | Peak
2023-06-06 15:00 | 6 | 6 | 16 | Summer | 1.1513 | 2.1904 | 3.8231 | 3.8231 | Normal |  | 1.6327 | 2.1904 | 0 | -1.6327 | 2 | Peak
2023-06-06 16:00 | 6 | 6 | 17 | Summer | 1.238 | 2.3554 | 2.4937 | 2.4937 | Normal |  | 0.13832 | 2.3554 | 0 | -0.13832 | 2 | Peak
2023-06-06 17:00 | 6 | 6 | 18 | Summer | 1.2363 | 2.3521 | 1.0755 | 1.0755 | Normal |  | 0 | 1.0755 | 1.2766 | 1.2766 | 2 | Peak
2023-06-06 18:00 | 6 | 6 | 19 | Summer | 1.1915 | 2.2669 | 0.21234 | 0.21234 | Normal |  | 0 | 0.21234 | 2.0546 | 2.0546 | 2 | Peak
2023-06-06 19:00 | 6 | 6 | 20 | Summer | 1.1307 | 2.1512 | 0 | 0 | Normal |  | 0 | 0 | 2.1512 | 2.1512 | 2 | Peak
2023-06-06 20:00 | 6 | 6 | 21 | Summer | 1.106 | 2.1042 | 0 | 0 | Normal |  | 0 | 0 | 2.1042 | 2.1042 | 2 | Peak
2023-06-06 21:00 | 6 | 6 | 22 | Summer | 1.0664 | 2.0289 | 0 | 0 | Normal |  | 0 | 0 | 2.0289 | 2.0289 | 2 | Off-Peak
2023-06-06 22:00 | 6 | 6 | 23 | Summer | 0.9555 | 1.8179 | 0 | 0 | Normal |  | 0 | 0 | 1.8179 | 1.8179 | 2 | Off-Peak
2023-06-06 23:00 | 6 | 7 | 0 | Summer | 0.8166 | 1.5536 | 0 | 0 | Normal |  | 0 | 0 | 1.5536 | 1.5536 | 2 | Off-Peak
2023-06-07 | 6 | 7 | 1 | Summer | 0.717 | 1.3641 | 0 | 0 | Normal |  | 0 | 0 | 1.3641 | 1.3641 | 3 | Off-Peak
2023-06-07 01:00 | 6 | 7 | 2 | Summer | 0.6498 | 1.2363 | 0 | 0 | Normal |  | 0 | 0 | 1.2363 | 1.2363 | 3 | Off-Peak
2023-06-07 02:00 | 6 | 7 | 3 | Summer | 0.6083 | 1.1573 | 0 | 0 | Normal |  | 0 | 0 | 1.1573 | 1.1573 | 3 | Off-Peak
2023-06-07 03:00 | 6 | 7 | 4 | Summer | 0.5846 | 1.1122 | 0 | 0 | Normal |  | 0 | 0 | 1.1122 | 1.1122 | 3 | Off-Peak
2023-06-07 04:00 | 6 | 7 | 5 | Summer | 0.5762 | 1.0963 | 0 | 0 | Normal |  | 0 | 0 | 1.0963 | 1.0963 | 3 | Off-Peak
2023-06-07 05:00 | 6 | 7 | 6 | Summer | 0.5833 | 1.1098 | 0.45137 | 0.45137 | Normal |  | 0 | 0.45137 | 0.6584 | 0.6584 | 3 | Peak
2023-06-07 06:00 | 6 | 7 | 7 | Summer | 0.6024 | 1.1461 | 1.4922 | 1.4922 | Normal |  | 0.34605 | 1.1461 | 0 | -0.34605 | 3 | Peak
2023-06-07 07:00 | 6 | 7 | 8 | Summer | 0.6412 | 1.2199 | 2.8062 | 2.8062 | Normal |  | 1.5863 | 1.2199 | 0 | -1.5863 | 3 | Peak
2023-06-07 08:00 | 6 | 7 | 9 | Summer | 0.6805 | 1.2947 | 4.0817 | 4.0817 | Normal |  | 2.787 | 1.2947 | 0 | -2.787 | 3 | Peak
2023-06-07 09:00 | 6 | 7 | 10 | Summer | 0.7286 | 1.3862 | 5.2483 | 5.2483 | Normal |  | 3.8621 | 1.3862 | 0 | -3.8621 | 3 | Peak
2023-06-07 10:00 | 6 | 7 | 11 | Summer | 0.7841 | 1.4918 | 5.9328 | 5.9328 | Normal |  | 4.441 | 1.4918 | 0 | -4.441 | 3 | Peak
2023-06-07 11:00 | 6 | 7 | 12 | Summer | 0.8514 | 1.6198 | 6.2153 | 6.2153 | Normal |  | 4.5955 | 1.6198 | 0 | -4.5955 | 3 | Peak
2023-06-07 12:00 | 6 | 7 | 13 | Summer | 0.933 | 1.7751 | 5.9992 | 5.9992 | Normal |  | 4.2241 | 1.7751 | 0 | -4.2241 | 3 | Peak
2023-06-07 13:00 | 6 | 7 | 14 | Summer | 1.012 | 1.9254 | 5.5544 | 5.5544 | Normal |  | 3.629 | 1.9254 | 0 | -3.629 | 3 | Peak
2023-06-07 14:00 | 6 | 7 | 15 | Summer | 1.0936 | 2.0806 | 4.7556 | 4.7556 | Normal |  | 2.6749 | 2.0806 | 0 | -2.6749 | 3 | Peak
2023-06-07 15:00 | 6 | 7 | 16 | Summer | 1.1835 | 2.2517 | 3.8155 | 3.8155 | Normal |  | 1.5638 | 2.2517 | 0 | -1.5638 | 3 | Peak
2023-06-07 16:00 | 6 | 7 | 17 | Summer | 1.2543 | 2.3864 | 2.4794 | 2.4794 | Normal |  | 0.093004 | 2.3864 | 0 | -0.093004 | 3 | Peak
2023-06-07 17:00 | 6 | 7 | 18 | Summer | 1.2669 | 2.4104 | 1.0907 | 1.0907 | Normal |  | 0 | 1.0907 | 1.3196 | 1.3196 | 3 | Peak
2023-06-07 18:00 | 6 | 7 | 19 | Summer | 1.1949 | 2.2734 | 0.21746 | 0.21746 | Normal |  | 0 | 0.21746 | 2.0559 | 2.0559 | 3 | Peak
2023-06-07 19:00 | 6 | 7 | 20 | Summer | 1.0865 | 2.0671 | 0 | 0 | Normal |  | 0 | 0 | 2.0671 | 2.0671 | 3 | Peak
2023-06-07 20:00 | 6 | 7 | 21 | Summer | 1.0289 | 1.9575 | 0 | 0 | Normal |  | 0 | 0 | 1.9575 | 1.9575 | 3 | Peak
2023-06-07 21:00 | 6 | 7 | 22 | Summer | 0.9921 | 1.8875 | 0 | 0 | Normal |  | 0 | 0 | 1.8875 | 1.8875 | 3 | Off-Peak
2023-06-07 22:00 | 6 | 7 | 23 | Summer | 0.8872 | 1.688 | 0 | 0 | Normal |  | 0 | 0 | 1.688 | 1.688 | 3 | Off-Peak
2023-06-07 23:00 | 6 | 8 | 0 | Summer | 0.7612 | 1.4482 | 0 | 0 | Normal |  | 0 | 0 | 1.4482 | 1.4482 | 3 | Off-Peak
2023-06-08 | 6 | 8 | 1 | Summer | 0.6687 | 1.2722 | 0 | 0 | Normal |  | 0 | 0 | 1.2722 | 1.2722 | 4 | Off-Peak
2023-06-08 01:00 | 6 | 8 | 2 | Summer | 0.6097 | 1.16 | 0 | 0 | Normal |  | 0 | 0 | 1.16 | 1.16 | 4 | Off-Peak
2023-06-08 02:00 | 6 | 8 | 3 | Summer | 0.5753 | 1.0945 | 0 | 0 | Normal |  | 0 | 0 | 1.0945 | 1.0945 | 4 | Off-Peak
2023-06-08 03:00 | 6 | 8 | 4 | Summer | 0.5557 | 1.0573 | 0 | 0 | Normal |  | 0 | 0 | 1.0573 | 1.0573 | 4 | Off-Peak
2023-06-08 04:00 | 6 | 8 | 5 | Summer | 0.5515 | 1.0493 | 0 | 0 | Normal |  | 0 | 0 | 1.0493 | 1.0493 | 4 | Off-Peak
2023-06-08 05:00 | 6 | 8 | 6 | Summer | 0.5592 | 1.0639 | 0.38509 | 0.38509 | Normal |  | 0 | 0.38509 | 0.67883 | 0.67883 | 4 | Peak
2023-06-08 06:00 | 6 | 8 | 7 | Summer | 0.5772 | 1.0982 | 1.5453 | 1.5453 | Normal |  | 0.44712 | 1.0982 | 0 | -0.44712 | 4 | Peak
2023-06-08 07:00 | 6 | 8 | 8 | Summer | 0.6067 | 1.1543 | 3.1104 | 3.1104 | Normal |  | 1.9562 | 1.1543 | 0 | -1.9562 | 4 | Peak
2023-06-08 08:00 | 6 | 8 | 9 | Summer | 0.6296 | 1.1979 | 4.3127 | 4.3127 | Normal |  | 3.1149 | 1.1979 | 2.2204e-16 | -3.1149 | 4 | Peak
2023-06-08 09:00 | 6 | 8 | 10 | Summer | 0.6524 | 1.2412 | 5.2665 | 5.2665 | Normal |  | 4.0253 | 1.2412 | 0 | -4.0253 | 4 | Peak
2023-06-08 10:00 | 6 | 8 | 11 | Summer | 0.6811 | 1.2958 | 5.3766 | 5.3766 | Normal |  | 4.0808 | 1.2958 | 0 | -4.0808 | 4 | Peak
2023-06-08 11:00 | 6 | 8 | 12 | Summer | 0.7208 | 1.3714 | 5.6337 | 5.6337 | Normal |  | 4.2623 | 1.3714 | 0 | -4.2623 | 4 | Peak
2023-06-08 12:00 | 6 | 8 | 13 | Summer | 0.7715 | 1.4678 | 5.7335 | 5.7335 | Normal |  | 4.2657 | 1.4678 | 0 | -4.2657 | 4 | Peak
2023-06-08 13:00 | 6 | 8 | 14 | Summer | 0.8278 | 1.5749 | 5.2244 | 5.2244 | Normal |  | 3.6494 | 1.5749 | 2.2204e-16 | -3.6494 | 4 | Peak
2023-06-08 14:00 | 6 | 8 | 15 | Summer | 0.8972 | 1.707 | 4.4411 | 4.4411 | Normal |  | 2.7342 | 1.707 | 0 | -2.7342 | 4 | Peak
2023-06-08 15:00 | 6 | 8 | 16 | Summer | 0.9854 | 1.8748 | 3.5048 | 3.5048 | Normal |  | 1.63 | 1.8748 | 0 | -1.63 | 4 | Peak
2023-06-08 16:00 | 6 | 8 | 17 | Summer | 1.076 | 2.0472 | 2.3102 | 2.3102 | Normal |  | 0.26302 | 2.0472 | 0 | -0.26302 | 4 | Peak
2023-06-08 17:00 | 6 | 8 | 18 | Summer | 1.1309 | 2.1516 | 1.0545 | 1.0545 | Normal |  | 0 | 1.0545 | 1.0971 | 1.0971 | 4 | Peak
2023-06-08 18:00 | 6 | 8 | 19 | Summer | 1.1139 | 2.1193 | 0.19721 | 0.19721 | Normal |  | 0 | 0.19721 | 1.9221 | 1.9221 | 4 | Peak
2023-06-08 19:00 | 6 | 8 | 20 | Summer | 1.0499 | 1.9975 | 0 | 0 | Normal |  | 0 | 0 | 1.9975 | 1.9975 | 4 | Peak
2023-06-08 20:00 | 6 | 8 | 21 | Summer | 1.0108 | 1.9231 | 0 | 0 | Normal |  | 0 | 0 | 1.9231 | 1.9231 | 4 | Peak
2023-06-08 21:00 | 6 | 8 | 22 | Summer | 0.982 | 1.8683 | 0 | 0 | Normal |  | 0 | 0 | 1.8683 | 1.8683 | 4 | Off-Peak
2023-06-08 22:00 | 6 | 8 | 23 | Summer | 0.8863 | 1.6862 | 0 | 0 | Normal |  | 0 | 0 | 1.6862 | 1.6862 | 4 | Off-Peak
2023-06-08 23:00 | 6 | 9 | 0 | Summer | 0.7615 | 1.4488 | 0 | 0 | Normal |  | 0 | 0 | 1.4488 | 1.4488 | 4 | Off-Peak
2023-06-09 | 6 | 9 | 1 | Summer | 0.6699 | 1.2745 | 0 | 0 | Normal |  | 0 | 0 | 1.2745 | 1.2745 | 5 | Off-Peak
2023-06-09 01:00 | 6 | 9 | 2 | Summer | 0.6099 | 1.1604 | 0 | 0 | Normal |  | 0 | 0 | 1.1604 | 1.1604 | 5 | Off-Peak
2023-06-09 02:00 | 6 | 9 | 3 | Summer | 0.5741 | 1.0923 | 0 | 0 | Normal |  | 0 | 0 | 1.0923 | 1.0923 | 5 | Off-Peak
2023-06-09 03:00 | 6 | 9 | 4 | Summer | 0.5538 | 1.0536 | 0 | 0 | Normal |  | 0 | 0 | 1.0536 | 1.0536 | 5 | Off-Peak
2023-06-09 04:00 | 6 | 9 | 5 | Summer | 0.5483 | 1.0432 | 0 | 0 | Normal |  | 0 | 0 | 1.0432 | 1.0432 | 5 | Off-Peak
2023-06-09 05:00 | 6 | 9 | 6 | Summer | 0.5548 | 1.0555 | 0.2321 | 0.2321 | Normal |  | 0 | 0.2321 | 0.82344 | 0.82344 | 5 | Peak
2023-06-09 06:00 | 6 | 9 | 7 | Summer | 0.5726 | 1.0894 | 0.094323 | 0.094323 | Normal |  | 0 | 0.094323 | 0.99508 | 0.99508 | 5 | Peak
2023-06-09 07:00 | 6 | 9 | 8 | Summer | 0.6065 | 1.1539 | 0.18289 | 0.18289 | Normal |  | 0 | 0.18289 | 0.97101 | 0.97101 | 5 | Peak
2023-06-09 08:00 | 6 | 9 | 9 | Summer | 0.6392 | 1.2161 | 0.39592 | 0.39592 | Normal |  | 0 | 0.39592 | 0.8202 | 0.8202 | 5 | Peak
2023-06-09 09:00 | 6 | 9 | 10 | Summer | 0.6714 | 1.2774 | 1.9141 | 1.9141 | Normal |  | 0.6367 | 1.2774 | 0 | -0.6367 | 5 | Peak
2023-06-09 10:00 | 6 | 9 | 11 | Summer | 0.7124 | 1.3554 | 4.2571 | 4.2571 | Normal |  | 2.9017 | 1.3554 | 0 | -2.9017 | 5 | Peak
2023-06-09 11:00 | 6 | 9 | 12 | Summer | 0.7656 | 1.4566 | 4.2574 | 4.2574 | Normal |  | 2.8008 | 1.4566 | 2.2204e-16 | -2.8008 | 5 | Peak
2023-06-09 12:00 | 6 | 9 | 13 | Summer | 0.835 | 1.5886 | 4.1032 | 4.1032 | Normal |  | 2.5145 | 1.5886 | 0 | -2.5145 | 5 | Peak
2023-06-09 13:00 | 6 | 9 | 14 | Summer | 0.9273 | 1.7642 | 3.8907 | 3.8907 | Normal |  | 2.1265 | 1.7642 | 0 | -2.1265 | 5 | Peak
2023-06-09 14:00 | 6 | 9 | 15 | Summer | 1.0412 | 1.9809 | 3.3773 | 3.3773 | Normal |  | 1.3964 | 1.9809 | 0 | -1.3964 | 5 | Peak
2023-06-09 15:00 | 6 | 9 | 16 | Summer | 1.182 | 2.2488 | 3.005 | 3.005 | Normal |  | 0.75613 | 2.2488 | 0 | -0.75613 | 5 | Peak
2023-06-09 16:00 | 6 | 9 | 17 | Summer | 1.3199 | 2.5112 | 1.1818 | 1.1818 | Normal |  | 0 | 1.1818 | 1.3293 | 1.3293 | 5 | Peak
2023-06-09 17:00 | 6 | 9 | 18 | Summer | 1.4113 | 2.6851 | 0.72201 | 0.72201 | Normal |  | 0 | 0.72201 | 1.9631 | 1.9631 | 5 | Peak
2023-06-09 18:00 | 6 | 9 | 19 | Summer | 1.4156 | 2.6933 | 0.13829 | 0.13829 | Normal |  | 0 | 0.13829 | 2.555 | 2.555 | 5 | Peak
2023-06-09 19:00 | 6 | 9 | 20 | Summer | 1.3279 | 2.5264 | 0 | 0 | Normal |  | 0 | 0 | 2.5264 | 2.5264 | 5 | Peak
2023-06-09 20:00 | 6 | 9 | 21 | Summer | 1.2253 | 2.3312 | 0 | 0 | Normal |  | 0 | 0 | 2.3312 | 2.3312 | 5 | Peak
2023-06-09 21:00 | 6 | 9 | 22 | Summer | 1.1668 | 2.2199 | 0 | 0 | Normal |  | 0 | 0 | 2.2199 | 2.2199 | 5 | Off-Peak
2023-06-09 22:00 | 6 | 9 | 23 | Summer | 1.057 | 2.011 | 0 | 0 | Normal |  | 0 | 0 | 2.011 | 2.011 | 5 | Off-Peak
2023-06-09 23:00 | 6 | 10 | 0 | Summer | 0.9164 | 1.7435 | 0 | 0 | Normal |  | 0 | 0 | 1.7435 | 1.7435 | 5 | Off-Peak
2023-06-10 | 6 | 10 | 1 | Summer | 0.7966 | 1.5156 | 0 | 0 | Normal |  | 0 | 0 | 1.5156 | 1.5156 | 6 | Off-Peak
2023-06-10 01:00 | 6 | 10 | 2 | Summer | 0.7046 | 1.3405 | 0 | 0 | Normal |  | 0 | 0 | 1.3405 | 1.3405 | 6 | Off-Peak
2023-06-10 02:00 | 6 | 10 | 3 | Summer | 0.6446 | 1.2264 | 0 | 0 | Normal |  | 0 | 0 | 1.2264 | 1.2264 | 6 | Off-Peak
2023-06-10 03:00 | 6 | 10 | 4 | Summer | 0.6045 | 1.1501 | 0 | 0 | Normal |  | 0 | 0 | 1.1501 | 1.1501 | 6 | Off-Peak
2023-06-10 04:00 | 6 | 10 | 5 | Summer | 0.5815 | 1.1063 | 0 | 0 | Normal |  | 0 | 0 | 1.1063 | 1.1063 | 6 | Off-Peak
2023-06-10 05:00 | 6 | 10 | 6 | Summer | 0.5709 | 1.0862 | 0.25608 | 0.25608 | Normal |  | 0 | 0.25608 | 0.83009 | 0.83009 | 6 | Off-Peak
2023-06-10 06:00 | 6 | 10 | 7 | Summer | 0.5825 | 1.1082 | 1.2032 | 1.2032 | Normal |  | 0.094938 | 1.1082 | 0 | -0.094938 | 6 | Off-Peak
2023-06-10 07:00 | 6 | 10 | 8 | Summer | 0.6364 | 1.2108 | 1.6469 | 1.6469 | Normal |  | 0.43615 | 1.2108 | 0 | -0.43615 | 6 | Off-Peak
2023-06-10 08:00 | 6 | 10 | 9 | Summer | 0.7202 | 1.3702 | 1.6821 | 1.6821 | Normal |  | 0.31187 | 1.3702 | 0 | -0.31187 | 6 | Off-Peak
2023-06-10 09:00 | 6 | 10 | 10 | Summer | 0.826 | 1.5715 | 2.273 | 2.273 | Normal |  | 0.70147 | 1.5715 | 0 | -0.70147 | 6 | Off-Peak
2023-06-10 10:00 | 6 | 10 | 11 | Summer | 0.9499 | 1.8072 | 2.711 | 2.711 | Normal |  | 0.90371 | 1.8072 | 0 | -0.90371 | 6 | Off-Peak
2023-06-10 11:00 | 6 | 10 | 12 | Summer | 1.0883 | 2.0706 | 2.1658 | 2.1658 | Normal |  | 0.095207 | 2.0706 | 0 | -0.095207 | 6 | Off-Peak
2023-06-10 12:00 | 6 | 10 | 13 | Summer | 1.2437 | 2.3662 | 3.3981 | 3.3981 | Normal |  | 1.0319 | 2.3662 | 0 | -1.0319 | 6 | Off-Peak
2023-06-10 13:00 | 6 | 10 | 14 | Summer | 1.4117 | 2.6858 | 3.2536 | 3.2536 | Normal |  | 0.56778 | 2.6858 | 0 | -0.56778 | 6 | Off-Peak
2023-06-10 14:00 | 6 | 10 | 15 | Summer | 1.5659 | 2.9792 | 2.7524 | 2.7524 | Normal |  | 0 | 2.7524 | 0.22684 | 0.22684 | 6 | Off-Peak
2023-06-10 15:00 | 6 | 10 | 16 | Summer | 1.7176 | 3.2678 | 2.1649 | 2.1649 | Normal |  | 0 | 2.1649 | 1.1029 | 1.1029 | 6 | Off-Peak
2023-06-10 16:00 | 6 | 10 | 17 | Summer | 1.7896 | 3.4048 | 1.0192 | 1.0192 | Normal |  | 0 | 1.0192 | 2.3857 | 2.3857 | 6 | Off-Peak
2023-06-10 17:00 | 6 | 10 | 18 | Summer | 1.751 | 3.3314 | 1.1912 | 1.1912 | Normal |  | 0 | 1.1912 | 2.1402 | 2.1402 | 6 | Off-Peak
2023-06-10 18:00 | 6 | 10 | 19 | Summer | 1.6483 | 3.136 | 0.26369 | 0.26369 | Normal |  | 0 | 0.26369 | 2.8723 | 2.8723 | 6 | Off-Peak
2023-06-10 19:00 | 6 | 10 | 20 | Summer | 1.539 | 2.928 | 0 | 0 | Normal |  | 0 | 0 | 2.928 | 2.928 | 6 | Off-Peak
2023-06-10 20:00 | 6 | 10 | 21 | Summer | 1.4609 | 2.7795 | 0 | 0 | Normal |  | 0 | 0 | 2.7795 | 2.7795 | 6 | Off-Peak
2023-06-10 21:00 | 6 | 10 | 22 | Summer | 1.3995 | 2.6626 | 0 | 0 | Normal |  | 0 | 0 | 2.6626 | 2.6626 | 6 | Off-Peak
2023-06-10 22:00 | 6 | 10 | 23 | Summer | 1.2836 | 2.4421 | 0 | 0 | Normal |  | 0 | 0 | 2.4421 | 2.4421 | 6 | Off-Peak
2023-06-10 23:00 | 6 | 11 | 0 | Summer | 1.1241 | 2.1387 | 0 | 0 | Normal |  | 0 | 0 | 2.1387 | 2.1387 | 6 | Off-Peak
2023-06-11 | 6 | 11 | 1 | Summer | 0.9791 | 1.8628 | 0 | 0 | Normal |  | 0 | 0 | 1.8628 | 1.8628 | 7 | Off-Peak
2023-06-11 01:00 | 6 | 11 | 2 | Summer | 0.8489 | 1.6151 | 0 | 0 | Normal |  | 0 | 0 | 1.6151 | 1.6151 | 7 | Off-Peak
2023-06-11 02:00 | 6 | 11 | 3 | Summer | 0.7562 | 1.4387 | 0 | 0 | Normal |  | 0 | 0 | 1.4387 | 1.4387 | 7 | Off-Peak
2023-06-11 03:00 | 6 | 11 | 4 | Summer | 0.6944 | 1.3211 | 0 | 0 | Normal |  | 0 | 0 | 1.3211 | 1.3211 | 7 | Off-Peak
2023-06-11 04:00 | 6 | 11 | 5 | Summer | 0.6512 | 1.2389 | 0 | 0 | Normal |  | 0 | 0 | 1.2389 | 1.2389 | 7 | Off-Peak
2023-06-11 05:00 | 6 | 11 | 6 | Summer | 0.6279 | 1.1946 | 0.19088 | 0.19088 | Normal |  | 0 | 0.19088 | 1.0037 | 1.0037 | 7 | Off-Peak
2023-06-11 06:00 | 6 | 11 | 7 | Summer | 0.6194 | 1.1784 | 0.21094 | 0.21094 | Normal |  | 0 | 0.21094 | 0.96751 | 0.96751 | 7 | Off-Peak
2023-06-11 07:00 | 6 | 11 | 8 | Summer | 0.6417 | 1.2209 | 0.40364 | 0.40364 | Normal |  | 0 | 0.40364 | 0.81723 | 0.81723 | 7 | Off-Peak
2023-06-11 08:00 | 6 | 11 | 9 | Summer | 0.6828 | 1.2991 | 0.74768 | 0.74768 | Normal |  | 0 | 0.74768 | 0.55139 | 0.55139 | 7 | Off-Peak
2023-06-11 09:00 | 6 | 11 | 10 | Summer | 0.7201 | 1.37 | 1.0008 | 1.0008 | Normal |  | 0 | 1.0008 | 0.36925 | 0.36925 | 7 | Off-Peak
2023-06-11 10:00 | 6 | 11 | 11 | Summer | 0.7449 | 1.4172 | 2.1787 | 2.1787 | Normal |  | 0.76151 | 1.4172 | 0 | -0.76151 | 7 | Off-Peak
2023-06-11 11:00 | 6 | 11 | 12 | Summer | 0.7645 | 1.4545 | 3.1661 | 3.1661 | Normal |  | 1.7116 | 1.4545 | 0 | -1.7116 | 7 | Off-Peak
2023-06-11 12:00 | 6 | 11 | 13 | Summer | 0.7756 | 1.4756 | 2.6706 | 2.6706 | Normal |  | 1.195 | 1.4756 | 0 | -1.195 | 7 | Off-Peak
2023-06-11 13:00 | 6 | 11 | 14 | Summer | 0.7761 | 1.4766 | 3.4768 | 3.4768 | Normal |  | 2.0002 | 1.4766 | 0 | -2.0002 | 7 | Off-Peak
2023-06-11 14:00 | 6 | 11 | 15 | Summer | 0.7763 | 1.477 | 2.9913 | 2.9913 | Normal |  | 1.5143 | 1.477 | 0 | -1.5143 | 7 | Off-Peak
2023-06-11 15:00 | 6 | 11 | 16 | Summer | 0.7824 | 1.4886 | 1.3791 | 1.3791 | Normal |  | 0 | 1.3791 | 0.10942 | 0.10942 | 7 | Off-Peak
2023-06-11 16:00 | 6 | 11 | 17 | Summer | 0.8011 | 1.5241 | 0.60106 | 0.60106 | Normal |  | 0 | 0.60106 | 0.92308 | 0.92308 | 7 | Off-Peak
2023-06-11 17:00 | 6 | 11 | 18 | Summer | 0.8334 | 1.5856 | 1.2322 | 1.2322 | Normal |  | 0 | 1.2322 | 0.35341 | 0.35341 | 7 | Off-Peak
2023-06-11 18:00 | 6 | 11 | 19 | Summer | 0.8465 | 1.6105 | 0.26751 | 0.26751 | Normal |  | 0 | 0.26751 | 1.343 | 1.343 | 7 | Off-Peak
2023-06-11 19:00 | 6 | 11 | 20 | Summer | 0.8502 | 1.6176 | 0 | 0 | Normal |  | 0 | 0 | 1.6176 | 1.6176 | 7 | Off-Peak
2023-06-11 20:00 | 6 | 11 | 21 | Summer | 0.864 | 1.6438 | 0 | 0 | Normal |  | 0 | 0 | 1.6438 | 1.6438 | 7 | Off-Peak
2023-06-11 21:00 | 6 | 11 | 22 | Summer | 0.8447 | 1.6071 | 0 | 0 | Normal |  | 0 | 0 | 1.6071 | 1.6071 | 7 | Off-Peak
2023-06-11 22:00 | 6 | 11 | 23 | Summer | 0.7695 | 1.464 | 0 | 0 | Normal |  | 0 | 0 | 1.464 | 1.464 | 7 | Off-Peak
2023-06-11 23:00 | 6 | 12 | 0 | Summer | 0.6804 | 1.2945 | 0 | 0 | Normal |  | 0 | 0 | 1.2945 | 1.2945 | 7 | Off-Peak
2023-06-12 | 6 | 12 | 1 | Summer | 0.6171 | 1.1741 | 0 | 0 | Normal |  | 0 | 0 | 1.1741 | 1.1741 | 1 | Off-Peak
2023-06-12 01:00 | 6 | 12 | 2 | Summer | 0.5764 | 1.0966 | 0 | 0 | Normal |  | 0 | 0 | 1.0966 | 1.0966 | 1 | Off-Peak
2023-06-12 02:00 | 6 | 12 | 3 | Summer | 0.5519 | 1.05 | 0 | 0 | Normal |  | 0 | 0 | 1.05 | 1.05 | 1 | Off-Peak
2023-06-12 03:00 | 6 | 12 | 4 | Summer | 0.5387 | 1.0249 | 0 | 0 | Normal |  | 0 | 0 | 1.0249 | 1.0249 | 1 | Off-Peak
2023-06-12 04:00 | 6 | 12 | 5 | Summer | 0.5392 | 1.0259 | 0.015661 | 0.015661 | Normal |  | 0 | 0.015661 | 1.0102 | 1.0102 | 1 | Off-Peak
2023-06-12 05:00 | 6 | 12 | 6 | Summer | 0.5527 | 1.0515 | 0.36823 | 0.36823 | Normal |  | 0 | 0.36823 | 0.68332 | 0.68332 | 1 | Peak
2023-06-12 06:00 | 6 | 12 | 7 | Summer | 0.5738 | 1.0917 | 1.7604 | 1.7604 | Normal |  | 0.66872 | 1.0917 | 0 | -0.66872 | 1 | Peak
2023-06-12 07:00 | 6 | 12 | 8 | Summer | 0.6012 | 1.1438 | 3.4235 | 3.4235 | Normal |  | 2.2797 | 1.1438 | 2.2204e-16 | -2.2797 | 1 | Peak
2023-06-12 08:00 | 6 | 12 | 9 | Summer | 0.6182 | 1.1762 | 4.7613 | 4.7613 | Normal |  | 3.5852 | 1.1762 | 0 | -3.5852 | 1 | Peak
2023-06-12 09:00 | 6 | 12 | 10 | Summer | 0.6294 | 1.1975 | 5.777 | 5.777 | Normal |  | 4.5795 | 1.1975 | 2.2204e-16 | -4.5795 | 1 | Peak
2023-06-12 10:00 | 6 | 12 | 11 | Summer | 0.6408 | 1.2192 | 4.2863 | 4.2863 | Normal |  | 3.0671 | 1.2192 | 0 | -3.0671 | 1 | Peak
2023-06-12 11:00 | 6 | 12 | 12 | Summer | 0.6534 | 1.2431 | 6.0185 | 6.0185 | Normal |  | 4.7754 | 1.2431 | 4.4409e-16 | -4.7754 | 1 | Peak
2023-06-12 12:00 | 6 | 12 | 13 | Summer | 0.6665 | 1.2681 | 6.3239 | 6.3239 | Normal |  | 5.0559 | 1.2681 | 2.2204e-16 | -5.0559 | 1 | Peak
2023-06-12 13:00 | 6 | 12 | 14 | Summer | 0.6729 | 1.2802 | 6.1348 | 6.1348 | Normal |  | 4.8545 | 1.2802 | 2.2204e-16 | -4.8545 | 1 | Peak
2023-06-12 14:00 | 6 | 12 | 15 | Summer | 0.6846 | 1.3025 | 5.3446 | 5.3446 | Normal |  | 4.0421 | 1.3025 | 0 | -4.0421 | 1 | Peak
2023-06-12 15:00 | 6 | 12 | 16 | Summer | 0.7126 | 1.3558 | 4.2125 | 4.2125 | Normal |  | 2.8568 | 1.3558 | 2.2204e-16 | -2.8568 | 1 | Peak
2023-06-12 16:00 | 6 | 12 | 17 | Summer | 0.7557 | 1.4378 | 2.7953 | 2.7953 | Normal |  | 1.3575 | 1.4378 | 0 | -1.3575 | 1 | Peak
2023-06-12 17:00 | 6 | 12 | 18 | Summer | 0.8057 | 1.5329 | 1.2258 | 1.2258 | Normal |  | 0 | 1.2258 | 0.30712 | 0.30712 | 1 | Peak
2023-06-12 18:00 | 6 | 12 | 19 | Summer | 0.8401 | 1.5983 | 0.26691 | 0.26691 | Normal |  | 0 | 0.26691 | 1.3314 | 1.3314 | 1 | Peak
2023-06-12 19:00 | 6 | 12 | 20 | Summer | 0.8637 | 1.6432 | 0 | 0 | Normal |  | 0 | 0 | 1.6432 | 1.6432 | 1 | Peak
2023-06-12 20:00 | 6 | 12 | 21 | Summer | 0.8916 | 1.6963 | 0 | 0 | Normal |  | 0 | 0 | 1.6963 | 1.6963 | 1 | Peak
2023-06-12 21:00 | 6 | 12 | 22 | Summer | 0.876 | 1.6666 | 0 | 0 | Normal |  | 0 | 0 | 1.6666 | 1.6666 | 1 | Off-Peak
2023-06-12 22:00 | 6 | 12 | 23 | Summer | 0.7954 | 1.5133 | 0 | 0 | Normal |  | 0 | 0 | 1.5133 | 1.5133 | 1 | Off-Peak
2023-06-12 23:00 | 6 | 13 | 0 | Summer | 0.6974 | 1.3268 | 0 | 0 | Normal |  | 0 | 0 | 1.3268 | 1.3268 | 1 | Off-Peak
2023-06-13 | 6 | 13 | 1 | Summer | 0.6264 | 1.1918 | 0 | 0 | Normal |  | 0 | 0 | 1.1918 | 1.1918 | 2 | Off-Peak
2023-06-13 01:00 | 6 | 13 | 2 | Summer | 0.5801 | 1.1037 | 0 | 0 | Normal |  | 0 | 0 | 1.1037 | 1.1037 | 2 | Off-Peak
2023-06-13 02:00 | 6 | 13 | 3 | Summer | 0.5531 | 1.0523 | 0 | 0 | Normal |  | 0 | 0 | 1.0523 | 1.0523 | 2 | Off-Peak
2023-06-13 03:00 | 6 | 13 | 4 | Summer | 0.538 | 1.0236 | 0 | 0 | Normal |  | 0 | 0 | 1.0236 | 1.0236 | 2 | Off-Peak
2023-06-13 04:00 | 6 | 13 | 5 | Summer | 0.5372 | 1.0221 | 0 | 0 | Normal |  | 0 | 0 | 1.0221 | 1.0221 | 2 | Off-Peak
2023-06-13 05:00 | 6 | 13 | 6 | Summer | 0.5515 | 1.0493 | 0.1605 | 0.1605 | Normal |  | 0 | 0.1605 | 0.88876 | 0.88876 | 2 | Peak
2023-06-13 06:00 | 6 | 13 | 7 | Summer | 0.5727 | 1.0896 | 1.7092 | 1.7092 | Normal |  | 0.61963 | 1.0896 | 0 | -0.61963 | 2 | Peak
2023-06-13 07:00 | 6 | 13 | 8 | Summer | 0.5999 | 1.1413 | 3.326 | 3.326 | Normal |  | 2.1847 | 1.1413 | 0 | -2.1847 | 2 | Peak
2023-06-13 08:00 | 6 | 13 | 9 | Summer | 0.6151 | 1.1703 | 4.6375 | 4.6375 | Normal |  | 3.4672 | 1.1703 | 2.2204e-16 | -3.4672 | 2 | Peak
2023-06-13 09:00 | 6 | 13 | 10 | Summer | 0.627 | 1.1929 | 5.6094 | 5.6094 | Normal |  | 4.4165 | 1.1929 | 0 | -4.4165 | 2 | Peak
2023-06-13 10:00 | 6 | 13 | 11 | Summer | 0.6429 | 1.2232 | 6.2824 | 6.2824 | Normal |  | 5.0593 | 1.2232 | 0 | -5.0593 | 2 | Peak
2023-06-13 11:00 | 6 | 13 | 12 | Summer | 0.664 | 1.2633 | 6.5565 | 6.5565 | Normal |  | 5.2932 | 1.2633 | 0 | -5.2932 | 2 | Peak
2023-06-13 12:00 | 6 | 13 | 13 | Summer | 0.6831 | 1.2996 | 6.508 | 6.508 | Normal |  | 5.2083 | 1.2996 | 0 | -5.2083 | 2 | Peak
2023-06-13 13:00 | 6 | 13 | 14 | Summer | 0.689 | 1.3109 | 6.1124 | 6.1124 | Normal |  | 4.8015 | 1.3109 | 0 | -4.8015 | 2 | Peak
2023-06-13 14:00 | 6 | 13 | 15 | Summer | 0.6969 | 1.3259 | 5.3404 | 5.3404 | Normal |  | 4.0145 | 1.3259 | 0 | -4.0145 | 2 | Peak
2023-06-13 15:00 | 6 | 13 | 16 | Summer | 0.7146 | 1.3596 | 3.3862 | 3.3862 | Normal |  | 2.0266 | 1.3596 | 0 | -2.0266 | 2 | Peak
2023-06-13 16:00 | 6 | 13 | 17 | Summer | 0.755 | 1.4364 | 2.3902 | 2.3902 | Normal |  | 0.95377 | 1.4364 | 0 | -0.95377 | 2 | Peak
2023-06-13 17:00 | 6 | 13 | 18 | Summer | 0.8172 | 1.5548 | 1.0798 | 1.0798 | Normal |  | 0 | 1.0798 | 0.475 | 0.475 | 2 | Peak
2023-06-13 18:00 | 6 | 13 | 19 | Summer | 0.8592 | 1.6347 | 0.21265 | 0.21265 | Normal |  | 0 | 0.21265 | 1.422 | 1.422 | 2 | Peak
2023-06-13 19:00 | 6 | 13 | 20 | Summer | 0.8742 | 1.6632 | 0 | 0 | Normal |  | 0 | 0 | 1.6632 | 1.6632 | 2 | Peak
2023-06-13 20:00 | 6 | 13 | 21 | Summer | 0.8895 | 1.6923 | 0 | 0 | Normal |  | 0 | 0 | 1.6923 | 1.6923 | 2 | Peak
2023-06-13 21:00 | 6 | 13 | 22 | Summer | 0.8678 | 1.651 | 0 | 0 | Normal |  | 0 | 0 | 1.651 | 1.651 | 2 | Off-Peak
2023-06-13 22:00 | 6 | 13 | 23 | Summer | 0.7926 | 1.508 | 0 | 0 | Normal |  | 0 | 0 | 1.508 | 1.508 | 2 | Off-Peak
2023-06-13 23:00 | 6 | 14 | 0 | Summer | 0.7003 | 1.3324 | 0 | 0 | Normal |  | 0 | 0 | 1.3324 | 1.3324 | 2 | Off-Peak
2023-06-14 | 6 | 14 | 1 | Summer | 0.6369 | 1.2117 | 0 | 0 | Normal |  | 0 | 0 | 1.2117 | 1.2117 | 3 | Off-Peak
2023-06-14 01:00 | 6 | 14 | 2 | Summer | 0.5922 | 1.1267 | 0 | 0 | Normal |  | 0 | 0 | 1.1267 | 1.1267 | 3 | Off-Peak
2023-06-14 02:00 | 6 | 14 | 3 | Summer | 0.5637 | 1.0725 | 0 | 0 | Normal |  | 0 | 0 | 1.0725 | 1.0725 | 3 | Off-Peak
2023-06-14 03:00 | 6 | 14 | 4 | Summer | 0.5478 | 1.0422 | 0 | 0 | Normal |  | 0 | 0 | 1.0422 | 1.0422 | 3 | Off-Peak
2023-06-14 04:00 | 6 | 14 | 5 | Summer | 0.5459 | 1.0386 | 0 | 0 | Normal |  | 0 | 0 | 1.0386 | 1.0386 | 3 | Off-Peak
2023-06-14 05:00 | 6 | 14 | 6 | Summer | 0.5578 | 1.0612 | 0.40212 | 0.40212 | Normal |  | 0 | 0.40212 | 0.65913 | 0.65913 | 3 | Peak
2023-06-14 06:00 | 6 | 14 | 7 | Summer | 0.5797 | 1.1029 | 1.3625 | 1.3625 | Normal |  | 0.25959 | 1.1029 | 0 | -0.25959 | 3 | Peak
2023-06-14 07:00 | 6 | 14 | 8 | Summer | 0.609 | 1.1587 | 2.6072 | 2.6072 | Normal |  | 1.4485 | 1.1587 | 0 | -1.4485 | 3 | Peak
2023-06-14 08:00 | 6 | 14 | 9 | Summer | 0.6286 | 1.196 | 3.4638 | 3.4638 | Normal |  | 2.2678 | 1.196 | 0 | -2.2678 | 3 | Peak
2023-06-14 09:00 | 6 | 14 | 10 | Summer | 0.6475 | 1.2319 | 5.4623 | 5.4623 | Normal |  | 4.2304 | 1.2319 | 0 | -4.2304 | 3 | Peak
2023-06-14 10:00 | 6 | 14 | 11 | Summer | 0.6751 | 1.2844 | 6.0461 | 6.0461 | Normal |  | 4.7617 | 1.2844 | 0 | -4.7617 | 3 | Peak
2023-06-14 11:00 | 6 | 14 | 12 | Summer | 0.7194 | 1.3687 | 6.3054 | 6.3054 | Normal |  | 4.9367 | 1.3687 | 0 | -4.9367 | 3 | Peak
2023-06-14 12:00 | 6 | 14 | 13 | Summer | 0.7807 | 1.4853 | 6.296 | 6.296 | Normal |  | 4.8107 | 1.4853 | 0 | -4.8107 | 3 | Peak
2023-06-14 13:00 | 6 | 14 | 14 | Summer | 0.8467 | 1.6109 | 5.2137 | 5.2137 | Normal |  | 3.6028 | 1.6109 | 2.2204e-16 | -3.6028 | 3 | Peak
2023-06-14 14:00 | 6 | 14 | 15 | Summer | 0.92 | 1.7504 | 4.6293 | 4.6293 | Normal |  | 2.879 | 1.7504 | 0 | -2.879 | 3 | Peak
2023-06-14 15:00 | 6 | 14 | 16 | Summer | 1.0096 | 1.9208 | 3.5022 | 3.5022 | Normal |  | 1.5813 | 1.9208 | 0 | -1.5813 | 3 | Peak
2023-06-14 16:00 | 6 | 14 | 17 | Summer | 1.1074 | 2.1069 | 2.5772 | 2.5772 | Normal |  | 0.47027 | 2.1069 | 0 | -0.47027 | 3 | Peak
2023-06-14 17:00 | 6 | 14 | 18 | Summer | 1.1922 | 2.2682 | 1.099 | 1.099 | Normal |  | 0 | 1.099 | 1.1693 | 1.1693 | 3 | Peak
2023-06-14 18:00 | 6 | 14 | 19 | Summer | 1.2086 | 2.2994 | 0.10303 | 0.10303 | Normal |  | 0 | 0.10303 | 2.1964 | 2.1964 | 3 | Peak
2023-06-14 19:00 | 6 | 14 | 20 | Summer | 1.1731 | 2.2319 | 0 | 0 | Normal |  | 0 | 0 | 2.2319 | 2.2319 | 3 | Peak
2023-06-14 20:00 | 6 | 14 | 21 | Summer | 1.1539 | 2.1954 | 0 | 0 | Normal |  | 0 | 0 | 2.1954 | 2.1954 | 3 | Peak
2023-06-14 21:00 | 6 | 14 | 22 | Summer | 1.1292 | 2.1484 | 0 | 0 | Normal |  | 0 | 0 | 2.1484 | 2.1484 | 3 | Off-Peak
2023-06-14 22:00 | 6 | 14 | 23 | Summer | 1.0168 | 1.9345 | 0 | 0 | Normal |  | 0 | 0 | 1.9345 | 1.9345 | 3 | Off-Peak
2023-06-14 23:00 | 6 | 15 | 0 | Summer | 0.8733 | 1.6615 | 0 | 0 | Normal |  | 0 | 0 | 1.6615 | 1.6615 | 3 | Off-Peak
2023-06-15 | 6 | 15 | 1 | Summer | 0.7584 | 1.4429 | 0 | 0 | Normal |  | 0 | 0 | 1.4429 | 1.4429 | 4 | Off-Peak
2023-06-15 01:00 | 6 | 15 | 2 | Summer | 0.6779 | 1.2897 | 0 | 0 | Normal |  | 0 | 0 | 1.2897 | 1.2897 | 4 | Off-Peak
2023-06-15 02:00 | 6 | 15 | 3 | Summer | 0.6264 | 1.1918 | 0 | 0 | Normal |  | 0 | 0 | 1.1918 | 1.1918 | 4 | Off-Peak
2023-06-15 03:00 | 6 | 15 | 4 | Summer | 0.5958 | 1.1335 | 0 | 0 | Normal |  | 0 | 0 | 1.1335 | 1.1335 | 4 | Off-Peak
2023-06-15 04:00 | 6 | 15 | 5 | Summer | 0.584 | 1.1111 | 0 | 0 | Normal |  | 0 | 0 | 1.1111 | 1.1111 | 4 | Off-Peak
2023-06-15 05:00 | 6 | 15 | 6 | Summer | 0.588 | 1.1187 | 0.062535 | 0.062535 | Normal |  | 0 | 0.062535 | 1.0562 | 1.0562 | 4 | Peak
2023-06-15 06:00 | 6 | 15 | 7 | Summer | 0.6042 | 1.1495 | 0.20505 | 0.20505 | Normal |  | 0 | 0.20505 | 0.94448 | 0.94448 | 4 | Peak
2023-06-15 07:00 | 6 | 15 | 8 | Summer | 0.6373 | 1.2125 | 0.99999 | 0.99999 | Normal |  | 0 | 0.99999 | 0.21251 | 0.21251 | 4 | Peak
2023-06-15 08:00 | 6 | 15 | 9 | Summer | 0.6735 | 1.2814 | 2.4847 | 2.4847 | Normal |  | 1.2033 | 1.2814 | 0 | -1.2033 | 4 | Peak
2023-06-15 09:00 | 6 | 15 | 10 | Summer | 0.725 | 1.3794 | 3.5118 | 3.5118 | Normal |  | 2.1325 | 1.3794 | 0 | -2.1325 | 4 | Peak
2023-06-15 10:00 | 6 | 15 | 11 | Summer | 0.8167 | 1.5538 | 4.0967 | 4.0967 | Normal |  | 2.5429 | 1.5538 | 0 | -2.5429 | 4 | Peak
2023-06-15 11:00 | 6 | 15 | 12 | Summer | 0.932 | 1.7732 | 2.1884 | 2.1884 | Normal |  | 0.41519 | 1.7732 | 0 | -0.41519 | 4 | Peak
2023-06-15 12:00 | 6 | 15 | 13 | Summer | 1.0423 | 1.983 | 1.0115 | 1.0115 | Normal |  | 0 | 1.0115 | 0.97159 | 0.97159 | 4 | Peak
2023-06-15 13:00 | 6 | 15 | 14 | Summer | 1.1205 | 2.1318 | 0.21145 | 0.21145 | Normal |  | 0 | 0.21145 | 1.9204 | 1.9204 | 4 | Peak
2023-06-15 14:00 | 6 | 15 | 15 | Summer | 1.164 | 2.2146 | 2.3306 | 2.3306 | Normal |  | 0.11607 | 2.2146 | 0 | -0.11607 | 4 | Peak
2023-06-15 15:00 | 6 | 15 | 16 | Summer | 1.1835 | 2.2517 | 2.704 | 2.704 | Normal |  | 0.45231 | 2.2517 | 0 | -0.45231 | 4 | Peak
2023-06-15 16:00 | 6 | 15 | 17 | Summer | 1.17 | 2.226 | 0.16612 | 0.16612 | Normal |  | 0 | 0.16612 | 2.0599 | 2.0599 | 4 | Peak
2023-06-15 17:00 | 6 | 15 | 18 | Summer | 1.1161 | 2.1235 | 1.0734 | 1.0734 | Normal |  | 0 | 1.0734 | 1.0501 | 1.0501 | 4 | Peak
2023-06-15 18:00 | 6 | 15 | 19 | Summer | 1.042 | 1.9825 | 0.25338 | 0.25338 | Normal |  | 0 | 0.25338 | 1.7291 | 1.7291 | 4 | Peak
2023-06-15 19:00 | 6 | 15 | 20 | Summer | 0.9685 | 1.8426 | 0 | 0 | Normal |  | 0 | 0 | 1.8426 | 1.8426 | 4 | Peak
2023-06-15 20:00 | 6 | 15 | 21 | Summer | 0.9468 | 1.8013 | 0 | 0 | Normal |  | 0 | 0 | 1.8013 | 1.8013 | 4 | Peak
2023-06-15 21:00 | 6 | 15 | 22 | Summer | 0.9244 | 1.7587 | 0 | 0 | Normal |  | 0 | 0 | 1.7587 | 1.7587 | 4 | Off-Peak
2023-06-15 22:00 | 6 | 15 | 23 | Summer | 0.841 | 1.6001 | 0 | 0 | Normal |  | 0 | 0 | 1.6001 | 1.6001 | 4 | Off-Peak
2023-06-15 23:00 | 6 | 16 | 0 | Summer | 0.7322 | 1.3931 | 0 | 0 | Normal |  | 0 | 0 | 1.3931 | 1.3931 | 4 | Off-Peak
2023-06-16 | 6 | 16 | 1 | Summer | 0.6534 | 1.2431 | 0 | 0 | Normal |  | 0 | 0 | 1.2431 | 1.2431 | 5 | Off-Peak
2023-06-16 01:00 | 6 | 16 | 2 | Summer | 0.6015 | 1.1444 | 0 | 0 | Normal |  | 0 | 0 | 1.1444 | 1.1444 | 5 | Off-Peak
2023-06-16 02:00 | 6 | 16 | 3 | Summer | 0.57 | 1.0845 | 0 | 0 | Normal |  | 0 | 0 | 1.0845 | 1.0845 | 5 | Off-Peak
2023-06-16 03:00 | 6 | 16 | 4 | Summer | 0.552 | 1.0502 | 0 | 0 | Normal |  | 0 | 0 | 1.0502 | 1.0502 | 5 | Off-Peak
2023-06-16 04:00 | 6 | 16 | 5 | Summer | 0.5484 | 1.0434 | 0 | 0 | Normal |  | 0 | 0 | 1.0434 | 1.0434 | 5 | Off-Peak
2023-06-16 05:00 | 6 | 16 | 6 | Summer | 0.5581 | 1.0618 | 0.34952 | 0.34952 | Normal |  | 0 | 0.34952 | 0.7123 | 0.7123 | 5 | Peak
2023-06-16 06:00 | 6 | 16 | 7 | Summer | 0.5791 | 1.1018 | 1.2564 | 1.2564 | Normal |  | 0.15467 | 1.1018 | 0 | -0.15467 | 5 | Peak
2023-06-16 07:00 | 6 | 16 | 8 | Summer | 0.6118 | 1.164 | 2.138 | 2.138 | Normal |  | 0.97398 | 1.164 | 0 | -0.97398 | 5 | Peak
2023-06-16 08:00 | 6 | 16 | 9 | Summer | 0.6364 | 1.2108 | 4.5323 | 4.5323 | Normal |  | 3.3215 | 1.2108 | 0 | -3.3215 | 5 | Peak
2023-06-16 09:00 | 6 | 16 | 10 | Summer | 0.6507 | 1.238 | 4.3998 | 4.3998 | Normal |  | 3.1618 | 1.238 | 0 | -3.1618 | 5 | Peak
2023-06-16 10:00 | 6 | 16 | 11 | Summer | 0.6612 | 1.258 | 3.7402 | 3.7402 | Normal |  | 2.4822 | 1.258 | 0 | -2.4822 | 5 | Peak
2023-06-16 11:00 | 6 | 16 | 12 | Summer | 0.6719 | 1.2783 | 6.3848 | 6.3848 | Normal |  | 5.1065 | 1.2783 | 0 | -5.1065 | 5 | Peak
2023-06-16 12:00 | 6 | 16 | 13 | Summer | 0.681 | 1.2956 | 5.515 | 5.515 | Normal |  | 4.2194 | 1.2956 | 2.2204e-16 | -4.2194 | 5 | Peak
2023-06-16 13:00 | 6 | 16 | 14 | Summer | 0.691 | 1.3147 | 4.4518 | 4.4518 | Normal |  | 3.1371 | 1.3147 | 0 | -3.1371 | 5 | Peak
2023-06-16 14:00 | 6 | 16 | 15 | Summer | 0.7124 | 1.3554 | 5.0038 | 5.0038 | Normal |  | 3.6485 | 1.3554 | 0 | -3.6485 | 5 | Peak
2023-06-16 15:00 | 6 | 16 | 16 | Summer | 0.7547 | 1.4359 | 3.9534 | 3.9534 | Normal |  | 2.5175 | 1.4359 | 0 | -2.5175 | 5 | Peak
2023-06-16 16:00 | 6 | 16 | 17 | Summer | 0.8157 | 1.5519 | 2.6423 | 2.6423 | Normal |  | 1.0904 | 1.5519 | 0 | -1.0904 | 5 | Peak
2023-06-16 17:00 | 6 | 16 | 18 | Summer | 0.8741 | 1.663 | 1.1529 | 1.1529 | Normal |  | 0 | 1.1529 | 0.51009 | 0.51009 | 5 | Peak
2023-06-16 18:00 | 6 | 16 | 19 | Summer | 0.8936 | 1.7001 | 0.18874 | 0.18874 | Normal |  | 0 | 0.18874 | 1.5114 | 1.5114 | 5 | Peak
2023-06-16 19:00 | 6 | 16 | 20 | Summer | 0.8788 | 1.672 | 0 | 0 | Normal |  | 0 | 0 | 1.672 | 1.672 | 5 | Peak
2023-06-16 20:00 | 6 | 16 | 21 | Summer | 0.883 | 1.68 | 0 | 0 | Normal |  | 0 | 0 | 1.68 | 1.68 | 5 | Peak
2023-06-16 21:00 | 6 | 16 | 22 | Summer | 0.8875 | 1.6885 | 0 | 0 | Normal |  | 0 | 0 | 1.6885 | 1.6885 | 5 | Off-Peak
2023-06-16 22:00 | 6 | 16 | 23 | Summer | 0.8317 | 1.5824 | 0 | 0 | Normal |  | 0 | 0 | 1.5824 | 1.5824 | 5 | Off-Peak
2023-06-16 23:00 | 6 | 17 | 0 | Summer | 0.7432 | 1.414 | 0 | 0 | Normal |  | 0 | 0 | 1.414 | 1.414 | 5 | Off-Peak
2023-06-17 | 6 | 17 | 1 | Summer | 0.6699 | 1.2745 | 0 | 0 | Normal |  | 0 | 0 | 1.2745 | 1.2745 | 6 | Off-Peak
2023-06-17 01:00 | 6 | 17 | 2 | Summer | 0.6145 | 1.1691 | 0 | 0 | Normal |  | 0 | 0 | 1.1691 | 1.1691 | 6 | Off-Peak
2023-06-17 02:00 | 6 | 17 | 3 | Summer | 0.5786 | 1.1008 | 0 | 0 | Normal |  | 0 | 0 | 1.1008 | 1.1008 | 6 | Off-Peak
2023-06-17 03:00 | 6 | 17 | 4 | Summer | 0.556 | 1.0578 | 0 | 0 | Normal |  | 0 | 0 | 1.0578 | 1.0578 | 6 | Off-Peak
2023-06-17 04:00 | 6 | 17 | 5 | Summer | 0.5453 | 1.0375 | 0.005542 | 0.005542 | Normal |  | 0 | 0.005542 | 1.0319 | 1.0319 | 6 | Off-Peak
2023-06-17 05:00 | 6 | 17 | 6 | Summer | 0.5436 | 1.0342 | 0.38583 | 0.38583 | Normal |  | 0 | 0.38583 | 0.64841 | 0.64841 | 6 | Off-Peak
2023-06-17 06:00 | 6 | 17 | 7 | Summer | 0.5546 | 1.0552 | 1.5782 | 1.5782 | Normal |  | 0.52302 | 1.0552 | 0 | -0.52302 | 6 | Off-Peak
2023-06-17 07:00 | 6 | 17 | 8 | Summer | 0.5911 | 1.1246 | 3.067 | 3.067 | Normal |  | 1.9424 | 1.1246 | 0 | -1.9424 | 6 | Off-Peak
2023-06-17 08:00 | 6 | 17 | 9 | Summer | 0.6371 | 1.2121 | 4.3119 | 4.3119 | Normal |  | 3.0998 | 1.2121 | 0 | -3.0998 | 6 | Off-Peak
2023-06-17 09:00 | 6 | 17 | 10 | Summer | 0.6815 | 1.2966 | 5.2266 | 5.2266 | Normal |  | 3.93 | 1.2966 | 2.2204e-16 | -3.93 | 6 | Off-Peak
2023-06-17 10:00 | 6 | 17 | 11 | Summer | 0.733 | 1.3946 | 5.8464 | 5.8464 | Normal |  | 4.4519 | 1.3946 | 0 | -4.4519 | 6 | Off-Peak
2023-06-17 11:00 | 6 | 17 | 12 | Summer | 0.8028 | 1.5274 | 5.7256 | 5.7256 | Normal |  | 4.1983 | 1.5274 | 0 | -4.1983 | 6 | Off-Peak
2023-06-17 12:00 | 6 | 17 | 13 | Summer | 0.8951 | 1.703 | 5.9717 | 5.9717 | Normal |  | 4.2687 | 1.703 | 2.2204e-16 | -4.2687 | 6 | Off-Peak
2023-06-17 13:00 | 6 | 17 | 14 | Summer | 1.0026 | 1.9075 | 5.0265 | 5.0265 | Normal |  | 3.119 | 1.9075 | 0 | -3.119 | 6 | Off-Peak
2023-06-17 14:00 | 6 | 17 | 15 | Summer | 1.1144 | 2.1202 | 4.9497 | 4.9497 | Normal |  | 2.8295 | 2.1202 | 0 | -2.8295 | 6 | Off-Peak
2023-06-17 15:00 | 6 | 17 | 16 | Summer | 1.2411 | 2.3613 | 3.9104 | 3.9104 | Normal |  | 1.5492 | 2.3613 | 0 | -1.5492 | 6 | Off-Peak
2023-06-17 16:00 | 6 | 17 | 17 | Summer | 1.3299 | 2.5302 | 2.5461 | 2.5461 | Normal |  | 0.015908 | 2.5302 | 0 | -0.015908 | 6 | Off-Peak
2023-06-17 17:00 | 6 | 17 | 18 | Summer | 1.3714 | 2.6092 | 1.0889 | 1.0889 | Normal |  | 0 | 1.0889 | 1.5203 | 1.5203 | 6 | Off-Peak
2023-06-17 18:00 | 6 | 17 | 19 | Summer | 1.336 | 2.5418 | 0.28199 | 0.28199 | Normal |  | 0 | 0.28199 | 2.2598 | 2.2598 | 6 | Off-Peak
2023-06-17 19:00 | 6 | 17 | 20 | Summer | 1.2422 | 2.3634 | 0 | 0 | Normal |  | 0 | 0 | 2.3634 | 2.3634 | 6 | Off-Peak
2023-06-17 20:00 | 6 | 17 | 21 | Summer | 1.1583 | 2.2037 | 0 | 0 | Normal |  | 0 | 0 | 2.2037 | 2.2037 | 6 | Off-Peak
2023-06-17 21:00 | 6 | 17 | 22 | Summer | 1.1103 | 2.1124 | 0 | 0 | Normal |  | 0 | 0 | 2.1124 | 2.1124 | 6 | Off-Peak
2023-06-17 22:00 | 6 | 17 | 23 | Summer | 1.0149 | 1.9309 | 0 | 0 | Normal |  | 0 | 0 | 1.9309 | 1.9309 | 6 | Off-Peak
2023-06-17 23:00 | 6 | 18 | 0 | Summer | 0.8926 | 1.6982 | 0 | 0 | Normal |  | 0 | 0 | 1.6982 | 1.6982 | 6 | Off-Peak
2023-06-18 | 6 | 18 | 1 | Summer | 0.7799 | 1.4838 | 0 | 0 | Normal |  | 0 | 0 | 1.4838 | 1.4838 | 7 | Off-Peak
2023-06-18 01:00 | 6 | 18 | 2 | Summer | 0.6963 | 1.3248 | 0 | 0 | Normal |  | 0 | 0 | 1.3248 | 1.3248 | 7 | Off-Peak
2023-06-18 02:00 | 6 | 18 | 3 | Summer | 0.6385 | 1.2148 | 0 | 0 | Normal |  | 0 | 0 | 1.2148 | 1.2148 | 7 | Off-Peak
2023-06-18 03:00 | 6 | 18 | 4 | Summer | 0.6015 | 1.1444 | 0 | 0 | Normal |  | 0 | 0 | 1.1444 | 1.1444 | 7 | Off-Peak
2023-06-18 04:00 | 6 | 18 | 5 | Summer | 0.5786 | 1.1008 | 0 | 0 | Normal |  | 0 | 0 | 1.1008 | 1.1008 | 7 | Off-Peak
2023-06-18 05:00 | 6 | 18 | 6 | Summer | 0.5675 | 1.0797 | 0.39967 | 0.39967 | Normal |  | 0 | 0.39967 | 0.68003 | 0.68003 | 7 | Off-Peak
2023-06-18 06:00 | 6 | 18 | 7 | Summer | 0.575 | 1.094 | 1.3339 | 1.3339 | Normal |  | 0.23992 | 1.094 | 0 | -0.23992 | 7 | Off-Peak
2023-06-18 07:00 | 6 | 18 | 8 | Summer | 0.6271 | 1.1931 | 2.7621 | 2.7621 | Normal |  | 1.569 | 1.1931 | 0 | -1.569 | 7 | Off-Peak
2023-06-18 08:00 | 6 | 18 | 9 | Summer | 0.7036 | 1.3386 | 4.0147 | 4.0147 | Normal |  | 2.6761 | 1.3386 | 2.2204e-16 | -2.6761 | 7 | Off-Peak
2023-06-18 09:00 | 6 | 18 | 10 | Summer | 0.8064 | 1.5342 | 5.0582 | 5.0582 | Normal |  | 3.5239 | 1.5342 | 0 | -3.5239 | 7 | Off-Peak
2023-06-18 10:00 | 6 | 18 | 11 | Summer | 0.943 | 1.7941 | 5.1092 | 5.1092 | Normal |  | 3.3151 | 1.7941 | 0 | -3.3151 | 7 | Off-Peak
2023-06-18 11:00 | 6 | 18 | 12 | Summer | 1.0983 | 2.0896 | 5.2327 | 5.2327 | Normal |  | 3.1431 | 2.0896 | 0 | -3.1431 | 7 | Off-Peak
2023-06-18 12:00 | 6 | 18 | 13 | Summer | 1.2633 | 2.4035 | 4.8259 | 4.8259 | Normal |  | 2.4223 | 2.4035 | 0 | -2.4223 | 7 | Off-Peak
2023-06-18 13:00 | 6 | 18 | 14 | Summer | 1.4249 | 2.711 | 4.4965 | 4.4965 | Normal |  | 1.7856 | 2.711 | 0 | -1.7856 | 7 | Off-Peak
2023-06-18 14:00 | 6 | 18 | 15 | Summer | 1.5656 | 2.9787 | 4.1323 | 4.1323 | Normal |  | 1.1537 | 2.9787 | 0 | -1.1537 | 7 | Off-Peak
2023-06-18 15:00 | 6 | 18 | 16 | Summer | 1.6901 | 3.2155 | 3.3029 | 3.3029 | Normal |  | 0.087391 | 3.2155 | 0 | -0.087391 | 7 | Off-Peak
2023-06-18 16:00 | 6 | 18 | 17 | Summer | 1.7669 | 3.3616 | 0.71626 | 0.71626 | Normal |  | 0 | 0.71626 | 2.6454 | 2.6454 | 7 | Off-Peak
2023-06-18 17:00 | 6 | 18 | 18 | Summer | 1.7615 | 3.3514 | 0.80544 | 0.80544 | Normal |  | 0 | 0.80544 | 2.5459 | 2.5459 | 7 | Off-Peak
2023-06-18 18:00 | 6 | 18 | 19 | Summer | 1.676 | 3.1887 | 0.089025 | 0.089025 | Normal |  | 0 | 0.089025 | 3.0997 | 3.0997 | 7 | Off-Peak
2023-06-18 19:00 | 6 | 18 | 20 | Summer | 1.5596 | 2.9672 | 0 | 0 | Normal |  | 0 | 0 | 2.9672 | 2.9672 | 7 | Off-Peak
2023-06-18 20:00 | 6 | 18 | 21 | Summer | 1.4765 | 2.8091 | 0 | 0 | Normal |  | 0 | 0 | 2.8091 | 2.8091 | 7 | Off-Peak
2023-06-18 21:00 | 6 | 18 | 22 | Summer | 1.4175 | 2.6969 | 0 | 0 | Normal |  | 0 | 0 | 2.6969 | 2.6969 | 7 | Off-Peak
2023-06-18 22:00 | 6 | 18 | 23 | Summer | 1.2756 | 2.4269 | 0 | 0 | Normal |  | 0 | 0 | 2.4269 | 2.4269 | 7 | Off-Peak
2023-06-18 23:00 | 6 | 19 | 0 | Summer | 1.0866 | 2.0673 | 0 | 0 | Normal |  | 0 | 0 | 2.0673 | 2.0673 | 7 | Off-Peak
2023-06-19 | 6 | 19 | 1 | Summer | 0.9291 | 1.7677 | 0 | 0 | Normal |  | 0 | 0 | 1.7677 | 1.7677 | 1 | Off-Peak
2023-06-19 01:00 | 6 | 19 | 2 | Summer | 0.8097 | 1.5405 | 0 | 0 | Normal |  | 0 | 0 | 1.5405 | 1.5405 | 1 | Off-Peak
2023-06-19 02:00 | 6 | 19 | 3 | Summer | 0.7295 | 1.3879 | 0 | 0 | Normal |  | 0 | 0 | 1.3879 | 1.3879 | 1 | Off-Peak
2023-06-19 03:00 | 6 | 19 | 4 | Summer | 0.6775 | 1.289 | 0 | 0 | Normal |  | 0 | 0 | 1.289 | 1.289 | 1 | Off-Peak
2023-06-19 04:00 | 6 | 19 | 5 | Summer | 0.6494 | 1.2355 | 0 | 0 | Normal |  | 0 | 0 | 1.2355 | 1.2355 | 1 | Off-Peak
2023-06-19 05:00 | 6 | 19 | 6 | Summer | 0.6385 | 1.2148 | 0.3743 | 0.3743 | Normal |  | 0 | 0.3743 | 0.84049 | 0.84049 | 1 | Peak
2023-06-19 06:00 | 6 | 19 | 7 | Summer | 0.6453 | 1.2277 | 1.0283 | 1.0283 | Normal |  | 0 | 1.0283 | 0.19945 | 0.19945 | 1 | Peak
2023-06-19 07:00 | 6 | 19 | 8 | Summer | 0.7059 | 1.343 | 2.5026 | 2.5026 | Normal |  | 1.1596 | 1.343 | 0 | -1.1596 | 1 | Peak
2023-06-19 08:00 | 6 | 19 | 9 | Summer | 0.8031 | 1.5279 | 1.9201 | 1.9201 | Normal |  | 0.39219 | 1.5279 | 0 | -0.39219 | 1 | Peak
2023-06-19 09:00 | 6 | 19 | 10 | Summer | 0.9313 | 1.7719 | 4.099 | 4.099 | Normal |  | 2.3272 | 1.7719 | 0 | -2.3272 | 1 | Peak
2023-06-19 10:00 | 6 | 19 | 11 | Summer | 1.1079 | 2.1079 | 4.5067 | 4.5067 | Normal |  | 2.3989 | 2.1079 | 0 | -2.3989 | 1 | Peak
2023-06-19 11:00 | 6 | 19 | 12 | Summer | 1.2959 | 2.4655 | 5.2504 | 5.2504 | Normal |  | 2.7849 | 2.4655 | 0 | -2.7849 | 1 | Peak
2023-06-19 12:00 | 6 | 19 | 13 | Summer | 1.4713 | 2.7992 | 4.3448 | 4.3448 | Normal |  | 1.5455 | 2.7992 | 0 | -1.5455 | 1 | Peak
2023-06-19 13:00 | 6 | 19 | 14 | Summer | 1.6153 | 3.0732 | 4.1193 | 4.1193 | Normal |  | 1.0461 | 3.0732 | 0 | -1.0461 | 1 | Peak
2023-06-19 14:00 | 6 | 19 | 15 | Summer | 1.7429 | 3.316 | 4.0879 | 4.0879 | Normal |  | 0.77189 | 3.316 | 0 | -0.77189 | 1 | Peak
2023-06-19 15:00 | 6 | 19 | 16 | Summer | 1.859 | 3.5369 | 3.4861 | 3.4861 | Normal |  | 0 | 3.4861 | 0.050773 | 0.050773 | 1 | Peak
2023-06-19 16:00 | 6 | 19 | 17 | Summer | 1.9827 | 3.7722 | 1.8968 | 1.8968 | Normal |  | 0 | 1.8968 | 1.8754 | 1.8754 | 1 | Peak
2023-06-19 17:00 | 6 | 19 | 18 | Summer | 2.0399 | 3.881 | 1.001 | 1.001 | Normal |  | 0 | 1.001 | 2.88 | 2.88 | 1 | Peak
2023-06-19 18:00 | 6 | 19 | 19 | Summer | 1.9987 | 3.8027 | 0.25413 | 0.25413 | Normal |  | 0 | 0.25413 | 3.5485 | 3.5485 | 1 | Peak
2023-06-19 19:00 | 6 | 19 | 20 | Summer | 1.8411 | 3.5028 | 0 | 0 | Normal |  | 0 | 0 | 3.5028 | 3.5028 | 1 | Peak
2023-06-19 20:00 | 6 | 19 | 21 | Summer | 1.6572 | 3.1529 | 0 | 0 | Normal |  | 0 | 0 | 3.1529 | 3.1529 | 1 | Peak
2023-06-19 21:00 | 6 | 19 | 22 | Summer | 1.5325 | 2.9157 | 0 | 0 | Normal |  | 0 | 0 | 2.9157 | 2.9157 | 1 | Off-Peak
2023-06-19 22:00 | 6 | 19 | 23 | Summer | 1.341 | 2.5513 | 0 | 0 | Normal |  | 0 | 0 | 2.5513 | 2.5513 | 1 | Off-Peak
2023-06-19 23:00 | 6 | 20 | 0 | Summer | 1.1192 | 2.1293 | 0 | 0 | Normal |  | 0 | 0 | 2.1293 | 2.1293 | 1 | Off-Peak
2023-06-20 | 6 | 20 | 1 | Summer | 0.9397 | 1.7878 | 0 | 0 | Normal |  | 0 | 0 | 1.7878 | 1.7878 | 2 | Off-Peak
2023-06-20 01:00 | 6 | 20 | 2 | Summer | 0.8214 | 1.5628 | 0 | 0 | Normal |  | 0 | 0 | 1.5628 | 1.5628 | 2 | Off-Peak
2023-06-20 02:00 | 6 | 20 | 3 | Summer | 0.7354 | 1.3991 | 0 | 0 | Normal |  | 0 | 0 | 1.3991 | 1.3991 | 2 | Off-Peak
2023-06-20 03:00 | 6 | 20 | 4 | Summer | 0.6826 | 1.2987 | 0 | 0 | Normal |  | 0 | 0 | 1.2987 | 1.2987 | 2 | Off-Peak
2023-06-20 04:00 | 6 | 20 | 5 | Summer | 0.6524 | 1.2412 | 0 | 0 | Normal |  | 0 | 0 | 1.2412 | 1.2412 | 2 | Off-Peak
2023-06-20 05:00 | 6 | 20 | 6 | Summer | 0.6459 | 1.2289 | 0 | 0 | Normal |  | 0 | 0 | 1.2289 | 1.2289 | 2 | Peak
2023-06-20 06:00 | 6 | 20 | 7 | Summer | 0.6661 | 1.2673 | 0.012465 | 0.012465 | Normal |  | 0 | 0.012465 | 1.2548 | 1.2548 | 2 | Peak
2023-06-20 07:00 | 6 | 20 | 8 | Summer | 0.7341 | 1.3967 | 0.42283 | 0.42283 | Normal |  | 0 | 0.42283 | 0.97384 | 0.97384 | 2 | Peak
2023-06-20 08:00 | 6 | 20 | 9 | Summer | 0.8244 | 1.5685 | 1.1269 | 1.1269 | Normal |  | 0 | 1.1269 | 0.44154 | 0.44154 | 2 | Peak
2023-06-20 09:00 | 6 | 20 | 10 | Summer | 0.9397 | 1.7878 | 2.2343 | 2.2343 | Normal |  | 0.44643 | 1.7878 | 0 | -0.44643 | 2 | Peak
2023-06-20 10:00 | 6 | 20 | 11 | Summer | 1.0776 | 2.0502 | 2.1325 | 2.1325 | Normal |  | 0.082346 | 2.0502 | 0 | -0.082346 | 2 | Peak
2023-06-20 11:00 | 6 | 20 | 12 | Summer | 1.233 | 2.3459 | 2.1495 | 2.1495 | Normal |  | 0 | 2.1495 | 0.19639 | 0.19639 | 2 | Peak
2023-06-20 12:00 | 6 | 20 | 13 | Summer | 1.3842 | 2.6335 | 5.0399 | 5.0399 | Normal |  | 2.4064 | 2.6335 | 0 | -2.4064 | 2 | Peak
2023-06-20 13:00 | 6 | 20 | 14 | Summer | 1.5219 | 2.8955 | 4.3801 | 4.3801 | Normal |  | 1.4846 | 2.8955 | 0 | -1.4846 | 2 | Peak
2023-06-20 14:00 | 6 | 20 | 15 | Summer | 1.6481 | 3.1356 | 4.2069 | 4.2069 | Normal |  | 1.0713 | 3.1356 | 0 | -1.0713 | 2 | Peak
2023-06-20 15:00 | 6 | 20 | 16 | Summer | 1.7905 | 3.4065 | 3.3358 | 3.3358 | Normal |  | 0 | 3.3358 | 0.070754 | 0.070754 | 2 | Peak
2023-06-20 16:00 | 6 | 20 | 17 | Summer | 1.9209 | 3.6546 | 2.0259 | 2.0259 | Normal |  | 0 | 2.0259 | 1.6288 | 1.6288 | 2 | Peak
2023-06-20 17:00 | 6 | 20 | 18 | Summer | 2.0018 | 3.8086 | 0.91057 | 0.91057 | Normal |  | 0 | 0.91057 | 2.898 | 2.898 | 2 | Peak
2023-06-20 18:00 | 6 | 20 | 19 | Summer | 1.9626 | 3.734 | 0.26133 | 0.26133 | Normal |  | 0 | 0.26133 | 3.4726 | 3.4726 | 2 | Peak
2023-06-20 19:00 | 6 | 20 | 20 | Summer | 1.7949 | 3.4149 | 0 | 0 | Normal |  | 0 | 0 | 3.4149 | 3.4149 | 2 | Peak
2023-06-20 20:00 | 6 | 20 | 21 | Summer | 1.624 | 3.0898 | 0 | 0 | Normal |  | 0 | 0 | 3.0898 | 3.0898 | 2 | Peak
2023-06-20 21:00 | 6 | 20 | 22 | Summer | 1.5213 | 2.8944 | 0 | 0 | Normal |  | 0 | 0 | 2.8944 | 2.8944 | 2 | Off-Peak
2023-06-20 22:00 | 6 | 20 | 23 | Summer | 1.3458 | 2.5605 | 0 | 0 | Normal |  | 0 | 0 | 2.5605 | 2.5605 | 2 | Off-Peak
2023-06-20 23:00 | 6 | 21 | 0 | Summer | 1.1298 | 2.1495 | 0 | 0 | Normal |  | 0 | 0 | 2.1495 | 2.1495 | 2 | Off-Peak
2023-06-21 | 6 | 21 | 1 | Summer | 0.9578 | 1.8223 | 0 | 0 | Normal |  | 0 | 0 | 1.8223 | 1.8223 | 3 | Off-Peak
2023-06-21 01:00 | 6 | 21 | 2 | Summer | 0.8328 | 1.5845 | 0 | 0 | Normal |  | 0 | 0 | 1.5845 | 1.5845 | 3 | Off-Peak
2023-06-21 02:00 | 6 | 21 | 3 | Summer | 0.7527 | 1.4321 | 0 | 0 | Normal |  | 0 | 0 | 1.4321 | 1.4321 | 3 | Off-Peak
2023-06-21 03:00 | 6 | 21 | 4 | Summer | 0.6985 | 1.3289 | 0 | 0 | Normal |  | 0 | 0 | 1.3289 | 1.3289 | 3 | Off-Peak
2023-06-21 04:00 | 6 | 21 | 5 | Summer | 0.671 | 1.2766 | 0 | 0 | Normal |  | 0 | 0 | 1.2766 | 1.2766 | 3 | Off-Peak
2023-06-21 05:00 | 6 | 21 | 6 | Summer | 0.6646 | 1.2644 | 0.3894 | 0.3894 | Normal |  | 0 | 0.3894 | 0.87505 | 0.87505 | 3 | Peak
2023-06-21 06:00 | 6 | 21 | 7 | Summer | 0.6925 | 1.3175 | 1.231 | 1.231 | Normal |  | 0 | 1.231 | 0.086503 | 0.086503 | 3 | Peak
2023-06-21 07:00 | 6 | 21 | 8 | Summer | 0.7812 | 1.4863 | 2.7372 | 2.7372 | Normal |  | 1.2509 | 1.4863 | 0 | -1.2509 | 3 | Peak
2023-06-21 08:00 | 6 | 21 | 9 | Summer | 0.9021 | 1.7163 | 3.9203 | 3.9203 | Normal |  | 2.204 | 1.7163 | 2.2204e-16 | -2.204 | 3 | Peak
2023-06-21 09:00 | 6 | 21 | 10 | Summer | 1.0519 | 2.0013 | 4.5706 | 4.5706 | Normal |  | 2.5693 | 2.0013 | 0 | -2.5693 | 3 | Peak
2023-06-21 10:00 | 6 | 21 | 11 | Summer | 1.2259 | 2.3324 | 5.1575 | 5.1575 | Normal |  | 2.8251 | 2.3324 | 0 | -2.8251 | 3 | Peak
2023-06-21 11:00 | 6 | 21 | 12 | Summer | 1.4125 | 2.6874 | 4.2097 | 4.2097 | Normal |  | 1.5223 | 2.6874 | 0 | -1.5223 | 3 | Peak
2023-06-21 12:00 | 6 | 21 | 13 | Summer | 1.6005 | 3.0451 | 5.3082 | 5.3082 | Normal |  | 2.2631 | 3.0451 | 0 | -2.2631 | 3 | Peak
2023-06-21 13:00 | 6 | 21 | 14 | Summer | 1.78 | 3.3866 | 4.7515 | 4.7515 | Normal |  | 1.365 | 3.3866 | 0 | -1.365 | 3 | Peak
2023-06-21 14:00 | 6 | 21 | 15 | Summer | 1.9388 | 3.6887 | 3.8613 | 3.8613 | Normal |  | 0.17264 | 3.6887 | 0 | -0.17264 | 3 | Peak
2023-06-21 15:00 | 6 | 21 | 16 | Summer | 2.0963 | 3.9883 | 3.0916 | 3.0916 | Normal |  | 0 | 3.0916 | 0.89672 | 0.89672 | 3 | Peak
2023-06-21 16:00 | 6 | 21 | 17 | Summer | 2.226 | 4.2351 | 2.1237 | 2.1237 | Normal |  | 0 | 2.1237 | 2.1114 | 2.1114 | 3 | Peak
2023-06-21 17:00 | 6 | 21 | 18 | Summer | 2.2964 | 4.369 | 0.8839 | 0.8839 | Normal |  | 0 | 0.8839 | 3.4851 | 3.4851 | 3 | Peak
2023-06-21 18:00 | 6 | 21 | 19 | Summer | 2.2587 | 4.2973 | 0.20838 | 0.20838 | Normal |  | 0 | 0.20838 | 4.0889 | 4.0889 | 3 | Peak
2023-06-21 19:00 | 6 | 21 | 20 | Summer | 2.0893 | 3.975 | 0 | 0 | Normal |  | 0 | 0 | 3.975 | 3.975 | 3 | Peak
2023-06-21 20:00 | 6 | 21 | 21 | Summer | 1.9 | 3.6149 | 0 | 0 | Normal |  | 0 | 0 | 3.6149 | 3.6149 | 3 | Peak
2023-06-21 21:00 | 6 | 21 | 22 | Summer | 1.7689 | 3.3654 | 0 | 0 | Normal |  | 0 | 0 | 3.3654 | 3.3654 | 3 | Off-Peak
2023-06-21 22:00 | 6 | 21 | 23 | Summer | 1.5675 | 2.9823 | 0 | 0 | Normal |  | 0 | 0 | 2.9823 | 2.9823 | 3 | Off-Peak
2023-06-21 23:00 | 6 | 22 | 0 | Summer | 1.3288 | 2.5281 | 0 | 0 | Normal |  | 0 | 0 | 2.5281 | 2.5281 | 3 | Off-Peak
2023-06-22 | 6 | 22 | 1 | Summer | 1.1381 | 2.1653 | 0 | 0 | Normal |  | 0 | 0 | 2.1653 | 2.1653 | 4 | Off-Peak
2023-06-22 01:00 | 6 | 22 | 2 | Summer | 0.9863 | 1.8765 | 0 | 0 | Normal |  | 0 | 0 | 1.8765 | 1.8765 | 4 | Off-Peak
2023-06-22 02:00 | 6 | 22 | 3 | Summer | 0.8802 | 1.6746 | 0 | 0 | Normal |  | 0 | 0 | 1.6746 | 1.6746 | 4 | Off-Peak
2023-06-22 03:00 | 6 | 22 | 4 | Summer | 0.8033 | 1.5283 | 0 | 0 | Normal |  | 0 | 0 | 1.5283 | 1.5283 | 4 | Off-Peak
2023-06-22 04:00 | 6 | 22 | 5 | Summer | 0.7559 | 1.4381 | 0.001317 | 0.001317 | Normal |  | 0 | 0.001317 | 1.4368 | 1.4368 | 4 | Off-Peak
2023-06-22 05:00 | 6 | 22 | 6 | Summer | 0.7347 | 1.3978 | 0.38261 | 0.38261 | Normal |  | 0 | 0.38261 | 1.0152 | 1.0152 | 4 | Peak
2023-06-22 06:00 | 6 | 22 | 7 | Summer | 0.7569 | 1.4401 | 0.36632 | 0.36632 | Normal |  | 0 | 0.36632 | 1.0737 | 1.0737 | 4 | Peak
2023-06-22 07:00 | 6 | 22 | 8 | Summer | 0.858 | 1.6324 | 2.1067 | 2.1067 | Normal |  | 0.47429 | 1.6324 | 0 | -0.47429 | 4 | Peak
2023-06-22 08:00 | 6 | 22 | 9 | Summer | 0.9894 | 1.8824 | 3.8896 | 3.8896 | Normal |  | 2.0072 | 1.8824 | 0 | -2.0072 | 4 | Peak
2023-06-22 09:00 | 6 | 22 | 10 | Summer | 1.1409 | 2.1706 | 1.055 | 1.055 | Normal |  | 0 | 1.055 | 1.1157 | 1.1157 | 4 | Peak
2023-06-22 10:00 | 6 | 22 | 11 | Summer | 1.312 | 2.4962 | 6.1296 | 6.1296 | Normal |  | 3.6334 | 2.4962 | 0 | -3.6334 | 4 | Peak
2023-06-22 11:00 | 6 | 22 | 12 | Summer | 1.4882 | 2.8314 | 3.7256 | 3.7256 | Normal |  | 0.89424 | 2.8314 | 0 | -0.89424 | 4 | Peak
2023-06-22 12:00 | 6 | 22 | 13 | Summer | 1.6599 | 3.1581 | 3.0686 | 3.0686 | Normal |  | 0 | 3.0686 | 0.089437 | 0.089437 | 4 | Peak
2023-06-22 13:00 | 6 | 22 | 14 | Summer | 1.8043 | 3.4328 | 4.2915 | 4.2915 | Normal |  | 0.85866 | 3.4328 | 0 | -0.85866 | 4 | Peak
2023-06-22 14:00 | 6 | 22 | 15 | Summer | 1.9225 | 3.6577 | 2.2149 | 2.2149 | Normal |  | 0 | 2.2149 | 1.4428 | 1.4428 | 4 | Peak
2023-06-22 15:00 | 6 | 22 | 16 | Summer | 2.0307 | 3.8635 | 2.7126 | 2.7126 | Normal |  | 0 | 2.7126 | 1.1509 | 1.1509 | 4 | Peak
2023-06-22 16:00 | 6 | 22 | 17 | Summer | 2.1066 | 4.0079 | 1.0356 | 1.0356 | Normal |  | 0 | 1.0356 | 2.9724 | 2.9724 | 4 | Peak
2023-06-22 17:00 | 6 | 22 | 18 | Summer | 2.117 | 4.0277 | 0.27734 | 0.27734 | Normal |  | 0 | 0.27734 | 3.7504 | 3.7504 | 4 | Peak
2023-06-22 18:00 | 6 | 22 | 19 | Summer | 2.0125 | 3.8289 | 0.24547 | 0.24547 | Normal |  | 0 | 0.24547 | 3.5834 | 3.5834 | 4 | Peak
2023-06-22 19:00 | 6 | 22 | 20 | Summer | 1.8272 | 3.4764 | 0 | 0 | Normal |  | 0 | 0 | 3.4764 | 3.4764 | 4 | Peak
2023-06-22 20:00 | 6 | 22 | 21 | Summer | 1.6686 | 3.1746 | 0 | 0 | Normal |  | 0 | 0 | 3.1746 | 3.1746 | 4 | Peak
2023-06-22 21:00 | 6 | 22 | 22 | Summer | 1.5732 | 2.9931 | 0 | 0 | Normal |  | 0 | 0 | 2.9931 | 2.9931 | 4 | Off-Peak
2023-06-22 22:00 | 6 | 22 | 23 | Summer | 1.4054 | 2.6739 | 0 | 0 | Normal |  | 0 | 0 | 2.6739 | 2.6739 | 4 | Off-Peak
2023-06-22 23:00 | 6 | 23 | 0 | Summer | 1.1933 | 2.2703 | 0 | 0 | Normal |  | 0 | 0 | 2.2703 | 2.2703 | 4 | Off-Peak
2023-06-23 | 6 | 23 | 1 | Summer | 1.0198 | 1.9402 | 0 | 0 | Normal |  | 0 | 0 | 1.9402 | 1.9402 | 5 | Off-Peak
2023-06-23 01:00 | 6 | 23 | 2 | Summer | 0.8875 | 1.6885 | 0 | 0 | Normal |  | 0 | 0 | 1.6885 | 1.6885 | 5 | Off-Peak
2023-06-23 02:00 | 6 | 23 | 3 | Summer | 0.7991 | 1.5203 | 0 | 0 | Normal |  | 0 | 0 | 1.5203 | 1.5203 | 5 | Off-Peak
2023-06-23 03:00 | 6 | 23 | 4 | Summer | 0.7434 | 1.4144 | 0 | 0 | Normal |  | 0 | 0 | 1.4144 | 1.4144 | 5 | Off-Peak
2023-06-23 04:00 | 6 | 23 | 5 | Summer | 0.7124 | 1.3554 | 0.001681 | 0.001681 | Normal |  | 0 | 0.001681 | 1.3537 | 1.3537 | 5 | Off-Peak
2023-06-23 05:00 | 6 | 23 | 6 | Summer | 0.7 | 1.3318 | 0.29863 | 0.29863 | Normal |  | 0 | 0.29863 | 1.0332 | 1.0332 | 5 | Peak
2023-06-23 06:00 | 6 | 23 | 7 | Summer | 0.717 | 1.3641 | 0.26539 | 0.26539 | Normal |  | 0 | 0.26539 | 1.0987 | 1.0987 | 5 | Peak
2023-06-23 07:00 | 6 | 23 | 8 | Summer | 0.7996 | 1.5213 | 0.62582 | 0.62582 | Normal |  | 0 | 0.62582 | 0.89547 | 0.89547 | 5 | Peak
2023-06-23 08:00 | 6 | 23 | 9 | Summer | 0.916 | 1.7427 | 1.2335 | 1.2335 | Normal |  | 0 | 1.2335 | 0.50925 | 0.50925 | 5 | Peak
2023-06-23 09:00 | 6 | 23 | 10 | Summer | 1.0517 | 2.0009 | 4.0899 | 4.0899 | Normal |  | 2.089 | 2.0009 | 0 | -2.089 | 5 | Peak
2023-06-23 10:00 | 6 | 23 | 11 | Summer | 1.2388 | 2.3569 | 3.9622 | 3.9622 | Normal |  | 1.6053 | 2.3569 | 0 | -1.6053 | 5 | Peak
2023-06-23 11:00 | 6 | 23 | 12 | Summer | 1.4412 | 2.742 | 3.0357 | 3.0357 | Normal |  | 0.29375 | 2.742 | 0 | -0.29375 | 5 | Peak
2023-06-23 12:00 | 6 | 23 | 13 | Summer | 1.6253 | 3.0922 | 1.5775 | 1.5775 | Normal |  | 0 | 1.5775 | 1.5148 | 1.5148 | 5 | Peak
2023-06-23 13:00 | 6 | 23 | 14 | Summer | 1.7858 | 3.3976 | 1.6186 | 1.6186 | Normal |  | 0 | 1.6186 | 1.779 | 1.779 | 5 | Peak
2023-06-23 14:00 | 6 | 23 | 15 | Summer | 1.9165 | 3.6463 | 1.2381 | 1.2381 | Normal |  | 0 | 1.2381 | 2.4082 | 2.4082 | 5 | Peak
2023-06-23 15:00 | 6 | 23 | 16 | Summer | 2.0399 | 3.881 | 1.445 | 1.445 | Normal |  | 0 | 1.445 | 2.436 | 2.436 | 5 | Peak
2023-06-23 16:00 | 6 | 23 | 17 | Summer | 2.1524 | 4.0951 | 0.2115 | 0.2115 | Normal |  | 0 | 0.2115 | 3.8836 | 3.8836 | 5 | Peak
2023-06-23 17:00 | 6 | 23 | 18 | Summer | 2.194 | 4.1742 | 0.52367 | 0.52367 | Normal |  | 0 | 0.52367 | 3.6506 | 3.6506 | 5 | Peak
2023-06-23 18:00 | 6 | 23 | 19 | Summer | 2.1343 | 4.0606 | 0.26018 | 0.26018 | Normal |  | 0 | 0.26018 | 3.8005 | 3.8005 | 5 | Peak
2023-06-23 19:00 | 6 | 23 | 20 | Summer | 1.9577 | 3.7246 | 0 | 0 | Normal |  | 0 | 0 | 3.7246 | 3.7246 | 5 | Peak
2023-06-23 20:00 | 6 | 23 | 21 | Summer | 1.7634 | 3.355 | 0 | 0 | Normal |  | 0 | 0 | 3.355 | 3.355 | 5 | Peak
2023-06-23 21:00 | 6 | 23 | 22 | Summer | 1.6443 | 3.1284 | 0 | 0 | Normal |  | 0 | 0 | 3.1284 | 3.1284 | 5 | Off-Peak
2023-06-23 22:00 | 6 | 23 | 23 | Summer | 1.4785 | 2.8129 | 0 | 0 | Normal |  | 0 | 0 | 2.8129 | 2.8129 | 5 | Off-Peak
2023-06-23 23:00 | 6 | 24 | 0 | Summer | 1.2673 | 2.4111 | 0 | 0 | Normal |  | 0 | 0 | 2.4111 | 2.4111 | 5 | Off-Peak
2023-06-24 | 6 | 24 | 1 | Summer | 1.0891 | 2.0721 | 0 | 0 | Normal |  | 0 | 0 | 2.0721 | 2.0721 | 6 | Off-Peak
2023-06-24 01:00 | 6 | 24 | 2 | Summer | 0.9374 | 1.7835 | 0 | 0 | Normal |  | 0 | 0 | 1.7835 | 1.7835 | 6 | Off-Peak
2023-06-24 02:00 | 6 | 24 | 3 | Summer | 0.8338 | 1.5864 | 0 | 0 | Normal |  | 0 | 0 | 1.5864 | 1.5864 | 6 | Off-Peak
2023-06-24 03:00 | 6 | 24 | 4 | Summer | 0.7625 | 1.4507 | 0 | 0 | Normal |  | 0 | 0 | 1.4507 | 1.4507 | 6 | Off-Peak
2023-06-24 04:00 | 6 | 24 | 5 | Summer | 0.7158 | 1.3619 | 0 | 0 | Normal |  | 0 | 0 | 1.3619 | 1.3619 | 6 | Off-Peak
2023-06-24 05:00 | 6 | 24 | 6 | Summer | 0.6894 | 1.3116 | 0.15049 | 0.15049 | Normal |  | 0 | 0.15049 | 1.1611 | 1.1611 | 6 | Off-Peak
2023-06-24 06:00 | 6 | 24 | 7 | Summer | 0.7123 | 1.3552 | 0.41272 | 0.41272 | Normal |  | 0 | 0.41272 | 0.94248 | 0.94248 | 6 | Off-Peak
2023-06-24 07:00 | 6 | 24 | 8 | Summer | 0.8193 | 1.5588 | 0.56494 | 0.56494 | Normal |  | 0 | 0.56494 | 0.99383 | 0.99383 | 6 | Off-Peak
2023-06-24 08:00 | 6 | 24 | 9 | Summer | 0.9922 | 1.8877 | 3.3648 | 3.3648 | Normal |  | 1.477 | 1.8877 | 0 | -1.477 | 6 | Off-Peak
2023-06-24 09:00 | 6 | 24 | 10 | Summer | 1.2064 | 2.2953 | 1.974 | 1.974 | Normal |  | 0 | 1.974 | 0.3213 | 0.3213 | 6 | Off-Peak
2023-06-24 10:00 | 6 | 24 | 11 | Summer | 1.4463 | 2.7517 | 1.1434 | 1.1434 | Normal |  | 0 | 1.1434 | 1.6083 | 1.6083 | 6 | Off-Peak
2023-06-24 11:00 | 6 | 24 | 12 | Summer | 1.6988 | 3.2321 | 1.6261 | 1.6261 | Normal |  | 0 | 1.6261 | 1.606 | 1.606 | 6 | Off-Peak
2023-06-24 12:00 | 6 | 24 | 13 | Summer | 1.9398 | 3.6906 | 1.5786 | 1.5786 | Normal |  | 0 | 1.5786 | 2.112 | 2.112 | 6 | Off-Peak
2023-06-24 13:00 | 6 | 24 | 14 | Summer | 2.1405 | 4.0724 | 0.87872 | 0.87872 | Normal |  | 0 | 0.87872 | 3.1937 | 3.1937 | 6 | Off-Peak
2023-06-24 14:00 | 6 | 24 | 15 | Summer | 2.3054 | 4.3862 | 0.85611 | 0.85611 | Normal |  | 0 | 0.85611 | 3.5301 | 3.5301 | 6 | Off-Peak
2023-06-24 15:00 | 6 | 24 | 16 | Summer | 2.4419 | 4.6459 | 1.5025 | 1.5025 | Normal |  | 0 | 1.5025 | 3.1434 | 3.1434 | 6 | Off-Peak
2023-06-24 16:00 | 6 | 24 | 17 | Summer | 2.526 | 4.8059 | 0.64847 | 0.64847 | Normal |  | 0 | 0.64847 | 4.1574 | 4.1574 | 6 | Off-Peak
2023-06-24 17:00 | 6 | 24 | 18 | Summer | 2.522 | 4.7983 | 0.5039 | 0.5039 | Normal |  | 0 | 0.5039 | 4.2944 | 4.2944 | 6 | Off-Peak
2023-06-24 18:00 | 6 | 24 | 19 | Summer | 2.4183 | 4.601 | 0.21673 | 0.21673 | Normal |  | 0 | 0.21673 | 4.3842 | 4.3842 | 6 | Off-Peak
2023-06-24 19:00 | 6 | 24 | 20 | Summer | 2.2418 | 4.2652 | 0 | 0 | Normal |  | 0 | 0 | 4.2652 | 4.2652 | 6 | Off-Peak
2023-06-24 20:00 | 6 | 24 | 21 | Summer | 2.0668 | 3.9322 | 0 | 0 | Normal |  | 0 | 0 | 3.9322 | 3.9322 | 6 | Off-Peak
2023-06-24 21:00 | 6 | 24 | 22 | Summer | 1.9535 | 3.7167 | 0 | 0 | Normal |  | 0 | 0 | 3.7167 | 3.7167 | 6 | Off-Peak
2023-06-24 22:00 | 6 | 24 | 23 | Summer | 1.7995 | 3.4237 | 0 | 0 | Normal |  | 0 | 0 | 3.4237 | 3.4237 | 6 | Off-Peak
2023-06-24 23:00 | 6 | 25 | 0 | Summer | 1.6189 | 3.0801 | 0 | 0 | Normal |  | 0 | 0 | 3.0801 | 3.0801 | 6 | Off-Peak
2023-06-25 | 6 | 25 | 1 | Summer | 1.4414 | 2.7424 | 0 | 0 | Normal |  | 0 | 0 | 2.7424 | 2.7424 | 7 | Off-Peak
2023-06-25 01:00 | 6 | 25 | 2 | Summer | 1.2394 | 2.358 | 0 | 0 | Normal |  | 0 | 0 | 2.358 | 2.358 | 7 | Off-Peak
2023-06-25 02:00 | 6 | 25 | 3 | Summer | 1.0717 | 2.039 | 0 | 0 | Normal |  | 0 | 0 | 2.039 | 2.039 | 7 | Off-Peak
2023-06-25 03:00 | 6 | 25 | 4 | Summer | 0.9747 | 1.8544 | 0 | 0 | Normal |  | 0 | 0 | 1.8544 | 1.8544 | 7 | Off-Peak
2023-06-25 04:00 | 6 | 25 | 5 | Summer | 0.9059 | 1.7235 | 0.002027 | 0.002027 | Normal |  | 0 | 0.002027 | 1.7215 | 1.7215 | 7 | Off-Peak
2023-06-25 05:00 | 6 | 25 | 6 | Summer | 0.8608 | 1.6377 | 0.30644 | 0.30644 | Normal |  | 0 | 0.30644 | 1.3313 | 1.3313 | 7 | Off-Peak
2023-06-25 06:00 | 6 | 25 | 7 | Summer | 0.8661 | 1.6478 | 1.5944 | 1.5944 | Normal |  | 0 | 1.5944 | 0.053369 | 0.053369 | 7 | Off-Peak
2023-06-25 07:00 | 6 | 25 | 8 | Summer | 1.0069 | 1.9157 | 3.1423 | 3.1423 | Normal |  | 1.2266 | 1.9157 | 0 | -1.2266 | 7 | Off-Peak
2023-06-25 08:00 | 6 | 25 | 9 | Summer | 1.2134 | 2.3086 | 4.2515 | 4.2515 | Normal |  | 1.9429 | 2.3086 | 0 | -1.9429 | 7 | Off-Peak
2023-06-25 09:00 | 6 | 25 | 10 | Summer | 1.4605 | 2.7787 | 5.0456 | 5.0456 | Normal |  | 2.2669 | 2.7787 | 0 | -2.2669 | 7 | Off-Peak
2023-06-25 10:00 | 6 | 25 | 11 | Summer | 1.6964 | 3.2275 | 5.0853 | 5.0853 | Normal |  | 1.8578 | 3.2275 | 0 | -1.8578 | 7 | Off-Peak
2023-06-25 11:00 | 6 | 25 | 12 | Summer | 1.8535 | 3.5264 | 5.0334 | 5.0334 | Normal |  | 1.507 | 3.5264 | 0 | -1.507 | 7 | Off-Peak
2023-06-25 12:00 | 6 | 25 | 13 | Summer | 1.9623 | 3.7334 | 5.2466 | 5.2466 | Normal |  | 1.5132 | 3.7334 | 0 | -1.5132 | 7 | Off-Peak
2023-06-25 13:00 | 6 | 25 | 14 | Summer | 2.0064 | 3.8173 | 4.349 | 4.349 | Normal |  | 0.53166 | 3.8173 | 0 | -0.53166 | 7 | Off-Peak
2023-06-25 14:00 | 6 | 25 | 15 | Summer | 1.9597 | 3.7285 | 3.2929 | 3.2929 | Normal |  | 0 | 3.2929 | 0.43551 | 0.43551 | 7 | Off-Peak
2023-06-25 15:00 | 6 | 25 | 16 | Summer | 1.8944 | 3.6042 | 3.1777 | 3.1777 | Normal |  | 0 | 3.1777 | 0.42656 | 0.42656 | 7 | Off-Peak
2023-06-25 16:00 | 6 | 25 | 17 | Summer | 1.752 | 3.3333 | 1.0771 | 1.0771 | Normal |  | 0 | 1.0771 | 2.2562 | 2.2562 | 7 | Off-Peak
2023-06-25 17:00 | 6 | 25 | 18 | Summer | 1.6724 | 3.1818 | 0.84207 | 0.84207 | Normal |  | 0 | 0.84207 | 2.3398 | 2.3398 | 7 | Off-Peak
2023-06-25 18:00 | 6 | 25 | 19 | Summer | 1.5866 | 3.0186 | 0.25438 | 0.25438 | Normal |  | 0 | 0.25438 | 2.7642 | 2.7642 | 7 | Off-Peak
2023-06-25 19:00 | 6 | 25 | 20 | Summer | 1.491 | 2.8367 | 0 | 0 | Normal |  | 0 | 0 | 2.8367 | 2.8367 | 7 | Off-Peak
2023-06-25 20:00 | 6 | 25 | 21 | Summer | 1.4151 | 2.6923 | 0 | 0 | Normal |  | 0 | 0 | 2.6923 | 2.6923 | 7 | Off-Peak
2023-06-25 21:00 | 6 | 25 | 22 | Summer | 1.3747 | 2.6155 | 0 | 0 | Normal |  | 0 | 0 | 2.6155 | 2.6155 | 7 | Off-Peak
2023-06-25 22:00 | 6 | 25 | 23 | Summer | 1.2645 | 2.4058 | 0 | 0 | Normal |  | 0 | 0 | 2.4058 | 2.4058 | 7 | Off-Peak
2023-06-25 23:00 | 6 | 26 | 0 | Summer | 1.1033 | 2.0991 | 0 | 0 | Normal |  | 0 | 0 | 2.0991 | 2.0991 | 7 | Off-Peak
2023-06-26 | 6 | 26 | 1 | Summer | 0.9666 | 1.839 | 0 | 0 | Normal |  | 0 | 0 | 1.839 | 1.839 | 1 | Off-Peak
2023-06-26 01:00 | 6 | 26 | 2 | Summer | 0.8721 | 1.6592 | 0 | 0 | Normal |  | 0 | 0 | 1.6592 | 1.6592 | 1 | Off-Peak
2023-06-26 02:00 | 6 | 26 | 3 | Summer | 0.8071 | 1.5356 | 0 | 0 | Normal |  | 0 | 0 | 1.5356 | 1.5356 | 1 | Off-Peak
2023-06-26 03:00 | 6 | 26 | 4 | Summer | 0.7652 | 1.4558 | 0 | 0 | Normal |  | 0 | 0 | 1.4558 | 1.4558 | 1 | Off-Peak
2023-06-26 04:00 | 6 | 26 | 5 | Summer | 0.7429 | 1.4134 | 0.009853 | 0.009853 | Normal |  | 0 | 0.009853 | 1.4036 | 1.4036 | 1 | Off-Peak
2023-06-26 05:00 | 6 | 26 | 6 | Summer | 0.7396 | 1.4071 | 0.32301 | 0.32301 | Normal |  | 0 | 0.32301 | 1.0841 | 1.0841 | 1 | Peak
2023-06-26 06:00 | 6 | 26 | 7 | Summer | 0.7535 | 1.4336 | 1.5949 | 1.5949 | Normal |  | 0.1613 | 1.4336 | 0 | -0.1613 | 1 | Peak
2023-06-26 07:00 | 6 | 26 | 8 | Summer | 0.8037 | 1.5291 | 3.1593 | 3.1593 | Normal |  | 1.6302 | 1.5291 | 0 | -1.6302 | 1 | Peak
2023-06-26 08:00 | 6 | 26 | 9 | Summer | 0.867 | 1.6495 | 4.4184 | 4.4184 | Normal |  | 2.7689 | 1.6495 | 2.2204e-16 | -2.7689 | 1 | Peak
2023-06-26 09:00 | 6 | 26 | 10 | Summer | 0.9044 | 1.7207 | 5.3948 | 5.3948 | Normal |  | 3.6741 | 1.7207 | 0 | -3.6741 | 1 | Peak
2023-06-26 10:00 | 6 | 26 | 11 | Summer | 0.9355 | 1.7798 | 6.0372 | 6.0372 | Normal |  | 4.2574 | 1.7798 | 0 | -4.2574 | 1 | Peak
2023-06-26 11:00 | 6 | 26 | 12 | Summer | 0.9435 | 1.7951 | 6.3514 | 6.3514 | Normal |  | 4.5563 | 1.7951 | 2.2204e-16 | -4.5563 | 1 | Peak
2023-06-26 12:00 | 6 | 26 | 13 | Summer | 0.9879 | 1.8795 | 6.3368 | 6.3368 | Normal |  | 4.4573 | 1.8795 | 0 | -4.4573 | 1 | Peak
2023-06-26 13:00 | 6 | 26 | 14 | Summer | 1.0297 | 1.9591 | 5.9265 | 5.9265 | Normal |  | 3.9674 | 1.9591 | 0 | -3.9674 | 1 | Peak
2023-06-26 14:00 | 6 | 26 | 15 | Summer | 1.0508 | 1.9992 | 5.1558 | 5.1558 | Normal |  | 3.1566 | 1.9992 | 0 | -3.1566 | 1 | Peak
2023-06-26 15:00 | 6 | 26 | 16 | Summer | 1.0761 | 2.0473 | 4.1116 | 4.1116 | Normal |  | 2.0642 | 2.0473 | 0 | -2.0642 | 1 | Peak
2023-06-26 16:00 | 6 | 26 | 17 | Summer | 1.1283 | 2.1467 | 2.7804 | 2.7804 | Normal |  | 0.63379 | 2.1467 | 0 | -0.63379 | 1 | Peak
2023-06-26 17:00 | 6 | 26 | 18 | Summer | 1.1992 | 2.2816 | 1.2158 | 1.2158 | Normal |  | 0 | 1.2158 | 1.0658 | 1.0658 | 1 | Peak
2023-06-26 18:00 | 6 | 26 | 19 | Summer | 1.2475 | 2.3734 | 0.19106 | 0.19106 | Normal |  | 0 | 0.19106 | 2.1824 | 2.1824 | 1 | Peak
2023-06-26 19:00 | 6 | 26 | 20 | Summer | 1.2491 | 2.3765 | 0 | 0 | Normal |  | 0 | 0 | 2.3765 | 2.3765 | 1 | Peak
2023-06-26 20:00 | 6 | 26 | 21 | Summer | 1.2513 | 2.3807 | 0 | 0 | Normal |  | 0 | 0 | 2.3807 | 2.3807 | 1 | Peak
2023-06-26 21:00 | 6 | 26 | 22 | Summer | 1.251 | 2.3801 | 0 | 0 | Normal |  | 0 | 0 | 2.3801 | 2.3801 | 1 | Off-Peak
2023-06-26 22:00 | 6 | 26 | 23 | Summer | 1.1541 | 2.1957 | 0 | 0 | Normal |  | 0 | 0 | 2.1957 | 2.1957 | 1 | Off-Peak
2023-06-26 23:00 | 6 | 27 | 0 | Summer | 0.9959 | 1.8948 | 0 | 0 | Normal |  | 0 | 0 | 1.8948 | 1.8948 | 1 | Off-Peak
2023-06-27 | 6 | 27 | 1 | Summer | 0.8676 | 1.6507 | 0 | 0 | Normal |  | 0 | 0 | 1.6507 | 1.6507 | 2 | Off-Peak
2023-06-27 01:00 | 6 | 27 | 2 | Summer | 0.7722 | 1.4692 | 0 | 0 | Normal |  | 0 | 0 | 1.4692 | 1.4692 | 2 | Off-Peak
2023-06-27 02:00 | 6 | 27 | 3 | Summer | 0.7102 | 1.3512 | 0 | 0 | Normal |  | 0 | 0 | 1.3512 | 1.3512 | 2 | Off-Peak
2023-06-27 03:00 | 6 | 27 | 4 | Summer | 0.6718 | 1.2781 | 0 | 0 | Normal |  | 0 | 0 | 1.2781 | 1.2781 | 2 | Off-Peak
2023-06-27 04:00 | 6 | 27 | 5 | Summer | 0.6525 | 1.2414 | 0 | 0 | Normal |  | 0 | 0 | 1.2414 | 1.2414 | 2 | Off-Peak
2023-06-27 05:00 | 6 | 27 | 6 | Summer | 0.6509 | 1.2384 | 0.35456 | 0.35456 | Normal |  | 0 | 0.35456 | 0.88382 | 0.88382 | 2 | Peak
2023-06-27 06:00 | 6 | 27 | 7 | Summer | 0.6633 | 1.262 | 0.35021 | 0.35021 | Normal |  | 0 | 0.35021 | 0.91176 | 0.91176 | 2 | Peak
2023-06-27 07:00 | 6 | 27 | 8 | Summer | 0.6915 | 1.3156 | 1.5187 | 1.5187 | Normal |  | 0.20308 | 1.3156 | 0 | -0.20308 | 2 | Peak
2023-06-27 08:00 | 6 | 27 | 9 | Summer | 0.713 | 1.3565 | 2.2166 | 2.2166 | Normal |  | 0.86011 | 1.3565 | 0 | -0.86011 | 2 | Peak
2023-06-27 09:00 | 6 | 27 | 10 | Summer | 0.7433 | 1.4142 | 1.3288 | 1.3288 | Normal |  | 0 | 1.3288 | 0.085392 | 0.085392 | 2 | Peak
2023-06-27 10:00 | 6 | 27 | 11 | Summer | 0.7971 | 1.5165 | 3.3429 | 3.3429 | Normal |  | 1.8264 | 1.5165 | 0 | -1.8264 | 2 | Peak
2023-06-27 11:00 | 6 | 27 | 12 | Summer | 0.8911 | 1.6954 | 1.4699 | 1.4699 | Normal |  | 0 | 1.4699 | 0.2255 | 0.2255 | 2 | Peak
2023-06-27 12:00 | 6 | 27 | 13 | Summer | 1.0104 | 1.9224 | 6.0509 | 6.0509 | Normal |  | 4.1285 | 1.9224 | 0 | -4.1285 | 2 | Peak
2023-06-27 13:00 | 6 | 27 | 14 | Summer | 1.1298 | 2.1495 | 4.5865 | 4.5865 | Normal |  | 2.4369 | 2.1495 | 0 | -2.4369 | 2 | Peak
2023-06-27 14:00 | 6 | 27 | 15 | Summer | 1.2476 | 2.3736 | 4.0363 | 4.0363 | Normal |  | 1.6626 | 2.3736 | 0 | -1.6626 | 2 | Peak
2023-06-27 15:00 | 6 | 27 | 16 | Summer | 1.3648 | 2.5966 | 3.8607 | 3.8607 | Normal |  | 1.2641 | 2.5966 | 0 | -1.2641 | 2 | Peak
2023-06-27 16:00 | 6 | 27 | 17 | Summer | 1.4622 | 2.7819 | 2.0818 | 2.0818 | Normal |  | 0 | 2.0818 | 0.70015 | 0.70015 | 2 | Peak
2023-06-27 17:00 | 6 | 27 | 18 | Summer | 1.5221 | 2.8959 | 1.1893 | 1.1893 | Normal |  | 0 | 1.1893 | 1.7066 | 1.7066 | 2 | Peak
2023-06-27 18:00 | 6 | 27 | 19 | Summer | 1.4929 | 2.8403 | 0.22384 | 0.22384 | Normal |  | 0 | 0.22384 | 2.6165 | 2.6165 | 2 | Peak
2023-06-27 19:00 | 6 | 27 | 20 | Summer | 1.395 | 2.6541 | 0 | 0 | Normal |  | 0 | 0 | 2.6541 | 2.6541 | 2 | Peak
2023-06-27 20:00 | 6 | 27 | 21 | Summer | 1.3077 | 2.488 | 0 | 0 | Normal |  | 0 | 0 | 2.488 | 2.488 | 2 | Peak
2023-06-27 21:00 | 6 | 27 | 22 | Summer | 1.2373 | 2.354 | 0 | 0 | Normal |  | 0 | 0 | 2.354 | 2.354 | 2 | Off-Peak
2023-06-27 22:00 | 6 | 27 | 23 | Summer | 1.097 | 2.0871 | 0 | 0 | Normal |  | 0 | 0 | 2.0871 | 2.0871 | 2 | Off-Peak
2023-06-27 23:00 | 6 | 28 | 0 | Summer | 0.9234 | 1.7568 | 0 | 0 | Normal |  | 0 | 0 | 1.7568 | 1.7568 | 2 | Off-Peak
2023-06-28 | 6 | 28 | 1 | Summer | 0.7941 | 1.5108 | 0 | 0 | Normal |  | 0 | 0 | 1.5108 | 1.5108 | 3 | Off-Peak
2023-06-28 01:00 | 6 | 28 | 2 | Summer | 0.7032 | 1.3379 | 0 | 0 | Normal |  | 0 | 0 | 1.3379 | 1.3379 | 3 | Off-Peak
2023-06-28 02:00 | 6 | 28 | 3 | Summer | 0.6468 | 1.2306 | 0 | 0 | Normal |  | 0 | 0 | 1.2306 | 1.2306 | 3 | Off-Peak
2023-06-28 03:00 | 6 | 28 | 4 | Summer | 0.613 | 1.1663 | 0 | 0 | Normal |  | 0 | 0 | 1.1663 | 1.1663 | 3 | Off-Peak
2023-06-28 04:00 | 6 | 28 | 5 | Summer | 0.5987 | 1.1391 | 0.001681 | 0.001681 | Normal |  | 0 | 0.001681 | 1.1374 | 1.1374 | 3 | Off-Peak
2023-06-28 05:00 | 6 | 28 | 6 | Summer | 0.6003 | 1.1421 | 0.27998 | 0.27998 | Normal |  | 0 | 0.27998 | 0.86213 | 0.86213 | 3 | Peak
2023-06-28 06:00 | 6 | 28 | 7 | Summer | 0.6131 | 1.1665 | 1.629 | 1.629 | Normal |  | 0.46257 | 1.1665 | 0 | -0.46257 | 3 | Peak
2023-06-28 07:00 | 6 | 28 | 8 | Summer | 0.6473 | 1.2315 | 3.3046 | 3.3046 | Normal |  | 2.0731 | 1.2315 | 0 | -2.0731 | 3 | Peak
2023-06-28 08:00 | 6 | 28 | 9 | Summer | 0.6756 | 1.2854 | 4.66 | 4.66 | Normal |  | 3.3747 | 1.2854 | 0 | -3.3747 | 3 | Peak
2023-06-28 09:00 | 6 | 28 | 10 | Summer | 0.6998 | 1.3314 | 5.6618 | 5.6618 | Normal |  | 4.3304 | 1.3314 | 0 | -4.3304 | 3 | Peak
2023-06-28 10:00 | 6 | 28 | 11 | Summer | 0.7484 | 1.4239 | 6.3126 | 6.3126 | Normal |  | 4.8888 | 1.4239 | 0 | -4.8888 | 3 | Peak
2023-06-28 11:00 | 6 | 28 | 12 | Summer | 0.8573 | 1.6311 | 6.5857 | 6.5857 | Normal |  | 4.9546 | 1.6311 | 2.2204e-16 | -4.9546 | 3 | Peak
2023-06-28 12:00 | 6 | 28 | 13 | Summer | 1.0157 | 1.9324 | 6.509 | 6.509 | Normal |  | 4.5766 | 1.9324 | 0 | -4.5766 | 3 | Peak
2023-06-28 13:00 | 6 | 28 | 14 | Summer | 1.1986 | 2.2804 | 6.0456 | 6.0456 | Normal |  | 3.7652 | 2.2804 | 0 | -3.7652 | 3 | Peak
2023-06-28 14:00 | 6 | 28 | 15 | Summer | 1.3762 | 2.6183 | 5.2843 | 5.2843 | Normal |  | 2.666 | 2.6183 | 0 | -2.666 | 3 | Peak
2023-06-28 15:00 | 6 | 28 | 16 | Summer | 1.5526 | 2.9539 | 4.2185 | 4.2185 | Normal |  | 1.2646 | 2.9539 | 0 | -1.2646 | 3 | Peak
2023-06-28 16:00 | 6 | 28 | 17 | Summer | 1.705 | 3.2439 | 2.8556 | 2.8556 | Normal |  | 0 | 2.8556 | 0.38826 | 0.38826 | 3 | Peak
2023-06-28 17:00 | 6 | 28 | 18 | Summer | 1.7938 | 3.4128 | 1.2469 | 1.2469 | Normal |  | 0 | 1.2469 | 2.1659 | 2.1659 | 3 | Peak
2023-06-28 18:00 | 6 | 28 | 19 | Summer | 1.8031 | 3.4305 | 0.15579 | 0.15579 | Normal |  | 0 | 0.15579 | 3.2747 | 3.2747 | 3 | Peak
2023-06-28 19:00 | 6 | 28 | 20 | Summer | 1.6993 | 3.233 | 0 | 0 | Normal |  | 0 | 0 | 3.233 | 3.233 | 3 | Peak
2023-06-28 20:00 | 6 | 28 | 21 | Summer | 1.5968 | 3.038 | 0 | 0 | Normal |  | 0 | 0 | 3.038 | 3.038 | 3 | Peak
2023-06-28 21:00 | 6 | 28 | 22 | Summer | 1.5229 | 2.8974 | 0 | 0 | Normal |  | 0 | 0 | 2.8974 | 2.8974 | 3 | Off-Peak
2023-06-28 22:00 | 6 | 28 | 23 | Summer | 1.3692 | 2.605 | 0 | 0 | Normal |  | 0 | 0 | 2.605 | 2.605 | 3 | Off-Peak
2023-06-28 23:00 | 6 | 29 | 0 | Summer | 1.1698 | 2.2256 | 0 | 0 | Normal |  | 0 | 0 | 2.2256 | 2.2256 | 3 | Off-Peak
2023-06-29 | 6 | 29 | 1 | Summer | 1.0075 | 1.9168 | 0 | 0 | Normal |  | 0 | 0 | 1.9168 | 1.9168 | 4 | Off-Peak
2023-06-29 01:00 | 6 | 29 | 2 | Summer | 0.8977 | 1.7079 | 0 | 0 | Normal |  | 0 | 0 | 1.7079 | 1.7079 | 4 | Off-Peak
2023-06-29 02:00 | 6 | 29 | 3 | Summer | 0.8269 | 1.5732 | 0 | 0 | Normal |  | 0 | 0 | 1.5732 | 1.5732 | 4 | Off-Peak
2023-06-29 03:00 | 6 | 29 | 4 | Summer | 0.779 | 1.4821 | 0 | 0 | Normal |  | 0 | 0 | 1.4821 | 1.4821 | 4 | Off-Peak
2023-06-29 04:00 | 6 | 29 | 5 | Summer | 0.7581 | 1.4423 | 0 | 0 | Normal |  | 0 | 0 | 1.4423 | 1.4423 | 4 | Off-Peak
2023-06-29 05:00 | 6 | 29 | 6 | Summer | 0.7617 | 1.4492 | 0.27737 | 0.27737 | Normal |  | 0 | 0.27737 | 1.1718 | 1.1718 | 4 | Peak
2023-06-29 06:00 | 6 | 29 | 7 | Summer | 0.7915 | 1.5059 | 1.5472 | 1.5472 | Normal |  | 0.041349 | 1.5059 | 0 | -0.041349 | 4 | Peak
2023-06-29 07:00 | 6 | 29 | 8 | Summer | 0.8874 | 1.6883 | 3.0682 | 3.0682 | Normal |  | 1.3798 | 1.6883 | 0 | -1.3798 | 4 | Peak
2023-06-29 08:00 | 6 | 29 | 9 | Summer | 1.0312 | 1.9619 | 4.2338 | 4.2338 | Normal |  | 2.2719 | 1.9619 | 0 | -2.2719 | 4 | Peak
2023-06-29 09:00 | 6 | 29 | 10 | Summer | 1.2302 | 2.3405 | 5.1488 | 5.1488 | Normal |  | 2.8083 | 2.3405 | 0 | -2.8083 | 4 | Peak
2023-06-29 10:00 | 6 | 29 | 11 | Summer | 1.4713 | 2.7992 | 5.8228 | 5.8228 | Normal |  | 3.0235 | 2.7992 | 0 | -3.0235 | 4 | Peak
2023-06-29 11:00 | 6 | 29 | 12 | Summer | 1.701 | 3.2363 | 6.1875 | 6.1875 | Normal |  | 2.9513 | 3.2363 | 0 | -2.9513 | 4 | Peak
2023-06-29 12:00 | 6 | 29 | 13 | Summer | 1.9074 | 3.6289 | 6.2209 | 6.2209 | Normal |  | 2.5919 | 3.6289 | 0 | -2.5919 | 4 | Peak
2023-06-29 13:00 | 6 | 29 | 14 | Summer | 1.9505 | 3.711 | 5.8458 | 5.8458 | Normal |  | 2.1349 | 3.711 | 0 | -2.1349 | 4 | Peak
2023-06-29 14:00 | 6 | 29 | 15 | Summer | 1.8666 | 3.5513 | 5.1594 | 5.1594 | Normal |  | 1.608 | 3.5513 | 0 | -1.608 | 4 | Peak
2023-06-29 15:00 | 6 | 29 | 16 | Summer | 1.7927 | 3.4107 | 4.0796 | 4.0796 | Normal |  | 0.66883 | 3.4107 | 0 | -0.66883 | 4 | Peak
2023-06-29 16:00 | 6 | 29 | 17 | Summer | 1.7434 | 3.3169 | 2.7424 | 2.7424 | Normal |  | 0 | 2.7424 | 0.5745 | 0.5745 | 4 | Peak
2023-06-29 17:00 | 6 | 29 | 18 | Summer | 1.7921 | 3.4096 | 1.239 | 1.239 | Normal |  | 0 | 1.239 | 2.1706 | 2.1706 | 4 | Peak
2023-06-29 18:00 | 6 | 29 | 19 | Summer | 1.8485 | 3.5169 | 0.2281 | 0.2281 | Normal |  | 0 | 0.2281 | 3.2888 | 3.2888 | 4 | Peak
2023-06-29 19:00 | 6 | 29 | 20 | Summer | 1.8313 | 3.4842 | 0 | 0 | Normal |  | 0 | 0 | 3.4842 | 3.4842 | 4 | Peak
2023-06-29 20:00 | 6 | 29 | 21 | Summer | 1.7788 | 3.3843 | 0 | 0 | Normal |  | 0 | 0 | 3.3843 | 3.3843 | 4 | Peak
2023-06-29 21:00 | 6 | 29 | 22 | Summer | 1.7332 | 3.2975 | 0 | 0 | Normal |  | 0 | 0 | 3.2975 | 3.2975 | 4 | Off-Peak
2023-06-29 22:00 | 6 | 29 | 23 | Summer | 1.5926 | 3.03 | 0 | 0 | Normal |  | 0 | 0 | 3.03 | 3.03 | 4 | Off-Peak
2023-06-29 23:00 | 6 | 30 | 0 | Summer | 1.386 | 2.637 | 0 | 0 | Normal |  | 0 | 0 | 2.637 | 2.637 | 4 | Off-Peak
2023-06-30 | 6 | 30 | 1 | Summer | 1.2113 | 2.3046 | 0 | 0 | Normal |  | 0 | 0 | 2.3046 | 2.3046 | 5 | Off-Peak
2023-06-30 01:00 | 6 | 30 | 2 | Summer | 1.0743 | 2.0439 | 0 | 0 | Normal |  | 0 | 0 | 2.0439 | 2.0439 | 5 | Off-Peak
2023-06-30 02:00 | 6 | 30 | 3 | Summer | 0.9786 | 1.8618 | 0 | 0 | Normal |  | 0 | 0 | 1.8618 | 1.8618 | 5 | Off-Peak
2023-06-30 03:00 | 6 | 30 | 4 | Summer | 0.9088 | 1.729 | 0 | 0 | Normal |  | 0 | 0 | 1.729 | 1.729 | 5 | Off-Peak
2023-06-30 04:00 | 6 | 30 | 5 | Summer | 0.8655 | 1.6467 | 0 | 0 | Normal |  | 0 | 0 | 1.6467 | 1.6467 | 5 | Off-Peak
2023-06-30 05:00 | 6 | 30 | 6 | Summer | 0.8504 | 1.6179 | 0.29399 | 0.29399 | Normal |  | 0 | 0.29399 | 1.3239 | 1.3239 | 5 | Peak
2023-06-30 06:00 | 6 | 30 | 7 | Summer | 0.8729 | 1.6607 | 1.5322 | 1.5322 | Normal |  | 0 | 1.5322 | 0.12856 | 0.12856 | 5 | Peak
2023-06-30 07:00 | 6 | 30 | 8 | Summer | 1.0007 | 1.9039 | 3.0772 | 3.0772 | Normal |  | 1.1733 | 1.9039 | 0 | -1.1733 | 5 | Peak
2023-06-30 08:00 | 6 | 30 | 9 | Summer | 1.1954 | 2.2743 | 4.3011 | 4.3011 | Normal |  | 2.0268 | 2.2743 | 0 | -2.0268 | 5 | Peak
2023-06-30 09:00 | 6 | 30 | 10 | Summer | 1.4281 | 2.7171 | 5.21 | 5.21 | Normal |  | 2.493 | 2.7171 | 0 | -2.493 | 5 | Peak
2023-06-30 10:00 | 6 | 30 | 11 | Summer | 1.6443 | 3.1284 | 5.3175 | 5.3175 | Normal |  | 2.1891 | 3.1284 | 0 | -2.1891 | 5 | Peak
2023-06-30 11:00 | 6 | 30 | 12 | Summer | 1.8695 | 3.5568 | 5.986 | 5.986 | Normal |  | 2.4292 | 3.5568 | 0 | -2.4292 | 5 | Peak
2023-06-30 12:00 | 6 | 30 | 13 | Summer | 2.0652 | 3.9292 | 5.9846 | 5.9846 | Normal |  | 2.0554 | 3.9292 | 0 | -2.0554 | 5 | Peak
2023-06-30 13:00 | 6 | 30 | 14 | Summer | 2.1333 | 4.0587 | 4.894 | 4.894 | Normal |  | 0.83526 | 4.0587 | 0 | -0.83526 | 5 | Peak
2023-06-30 14:00 | 6 | 30 | 15 | Summer | 2.1154 | 4.0247 | 3.8848 | 3.8848 | Normal |  | 0 | 3.8848 | 0.1399 | 0.1399 | 5 | Peak
2023-06-30 15:00 | 6 | 30 | 16 | Summer | 2.1195 | 4.0325 | 2.9984 | 2.9984 | Normal |  | 0 | 2.9984 | 1.034 | 1.034 | 5 | Peak
2023-06-30 16:00 | 6 | 30 | 17 | Summer | 2.102 | 3.9992 | 1.6999 | 1.6999 | Normal |  | 0 | 1.6999 | 2.2993 | 2.2993 | 5 | Peak
2023-06-30 17:00 | 6 | 30 | 18 | Summer | 2.1144 | 4.0228 | 0.1323 | 0.1323 | Normal |  | 0 | 0.1323 | 3.8905 | 3.8905 | 5 | Peak
2023-06-30 18:00 | 6 | 30 | 19 | Summer | 2.142 | 4.0753 | 0.17438 | 0.17438 | Normal |  | 0 | 0.17438 | 3.9009 | 3.9009 | 5 | Peak
2023-06-30 19:00 | 6 | 30 | 20 | Summer | 2.0818 | 3.9608 | 0 | 0 | Normal |  | 0 | 0 | 3.9608 | 3.9608 | 5 | Peak
2023-06-30 20:00 | 6 | 30 | 21 | Summer | 1.9609 | 3.7307 | 0 | 0 | Normal |  | 0 | 0 | 3.7307 | 3.7307 | 5 | Peak
2023-06-30 21:00 | 6 | 30 | 22 | Summer | 1.8698 | 3.5574 | 0 | 0 | Normal |  | 0 | 0 | 3.5574 | 3.5574 | 5 | Off-Peak
2023-06-30 22:00 | 6 | 30 | 23 | Summer | 1.7115 | 3.2562 | 0 | 0 | Normal |  | 0 | 0 | 3.2562 | 3.2562 | 5 | Off-Peak
2023-06-30 23:00 | 7 | 1 | 0 | Summer | 1.4992 | 2.8523 | 0 | 0 | Normal |  | 0 | 0 | 2.8523 | 2.8523 | 5 | Off-Peak
2023-07-01 | 7 | 1 | 1 | Summer | 1.3008 | 2.4749 | 0 | 0 | Normal |  | 0 | 0 | 2.4749 | 2.4749 | 6 | Off-Peak
2023-07-01 01:00 | 7 | 1 | 2 | Summer | 1.1417 | 2.1722 | 0 | 0 | Normal |  | 0 | 0 | 2.1722 | 2.1722 | 6 | Off-Peak
2023-07-01 02:00 | 7 | 1 | 3 | Summer | 1.0261 | 1.9522 | 0 | 0 | Normal |  | 0 | 0 | 1.9522 | 1.9522 | 6 | Off-Peak
2023-07-01 03:00 | 7 | 1 | 4 | Summer | 0.9455 | 1.7989 | 0 | 0 | Normal |  | 0 | 0 | 1.7989 | 1.7989 | 6 | Off-Peak
2023-07-01 04:00 | 7 | 1 | 5 | Summer | 0.8867 | 1.687 | 0 | 0 | Normal |  | 0 | 0 | 1.687 | 1.687 | 6 | Off-Peak
2023-07-01 05:00 | 7 | 1 | 6 | Summer | 0.8603 | 1.6368 | 0.30827 | 0.30827 | Normal |  | 0 | 0.30827 | 1.3285 | 1.3285 | 6 | Off-Peak
2023-07-01 06:00 | 7 | 1 | 7 | Summer | 0.8623 | 1.6406 | 1.5863 | 1.5863 | Normal |  | 0 | 1.5863 | 0.054319 | 0.054319 | 6 | Off-Peak
2023-07-01 07:00 | 7 | 1 | 8 | Summer | 0.905 | 1.7218 | 3.1778 | 3.1778 | Normal |  | 1.4559 | 1.7218 | 0 | -1.4559 | 6 | Off-Peak
2023-07-01 08:00 | 7 | 1 | 9 | Summer | 0.9784 | 1.8615 | 4.4292 | 4.4292 | Normal |  | 2.5677 | 1.8615 | 0 | -2.5677 | 6 | Off-Peak
2023-07-01 09:00 | 7 | 1 | 10 | Summer | 1.0695 | 2.0348 | 5.3844 | 5.3844 | Normal |  | 3.3496 | 2.0348 | 0 | -3.3496 | 6 | Off-Peak
2023-07-01 10:00 | 7 | 1 | 11 | Summer | 1.2003 | 2.2836 | 5.9955 | 5.9955 | Normal |  | 3.7119 | 2.2836 | 0 | -3.7119 | 6 | Off-Peak
2023-07-01 11:00 | 7 | 1 | 12 | Summer | 1.3785 | 2.6227 | 6.2923 | 6.2923 | Normal |  | 3.6697 | 2.6227 | 0 | -3.6697 | 6 | Off-Peak
2023-07-01 12:00 | 7 | 1 | 13 | Summer | 1.5451 | 2.9397 | 6.1271 | 6.1271 | Normal |  | 3.1875 | 2.9397 | 0 | -3.1875 | 6 | Off-Peak
2023-07-01 13:00 | 7 | 1 | 14 | Summer | 1.7121 | 3.2574 | 5.7146 | 5.7146 | Normal |  | 2.4572 | 3.2574 | 0 | -2.4572 | 6 | Off-Peak
2023-07-01 14:00 | 7 | 1 | 15 | Summer | 1.8313 | 3.4842 | 4.9988 | 4.9988 | Normal |  | 1.5146 | 3.4842 | 0 | -1.5146 | 6 | Off-Peak
2023-07-01 15:00 | 7 | 1 | 16 | Summer | 1.9183 | 3.6497 | 3.9565 | 3.9565 | Normal |  | 0.30682 | 3.6497 | 0 | -0.30682 | 6 | Off-Peak
2023-07-01 16:00 | 7 | 1 | 17 | Summer | 1.9328 | 3.6773 | 2.6789 | 2.6789 | Normal |  | 0 | 2.6789 | 0.99834 | 0.99834 | 6 | Off-Peak
2023-07-01 17:00 | 7 | 1 | 18 | Summer | 1.8769 | 3.5709 | 1.2134 | 1.2134 | Normal |  | 0 | 1.2134 | 2.3576 | 2.3576 | 6 | Off-Peak
2023-07-01 18:00 | 7 | 1 | 19 | Summer | 1.8019 | 3.4282 | 0.24051 | 0.24051 | Normal |  | 0 | 0.24051 | 3.1877 | 3.1877 | 6 | Off-Peak
2023-07-01 19:00 | 7 | 1 | 20 | Summer | 1.7118 | 3.2568 | 0 | 0 | Normal |  | 0 | 0 | 3.2568 | 3.2568 | 6 | Off-Peak
2023-07-01 20:00 | 7 | 1 | 21 | Summer | 1.6367 | 3.1139 | 0 | 0 | Normal |  | 0 | 0 | 3.1139 | 3.1139 | 6 | Off-Peak
2023-07-01 21:00 | 7 | 1 | 22 | Summer | 1.588 | 3.0213 | 0 | 0 | Normal |  | 0 | 0 | 3.0213 | 3.0213 | 6 | Off-Peak
2023-07-01 22:00 | 7 | 1 | 23 | Summer | 1.489 | 2.8329 | 0 | 0 | Normal |  | 0 | 0 | 2.8329 | 2.8329 | 6 | Off-Peak
2023-07-01 23:00 | 7 | 2 | 0 | Summer | 1.3382 | 2.546 | 0 | 0 | Normal |  | 0 | 0 | 2.546 | 2.546 | 6 | Off-Peak
2023-07-02 | 7 | 2 | 1 | Summer | 1.1883 | 2.2608 | 0 | 0 | Normal |  | 0 | 0 | 2.2608 | 2.2608 | 7 | Off-Peak
2023-07-02 01:00 | 7 | 2 | 2 | Summer | 1.0602 | 2.0171 | 0 | 0 | Normal |  | 0 | 0 | 2.0171 | 2.0171 | 7 | Off-Peak
2023-07-02 02:00 | 7 | 2 | 3 | Summer | 0.9653 | 1.8365 | 0 | 0 | Normal |  | 0 | 0 | 1.8365 | 1.8365 | 7 | Off-Peak
2023-07-02 03:00 | 7 | 2 | 4 | Summer | 0.8998 | 1.7119 | 0 | 0 | Normal |  | 0 | 0 | 1.7119 | 1.7119 | 7 | Off-Peak
2023-07-02 04:00 | 7 | 2 | 5 | Summer | 0.8572 | 1.6309 | 0 | 0 | Normal |  | 0 | 0 | 1.6309 | 1.6309 | 7 | Off-Peak
2023-07-02 05:00 | 7 | 2 | 6 | Summer | 0.8347 | 1.5881 | 0.34029 | 0.34029 | Normal |  | 0 | 0.34029 | 1.2478 | 1.2478 | 7 | Off-Peak
2023-07-02 06:00 | 7 | 2 | 7 | Summer | 0.8347 | 1.5881 | 1.4986 | 1.4986 | Normal |  | 0 | 1.4986 | 0.08948 | 0.08948 | 7 | Off-Peak
2023-07-02 07:00 | 7 | 2 | 8 | Summer | 0.8687 | 1.6528 | 2.4961 | 2.4961 | Normal |  | 0.84338 | 1.6528 | 0 | -0.84338 | 7 | Off-Peak
2023-07-02 08:00 | 7 | 2 | 9 | Summer | 0.9308 | 1.7709 | 4.2486 | 4.2486 | Normal |  | 2.4777 | 1.7709 | 0 | -2.4777 | 7 | Off-Peak
2023-07-02 09:00 | 7 | 2 | 10 | Summer | 0.9955 | 1.894 | 5.1948 | 5.1948 | Normal |  | 3.3008 | 1.894 | 0 | -3.3008 | 7 | Off-Peak
2023-07-02 10:00 | 7 | 2 | 11 | Summer | 1.0487 | 1.9952 | 4.964 | 4.964 | Normal |  | 2.9688 | 1.9952 | 0 | -2.9688 | 7 | Off-Peak
2023-07-02 11:00 | 7 | 2 | 12 | Summer | 1.0853 | 2.0649 | 4.9453 | 4.9453 | Normal |  | 2.8804 | 2.0649 | 0 | -2.8804 | 7 | Off-Peak
2023-07-02 12:00 | 7 | 2 | 13 | Summer | 1.1153 | 2.1219 | 4.8108 | 4.8108 | Normal |  | 2.6889 | 2.1219 | 0 | -2.6889 | 7 | Off-Peak
2023-07-02 13:00 | 7 | 2 | 14 | Summer | 1.1349 | 2.1592 | 4.2152 | 4.2152 | Normal |  | 2.0559 | 2.1592 | 0 | -2.0559 | 7 | Off-Peak
2023-07-02 14:00 | 7 | 2 | 15 | Summer | 1.1454 | 2.1792 | 4.2378 | 4.2378 | Normal |  | 2.0586 | 2.1792 | 0 | -2.0586 | 7 | Off-Peak
2023-07-02 15:00 | 7 | 2 | 16 | Summer | 1.1614 | 2.2096 | 0.68812 | 0.68812 | Normal |  | 0 | 0.68812 | 1.5215 | 1.5215 | 7 | Off-Peak
2023-07-02 16:00 | 7 | 2 | 17 | Summer | 1.2106 | 2.3032 | 0.21133 | 0.21133 | Normal |  | 0 | 0.21133 | 2.0919 | 2.0919 | 7 | Off-Peak
2023-07-02 17:00 | 7 | 2 | 18 | Summer | 1.2773 | 2.4301 | 0.31056 | 0.31056 | Normal |  | 0 | 0.31056 | 2.1196 | 2.1196 | 7 | Off-Peak
2023-07-02 18:00 | 7 | 2 | 19 | Summer | 1.3197 | 2.5108 | 0.033841 | 0.033841 | Normal |  | 0 | 0.033841 | 2.477 | 2.477 | 7 | Off-Peak
2023-07-02 19:00 | 7 | 2 | 20 | Summer | 1.284 | 2.4429 | 0 | 0 | Normal |  | 0 | 0 | 2.4429 | 2.4429 | 7 | Off-Peak
2023-07-02 20:00 | 7 | 2 | 21 | Summer | 1.2439 | 2.3666 | 0 | 0 | Normal |  | 0 | 0 | 2.3666 | 2.3666 | 7 | Off-Peak
2023-07-02 21:00 | 7 | 2 | 22 | Summer | 1.2156 | 2.3128 | 0 | 0 | Normal |  | 0 | 0 | 2.3128 | 2.3128 | 7 | Off-Peak
2023-07-02 22:00 | 7 | 2 | 23 | Summer | 1.1218 | 2.1343 | 0 | 0 | Normal |  | 0 | 0 | 2.1343 | 2.1343 | 7 | Off-Peak
2023-07-02 23:00 | 7 | 3 | 0 | Summer | 0.9804 | 1.8653 | 0 | 0 | Normal |  | 0 | 0 | 1.8653 | 1.8653 | 7 | Off-Peak
2023-07-03 | 7 | 3 | 1 | Summer | 0.8527 | 1.6223 | 0 | 0 | Normal |  | 0 | 0 | 1.6223 | 1.6223 | 1 | Off-Peak
2023-07-03 01:00 | 7 | 3 | 2 | Summer | 0.7608 | 1.4475 | 0 | 0 | Normal |  | 0 | 0 | 1.4475 | 1.4475 | 1 | Off-Peak
2023-07-03 02:00 | 7 | 3 | 3 | Summer | 0.6998 | 1.3314 | 0 | 0 | Normal |  | 0 | 0 | 1.3314 | 1.3314 | 1 | Off-Peak
2023-07-03 03:00 | 7 | 3 | 4 | Summer | 0.6608 | 1.2572 | 0 | 0 | Normal |  | 0 | 0 | 1.2572 | 1.2572 | 1 | Off-Peak
2023-07-03 04:00 | 7 | 3 | 5 | Summer | 0.6396 | 1.2169 | 0 | 0 | Normal |  | 0 | 0 | 1.2169 | 1.2169 | 1 | Off-Peak
2023-07-03 05:00 | 7 | 3 | 6 | Summer | 0.6335 | 1.2053 | 0.31543 | 0.31543 | Normal |  | 0 | 0.31543 | 0.88984 | 0.88984 | 1 | Peak
2023-07-03 06:00 | 7 | 3 | 7 | Summer | 0.6528 | 1.242 | 1.4781 | 1.4781 | Normal |  | 0.2361 | 1.242 | 0 | -0.2361 | 1 | Peak
2023-07-03 07:00 | 7 | 3 | 8 | Summer | 0.7308 | 1.3904 | 3.2166 | 3.2166 | Normal |  | 1.8262 | 1.3904 | 0 | -1.8262 | 1 | Peak
2023-07-03 08:00 | 7 | 3 | 9 | Summer | 0.8541 | 1.625 | 4.3429 | 4.3429 | Normal |  | 2.7179 | 1.625 | 2.2204e-16 | -2.7179 | 1 | Peak
2023-07-03 09:00 | 7 | 3 | 10 | Summer | 1.0119 | 1.9252 | 5.1265 | 5.1265 | Normal |  | 3.2013 | 1.9252 | 2.2204e-16 | -3.2013 | 1 | Peak
2023-07-03 10:00 | 7 | 3 | 11 | Summer | 1.1956 | 2.2747 | 5.9126 | 5.9126 | Normal |  | 3.6379 | 2.2747 | 0 | -3.6379 | 1 | Peak
2023-07-03 11:00 | 7 | 3 | 12 | Summer | 1.3936 | 2.6514 | 5.2072 | 5.2072 | Normal |  | 2.5558 | 2.6514 | 0 | -2.5558 | 1 | Peak
2023-07-03 12:00 | 7 | 3 | 13 | Summer | 1.6007 | 3.0454 | 6.79 | 6.79 | Normal |  | 3.7446 | 3.0454 | 0 | -3.7446 | 1 | Peak
2023-07-03 13:00 | 7 | 3 | 14 | Summer | 1.7896 | 3.4048 | 6.3543 | 6.3543 | Normal |  | 2.9495 | 3.4048 | 0 | -2.9495 | 1 | Peak
2023-07-03 14:00 | 7 | 3 | 15 | Summer | 1.9487 | 3.7075 | 5.5522 | 5.5522 | Normal |  | 1.8447 | 3.7075 | 0 | -1.8447 | 1 | Peak
2023-07-03 15:00 | 7 | 3 | 16 | Summer | 2.0983 | 3.9921 | 4.4646 | 4.4646 | Normal |  | 0.47247 | 3.9921 | 0 | -0.47247 | 1 | Peak
2023-07-03 16:00 | 7 | 3 | 17 | Summer | 2.2251 | 4.2334 | 3.0185 | 3.0185 | Normal |  | 0 | 3.0185 | 1.2149 | 1.2149 | 1 | Peak
2023-07-03 17:00 | 7 | 3 | 18 | Summer | 2.2796 | 4.3371 | 1.2103 | 1.2103 | Normal |  | 0 | 1.2103 | 3.1268 | 3.1268 | 1 | Peak
2023-07-03 18:00 | 7 | 3 | 19 | Summer | 2.2331 | 4.2486 | 0.23215 | 0.23215 | Normal |  | 0 | 0.23215 | 4.0165 | 4.0165 | 1 | Peak
2023-07-03 19:00 | 7 | 3 | 20 | Summer | 2.0746 | 3.9471 | 0 | 0 | Normal |  | 0 | 0 | 3.9471 | 3.9471 | 1 | Peak
2023-07-03 20:00 | 7 | 3 | 21 | Summer | 1.8707 | 3.5591 | 0 | 0 | Normal |  | 0 | 0 | 3.5591 | 3.5591 | 1 | Peak
2023-07-03 21:00 | 7 | 3 | 22 | Summer | 1.7293 | 3.2901 | 0 | 0 | Normal |  | 0 | 0 | 3.2901 | 3.2901 | 1 | Off-Peak
2023-07-03 22:00 | 7 | 3 | 23 | Summer | 1.5783 | 3.0028 | 0 | 0 | Normal |  | 0 | 0 | 3.0028 | 3.0028 | 1 | Off-Peak
2023-07-03 23:00 | 7 | 4 | 0 | Summer | 1.3882 | 2.6411 | 0 | 0 | Normal |  | 0 | 0 | 2.6411 | 2.6411 | 1 | Off-Peak
2023-07-04 | 7 | 4 | 1 | Summer | 1.1974 | 2.2781 | 0 | 0 | Normal |  | 0 | 0 | 2.2781 | 2.2781 | 2 | Off-Peak
2023-07-04 01:00 | 7 | 4 | 2 | Summer | 1.0388 | 1.9764 | 0 | 0 | Normal |  | 0 | 0 | 1.9764 | 1.9764 | 2 | Off-Peak
2023-07-04 02:00 | 7 | 4 | 3 | Summer | 0.9251 | 1.7601 | 0 | 0 | Normal |  | 0 | 0 | 1.7601 | 1.7601 | 2 | Off-Peak
2023-07-04 03:00 | 7 | 4 | 4 | Summer | 0.8436 | 1.605 | 0 | 0 | Normal |  | 0 | 0 | 1.605 | 1.605 | 2 | Off-Peak
2023-07-04 04:00 | 7 | 4 | 5 | Summer | 0.7897 | 1.5025 | 0 | 0 | Normal |  | 0 | 0 | 1.5025 | 1.5025 | 2 | Off-Peak
2023-07-04 05:00 | 7 | 4 | 6 | Summer | 0.7584 | 1.4429 | 0.31418 | 0.31418 | Normal |  | 0 | 0.31418 | 1.1287 | 1.1287 | 2 | Peak
2023-07-04 06:00 | 7 | 4 | 7 | Summer | 0.7829 | 1.4895 | 1.5405 | 1.5405 | Normal |  | 0.050956 | 1.4895 | 0 | -0.050956 | 2 | Peak
2023-07-04 07:00 | 7 | 4 | 8 | Summer | 0.9281 | 1.7658 | 2.398 | 2.398 | Normal |  | 0.63225 | 1.7658 | 0 | -0.63225 | 2 | Peak
2023-07-04 08:00 | 7 | 4 | 9 | Summer | 1.1595 | 2.206 | 4.1973 | 4.1973 | Normal |  | 1.9913 | 2.206 | 0 | -1.9913 | 2 | Peak
2023-07-04 09:00 | 7 | 4 | 10 | Summer | 1.4547 | 2.7677 | 4.9207 | 4.9207 | Normal |  | 2.153 | 2.7677 | 0 | -2.153 | 2 | Peak
2023-07-04 10:00 | 7 | 4 | 11 | Summer | 1.7712 | 3.3698 | 6.1467 | 6.1467 | Normal |  | 2.7769 | 3.3698 | 0 | -2.7769 | 2 | Peak
2023-07-04 11:00 | 7 | 4 | 12 | Summer | 2.0512 | 3.9025 | 6.54 | 6.54 | Normal |  | 2.6374 | 3.9025 | 0 | -2.6374 | 2 | Peak
2023-07-04 12:00 | 7 | 4 | 13 | Summer | 2.2771 | 4.3323 | 6.5543 | 6.5543 | Normal |  | 2.222 | 4.3323 | 0 | -2.222 | 2 | Peak
2023-07-04 13:00 | 7 | 4 | 14 | Summer | 2.4404 | 4.643 | 5.4331 | 5.4331 | Normal |  | 0.79009 | 4.643 | 0 | -0.79009 | 2 | Peak
2023-07-04 14:00 | 7 | 4 | 15 | Summer | 2.5552 | 4.8614 | 3.893 | 3.893 | Normal |  | 0 | 3.893 | 0.96845 | 0.96845 | 2 | Peak
2023-07-04 15:00 | 7 | 4 | 16 | Summer | 2.6385 | 5.0199 | 4.3197 | 4.3197 | Normal |  | 0 | 4.3197 | 0.7002 | 0.7002 | 2 | Peak
2023-07-04 16:00 | 7 | 4 | 17 | Summer | 2.6648 | 5.07 | 2.9488 | 2.9488 | Normal |  | 0 | 2.9488 | 2.1212 | 2.1212 | 2 | Peak
2023-07-04 17:00 | 7 | 4 | 18 | Summer | 2.6141 | 4.9735 | 1.3013 | 1.3013 | Normal |  | 0 | 1.3013 | 3.6722 | 3.6722 | 2 | Peak
2023-07-04 18:00 | 7 | 4 | 19 | Summer | 2.5657 | 4.8814 | 0.18365 | 0.18365 | Normal |  | 0 | 0.18365 | 4.6978 | 4.6978 | 2 | Peak
2023-07-04 19:00 | 7 | 4 | 20 | Summer | 2.4506 | 4.6624 | 0 | 0 | Normal |  | 0 | 0 | 4.6624 | 4.6624 | 2 | Peak
2023-07-04 20:00 | 7 | 4 | 21 | Summer | 2.2693 | 4.3175 | 0 | 0 | Normal |  | 0 | 0 | 4.3175 | 4.3175 | 2 | Peak
2023-07-04 21:00 | 7 | 4 | 22 | Summer | 2.1252 | 4.0433 | 0 | 0 | Normal |  | 0 | 0 | 4.0433 | 4.0433 | 2 | Off-Peak
2023-07-04 22:00 | 7 | 4 | 23 | Summer | 1.974 | 3.7557 | 0 | 0 | Normal |  | 0 | 0 | 3.7557 | 3.7557 | 2 | Off-Peak
2023-07-04 23:00 | 7 | 5 | 0 | Summer | 1.7723 | 3.3719 | 0 | 0 | Normal |  | 0 | 0 | 3.3719 | 3.3719 | 2 | Off-Peak
2023-07-05 | 7 | 5 | 1 | Summer | 1.546 | 2.9414 | 0 | 0 | Normal |  | 0 | 0 | 2.9414 | 2.9414 | 3 | Off-Peak
2023-07-05 01:00 | 7 | 5 | 2 | Summer | 1.349 | 2.5666 | 0 | 0 | Normal |  | 0 | 0 | 2.5666 | 2.5666 | 3 | Off-Peak
2023-07-05 02:00 | 7 | 5 | 3 | Summer | 1.208 | 2.2983 | 0 | 0 | Normal |  | 0 | 0 | 2.2983 | 2.2983 | 3 | Off-Peak
2023-07-05 03:00 | 7 | 5 | 4 | Summer | 1.1052 | 2.1027 | 0 | 0 | Normal |  | 0 | 0 | 2.1027 | 2.1027 | 3 | Off-Peak
2023-07-05 04:00 | 7 | 5 | 5 | Summer | 1.0395 | 1.9777 | 0 | 0 | Normal |  | 0 | 0 | 1.9777 | 1.9777 | 3 | Off-Peak
2023-07-05 05:00 | 7 | 5 | 6 | Summer | 0.9995 | 1.9016 | 0.28676 | 0.28676 | Normal |  | 0 | 0.28676 | 1.6149 | 1.6149 | 3 | Peak
2023-07-05 06:00 | 7 | 5 | 7 | Summer | 1.0341 | 1.9674 | 1.5431 | 1.5431 | Normal |  | 0 | 1.5431 | 0.42439 | 0.42439 | 3 | Peak
2023-07-05 07:00 | 7 | 5 | 8 | Summer | 1.2072 | 2.2968 | 3.1463 | 3.1463 | Normal |  | 0.84951 | 2.2968 | 0 | -0.84951 | 3 | Peak
2023-07-05 08:00 | 7 | 5 | 9 | Summer | 1.423 | 2.7073 | 4.3984 | 4.3984 | Normal |  | 1.6911 | 2.7073 | 0 | -1.6911 | 3 | Peak
2023-07-05 09:00 | 7 | 5 | 10 | Summer | 1.6682 | 3.1739 | 5.3346 | 5.3346 | Normal |  | 2.1607 | 3.1739 | 0 | -2.1607 | 3 | Peak
2023-07-05 10:00 | 7 | 5 | 11 | Summer | 1.9271 | 3.6664 | 5.9781 | 5.9781 | Normal |  | 2.3117 | 3.6664 | 0 | -2.3117 | 3 | Peak
2023-07-05 11:00 | 7 | 5 | 12 | Summer | 2.1627 | 4.1147 | 6.3017 | 6.3017 | Normal |  | 2.1871 | 4.1147 | 0 | -2.1871 | 3 | Peak
2023-07-05 12:00 | 7 | 5 | 13 | Summer | 2.3572 | 4.4847 | 6.3004 | 6.3004 | Normal |  | 1.8156 | 4.4847 | 0 | -1.8156 | 3 | Peak
2023-07-05 13:00 | 7 | 5 | 14 | Summer | 2.4768 | 4.7123 | 5.9311 | 5.9311 | Normal |  | 1.2188 | 4.7123 | 0 | -1.2188 | 3 | Peak
2023-07-05 14:00 | 7 | 5 | 15 | Summer | 2.465 | 4.6898 | 5.2434 | 5.2434 | Normal |  | 0.5536 | 4.6898 | 0 | -0.5536 | 3 | Peak
2023-07-05 15:00 | 7 | 5 | 16 | Summer | 2.407 | 4.5795 | 4.231 | 4.231 | Normal |  | 0 | 4.231 | 0.34842 | 0.34842 | 3 | Peak
2023-07-05 16:00 | 7 | 5 | 17 | Summer | 2.3741 | 4.5169 | 2.9018 | 2.9018 | Normal |  | 0 | 2.9018 | 1.6151 | 1.6151 | 3 | Peak
2023-07-05 17:00 | 7 | 5 | 18 | Summer | 2.2854 | 4.3481 | 1.2913 | 1.2913 | Normal |  | 0 | 1.2913 | 3.0568 | 3.0568 | 3 | Peak
2023-07-05 18:00 | 7 | 5 | 19 | Summer | 2.1339 | 4.0599 | 0.20001 | 0.20001 | Normal |  | 0 | 0.20001 | 3.8599 | 3.8599 | 3 | Peak
2023-07-05 19:00 | 7 | 5 | 20 | Summer | 1.942 | 3.6948 | 0 | 0 | Normal |  | 0 | 0 | 3.6948 | 3.6948 | 3 | Peak
2023-07-05 20:00 | 7 | 5 | 21 | Summer | 1.8246 | 3.4714 | 0 | 0 | Normal |  | 0 | 0 | 3.4714 | 3.4714 | 3 | Peak
2023-07-05 21:00 | 7 | 5 | 22 | Summer | 1.7221 | 3.2764 | 0 | 0 | Normal |  | 0 | 0 | 3.2764 | 3.2764 | 3 | Off-Peak
2023-07-05 22:00 | 7 | 5 | 23 | Summer | 1.5713 | 2.9895 | 0 | 0 | Normal |  | 0 | 0 | 2.9895 | 2.9895 | 3 | Off-Peak
2023-07-05 23:00 | 7 | 6 | 0 | Summer | 1.3676 | 2.6019 | 0 | 0 | Normal |  | 0 | 0 | 2.6019 | 2.6019 | 3 | Off-Peak
2023-07-06 | 7 | 6 | 1 | Summer | 1.1975 | 2.2783 | 0 | 0 | Normal |  | 0 | 0 | 2.2783 | 2.2783 | 4 | Off-Peak
2023-07-06 01:00 | 7 | 6 | 2 | Summer | 1.0673 | 2.0306 | 0 | 0 | Normal |  | 0 | 0 | 2.0306 | 2.0306 | 4 | Off-Peak
2023-07-06 02:00 | 7 | 6 | 3 | Summer | 0.9773 | 1.8594 | 0 | 0 | Normal |  | 0 | 0 | 1.8594 | 1.8594 | 4 | Off-Peak
2023-07-06 03:00 | 7 | 6 | 4 | Summer | 0.9127 | 1.7365 | 0 | 0 | Normal |  | 0 | 0 | 1.7365 | 1.7365 | 4 | Off-Peak
2023-07-06 04:00 | 7 | 6 | 5 | Summer | 0.8718 | 1.6587 | 0 | 0 | Normal |  | 0 | 0 | 1.6587 | 1.6587 | 4 | Off-Peak
2023-07-06 05:00 | 7 | 6 | 6 | Summer | 0.8596 | 1.6354 | 0.30329 | 0.30329 | Normal |  | 0 | 0.30329 | 1.3322 | 1.3322 | 4 | Peak
2023-07-06 06:00 | 7 | 6 | 7 | Summer | 0.8662 | 1.648 | 1.519 | 1.519 | Normal |  | 0 | 1.519 | 0.12901 | 0.12901 | 4 | Peak
2023-07-06 07:00 | 7 | 6 | 8 | Summer | 0.9176 | 1.7458 | 3.0825 | 3.0825 | Normal |  | 1.3367 | 1.7458 | 0 | -1.3367 | 4 | Peak
2023-07-06 08:00 | 7 | 6 | 9 | Summer | 1.0028 | 1.9079 | 4.3712 | 4.3712 | Normal |  | 2.4633 | 1.9079 | 0 | -2.4633 | 4 | Peak
2023-07-06 09:00 | 7 | 6 | 10 | Summer | 1.1114 | 2.1145 | 5.3606 | 5.3606 | Normal |  | 3.2461 | 2.1145 | 0 | -3.2461 | 4 | Peak
2023-07-06 10:00 | 7 | 6 | 11 | Summer | 1.2429 | 2.3647 | 5.989 | 5.989 | Normal |  | 3.6243 | 2.3647 | 0 | -3.6243 | 4 | Peak
2023-07-06 11:00 | 7 | 6 | 12 | Summer | 1.4054 | 2.6739 | 6.3066 | 6.3066 | Normal |  | 3.6328 | 2.6739 | 0 | -3.6328 | 4 | Peak
2023-07-06 12:00 | 7 | 6 | 13 | Summer | 1.569 | 2.9851 | 6.2651 | 6.2651 | Normal |  | 3.2799 | 2.9851 | 0 | -3.2799 | 4 | Peak
2023-07-06 13:00 | 7 | 6 | 14 | Summer | 1.6924 | 3.2199 | 5.8192 | 5.8192 | Normal |  | 2.5993 | 3.2199 | 0 | -2.5993 | 4 | Peak
2023-07-06 14:00 | 7 | 6 | 15 | Summer | 1.7792 | 3.385 | 5.0187 | 5.0187 | Normal |  | 1.6337 | 3.385 | 0 | -1.6337 | 4 | Peak
2023-07-06 15:00 | 7 | 6 | 16 | Summer | 1.8653 | 3.5489 | 3.9335 | 3.9335 | Normal |  | 0.38461 | 3.5489 | 0 | -0.38461 | 4 | Peak
2023-07-06 16:00 | 7 | 6 | 17 | Summer | 1.9025 | 3.6196 | 2.6063 | 2.6063 | Normal |  | 0 | 2.6063 | 1.0133 | 1.0133 | 4 | Peak
2023-07-06 17:00 | 7 | 6 | 18 | Summer | 1.9183 | 3.6497 | 1.1241 | 1.1241 | Normal |  | 0 | 1.1241 | 2.5256 | 2.5256 | 4 | Peak
2023-07-06 18:00 | 7 | 6 | 19 | Summer | 1.8793 | 3.5755 | 0.26547 | 0.26547 | Normal |  | 0 | 0.26547 | 3.31 | 3.31 | 4 | Peak
2023-07-06 19:00 | 7 | 6 | 20 | Summer | 1.7423 | 3.3148 | 0 | 0 | Normal |  | 0 | 0 | 3.3148 | 3.3148 | 4 | Peak
2023-07-06 20:00 | 7 | 6 | 21 | Summer | 1.5816 | 3.0091 | 0 | 0 | Normal |  | 0 | 0 | 3.0091 | 3.0091 | 4 | Peak
2023-07-06 21:00 | 7 | 6 | 22 | Summer | 1.4931 | 2.8407 | 0 | 0 | Normal |  | 0 | 0 | 2.8407 | 2.8407 | 4 | Off-Peak
2023-07-06 22:00 | 7 | 6 | 23 | Summer | 1.328 | 2.5266 | 0 | 0 | Normal |  | 0 | 0 | 2.5266 | 2.5266 | 4 | Off-Peak
2023-07-06 23:00 | 7 | 7 | 0 | Summer | 1.1278 | 2.1457 | 0 | 0 | Normal |  | 0 | 0 | 2.1457 | 2.1457 | 4 | Off-Peak
2023-07-07 | 7 | 7 | 1 | Summer | 0.9575 | 1.8217 | 0 | 0 | Normal |  | 0 | 0 | 1.8217 | 1.8217 | 5 | Off-Peak
2023-07-07 01:00 | 7 | 7 | 2 | Summer | 0.8435 | 1.6048 | 0 | 0 | Normal |  | 0 | 0 | 1.6048 | 1.6048 | 5 | Off-Peak
2023-07-07 02:00 | 7 | 7 | 3 | Summer | 0.7652 | 1.4558 | 0 | 0 | Normal |  | 0 | 0 | 1.4558 | 1.4558 | 5 | Off-Peak
2023-07-07 03:00 | 7 | 7 | 4 | Summer | 0.7148 | 1.36 | 0 | 0 | Normal |  | 0 | 0 | 1.36 | 1.36 | 5 | Off-Peak
2023-07-07 04:00 | 7 | 7 | 5 | Summer | 0.6888 | 1.3105 | 0 | 0 | Normal |  | 0 | 0 | 1.3105 | 1.3105 | 5 | Off-Peak
2023-07-07 05:00 | 7 | 7 | 6 | Summer | 0.6789 | 1.2917 | 0.32014 | 0.32014 | Normal |  | 0 | 0.32014 | 0.97151 | 0.97151 | 5 | Peak
2023-07-07 06:00 | 7 | 7 | 7 | Summer | 0.6891 | 1.3111 | 0.49227 | 0.49227 | Normal |  | 0 | 0.49227 | 0.81879 | 0.81879 | 5 | Peak
2023-07-07 07:00 | 7 | 7 | 8 | Summer | 0.7509 | 1.4286 | 0.93509 | 0.93509 | Normal |  | 0 | 0.93509 | 0.49354 | 0.49354 | 5 | Peak
2023-07-07 08:00 | 7 | 7 | 9 | Summer | 0.8394 | 1.597 | 0.94202 | 0.94202 | Normal |  | 0 | 0.94202 | 0.65499 | 0.65499 | 5 | Peak
2023-07-07 09:00 | 7 | 7 | 10 | Summer | 0.9404 | 1.7892 | 0.83264 | 0.83264 | Normal |  | 0 | 0.83264 | 0.95653 | 0.95653 | 5 | Peak
2023-07-07 10:00 | 7 | 7 | 11 | Summer | 1.0603 | 2.0173 | 0.93444 | 0.93444 | Normal |  | 0 | 0.93444 | 1.0828 | 1.0828 | 5 | Peak
2023-07-07 11:00 | 7 | 7 | 12 | Summer | 1.199 | 2.2812 | 3.6589 | 3.6589 | Normal |  | 1.3778 | 2.2812 | 0 | -1.3778 | 5 | Peak
2023-07-07 12:00 | 7 | 7 | 13 | Summer | 1.3475 | 2.5637 | 2.0801 | 2.0801 | Normal |  | 0 | 2.0801 | 0.48365 | 0.48365 | 5 | Peak
2023-07-07 13:00 | 7 | 7 | 14 | Summer | 1.4985 | 2.851 | 1.8259 | 1.8259 | Normal |  | 0 | 1.8259 | 1.0251 | 1.0251 | 5 | Peak
2023-07-07 14:00 | 7 | 7 | 15 | Summer | 1.6386 | 3.1175 | 3.8564 | 3.8564 | Normal |  | 0.73884 | 3.1175 | 0 | -0.73884 | 5 | Peak
2023-07-07 15:00 | 7 | 7 | 16 | Summer | 1.7802 | 3.3869 | 2.0361 | 2.0361 | Normal |  | 0 | 2.0361 | 1.3508 | 1.3508 | 5 | Peak
2023-07-07 16:00 | 7 | 7 | 17 | Summer | 1.8665 | 3.5511 | 2.6303 | 2.6303 | Normal |  | 0 | 2.6303 | 0.9208 | 0.9208 | 5 | Peak
2023-07-07 17:00 | 7 | 7 | 18 | Summer | 1.8459 | 3.5119 | 1.1807 | 1.1807 | Normal |  | 0 | 1.1807 | 2.3313 | 2.3313 | 5 | Peak
2023-07-07 18:00 | 7 | 7 | 19 | Summer | 1.7099 | 3.2532 | 0.22265 | 0.22265 | Normal |  | 0 | 0.22265 | 3.0305 | 3.0305 | 5 | Peak
2023-07-07 19:00 | 7 | 7 | 20 | Summer | 1.5776 | 3.0015 | 0 | 0 | Normal |  | 0 | 0 | 3.0015 | 3.0015 | 5 | Peak
2023-07-07 20:00 | 7 | 7 | 21 | Summer | 1.4912 | 2.8371 | 0 | 0 | Normal |  | 0 | 0 | 2.8371 | 2.8371 | 5 | Peak
2023-07-07 21:00 | 7 | 7 | 22 | Summer | 1.4284 | 2.7176 | 0 | 0 | Normal |  | 0 | 0 | 2.7176 | 2.7176 | 5 | Off-Peak
2023-07-07 22:00 | 7 | 7 | 23 | Summer | 1.3146 | 2.5011 | 0 | 0 | Normal |  | 0 | 0 | 2.5011 | 2.5011 | 5 | Off-Peak
2023-07-07 23:00 | 7 | 8 | 0 | Summer | 1.1639 | 2.2144 | 0 | 0 | Normal |  | 0 | 0 | 2.2144 | 2.2144 | 5 | Off-Peak
2023-07-08 | 7 | 8 | 1 | Summer | 1.0213 | 1.9431 | 0 | 0 | Normal |  | 0 | 0 | 1.9431 | 1.9431 | 6 | Off-Peak
2023-07-08 01:00 | 7 | 8 | 2 | Summer | 0.9068 | 1.7252 | 0 | 0 | Normal |  | 0 | 0 | 1.7252 | 1.7252 | 6 | Off-Peak
2023-07-08 02:00 | 7 | 8 | 3 | Summer | 0.8256 | 1.5708 | 0 | 0 | Normal |  | 0 | 0 | 1.5708 | 1.5708 | 6 | Off-Peak
2023-07-08 03:00 | 7 | 8 | 4 | Summer | 0.7681 | 1.4614 | 0 | 0 | Normal |  | 0 | 0 | 1.4614 | 1.4614 | 6 | Off-Peak
2023-07-08 04:00 | 7 | 8 | 5 | Summer | 0.7318 | 1.3923 | 0 | 0 | Normal |  | 0 | 0 | 1.3923 | 1.3923 | 6 | Off-Peak
2023-07-08 05:00 | 7 | 8 | 6 | Summer | 0.7111 | 1.3529 | 0.10074 | 0.10074 | Normal |  | 0 | 0.10074 | 1.2522 | 1.2522 | 6 | Off-Peak
2023-07-08 06:00 | 7 | 8 | 7 | Summer | 0.7097 | 1.3502 | 0.59562 | 0.59562 | Normal |  | 0 | 0.59562 | 0.75463 | 0.75463 | 6 | Off-Peak
2023-07-08 07:00 | 7 | 8 | 8 | Summer | 0.7383 | 1.4047 | 1.353 | 1.353 | Normal |  | 0 | 1.353 | 0.051655 | 0.051655 | 6 | Off-Peak
2023-07-08 08:00 | 7 | 8 | 9 | Summer | 0.7899 | 1.5028 | 1.4257 | 1.4257 | Normal |  | 0 | 1.4257 | 0.077138 | 0.077138 | 6 | Off-Peak
2023-07-08 09:00 | 7 | 8 | 10 | Summer | 0.8422 | 1.6023 | 4.7152 | 4.7152 | Normal |  | 3.1129 | 1.6023 | 0 | -3.1129 | 6 | Off-Peak
2023-07-08 10:00 | 7 | 8 | 11 | Summer | 0.8877 | 1.6889 | 4.786 | 4.786 | Normal |  | 3.0971 | 1.6889 | 2.2204e-16 | -3.0971 | 6 | Off-Peak
2023-07-08 11:00 | 7 | 8 | 12 | Summer | 0.9382 | 1.785 | 5.3962 | 5.3962 | Normal |  | 3.6112 | 1.785 | 0 | -3.6112 | 6 | Off-Peak
2023-07-08 12:00 | 7 | 8 | 13 | Summer | 0.995 | 1.8931 | 4.8864 | 4.8864 | Normal |  | 2.9933 | 1.8931 | 0 | -2.9933 | 6 | Off-Peak
2023-07-08 13:00 | 7 | 8 | 14 | Summer | 1.0621 | 2.0207 | 2.7196 | 2.7196 | Normal |  | 0.69886 | 2.0207 | 0 | -0.69886 | 6 | Off-Peak
2023-07-08 14:00 | 7 | 8 | 15 | Summer | 1.1251 | 2.1406 | 4.0664 | 4.0664 | Normal |  | 1.9258 | 2.1406 | 0 | -1.9258 | 6 | Off-Peak
2023-07-08 15:00 | 7 | 8 | 16 | Summer | 1.1918 | 2.2675 | 3.2235 | 3.2235 | Normal |  | 0.95599 | 2.2675 | 0 | -0.95599 | 6 | Off-Peak
2023-07-08 16:00 | 7 | 8 | 17 | Summer | 1.298 | 2.4695 | 0.77707 | 0.77707 | Normal |  | 0 | 0.77707 | 1.6925 | 1.6925 | 6 | Off-Peak
2023-07-08 17:00 | 7 | 8 | 18 | Summer | 1.3956 | 2.6552 | 0.40318 | 0.40318 | Normal |  | 0 | 0.40318 | 2.252 | 2.252 | 6 | Off-Peak
2023-07-08 18:00 | 7 | 8 | 19 | Summer | 1.4127 | 2.6878 | 0.074703 | 0.074703 | Normal |  | 0 | 0.074703 | 2.613 | 2.613 | 6 | Off-Peak
2023-07-08 19:00 | 7 | 8 | 20 | Summer | 1.3333 | 2.5367 | 0 | 0 | Normal |  | 0 | 0 | 2.5367 | 2.5367 | 6 | Off-Peak
2023-07-08 20:00 | 7 | 8 | 21 | Summer | 1.226 | 2.3325 | 0 | 0 | Normal |  | 0 | 0 | 2.3325 | 2.3325 | 6 | Off-Peak
2023-07-08 21:00 | 7 | 8 | 22 | Summer | 1.1835 | 2.2517 | 0 | 0 | Normal |  | 0 | 0 | 2.2517 | 2.2517 | 6 | Off-Peak
2023-07-08 22:00 | 7 | 8 | 23 | Summer | 1.0974 | 2.0879 | 0 | 0 | Normal |  | 0 | 0 | 2.0879 | 2.0879 | 6 | Off-Peak
2023-07-08 23:00 | 7 | 9 | 0 | Summer | 0.9719 | 1.8491 | 0 | 0 | Normal |  | 0 | 0 | 1.8491 | 1.8491 | 6 | Off-Peak
2023-07-09 | 7 | 9 | 1 | Summer | 0.8537 | 1.6242 | 0 | 0 | Normal |  | 0 | 0 | 1.6242 | 1.6242 | 7 | Off-Peak
2023-07-09 01:00 | 7 | 9 | 2 | Summer | 0.7601 | 1.4461 | 0 | 0 | Normal |  | 0 | 0 | 1.4461 | 1.4461 | 7 | Off-Peak
2023-07-09 02:00 | 7 | 9 | 3 | Summer | 0.6951 | 1.3225 | 0 | 0 | Normal |  | 0 | 0 | 1.3225 | 1.3225 | 7 | Off-Peak
2023-07-09 03:00 | 7 | 9 | 4 | Summer | 0.6517 | 1.2399 | 0 | 0 | Normal |  | 0 | 0 | 1.2399 | 1.2399 | 7 | Off-Peak
2023-07-09 04:00 | 7 | 9 | 5 | Summer | 0.6248 | 1.1887 | 0 | 0 | Normal |  | 0 | 0 | 1.1887 | 1.1887 | 7 | Off-Peak
2023-07-09 05:00 | 7 | 9 | 6 | Summer | 0.61 | 1.1606 | 0.24382 | 0.24382 | Normal |  | 0 | 0.24382 | 0.91674 | 0.91674 | 7 | Off-Peak
2023-07-09 06:00 | 7 | 9 | 7 | Summer | 0.6164 | 1.1727 | 1.4911 | 1.4911 | Normal |  | 0.31834 | 1.1727 | 0 | -0.31834 | 7 | Off-Peak
2023-07-09 07:00 | 7 | 9 | 8 | Summer | 0.6753 | 1.2848 | 3.1485 | 3.1485 | Normal |  | 1.8637 | 1.2848 | 0 | -1.8637 | 7 | Off-Peak
2023-07-09 08:00 | 7 | 9 | 9 | Summer | 0.7806 | 1.4851 | 4.49 | 4.49 | Normal |  | 3.0049 | 1.4851 | 2.2204e-16 | -3.0049 | 7 | Off-Peak
2023-07-09 09:00 | 7 | 9 | 10 | Summer | 0.9195 | 1.7494 | 5.5362 | 5.5362 | Normal |  | 3.7868 | 1.7494 | 2.2204e-16 | -3.7868 | 7 | Off-Peak
2023-07-09 10:00 | 7 | 9 | 11 | Summer | 1.084 | 2.0624 | 6.1962 | 6.1962 | Normal |  | 4.1339 | 2.0624 | 0 | -4.1339 | 7 | Off-Peak
2023-07-09 11:00 | 7 | 9 | 12 | Summer | 1.2593 | 2.3959 | 6.4821 | 6.4821 | Normal |  | 4.0862 | 2.3959 | 0 | -4.0862 | 7 | Off-Peak
2023-07-09 12:00 | 7 | 9 | 13 | Summer | 1.4344 | 2.729 | 6.4244 | 6.4244 | Normal |  | 3.6953 | 2.729 | 0 | -3.6953 | 7 | Off-Peak
2023-07-09 13:00 | 7 | 9 | 14 | Summer | 1.5895 | 3.0241 | 6.0128 | 6.0128 | Normal |  | 2.9886 | 3.0241 | 0 | -2.9886 | 7 | Off-Peak
2023-07-09 14:00 | 7 | 9 | 15 | Summer | 1.7315 | 3.2943 | 5.2603 | 5.2603 | Normal |  | 1.966 | 3.2943 | 0 | -1.966 | 7 | Off-Peak
2023-07-09 15:00 | 7 | 9 | 16 | Summer | 1.8644 | 3.5471 | 4.1883 | 4.1883 | Normal |  | 0.64111 | 3.5471 | 0 | -0.64111 | 7 | Off-Peak
2023-07-09 16:00 | 7 | 9 | 17 | Summer | 1.9753 | 3.7581 | 2.8209 | 2.8209 | Normal |  | 0 | 2.8209 | 0.93728 | 0.93728 | 7 | Off-Peak
2023-07-09 17:00 | 7 | 9 | 18 | Summer | 2.0389 | 3.8791 | 1.2191 | 1.2191 | Normal |  | 0 | 1.2191 | 2.6601 | 2.6601 | 7 | Off-Peak
2023-07-09 18:00 | 7 | 9 | 19 | Summer | 2.018 | 3.8394 | 0.17252 | 0.17252 | Normal |  | 0 | 0.17252 | 3.6668 | 3.6668 | 7 | Off-Peak
2023-07-09 19:00 | 7 | 9 | 20 | Summer | 1.9038 | 3.6221 | 0 | 0 | Normal |  | 0 | 0 | 3.6221 | 3.6221 | 7 | Off-Peak
2023-07-09 20:00 | 7 | 9 | 21 | Summer | 1.738 | 3.3067 | 0 | 0 | Normal |  | 0 | 0 | 3.3067 | 3.3067 | 7 | Off-Peak
2023-07-09 21:00 | 7 | 9 | 22 | Summer | 1.6309 | 3.1029 | 0 | 0 | Normal |  | 0 | 0 | 3.1029 | 3.1029 | 7 | Off-Peak
2023-07-09 22:00 | 7 | 9 | 23 | Summer | 1.4461 | 2.7513 | 0 | 0 | Normal |  | 0 | 0 | 2.7513 | 2.7513 | 7 | Off-Peak
2023-07-09 23:00 | 7 | 10 | 0 | Summer | 1.212 | 2.3059 | 0 | 0 | Normal |  | 0 | 0 | 2.3059 | 2.3059 | 7 | Off-Peak
2023-07-10 | 7 | 10 | 1 | Summer | 1.0298 | 1.9593 | 0 | 0 | Normal |  | 0 | 0 | 1.9593 | 1.9593 | 1 | Off-Peak
2023-07-10 01:00 | 7 | 10 | 2 | Summer | 0.888 | 1.6895 | 0 | 0 | Normal |  | 0 | 0 | 1.6895 | 1.6895 | 1 | Off-Peak
2023-07-10 02:00 | 7 | 10 | 3 | Summer | 0.795 | 1.5125 | 0 | 0 | Normal |  | 0 | 0 | 1.5125 | 1.5125 | 1 | Off-Peak
2023-07-10 03:00 | 7 | 10 | 4 | Summer | 0.734 | 1.3965 | 0 | 0 | Normal |  | 0 | 0 | 1.3965 | 1.3965 | 1 | Off-Peak
2023-07-10 04:00 | 7 | 10 | 5 | Summer | 0.6986 | 1.3291 | 0 | 0 | Normal |  | 0 | 0 | 1.3291 | 1.3291 | 1 | Off-Peak
2023-07-10 05:00 | 7 | 10 | 6 | Summer | 0.685 | 1.3033 | 0.28346 | 0.28346 | Normal |  | 0 | 0.28346 | 1.0198 | 1.0198 | 1 | Peak
2023-07-10 06:00 | 7 | 10 | 7 | Summer | 0.703 | 1.3375 | 1.4193 | 1.4193 | Normal |  | 0.081791 | 1.3375 | 0 | -0.081791 | 1 | Peak
2023-07-10 07:00 | 7 | 10 | 8 | Summer | 0.7852 | 1.4939 | 2.3143 | 2.3143 | Normal |  | 0.82039 | 1.4939 | 0 | -0.82039 | 1 | Peak
2023-07-10 08:00 | 7 | 10 | 9 | Summer | 0.8996 | 1.7115 | 3.9199 | 3.9199 | Normal |  | 2.2084 | 1.7115 | 0 | -2.2084 | 1 | Peak
2023-07-10 09:00 | 7 | 10 | 10 | Summer | 1.0431 | 1.9846 | 3.9802 | 3.9802 | Normal |  | 1.9956 | 1.9846 | 0 | -1.9956 | 1 | Peak
2023-07-10 10:00 | 7 | 10 | 11 | Summer | 1.2122 | 2.3063 | 4.6804 | 4.6804 | Normal |  | 2.3741 | 2.3063 | 0 | -2.3741 | 1 | Peak
2023-07-10 11:00 | 7 | 10 | 12 | Summer | 1.3941 | 2.6524 | 4.6044 | 4.6044 | Normal |  | 1.9521 | 2.6524 | 0 | -1.9521 | 1 | Peak
2023-07-10 12:00 | 7 | 10 | 13 | Summer | 1.5826 | 3.011 | 3.2738 | 3.2738 | Normal |  | 0.26278 | 3.011 | 0 | -0.26278 | 1 | Peak
2023-07-10 13:00 | 7 | 10 | 14 | Summer | 1.7645 | 3.3571 | 1.5215 | 1.5215 | Normal |  | 0 | 1.5215 | 1.8356 | 1.8356 | 1 | Peak
2023-07-10 14:00 | 7 | 10 | 15 | Summer | 1.9384 | 3.6879 | 1.034 | 1.034 | Normal |  | 0 | 1.034 | 2.654 | 2.654 | 1 | Peak
2023-07-10 15:00 | 7 | 10 | 16 | Summer | 2.1156 | 4.0251 | 0.4017 | 0.4017 | Normal |  | 0 | 0.4017 | 3.6234 | 3.6234 | 1 | Peak
2023-07-10 16:00 | 7 | 10 | 17 | Summer | 2.268 | 4.315 | 0.22482 | 0.22482 | Normal |  | 0 | 0.22482 | 4.0902 | 4.0902 | 1 | Peak
2023-07-10 17:00 | 7 | 10 | 18 | Summer | 2.3644 | 4.4984 | 0.078081 | 0.078081 | Normal |  | 0 | 0.078081 | 4.4203 | 4.4203 | 1 | Peak
2023-07-10 18:00 | 7 | 10 | 19 | Summer | 2.3637 | 4.4971 | 0.24674 | 0.24674 | Normal |  | 0 | 0.24674 | 4.2503 | 4.2503 | 1 | Peak
2023-07-10 19:00 | 7 | 10 | 20 | Summer | 2.2224 | 4.2283 | 0 | 0 | Normal |  | 0 | 0 | 4.2283 | 4.2283 | 1 | Peak
2023-07-10 20:00 | 7 | 10 | 21 | Summer | 2.0345 | 3.8708 | 0 | 0 | Normal |  | 0 | 0 | 3.8708 | 3.8708 | 1 | Peak
2023-07-10 21:00 | 7 | 10 | 22 | Summer | 1.9109 | 3.6356 | 0 | 0 | Normal |  | 0 | 0 | 3.6356 | 3.6356 | 1 | Off-Peak
2023-07-10 22:00 | 7 | 10 | 23 | Summer | 1.7031 | 3.2403 | 0 | 0 | Normal |  | 0 | 0 | 3.2403 | 3.2403 | 1 | Off-Peak
2023-07-10 23:00 | 7 | 11 | 0 | Summer | 1.4507 | 2.76 | 0 | 0 | Normal |  | 0 | 0 | 2.76 | 2.76 | 1 | Off-Peak
2023-07-11 | 7 | 11 | 1 | Summer | 1.2351 | 2.3499 | 0 | 0 | Normal |  | 0 | 0 | 2.3499 | 2.3499 | 2 | Off-Peak
2023-07-11 01:00 | 7 | 11 | 2 | Summer | 1.0677 | 2.0314 | 0 | 0 | Normal |  | 0 | 0 | 2.0314 | 2.0314 | 2 | Off-Peak
2023-07-11 02:00 | 7 | 11 | 3 | Summer | 0.9546 | 1.8162 | 0 | 0 | Normal |  | 0 | 0 | 1.8162 | 1.8162 | 2 | Off-Peak
2023-07-11 03:00 | 7 | 11 | 4 | Summer | 0.8767 | 1.668 | 0 | 0 | Normal |  | 0 | 0 | 1.668 | 1.668 | 2 | Off-Peak
2023-07-11 04:00 | 7 | 11 | 5 | Summer | 0.8342 | 1.5871 | 0 | 0 | Normal |  | 0 | 0 | 1.5871 | 1.5871 | 2 | Off-Peak
2023-07-11 05:00 | 7 | 11 | 6 | Summer | 0.8179 | 1.5561 | 0.28223 | 0.28223 | Normal |  | 0 | 0.28223 | 1.2739 | 1.2739 | 2 | Peak
2023-07-11 06:00 | 7 | 11 | 7 | Summer | 0.8413 | 1.6006 | 1.2962 | 1.2962 | Normal |  | 0 | 1.2962 | 0.30443 | 0.30443 | 2 | Peak
2023-07-11 07:00 | 7 | 11 | 8 | Summer | 0.9645 | 1.835 | 2.8389 | 2.8389 | Normal |  | 1.0039 | 1.835 | 0 | -1.0039 | 2 | Peak
2023-07-11 08:00 | 7 | 11 | 9 | Summer | 1.1218 | 2.1343 | 3.8236 | 3.8236 | Normal |  | 1.6893 | 2.1343 | 0 | -1.6893 | 2 | Peak
2023-07-11 09:00 | 7 | 11 | 10 | Summer | 1.3024 | 2.4779 | 5.0071 | 5.0071 | Normal |  | 2.5292 | 2.4779 | 0 | -2.5292 | 2 | Peak
2023-07-11 10:00 | 7 | 11 | 11 | Summer | 1.5075 | 2.8681 | 4.9145 | 4.9145 | Normal |  | 2.0464 | 2.8681 | 0 | -2.0464 | 2 | Peak
2023-07-11 11:00 | 7 | 11 | 12 | Summer | 1.7168 | 3.2663 | 1.34 | 1.34 | Normal |  | 0 | 1.34 | 1.9263 | 1.9263 | 2 | Peak
2023-07-11 12:00 | 7 | 11 | 13 | Summer | 1.8693 | 3.5565 | 5.9487 | 5.9487 | Normal |  | 2.3922 | 3.5565 | 0 | -2.3922 | 2 | Peak
2023-07-11 13:00 | 7 | 11 | 14 | Summer | 1.8975 | 3.6101 | 5.5679 | 5.5679 | Normal |  | 1.9577 | 3.6101 | 0 | -1.9577 | 2 | Peak
2023-07-11 14:00 | 7 | 11 | 15 | Summer | 1.8495 | 3.5188 | 4.8794 | 4.8794 | Normal |  | 1.3606 | 3.5188 | 0 | -1.3606 | 2 | Peak
2023-07-11 15:00 | 7 | 11 | 16 | Summer | 1.8083 | 3.4404 | 3.8864 | 3.8864 | Normal |  | 0.44596 | 3.4404 | 0 | -0.44596 | 2 | Peak
2023-07-11 16:00 | 7 | 11 | 17 | Summer | 1.7601 | 3.3487 | 2.6215 | 2.6215 | Normal |  | 0 | 2.6215 | 0.72719 | 0.72719 | 2 | Peak
2023-07-11 17:00 | 7 | 11 | 18 | Summer | 1.7401 | 3.3107 | 1.1869 | 1.1869 | Normal |  | 0 | 1.1869 | 2.1237 | 2.1237 | 2 | Peak
2023-07-11 18:00 | 7 | 11 | 19 | Summer | 1.7095 | 3.2524 | 0.21158 | 0.21158 | Normal |  | 0 | 0.21158 | 3.0408 | 3.0408 | 2 | Peak
2023-07-11 19:00 | 7 | 11 | 20 | Summer | 1.5791 | 3.0043 | 0 | 0 | Normal |  | 0 | 0 | 3.0043 | 3.0043 | 2 | Peak
2023-07-11 20:00 | 7 | 11 | 21 | Summer | 1.4911 | 2.8369 | 0 | 0 | Normal |  | 0 | 0 | 2.8369 | 2.8369 | 2 | Peak
2023-07-11 21:00 | 7 | 11 | 22 | Summer | 1.4295 | 2.7197 | 0 | 0 | Normal |  | 0 | 0 | 2.7197 | 2.7197 | 2 | Off-Peak
2023-07-11 22:00 | 7 | 11 | 23 | Summer | 1.3047 | 2.4823 | 0 | 0 | Normal |  | 0 | 0 | 2.4823 | 2.4823 | 2 | Off-Peak
2023-07-11 23:00 | 7 | 12 | 0 | Summer | 1.12 | 2.1309 | 0 | 0 | Normal |  | 0 | 0 | 2.1309 | 2.1309 | 2 | Off-Peak
2023-07-12 | 7 | 12 | 1 | Summer | 0.9719 | 1.8491 | 0 | 0 | Normal |  | 0 | 0 | 1.8491 | 1.8491 | 3 | Off-Peak
2023-07-12 01:00 | 7 | 12 | 2 | Summer | 0.8658 | 1.6472 | 0 | 0 | Normal |  | 0 | 0 | 1.6472 | 1.6472 | 3 | Off-Peak
2023-07-12 02:00 | 7 | 12 | 3 | Summer | 0.7929 | 1.5085 | 0 | 0 | Normal |  | 0 | 0 | 1.5085 | 1.5085 | 3 | Off-Peak
2023-07-12 03:00 | 7 | 12 | 4 | Summer | 0.7432 | 1.414 | 0 | 0 | Normal |  | 0 | 0 | 1.414 | 1.414 | 3 | Off-Peak
2023-07-12 04:00 | 7 | 12 | 5 | Summer | 0.7154 | 1.3611 | 0 | 0 | Normal |  | 0 | 0 | 1.3611 | 1.3611 | 3 | Off-Peak
2023-07-12 05:00 | 7 | 12 | 6 | Summer | 0.7084 | 1.3478 | 0 | 0 | Normal |  | 0 | 0 | 1.3478 | 1.3478 | 3 | Peak
2023-07-12 06:00 | 7 | 12 | 7 | Summer | 0.7113 | 1.3533 | 0.58943 | 0.58943 | Normal |  | 0 | 0.58943 | 0.76386 | 0.76386 | 3 | Peak
2023-07-12 07:00 | 7 | 12 | 8 | Summer | 0.7367 | 1.4016 | 0.42067 | 0.42067 | Normal |  | 0 | 0.42067 | 0.98095 | 0.98095 | 3 | Peak
2023-07-12 08:00 | 7 | 12 | 9 | Summer | 0.759 | 1.444 | 2.8735 | 2.8735 | Normal |  | 1.4295 | 1.444 | 0 | -1.4295 | 3 | Peak
2023-07-12 09:00 | 7 | 12 | 10 | Summer | 0.7748 | 1.4741 | 3.5569 | 3.5569 | Normal |  | 2.0828 | 1.4741 | 2.2204e-16 | -2.0828 | 3 | Peak
2023-07-12 10:00 | 7 | 12 | 11 | Summer | 0.8031 | 1.5279 | 5.0379 | 5.0379 | Normal |  | 3.5099 | 1.5279 | 2.2204e-16 | -3.5099 | 3 | Peak
2023-07-12 11:00 | 7 | 12 | 12 | Summer | 0.8449 | 1.6075 | 5.0797 | 5.0797 | Normal |  | 3.4722 | 1.6075 | 0 | -3.4722 | 3 | Peak
2023-07-12 12:00 | 7 | 12 | 13 | Summer | 0.8842 | 1.6822 | 3.6634 | 3.6634 | Normal |  | 1.9811 | 1.6822 | 0 | -1.9811 | 3 | Peak
2023-07-12 13:00 | 7 | 12 | 14 | Summer | 0.902 | 1.7161 | 5.0208 | 5.0208 | Normal |  | 3.3047 | 1.7161 | 2.2204e-16 | -3.3047 | 3 | Peak
2023-07-12 14:00 | 7 | 12 | 15 | Summer | 0.9202 | 1.7507 | 0.57752 | 0.57752 | Normal |  | 0 | 0.57752 | 1.1732 | 1.1732 | 3 | Peak
2023-07-12 15:00 | 7 | 12 | 16 | Summer | 0.966 | 1.8379 | 2.3013 | 2.3013 | Normal |  | 0.46345 | 1.8379 | 0 | -0.46345 | 3 | Peak
2023-07-12 16:00 | 7 | 12 | 17 | Summer | 1.056 | 2.0091 | 1.2327 | 1.2327 | Normal |  | 0 | 1.2327 | 0.77645 | 0.77645 | 3 | Peak
2023-07-12 17:00 | 7 | 12 | 18 | Summer | 1.199 | 2.2812 | 0.86184 | 0.86184 | Normal |  | 0 | 0.86184 | 1.4193 | 1.4193 | 3 | Peak
2023-07-12 18:00 | 7 | 12 | 19 | Summer | 1.2977 | 2.469 | 0.2567 | 0.2567 | Normal |  | 0 | 0.2567 | 2.2123 | 2.2123 | 3 | Peak
2023-07-12 19:00 | 7 | 12 | 20 | Summer | 1.3245 | 2.5199 | 0 | 0 | Normal |  | 0 | 0 | 2.5199 | 2.5199 | 3 | Peak
2023-07-12 20:00 | 7 | 12 | 21 | Summer | 1.29 | 2.4543 | 0 | 0 | Normal |  | 0 | 0 | 2.4543 | 2.4543 | 3 | Peak
2023-07-12 21:00 | 7 | 12 | 22 | Summer | 1.2385 | 2.3563 | 0 | 0 | Normal |  | 0 | 0 | 2.3563 | 2.3563 | 3 | Off-Peak
2023-07-12 22:00 | 7 | 12 | 23 | Summer | 1.1165 | 2.1242 | 0 | 0 | Normal |  | 0 | 0 | 2.1242 | 2.1242 | 3 | Off-Peak
2023-07-12 23:00 | 7 | 13 | 0 | Summer | 0.9616 | 1.8295 | 0 | 0 | Normal |  | 0 | 0 | 1.8295 | 1.8295 | 3 | Off-Peak
2023-07-13 | 7 | 13 | 1 | Summer | 0.8389 | 1.5961 | 0 | 0 | Normal |  | 0 | 0 | 1.5961 | 1.5961 | 4 | Off-Peak
2023-07-13 01:00 | 7 | 13 | 2 | Summer | 0.7555 | 1.4374 | 0 | 0 | Normal |  | 0 | 0 | 1.4374 | 1.4374 | 4 | Off-Peak
2023-07-13 02:00 | 7 | 13 | 3 | Summer | 0.7013 | 1.3343 | 0 | 0 | Normal |  | 0 | 0 | 1.3343 | 1.3343 | 4 | Off-Peak
2023-07-13 03:00 | 7 | 13 | 4 | Summer | 0.6675 | 1.27 | 0 | 0 | Normal |  | 0 | 0 | 1.27 | 1.27 | 4 | Off-Peak
2023-07-13 04:00 | 7 | 13 | 5 | Summer | 0.6528 | 1.242 | 0 | 0 | Normal |  | 0 | 0 | 1.242 | 1.242 | 4 | Off-Peak
2023-07-13 05:00 | 7 | 13 | 6 | Summer | 0.655 | 1.2462 | 0.21951 | 0.21951 | Normal |  | 0 | 0.21951 | 1.0267 | 1.0267 | 4 | Peak
2023-07-13 06:00 | 7 | 13 | 7 | Summer | 0.6701 | 1.2749 | 1.4832 | 1.4832 | Normal |  | 0.20831 | 1.2749 | 0 | -0.20831 | 4 | Peak
2023-07-13 07:00 | 7 | 13 | 8 | Summer | 0.7007 | 1.3331 | 3.1631 | 3.1631 | Normal |  | 1.83 | 1.3331 | 0 | -1.83 | 4 | Peak
2023-07-13 08:00 | 7 | 13 | 9 | Summer | 0.7212 | 1.3721 | 4.5653 | 4.5653 | Normal |  | 3.1932 | 1.3721 | 0 | -3.1932 | 4 | Peak
2023-07-13 09:00 | 7 | 13 | 10 | Summer | 0.7388 | 1.4056 | 5.6455 | 5.6455 | Normal |  | 4.2399 | 1.4056 | 0 | -4.2399 | 4 | Peak
2023-07-13 10:00 | 7 | 13 | 11 | Summer | 0.7752 | 1.4749 | 6.3651 | 6.3651 | Normal |  | 4.8903 | 1.4749 | 0 | -4.8903 | 4 | Peak
2023-07-13 11:00 | 7 | 13 | 12 | Summer | 0.834 | 1.5867 | 6.7169 | 6.7169 | Normal |  | 5.1302 | 1.5867 | 0 | -5.1302 | 4 | Peak
2023-07-13 12:00 | 7 | 13 | 13 | Summer | 0.9302 | 1.7698 | 6.6537 | 6.6537 | Normal |  | 4.8839 | 1.7698 | 0 | -4.8839 | 4 | Peak
2023-07-13 13:00 | 7 | 13 | 14 | Summer | 1.05 | 1.9977 | 6.2266 | 6.2266 | Normal |  | 4.2289 | 1.9977 | 0 | -4.2289 | 4 | Peak
2023-07-13 14:00 | 7 | 13 | 15 | Summer | 1.1933 | 2.2703 | 5.4295 | 5.4295 | Normal |  | 3.1592 | 2.2703 | 0 | -3.1592 | 4 | Peak
2023-07-13 15:00 | 7 | 13 | 16 | Summer | 1.3399 | 2.5492 | 4.3005 | 4.3005 | Normal |  | 1.7513 | 2.5492 | 0 | -1.7513 | 4 | Peak
2023-07-13 16:00 | 7 | 13 | 17 | Summer | 1.4831 | 2.8217 | 2.8807 | 2.8807 | Normal |  | 0.05896 | 2.8217 | 0 | -0.05896 | 4 | Peak
2023-07-13 17:00 | 7 | 13 | 18 | Summer | 1.6057 | 3.0549 | 1.2283 | 1.2283 | Normal |  | 0 | 1.2283 | 1.8267 | 1.8267 | 4 | Peak
2023-07-13 18:00 | 7 | 13 | 19 | Summer | 1.6145 | 3.0717 | 0.1797 | 0.1797 | Normal |  | 0 | 0.1797 | 2.892 | 2.892 | 4 | Peak
2023-07-13 19:00 | 7 | 13 | 20 | Summer | 1.5204 | 2.8927 | 0 | 0 | Normal |  | 0 | 0 | 2.8927 | 2.8927 | 4 | Peak
2023-07-13 20:00 | 7 | 13 | 21 | Summer | 1.4565 | 2.7711 | 0 | 0 | Normal |  | 0 | 0 | 2.7711 | 2.7711 | 4 | Peak
2023-07-13 21:00 | 7 | 13 | 22 | Summer | 1.4285 | 2.7178 | 0 | 0 | Normal |  | 0 | 0 | 2.7178 | 2.7178 | 4 | Off-Peak
2023-07-13 22:00 | 7 | 13 | 23 | Summer | 1.301 | 2.4752 | 0 | 0 | Normal |  | 0 | 0 | 2.4752 | 2.4752 | 4 | Off-Peak
2023-07-13 23:00 | 7 | 14 | 0 | Summer | 1.1334 | 2.1564 | 0 | 0 | Normal |  | 0 | 0 | 2.1564 | 2.1564 | 4 | Off-Peak
2023-07-14 | 7 | 14 | 1 | Summer | 0.9793 | 1.8632 | 0 | 0 | Normal |  | 0 | 0 | 1.8632 | 1.8632 | 5 | Off-Peak
2023-07-14 01:00 | 7 | 14 | 2 | Summer | 0.8742 | 1.6632 | 0 | 0 | Normal |  | 0 | 0 | 1.6632 | 1.6632 | 5 | Off-Peak
2023-07-14 02:00 | 7 | 14 | 3 | Summer | 0.8019 | 1.5257 | 0 | 0 | Normal |  | 0 | 0 | 1.5257 | 1.5257 | 5 | Off-Peak
2023-07-14 03:00 | 7 | 14 | 4 | Summer | 0.7554 | 1.4372 | 0 | 0 | Normal |  | 0 | 0 | 1.4372 | 1.4372 | 5 | Off-Peak
2023-07-14 04:00 | 7 | 14 | 5 | Summer | 0.7297 | 1.3883 | 0 | 0 | Normal |  | 0 | 0 | 1.3883 | 1.3883 | 5 | Off-Peak
2023-07-14 05:00 | 7 | 14 | 6 | Summer | 0.7225 | 1.3746 | 0.216 | 0.216 | Normal |  | 0 | 0.216 | 1.1586 | 1.1586 | 5 | Peak
2023-07-14 06:00 | 7 | 14 | 7 | Summer | 0.7496 | 1.4262 | 1.4593 | 1.4593 | Normal |  | 0.033147 | 1.4262 | 0 | -0.033147 | 5 | Peak
2023-07-14 07:00 | 7 | 14 | 8 | Summer | 0.8221 | 1.5641 | 3.0865 | 3.0865 | Normal |  | 1.5224 | 1.5641 | 0 | -1.5224 | 5 | Peak
2023-07-14 08:00 | 7 | 14 | 9 | Summer | 0.934 | 1.777 | 4.3825 | 4.3825 | Normal |  | 2.6055 | 1.777 | 2.2204e-16 | -2.6055 | 5 | Peak
2023-07-14 09:00 | 7 | 14 | 10 | Summer | 1.0623 | 2.0211 | 5.3792 | 5.3792 | Normal |  | 3.3581 | 2.0211 | 0 | -3.3581 | 5 | Peak
2023-07-14 10:00 | 7 | 14 | 11 | Summer | 1.2358 | 2.3512 | 6.0552 | 6.0552 | Normal |  | 3.704 | 2.3512 | 0 | -3.704 | 5 | Peak
2023-07-14 11:00 | 7 | 14 | 12 | Summer | 1.4918 | 2.8382 | 5.179 | 5.179 | Normal |  | 2.3408 | 2.8382 | 0 | -2.3408 | 5 | Peak
2023-07-14 12:00 | 7 | 14 | 13 | Summer | 1.7525 | 3.3342 | 3.7878 | 3.7878 | Normal |  | 0.45361 | 3.3342 | 0 | -0.45361 | 5 | Peak
2023-07-14 13:00 | 7 | 14 | 14 | Summer | 1.9884 | 3.7831 | 5.8657 | 5.8657 | Normal |  | 2.0827 | 3.7831 | 0 | -2.0827 | 5 | Peak
2023-07-14 14:00 | 7 | 14 | 15 | Summer | 2.1873 | 4.1615 | 3.3641 | 3.3641 | Normal |  | 0 | 3.3641 | 0.79734 | 0.79734 | 5 | Peak
2023-07-14 15:00 | 7 | 14 | 16 | Summer | 2.3861 | 4.5397 | 4.1007 | 4.1007 | Normal |  | 0 | 4.1007 | 0.43899 | 0.43899 | 5 | Peak
2023-07-14 16:00 | 7 | 14 | 17 | Summer | 2.5158 | 4.7865 | 2.4465 | 2.4465 | Normal |  | 0 | 2.4465 | 2.3399 | 2.3399 | 5 | Peak
2023-07-14 17:00 | 7 | 14 | 18 | Summer | 2.4935 | 4.744 | 1.1925 | 1.1925 | Normal |  | 0 | 1.1925 | 3.5515 | 3.5515 | 5 | Peak
2023-07-14 18:00 | 7 | 14 | 19 | Summer | 2.3776 | 4.5235 | 0.15357 | 0.15357 | Normal |  | 0 | 0.15357 | 4.37 | 4.37 | 5 | Peak
2023-07-14 19:00 | 7 | 14 | 20 | Summer | 2.2608 | 4.3013 | 0 | 0 | Normal |  | 0 | 0 | 4.3013 | 4.3013 | 5 | Peak
2023-07-14 20:00 | 7 | 14 | 21 | Summer | 2.1685 | 4.1257 | 0 | 0 | Normal |  | 0 | 0 | 4.1257 | 4.1257 | 5 | Peak
2023-07-14 21:00 | 7 | 14 | 22 | Summer | 1.9954 | 3.7964 | 0 | 0 | Normal |  | 0 | 0 | 3.7964 | 3.7964 | 5 | Off-Peak
2023-07-14 22:00 | 7 | 14 | 23 | Summer | 1.687 | 3.2096 | 0 | 0 | Normal |  | 0 | 0 | 3.2096 | 3.2096 | 5 | Off-Peak
2023-07-14 23:00 | 7 | 15 | 0 | Summer | 1.4641 | 2.7855 | 0 | 0 | Normal |  | 0 | 0 | 2.7855 | 2.7855 | 5 | Off-Peak
2023-07-15 | 7 | 15 | 1 | Summer | 1.2691 | 2.4145 | 0 | 0 | Normal |  | 0 | 0 | 2.4145 | 2.4145 | 6 | Off-Peak
2023-07-15 01:00 | 7 | 15 | 2 | Summer | 1.1203 | 2.1314 | 0 | 0 | Normal |  | 0 | 0 | 2.1314 | 2.1314 | 6 | Off-Peak
2023-07-15 02:00 | 7 | 15 | 3 | Summer | 1.0177 | 1.9362 | 0 | 0 | Normal |  | 0 | 0 | 1.9362 | 1.9362 | 6 | Off-Peak
2023-07-15 03:00 | 7 | 15 | 4 | Summer | 0.9382 | 1.785 | 0 | 0 | Normal |  | 0 | 0 | 1.785 | 1.785 | 6 | Off-Peak
2023-07-15 04:00 | 7 | 15 | 5 | Summer | 0.8848 | 1.6834 | 0 | 0 | Normal |  | 0 | 0 | 1.6834 | 1.6834 | 6 | Off-Peak
2023-07-15 05:00 | 7 | 15 | 6 | Summer | 0.8518 | 1.6206 | 0.21089 | 0.21089 | Normal |  | 0 | 0.21089 | 1.4097 | 1.4097 | 6 | Off-Peak
2023-07-15 06:00 | 7 | 15 | 7 | Summer | 0.8434 | 1.6046 | 1.394 | 1.394 | Normal |  | 0 | 1.394 | 0.21059 | 0.21059 | 6 | Off-Peak
2023-07-15 07:00 | 7 | 15 | 8 | Summer | 0.9115 | 1.7342 | 2.9761 | 2.9761 | Normal |  | 1.2419 | 1.7342 | 0 | -1.2419 | 6 | Off-Peak
2023-07-15 08:00 | 7 | 15 | 9 | Summer | 1.109 | 2.1099 | 4.2214 | 4.2214 | Normal |  | 2.1114 | 2.1099 | 0 | -2.1114 | 6 | Off-Peak
2023-07-15 09:00 | 7 | 15 | 10 | Summer | 1.3371 | 2.5439 | 5.1574 | 5.1574 | Normal |  | 2.6135 | 2.5439 | 0 | -2.6135 | 6 | Off-Peak
2023-07-15 10:00 | 7 | 15 | 11 | Summer | 1.5455 | 2.9404 | 5.7783 | 5.7783 | Normal |  | 2.8379 | 2.9404 | 0 | -2.8379 | 6 | Off-Peak
2023-07-15 11:00 | 7 | 15 | 12 | Summer | 1.757 | 3.3428 | 6.1068 | 6.1068 | Normal |  | 2.764 | 3.3428 | 0 | -2.764 | 6 | Off-Peak
2023-07-15 12:00 | 7 | 15 | 13 | Summer | 1.9425 | 3.6957 | 6.0753 | 6.0753 | Normal |  | 2.3796 | 3.6957 | 0 | -2.3796 | 6 | Off-Peak
2023-07-15 13:00 | 7 | 15 | 14 | Summer | 2.0877 | 3.972 | 4.6533 | 4.6533 | Normal |  | 0.68129 | 3.972 | 0 | -0.68129 | 6 | Off-Peak
2023-07-15 14:00 | 7 | 15 | 15 | Summer | 2.1772 | 4.1423 | 5.0395 | 5.0395 | Normal |  | 0.89719 | 4.1423 | 0 | -0.89719 | 6 | Off-Peak
2023-07-15 15:00 | 7 | 15 | 16 | Summer | 2.2489 | 4.2787 | 4.0127 | 4.0127 | Normal |  | 0 | 4.0127 | 0.26594 | 0.26594 | 6 | Off-Peak
2023-07-15 16:00 | 7 | 15 | 17 | Summer | 2.2912 | 4.3592 | 2.699 | 2.699 | Normal |  | 0 | 2.699 | 1.6602 | 1.6602 | 6 | Off-Peak
2023-07-15 17:00 | 7 | 15 | 18 | Summer | 2.2611 | 4.3019 | 1.1697 | 1.1697 | Normal |  | 0 | 1.1697 | 3.1322 | 3.1322 | 6 | Off-Peak
2023-07-15 18:00 | 7 | 15 | 19 | Summer | 2.1609 | 4.1112 | 0.17795 | 0.17795 | Normal |  | 0 | 0.17795 | 3.9333 | 3.9333 | 6 | Off-Peak
2023-07-15 19:00 | 7 | 15 | 20 | Summer | 1.9924 | 3.7907 | 0 | 0 | Normal |  | 0 | 0 | 3.7907 | 3.7907 | 6 | Off-Peak
2023-07-15 20:00 | 7 | 15 | 21 | Summer | 1.8311 | 3.4838 | 0 | 0 | Normal |  | 0 | 0 | 3.4838 | 3.4838 | 6 | Off-Peak
2023-07-15 21:00 | 7 | 15 | 22 | Summer | 1.7257 | 3.2833 | 0 | 0 | Normal |  | 0 | 0 | 3.2833 | 3.2833 | 6 | Off-Peak
2023-07-15 22:00 | 7 | 15 | 23 | Summer | 1.5703 | 2.9876 | 0 | 0 | Normal |  | 0 | 0 | 2.9876 | 2.9876 | 6 | Off-Peak
2023-07-15 23:00 | 7 | 16 | 0 | Summer | 1.3711 | 2.6086 | 0 | 0 | Normal |  | 0 | 0 | 2.6086 | 2.6086 | 6 | Off-Peak
2023-07-16 | 7 | 16 | 1 | Summer | 1.1847 | 2.254 | 0 | 0 | Normal |  | 0 | 0 | 2.254 | 2.254 | 7 | Off-Peak
2023-07-16 01:00 | 7 | 16 | 2 | Summer | 1.0353 | 1.9697 | 0 | 0 | Normal |  | 0 | 0 | 1.9697 | 1.9697 | 7 | Off-Peak
2023-07-16 02:00 | 7 | 16 | 3 | Summer | 0.9276 | 1.7648 | 0 | 0 | Normal |  | 0 | 0 | 1.7648 | 1.7648 | 7 | Off-Peak
2023-07-16 03:00 | 7 | 16 | 4 | Summer | 0.8471 | 1.6117 | 0 | 0 | Normal |  | 0 | 0 | 1.6117 | 1.6117 | 7 | Off-Peak
2023-07-16 04:00 | 7 | 16 | 5 | Summer | 0.7887 | 1.5006 | 0 | 0 | Normal |  | 0 | 0 | 1.5006 | 1.5006 | 7 | Off-Peak
2023-07-16 05:00 | 7 | 16 | 6 | Summer | 0.7553 | 1.437 | 0.27974 | 0.27974 | Normal |  | 0 | 0.27974 | 1.1573 | 1.1573 | 7 | Off-Peak
2023-07-16 06:00 | 7 | 16 | 7 | Summer | 0.7425 | 1.4127 | 1.2716 | 1.2716 | Normal |  | 0 | 1.2716 | 0.14102 | 0.14102 | 7 | Off-Peak
2023-07-16 07:00 | 7 | 16 | 8 | Summer | 0.7828 | 1.4893 | 2.0495 | 2.0495 | Normal |  | 0.56017 | 1.4893 | 0 | -0.56017 | 7 | Off-Peak
2023-07-16 08:00 | 7 | 16 | 9 | Summer | 0.8887 | 1.6908 | 3.1651 | 3.1651 | Normal |  | 1.4743 | 1.6908 | 0 | -1.4743 | 7 | Off-Peak
2023-07-16 09:00 | 7 | 16 | 10 | Summer | 1.0365 | 1.972 | 4.5323 | 4.5323 | Normal |  | 2.5603 | 1.972 | 0 | -2.5603 | 7 | Off-Peak
2023-07-16 10:00 | 7 | 16 | 11 | Summer | 1.2171 | 2.3156 | 5.0113 | 5.0113 | Normal |  | 2.6956 | 2.3156 | 0 | -2.6956 | 7 | Off-Peak
2023-07-16 11:00 | 7 | 16 | 12 | Summer | 1.4093 | 2.6813 | 4.068 | 4.068 | Normal |  | 1.3868 | 2.6813 | 0 | -1.3868 | 7 | Off-Peak
2023-07-16 12:00 | 7 | 16 | 13 | Summer | 1.5914 | 3.0277 | 4.5591 | 4.5591 | Normal |  | 1.5313 | 3.0277 | 0 | -1.5313 | 7 | Off-Peak
2023-07-16 13:00 | 7 | 16 | 14 | Summer | 1.7474 | 3.3245 | 4.2587 | 4.2587 | Normal |  | 0.93414 | 3.3245 | 0 | -0.93414 | 7 | Off-Peak
2023-07-16 14:00 | 7 | 16 | 15 | Summer | 1.8421 | 3.5047 | 4.4508 | 4.4508 | Normal |  | 0.94609 | 3.5047 | 0 | -0.94609 | 7 | Off-Peak
2023-07-16 15:00 | 7 | 16 | 16 | Summer | 1.9236 | 3.6598 | 3.6403 | 3.6403 | Normal |  | 0 | 3.6403 | 0.019424 | 0.019424 | 7 | Off-Peak
2023-07-16 16:00 | 7 | 16 | 17 | Summer | 2.0021 | 3.8091 | 1.236 | 1.236 | Normal |  | 0 | 1.236 | 2.5731 | 2.5731 | 7 | Off-Peak
2023-07-16 17:00 | 7 | 16 | 18 | Summer | 2.0483 | 3.897 | 0.15711 | 0.15711 | Normal |  | 0 | 0.15711 | 3.7399 | 3.7399 | 7 | Off-Peak
2023-07-16 18:00 | 7 | 16 | 19 | Summer | 1.9863 | 3.7791 | 0 | 0 | Normal |  | 0 | 0 | 3.7791 | 3.7791 | 7 | Off-Peak
2023-07-16 19:00 | 7 | 16 | 20 | Summer | 1.8388 | 3.4984 | 0 | 0 | Normal |  | 0 | 0 | 3.4984 | 3.4984 | 7 | Off-Peak
2023-07-16 20:00 | 7 | 16 | 21 | Summer | 1.7167 | 3.2661 | 0 | 0 | Normal |  | 0 | 0 | 3.2661 | 3.2661 | 7 | Off-Peak
2023-07-16 21:00 | 7 | 16 | 22 | Summer | 1.6293 | 3.0998 | 0 | 0 | Normal |  | 0 | 0 | 3.0998 | 3.0998 | 7 | Off-Peak
2023-07-16 22:00 | 7 | 16 | 23 | Summer | 1.4635 | 2.7844 | 0 | 0 | Normal |  | 0 | 0 | 2.7844 | 2.7844 | 7 | Off-Peak
2023-07-16 23:00 | 7 | 17 | 0 | Summer | 1.2555 | 2.3887 | 0 | 0 | Normal |  | 0 | 0 | 2.3887 | 2.3887 | 7 | Off-Peak
2023-07-17 | 7 | 17 | 1 | Summer | 1.0901 | 2.074 | 0 | 0 | Normal |  | 0 | 0 | 2.074 | 2.074 | 1 | Off-Peak
2023-07-17 01:00 | 7 | 17 | 2 | Summer | 0.9605 | 1.8274 | 0 | 0 | Normal |  | 0 | 0 | 1.8274 | 1.8274 | 1 | Off-Peak
2023-07-17 02:00 | 7 | 17 | 3 | Summer | 0.8661 | 1.6478 | 0 | 0 | Normal |  | 0 | 0 | 1.6478 | 1.6478 | 1 | Off-Peak
2023-07-17 03:00 | 7 | 17 | 4 | Summer | 0.7982 | 1.5186 | 0 | 0 | Normal |  | 0 | 0 | 1.5186 | 1.5186 | 1 | Off-Peak
2023-07-17 04:00 | 7 | 17 | 5 | Summer | 0.7569 | 1.4401 | 0 | 0 | Normal |  | 0 | 0 | 1.4401 | 1.4401 | 1 | Off-Peak
2023-07-17 05:00 | 7 | 17 | 6 | Summer | 0.7371 | 1.4024 | 0.23781 | 0.23781 | Normal |  | 0 | 0.23781 | 1.1646 | 1.1646 | 1 | Peak
2023-07-17 06:00 | 7 | 17 | 7 | Summer | 0.7433 | 1.4142 | 1.0653 | 1.0653 | Normal |  | 0 | 1.0653 | 0.34891 | 0.34891 | 1 | Peak
2023-07-17 07:00 | 7 | 17 | 8 | Summer | 0.8124 | 1.5456 | 2.3191 | 2.3191 | Normal |  | 0.77349 | 1.5456 | 0 | -0.77349 | 1 | Peak
2023-07-17 08:00 | 7 | 17 | 9 | Summer | 0.906 | 1.7237 | 4.099 | 4.099 | Normal |  | 2.3752 | 1.7237 | 0 | -2.3752 | 1 | Peak
2023-07-17 09:00 | 7 | 17 | 10 | Summer | 1.0198 | 1.9402 | 5.0728 | 5.0728 | Normal |  | 3.1325 | 1.9402 | 0 | -3.1325 | 1 | Peak
2023-07-17 10:00 | 7 | 17 | 11 | Summer | 1.1451 | 2.1786 | 5.0611 | 5.0611 | Normal |  | 2.8825 | 2.1786 | 0 | -2.8825 | 1 | Peak
2023-07-17 11:00 | 7 | 17 | 12 | Summer | 1.2713 | 2.4187 | 6.0519 | 6.0519 | Normal |  | 3.6332 | 2.4187 | 0 | -3.6332 | 1 | Peak
2023-07-17 12:00 | 7 | 17 | 13 | Summer | 1.3981 | 2.66 | 4.1108 | 4.1108 | Normal |  | 1.4508 | 2.66 | 0 | -1.4508 | 1 | Peak
2023-07-17 13:00 | 7 | 17 | 14 | Summer | 1.5188 | 2.8896 | 5.6016 | 5.6016 | Normal |  | 2.712 | 2.8896 | 0 | -2.712 | 1 | Peak
2023-07-17 14:00 | 7 | 17 | 15 | Summer | 1.6375 | 3.1154 | 4.3543 | 4.3543 | Normal |  | 1.2389 | 3.1154 | 0 | -1.2389 | 1 | Peak
2023-07-17 15:00 | 7 | 17 | 16 | Summer | 1.7661 | 3.3601 | 3.1821 | 3.1821 | Normal |  | 0 | 3.1821 | 0.17805 | 0.17805 | 1 | Peak
2023-07-17 16:00 | 7 | 17 | 17 | Summer | 1.8745 | 3.5664 | 2.5823 | 2.5823 | Normal |  | 0 | 2.5823 | 0.98401 | 0.98401 | 1 | Peak
2023-07-17 17:00 | 7 | 17 | 18 | Summer | 1.9333 | 3.6782 | 1.1706 | 1.1706 | Normal |  | 0 | 1.1706 | 2.5076 | 2.5076 | 1 | Peak
2023-07-17 18:00 | 7 | 17 | 19 | Summer | 1.89 | 3.5958 | 0.22948 | 0.22948 | Normal |  | 0 | 0.22948 | 3.3664 | 3.3664 | 1 | Peak
2023-07-17 19:00 | 7 | 17 | 20 | Summer | 1.7324 | 3.296 | 0 | 0 | Normal |  | 0 | 0 | 3.296 | 3.296 | 1 | Peak
2023-07-17 20:00 | 7 | 17 | 21 | Summer | 1.5914 | 3.0277 | 0 | 0 | Normal |  | 0 | 0 | 3.0277 | 3.0277 | 1 | Peak
2023-07-17 21:00 | 7 | 17 | 22 | Summer | 1.4856 | 2.8264 | 0 | 0 | Normal |  | 0 | 0 | 2.8264 | 2.8264 | 1 | Off-Peak
2023-07-17 22:00 | 7 | 17 | 23 | Summer | 1.3107 | 2.4937 | 0 | 0 | Normal |  | 0 | 0 | 2.4937 | 2.4937 | 1 | Off-Peak
2023-07-17 23:00 | 7 | 18 | 0 | Summer | 1.1022 | 2.097 | 0 | 0 | Normal |  | 0 | 0 | 2.097 | 2.097 | 1 | Off-Peak
2023-07-18 | 7 | 18 | 1 | Summer | 0.9376 | 1.7838 | 0 | 0 | Normal |  | 0 | 0 | 1.7838 | 1.7838 | 2 | Off-Peak
2023-07-18 01:00 | 7 | 18 | 2 | Summer | 0.8221 | 1.5641 | 0 | 0 | Normal |  | 0 | 0 | 1.5641 | 1.5641 | 2 | Off-Peak
2023-07-18 02:00 | 7 | 18 | 3 | Summer | 0.7458 | 1.4189 | 0 | 0 | Normal |  | 0 | 0 | 1.4189 | 1.4189 | 2 | Off-Peak
2023-07-18 03:00 | 7 | 18 | 4 | Summer | 0.6962 | 1.3246 | 0 | 0 | Normal |  | 0 | 0 | 1.3246 | 1.3246 | 2 | Off-Peak
2023-07-18 04:00 | 7 | 18 | 5 | Summer | 0.6692 | 1.2732 | 0 | 0 | Normal |  | 0 | 0 | 1.2732 | 1.2732 | 2 | Off-Peak
2023-07-18 05:00 | 7 | 18 | 6 | Summer | 0.6623 | 1.2601 | 0.23083 | 0.23083 | Normal |  | 0 | 0.23083 | 1.0292 | 1.0292 | 2 | Peak
2023-07-18 06:00 | 7 | 18 | 7 | Summer | 0.672 | 1.2785 | 1.3095 | 1.3095 | Normal |  | 0.030995 | 1.2785 | 0 | -0.030995 | 2 | Peak
2023-07-18 07:00 | 7 | 18 | 8 | Summer | 0.7219 | 1.3735 | 1.6075 | 1.6075 | Normal |  | 0.23405 | 1.3735 | 0 | -0.23405 | 2 | Peak
2023-07-18 08:00 | 7 | 18 | 9 | Summer | 0.7898 | 1.5026 | 3.9614 | 3.9614 | Normal |  | 2.4587 | 1.5026 | 0 | -2.4587 | 2 | Peak
2023-07-18 09:00 | 7 | 18 | 10 | Summer | 0.8715 | 1.6581 | 4.1878 | 4.1878 | Normal |  | 2.5297 | 1.6581 | 0 | -2.5297 | 2 | Peak
2023-07-18 10:00 | 7 | 18 | 11 | Summer | 0.9755 | 1.856 | 4.0039 | 4.0039 | Normal |  | 2.1479 | 1.856 | 2.2204e-16 | -2.1479 | 2 | Peak
2023-07-18 11:00 | 7 | 18 | 12 | Summer | 1.0918 | 2.0772 | 4.7148 | 4.7148 | Normal |  | 2.6376 | 2.0772 | 0 | -2.6376 | 2 | Peak
2023-07-18 12:00 | 7 | 18 | 13 | Summer | 1.2282 | 2.3367 | 4.6484 | 4.6484 | Normal |  | 2.3117 | 2.3367 | 0 | -2.3117 | 2 | Peak
2023-07-18 13:00 | 7 | 18 | 14 | Summer | 1.3635 | 2.5941 | 4.178 | 4.178 | Normal |  | 1.5838 | 2.5941 | 0 | -1.5838 | 2 | Peak
2023-07-18 14:00 | 7 | 18 | 15 | Summer | 1.4978 | 2.8497 | 4.0029 | 4.0029 | Normal |  | 1.1533 | 2.8497 | 0 | -1.1533 | 2 | Peak
2023-07-18 15:00 | 7 | 18 | 16 | Summer | 1.6367 | 3.1139 | 0.64198 | 0.64198 | Normal |  | 0 | 0.64198 | 2.4719 | 2.4719 | 2 | Peak
2023-07-18 16:00 | 7 | 18 | 17 | Summer | 1.7769 | 3.3807 | 1.62 | 1.62 | Normal |  | 0 | 1.62 | 1.7607 | 1.7607 | 2 | Peak
2023-07-18 17:00 | 7 | 18 | 18 | Summer | 1.874 | 3.5654 | 0.69635 | 0.69635 | Normal |  | 0 | 0.69635 | 2.8691 | 2.8691 | 2 | Peak
2023-07-18 18:00 | 7 | 18 | 19 | Summer | 1.8621 | 3.5428 | 0.15691 | 0.15691 | Normal |  | 0 | 0.15691 | 3.3859 | 3.3859 | 2 | Peak
2023-07-18 19:00 | 7 | 18 | 20 | Summer | 1.7216 | 3.2755 | 0 | 0 | Normal |  | 0 | 0 | 3.2755 | 3.2755 | 2 | Peak
2023-07-18 20:00 | 7 | 18 | 21 | Summer | 1.5637 | 2.975 | 0 | 0 | Normal |  | 0 | 0 | 2.975 | 2.975 | 2 | Peak
2023-07-18 21:00 | 7 | 18 | 22 | Summer | 1.468 | 2.793 | 0 | 0 | Normal |  | 0 | 0 | 2.793 | 2.793 | 2 | Off-Peak
2023-07-18 22:00 | 7 | 18 | 23 | Summer | 1.2936 | 2.4612 | 0 | 0 | Normal |  | 0 | 0 | 2.4612 | 2.4612 | 2 | Off-Peak
2023-07-18 23:00 | 7 | 19 | 0 | Summer | 1.0871 | 2.0683 | 0 | 0 | Normal |  | 0 | 0 | 2.0683 | 2.0683 | 2 | Off-Peak
2023-07-19 | 7 | 19 | 1 | Summer | 0.9217 | 1.7536 | 0 | 0 | Normal |  | 0 | 0 | 1.7536 | 1.7536 | 3 | Off-Peak
2023-07-19 01:00 | 7 | 19 | 2 | Summer | 0.8065 | 1.5344 | 0 | 0 | Normal |  | 0 | 0 | 1.5344 | 1.5344 | 3 | Off-Peak
2023-07-19 02:00 | 7 | 19 | 3 | Summer | 0.7313 | 1.3913 | 0 | 0 | Normal |  | 0 | 0 | 1.3913 | 1.3913 | 3 | Off-Peak
2023-07-19 03:00 | 7 | 19 | 4 | Summer | 0.6841 | 1.3015 | 0 | 0 | Normal |  | 0 | 0 | 1.3015 | 1.3015 | 3 | Off-Peak
2023-07-19 04:00 | 7 | 19 | 5 | Summer | 0.6593 | 1.2544 | 0 | 0 | Normal |  | 0 | 0 | 1.2544 | 1.2544 | 3 | Off-Peak
2023-07-19 05:00 | 7 | 19 | 6 | Summer | 0.6538 | 1.2439 | 0.11782 | 0.11782 | Normal |  | 0 | 0.11782 | 1.1261 | 1.1261 | 3 | Peak
2023-07-19 06:00 | 7 | 19 | 7 | Summer | 0.6672 | 1.2694 | 0.26042 | 0.26042 | Normal |  | 0 | 0.26042 | 1.009 | 1.009 | 3 | Peak
2023-07-19 07:00 | 7 | 19 | 8 | Summer | 0.7282 | 1.3854 | 0.52585 | 0.52585 | Normal |  | 0 | 0.52585 | 0.8596 | 0.8596 | 3 | Peak
2023-07-19 08:00 | 7 | 19 | 9 | Summer | 0.8143 | 1.5493 | 1.0246 | 1.0246 | Normal |  | 0 | 1.0246 | 0.52464 | 0.52464 | 3 | Peak
2023-07-19 09:00 | 7 | 19 | 10 | Summer | 0.9184 | 1.7473 | 0.11053 | 0.11053 | Normal |  | 0 | 0.11053 | 1.6368 | 1.6368 | 3 | Peak
2023-07-19 10:00 | 7 | 19 | 11 | Summer | 1.0476 | 1.9931 | 2.1451 | 2.1451 | Normal |  | 0.15196 | 1.9931 | 0 | -0.15196 | 3 | Peak
2023-07-19 11:00 | 7 | 19 | 12 | Summer | 1.2009 | 2.2848 | 2.3715 | 2.3715 | Normal |  | 0.086688 | 2.2848 | 0 | -0.086688 | 3 | Peak
2023-07-19 12:00 | 7 | 19 | 13 | Summer | 1.3802 | 2.6259 | 2.0012 | 2.0012 | Normal |  | 0 | 2.0012 | 0.62472 | 0.62472 | 3 | Peak
2023-07-19 13:00 | 7 | 19 | 14 | Summer | 1.5684 | 2.984 | 2.3998 | 2.3998 | Normal |  | 0 | 2.3998 | 0.5842 | 0.5842 | 3 | Peak
2023-07-19 14:00 | 7 | 19 | 15 | Summer | 1.7421 | 3.3145 | 1.5052 | 1.5052 | Normal |  | 0 | 1.5052 | 1.8092 | 1.8092 | 3 | Peak
2023-07-19 15:00 | 7 | 19 | 16 | Summer | 1.9193 | 3.6516 | 2.4558 | 2.4558 | Normal |  | 0 | 2.4558 | 1.1958 | 1.1958 | 3 | Peak
2023-07-19 16:00 | 7 | 19 | 17 | Summer | 2.0867 | 3.9701 | 1.0744 | 1.0744 | Normal |  | 0 | 1.0744 | 2.8957 | 2.8957 | 3 | Peak
2023-07-19 17:00 | 7 | 19 | 18 | Summer | 2.1666 | 4.1221 | 1.1438 | 1.1438 | Normal |  | 0 | 1.1438 | 2.9783 | 2.9783 | 3 | Peak
2023-07-19 18:00 | 7 | 19 | 19 | Summer | 2.1088 | 4.0121 | 0.23616 | 0.23616 | Normal |  | 0 | 0.23616 | 3.776 | 3.776 | 3 | Peak
2023-07-19 19:00 | 7 | 19 | 20 | Summer | 1.9572 | 3.7237 | 0 | 0 | Normal |  | 0 | 0 | 3.7237 | 3.7237 | 3 | Peak
2023-07-19 20:00 | 7 | 19 | 21 | Summer | 1.8485 | 3.5169 | 0 | 0 | Normal |  | 0 | 0 | 3.5169 | 3.5169 | 3 | Peak
2023-07-19 21:00 | 7 | 19 | 22 | Summer | 1.7507 | 3.3308 | 0 | 0 | Normal |  | 0 | 0 | 3.3308 | 3.3308 | 3 | Off-Peak
2023-07-19 22:00 | 7 | 19 | 23 | Summer | 1.5536 | 2.9558 | 0 | 0 | Normal |  | 0 | 0 | 2.9558 | 2.9558 | 3 | Off-Peak
2023-07-19 23:00 | 7 | 20 | 0 | Summer | 1.3187 | 2.5089 | 0 | 0 | Normal |  | 0 | 0 | 2.5089 | 2.5089 | 3 | Off-Peak
2023-07-20 | 7 | 20 | 1 | Summer | 1.1234 | 2.1373 | 0 | 0 | Normal |  | 0 | 0 | 2.1373 | 2.1373 | 4 | Off-Peak
2023-07-20 01:00 | 7 | 20 | 2 | Summer | 0.9799 | 1.8643 | 0 | 0 | Normal |  | 0 | 0 | 1.8643 | 1.8643 | 4 | Off-Peak
2023-07-20 02:00 | 7 | 20 | 3 | Summer | 0.8879 | 1.6893 | 0 | 0 | Normal |  | 0 | 0 | 1.6893 | 1.6893 | 4 | Off-Peak
2023-07-20 03:00 | 7 | 20 | 4 | Summer | 0.8286 | 1.5765 | 0 | 0 | Normal |  | 0 | 0 | 1.5765 | 1.5765 | 4 | Off-Peak
2023-07-20 04:00 | 7 | 20 | 5 | Summer | 0.7974 | 1.5171 | 0 | 0 | Normal |  | 0 | 0 | 1.5171 | 1.5171 | 4 | Off-Peak
2023-07-20 05:00 | 7 | 20 | 6 | Summer | 0.789 | 1.5011 | 0.296 | 0.296 | Normal |  | 0 | 0.296 | 1.2051 | 1.2051 | 4 | Peak
2023-07-20 06:00 | 7 | 20 | 7 | Summer | 0.8148 | 1.5502 | 0.39485 | 0.39485 | Normal |  | 0 | 0.39485 | 1.1554 | 1.1554 | 4 | Peak
2023-07-20 07:00 | 7 | 20 | 8 | Summer | 0.9222 | 1.7545 | 0.75261 | 0.75261 | Normal |  | 0 | 0.75261 | 1.0019 | 1.0019 | 4 | Peak
2023-07-20 08:00 | 7 | 20 | 9 | Summer | 1.1054 | 2.1031 | 1.0316 | 1.0316 | Normal |  | 0 | 1.0316 | 1.0715 | 1.0715 | 4 | Peak
2023-07-20 09:00 | 7 | 20 | 10 | Summer | 1.3262 | 2.5232 | 2.0431 | 2.0431 | Normal |  | 0 | 2.0431 | 0.48009 | 0.48009 | 4 | Peak
2023-07-20 10:00 | 7 | 20 | 11 | Summer | 1.5537 | 2.956 | 3.3097 | 3.3097 | Normal |  | 0.35373 | 2.956 | 0 | -0.35373 | 4 | Peak
2023-07-20 11:00 | 7 | 20 | 12 | Summer | 1.7613 | 3.351 | 5.6891 | 5.6891 | Normal |  | 2.3381 | 3.351 | 0 | -2.3381 | 4 | Peak
2023-07-20 12:00 | 7 | 20 | 13 | Summer | 1.936 | 3.6834 | 5.704 | 5.704 | Normal |  | 2.0207 | 3.6834 | 0 | -2.0207 | 4 | Peak
2023-07-20 13:00 | 7 | 20 | 14 | Summer | 2.0557 | 3.9111 | 5.3782 | 5.3782 | Normal |  | 1.4671 | 3.9111 | 0 | -1.4671 | 4 | Peak
2023-07-20 14:00 | 7 | 20 | 15 | Summer | 2.1441 | 4.0793 | 4.7404 | 4.7404 | Normal |  | 0.66115 | 4.0793 | 0 | -0.66115 | 4 | Peak
2023-07-20 15:00 | 7 | 20 | 16 | Summer | 2.2338 | 4.2499 | 3.8171 | 3.8171 | Normal |  | 0 | 3.8171 | 0.43288 | 0.43288 | 4 | Peak
2023-07-20 16:00 | 7 | 20 | 17 | Summer | 2.2982 | 4.3725 | 2.5949 | 2.5949 | Normal |  | 0 | 2.5949 | 1.7776 | 1.7776 | 4 | Peak
2023-07-20 17:00 | 7 | 20 | 18 | Summer | 2.3144 | 4.4033 | 1.131 | 1.131 | Normal |  | 0 | 1.131 | 3.2723 | 3.2723 | 4 | Peak
2023-07-20 18:00 | 7 | 20 | 19 | Summer | 2.2362 | 4.2545 | 0.16327 | 0.16327 | Normal |  | 0 | 0.16327 | 4.0912 | 4.0912 | 4 | Peak
2023-07-20 19:00 | 7 | 20 | 20 | Summer | 2.0504 | 3.901 | 0 | 0 | Normal |  | 0 | 0 | 3.901 | 3.901 | 4 | Peak
2023-07-20 20:00 | 7 | 20 | 21 | Summer | 1.8601 | 3.539 | 0 | 0 | Normal |  | 0 | 0 | 3.539 | 3.539 | 4 | Peak
2023-07-20 21:00 | 7 | 20 | 22 | Summer | 1.7455 | 3.3209 | 0 | 0 | Normal |  | 0 | 0 | 3.3209 | 3.3209 | 4 | Off-Peak
2023-07-20 22:00 | 7 | 20 | 23 | Summer | 1.554 | 2.9566 | 0 | 0 | Normal |  | 0 | 0 | 2.9566 | 2.9566 | 4 | Off-Peak
2023-07-20 23:00 | 7 | 21 | 0 | Summer | 1.3264 | 2.5236 | 0 | 0 | Normal |  | 0 | 0 | 2.5236 | 2.5236 | 4 | Off-Peak
2023-07-21 | 7 | 21 | 1 | Summer | 1.1396 | 2.1682 | 0 | 0 | Normal |  | 0 | 0 | 2.1682 | 2.1682 | 5 | Off-Peak
2023-07-21 01:00 | 7 | 21 | 2 | Summer | 0.994 | 1.8911 | 0 | 0 | Normal |  | 0 | 0 | 1.8911 | 1.8911 | 5 | Off-Peak
2023-07-21 02:00 | 7 | 21 | 3 | Summer | 0.8937 | 1.7003 | 0 | 0 | Normal |  | 0 | 0 | 1.7003 | 1.7003 | 5 | Off-Peak
2023-07-21 03:00 | 7 | 21 | 4 | Summer | 0.8249 | 1.5694 | 0 | 0 | Normal |  | 0 | 0 | 1.5694 | 1.5694 | 5 | Off-Peak
2023-07-21 04:00 | 7 | 21 | 5 | Summer | 0.7826 | 1.4889 | 0 | 0 | Normal |  | 0 | 0 | 1.4889 | 1.4889 | 5 | Off-Peak
2023-07-21 05:00 | 7 | 21 | 6 | Summer | 0.762 | 1.4498 | 0.2449 | 0.2449 | Normal |  | 0 | 0.2449 | 1.2049 | 1.2049 | 5 | Peak
2023-07-21 06:00 | 7 | 21 | 7 | Summer | 0.7657 | 1.4568 | 0.083635 | 0.083635 | Normal |  | 0 | 0.083635 | 1.3732 | 1.3732 | 5 | Peak
2023-07-21 07:00 | 7 | 21 | 8 | Summer | 0.8346 | 1.5879 | 0.082002 | 0.082002 | Normal |  | 0 | 0.082002 | 1.5059 | 1.5059 | 5 | Peak
2023-07-21 08:00 | 7 | 21 | 9 | Summer | 0.9387 | 1.7859 | 0.32496 | 0.32496 | Normal |  | 0 | 0.32496 | 1.461 | 1.461 | 5 | Peak
2023-07-21 09:00 | 7 | 21 | 10 | Summer | 1.0413 | 1.9811 | 4.1394 | 4.1394 | Normal |  | 2.1583 | 1.9811 | 0 | -2.1583 | 5 | Peak
2023-07-21 10:00 | 7 | 21 | 11 | Summer | 1.149 | 2.186 | 4.835 | 4.835 | Normal |  | 2.6489 | 2.186 | 0 | -2.6489 | 5 | Peak
2023-07-21 11:00 | 7 | 21 | 12 | Summer | 1.2864 | 2.4475 | 4.1341 | 4.1341 | Normal |  | 1.6866 | 2.4475 | 0 | -1.6866 | 5 | Peak
2023-07-21 12:00 | 7 | 21 | 13 | Summer | 1.4395 | 2.7387 | 3.9607 | 3.9607 | Normal |  | 1.2219 | 2.7387 | 0 | -1.2219 | 5 | Peak
2023-07-21 13:00 | 7 | 21 | 14 | Summer | 1.5826 | 3.011 | 5.0855 | 5.0855 | Normal |  | 2.0745 | 3.011 | 0 | -2.0745 | 5 | Peak
2023-07-21 14:00 | 7 | 21 | 15 | Summer | 1.7078 | 3.2492 | 4.857 | 4.857 | Normal |  | 1.6078 | 3.2492 | 0 | -1.6078 | 5 | Peak
2023-07-21 15:00 | 7 | 21 | 16 | Summer | 1.8345 | 3.4903 | 3.3885 | 3.3885 | Normal |  | 0 | 3.3885 | 0.10171 | 0.10171 | 5 | Peak
2023-07-21 16:00 | 7 | 21 | 17 | Summer | 1.9462 | 3.7028 | 2.0083 | 2.0083 | Normal |  | 0 | 2.0083 | 1.6944 | 1.6944 | 5 | Peak
2023-07-21 17:00 | 7 | 21 | 18 | Summer | 2.0016 | 3.8082 | 0.99464 | 0.99464 | Normal |  | 0 | 0.99464 | 2.8135 | 2.8135 | 5 | Peak
2023-07-21 18:00 | 7 | 21 | 19 | Summer | 1.9467 | 3.7037 | 0.20643 | 0.20643 | Normal |  | 0 | 0.20643 | 3.4973 | 3.4973 | 5 | Peak
2023-07-21 19:00 | 7 | 21 | 20 | Summer | 1.7727 | 3.3727 | 0 | 0 | Normal |  | 0 | 0 | 3.3727 | 3.3727 | 5 | Peak
2023-07-21 20:00 | 7 | 21 | 21 | Summer | 1.5914 | 3.0277 | 0 | 0 | Normal |  | 0 | 0 | 3.0277 | 3.0277 | 5 | Peak
2023-07-21 21:00 | 7 | 21 | 22 | Summer | 1.4853 | 2.8259 | 0 | 0 | Normal |  | 0 | 0 | 2.8259 | 2.8259 | 5 | Off-Peak
2023-07-21 22:00 | 7 | 21 | 23 | Summer | 1.3325 | 2.5352 | 0 | 0 | Normal |  | 0 | 0 | 2.5352 | 2.5352 | 5 | Off-Peak
2023-07-21 23:00 | 7 | 22 | 0 | Summer | 1.1501 | 2.1881 | 0 | 0 | Normal |  | 0 | 0 | 2.1881 | 2.1881 | 5 | Off-Peak
2023-07-22 | 7 | 22 | 1 | Summer | 0.9919 | 1.8872 | 0 | 0 | Normal |  | 0 | 0 | 1.8872 | 1.8872 | 6 | Off-Peak
2023-07-22 01:00 | 7 | 22 | 2 | Summer | 0.8695 | 1.6543 | 0 | 0 | Normal |  | 0 | 0 | 1.6543 | 1.6543 | 6 | Off-Peak
2023-07-22 02:00 | 7 | 22 | 3 | Summer | 0.7852 | 1.4939 | 0 | 0 | Normal |  | 0 | 0 | 1.4939 | 1.4939 | 6 | Off-Peak
2023-07-22 03:00 | 7 | 22 | 4 | Summer | 0.727 | 1.3832 | 0 | 0 | Normal |  | 0 | 0 | 1.3832 | 1.3832 | 6 | Off-Peak
2023-07-22 04:00 | 7 | 22 | 5 | Summer | 0.6902 | 1.3131 | 0 | 0 | Normal |  | 0 | 0 | 1.3131 | 1.3131 | 6 | Off-Peak
2023-07-22 05:00 | 7 | 22 | 6 | Summer | 0.6686 | 1.2721 | 0.22519 | 0.22519 | Normal |  | 0 | 0.22519 | 1.0469 | 1.0469 | 6 | Off-Peak
2023-07-22 06:00 | 7 | 22 | 7 | Summer | 0.6711 | 1.2768 | 1.3305 | 1.3305 | Normal |  | 0.053646 | 1.2768 | 0 | -0.053646 | 6 | Off-Peak
2023-07-22 07:00 | 7 | 22 | 8 | Summer | 0.7468 | 1.4208 | 2.9213 | 2.9213 | Normal |  | 1.5004 | 1.4208 | 0 | -1.5004 | 6 | Off-Peak
2023-07-22 08:00 | 7 | 22 | 9 | Summer | 0.8806 | 1.6754 | 1.5286 | 1.5286 | Normal |  | 0 | 1.5286 | 0.14678 | 0.14678 | 6 | Off-Peak
2023-07-22 09:00 | 7 | 22 | 10 | Summer | 1.0545 | 2.0063 | 4.1324 | 4.1324 | Normal |  | 2.1262 | 2.0063 | 0 | -2.1262 | 6 | Off-Peak
2023-07-22 10:00 | 7 | 22 | 11 | Summer | 1.2559 | 2.3894 | 4.7009 | 4.7009 | Normal |  | 2.3114 | 2.3894 | 0 | -2.3114 | 6 | Off-Peak
2023-07-22 11:00 | 7 | 22 | 12 | Summer | 1.4595 | 2.7768 | 6.3765 | 6.3765 | Normal |  | 3.5997 | 2.7768 | 0 | -3.5997 | 6 | Off-Peak
2023-07-22 12:00 | 7 | 22 | 13 | Summer | 1.6495 | 3.1383 | 6.3465 | 6.3465 | Normal |  | 3.2082 | 3.1383 | 0 | -3.2082 | 6 | Off-Peak
2023-07-22 13:00 | 7 | 22 | 14 | Summer | 1.8195 | 3.4617 | 5.9759 | 5.9759 | Normal |  | 2.5142 | 3.4617 | 0 | -2.5142 | 6 | Off-Peak
2023-07-22 14:00 | 7 | 22 | 15 | Summer | 1.9255 | 3.6634 | 5.2644 | 5.2644 | Normal |  | 1.601 | 3.6634 | 0 | -1.601 | 6 | Off-Peak
2023-07-22 15:00 | 7 | 22 | 16 | Summer | 1.9902 | 3.7865 | 4.1991 | 4.1991 | Normal |  | 0.41265 | 3.7865 | 0 | -0.41265 | 6 | Off-Peak
2023-07-22 16:00 | 7 | 22 | 17 | Summer | 1.9577 | 3.7246 | 2.8011 | 2.8011 | Normal |  | 0 | 2.8011 | 0.92354 | 0.92354 | 6 | Off-Peak
2023-07-22 17:00 | 7 | 22 | 18 | Summer | 1.853 | 3.5255 | 1.1821 | 1.1821 | Normal |  | 0 | 1.1821 | 2.3434 | 2.3434 | 6 | Off-Peak
2023-07-22 18:00 | 7 | 22 | 19 | Summer | 1.7091 | 3.2517 | 0.15595 | 0.15595 | Normal |  | 0 | 0.15595 | 3.0957 | 3.0957 | 6 | Off-Peak
2023-07-22 19:00 | 7 | 22 | 20 | Summer | 1.5499 | 2.9488 | 0 | 0 | Normal |  | 0 | 0 | 2.9488 | 2.9488 | 6 | Off-Peak
2023-07-22 20:00 | 7 | 22 | 21 | Summer | 1.4376 | 2.7351 | 0 | 0 | Normal |  | 0 | 0 | 2.7351 | 2.7351 | 6 | Off-Peak
2023-07-22 21:00 | 7 | 22 | 22 | Summer | 1.3717 | 2.6097 | 0 | 0 | Normal |  | 0 | 0 | 2.6097 | 2.6097 | 6 | Off-Peak
2023-07-22 22:00 | 7 | 22 | 23 | Summer | 1.263 | 2.4029 | 0 | 0 | Normal |  | 0 | 0 | 2.4029 | 2.4029 | 6 | Off-Peak
2023-07-22 23:00 | 7 | 23 | 0 | Summer | 1.1169 | 2.125 | 0 | 0 | Normal |  | 0 | 0 | 2.125 | 2.125 | 6 | Off-Peak
2023-07-23 | 7 | 23 | 1 | Summer | 0.989 | 1.8816 | 0 | 0 | Normal |  | 0 | 0 | 1.8816 | 1.8816 | 7 | Off-Peak
2023-07-23 01:00 | 7 | 23 | 2 | Summer | 0.8795 | 1.6733 | 0 | 0 | Normal |  | 0 | 0 | 1.6733 | 1.6733 | 7 | Off-Peak
2023-07-23 02:00 | 7 | 23 | 3 | Summer | 0.8005 | 1.523 | 0 | 0 | Normal |  | 0 | 0 | 1.523 | 1.523 | 7 | Off-Peak
2023-07-23 03:00 | 7 | 23 | 4 | Summer | 0.7474 | 1.422 | 0 | 0 | Normal |  | 0 | 0 | 1.422 | 1.422 | 7 | Off-Peak
2023-07-23 04:00 | 7 | 23 | 5 | Summer | 0.712 | 1.3546 | 0 | 0 | Normal |  | 0 | 0 | 1.3546 | 1.3546 | 7 | Off-Peak
2023-07-23 05:00 | 7 | 23 | 6 | Summer | 0.6932 | 1.3189 | 0.17401 | 0.17401 | Normal |  | 0 | 0.17401 | 1.1449 | 1.1449 | 7 | Off-Peak
2023-07-23 06:00 | 7 | 23 | 7 | Summer | 0.6891 | 1.3111 | 1.36 | 1.36 | Normal |  | 0.048911 | 1.3111 | 0 | -0.048911 | 7 | Off-Peak
2023-07-23 07:00 | 7 | 23 | 8 | Summer | 0.7571 | 1.4404 | 3.0534 | 3.0534 | Normal |  | 1.613 | 1.4404 | 0 | -1.613 | 7 | Off-Peak
2023-07-23 08:00 | 7 | 23 | 9 | Summer | 0.8891 | 1.6916 | 4.4483 | 4.4483 | Normal |  | 2.7568 | 1.6916 | 2.2204e-16 | -2.7568 | 7 | Off-Peak
2023-07-23 09:00 | 7 | 23 | 10 | Summer | 1.0535 | 2.0044 | 5.5284 | 5.5284 | Normal |  | 3.5241 | 2.0044 | 0 | -3.5241 | 7 | Off-Peak
2023-07-23 10:00 | 7 | 23 | 11 | Summer | 1.2317 | 2.3434 | 6.2737 | 6.2737 | Normal |  | 3.9303 | 2.3434 | 0 | -3.9303 | 7 | Off-Peak
2023-07-23 11:00 | 7 | 23 | 12 | Summer | 1.4217 | 2.7049 | 6.5997 | 6.5997 | Normal |  | 3.8948 | 2.7049 | 0 | -3.8948 | 7 | Off-Peak
2023-07-23 12:00 | 7 | 23 | 13 | Summer | 1.6153 | 3.0732 | 6.5889 | 6.5889 | Normal |  | 3.5157 | 3.0732 | 0 | -3.5157 | 7 | Off-Peak
2023-07-23 13:00 | 7 | 23 | 14 | Summer | 1.8042 | 3.4326 | 6.1906 | 6.1906 | Normal |  | 2.758 | 3.4326 | 0 | -2.758 | 7 | Off-Peak
2023-07-23 14:00 | 7 | 23 | 15 | Summer | 1.9701 | 3.7482 | 5.4197 | 5.4197 | Normal |  | 1.6715 | 3.7482 | 0 | -1.6715 | 7 | Off-Peak
2023-07-23 15:00 | 7 | 23 | 16 | Summer | 2.1217 | 4.0367 | 4.3462 | 4.3462 | Normal |  | 0.30955 | 4.0367 | 0 | -0.30955 | 7 | Off-Peak
2023-07-23 16:00 | 7 | 23 | 17 | Summer | 2.2286 | 4.2401 | 2.9133 | 2.9133 | Normal |  | 0 | 2.9133 | 1.3268 | 1.3268 | 7 | Off-Peak
2023-07-23 17:00 | 7 | 23 | 18 | Summer | 2.2735 | 4.3255 | 1.2149 | 1.2149 | Normal |  | 0 | 1.2149 | 3.1106 | 3.1106 | 7 | Off-Peak
2023-07-23 18:00 | 7 | 23 | 19 | Summer | 2.2207 | 4.225 | 0.1247 | 0.1247 | Normal |  | 0 | 0.1247 | 4.1003 | 4.1003 | 7 | Off-Peak
2023-07-23 19:00 | 7 | 23 | 20 | Summer | 2.0709 | 3.94 | 0 | 0 | Normal |  | 0 | 0 | 3.94 | 3.94 | 7 | Off-Peak
2023-07-23 20:00 | 7 | 23 | 21 | Summer | 1.9288 | 3.6697 | 0 | 0 | Normal |  | 0 | 0 | 3.6697 | 3.6697 | 7 | Off-Peak
2023-07-23 21:00 | 7 | 23 | 22 | Summer | 1.8103 | 3.4442 | 0 | 0 | Normal |  | 0 | 0 | 3.4442 | 3.4442 | 7 | Off-Peak
2023-07-23 22:00 | 7 | 23 | 23 | Summer | 1.5944 | 3.0334 | 0 | 0 | Normal |  | 0 | 0 | 3.0334 | 3.0334 | 7 | Off-Peak
2023-07-23 23:00 | 7 | 24 | 0 | Summer | 1.352 | 2.5723 | 0 | 0 | Normal |  | 0 | 0 | 2.5723 | 2.5723 | 7 | Off-Peak
2023-07-24 | 7 | 24 | 1 | Summer | 1.1536 | 2.1948 | 0 | 0 | Normal |  | 0 | 0 | 2.1948 | 2.1948 | 1 | Off-Peak
2023-07-24 01:00 | 7 | 24 | 2 | Summer | 1.0041 | 1.9104 | 0 | 0 | Normal |  | 0 | 0 | 1.9104 | 1.9104 | 1 | Off-Peak
2023-07-24 02:00 | 7 | 24 | 3 | Summer | 0.9008 | 1.7138 | 0 | 0 | Normal |  | 0 | 0 | 1.7138 | 1.7138 | 1 | Off-Peak
2023-07-24 03:00 | 7 | 24 | 4 | Summer | 0.8294 | 1.578 | 0 | 0 | Normal |  | 0 | 0 | 1.578 | 1.578 | 1 | Off-Peak
2023-07-24 04:00 | 7 | 24 | 5 | Summer | 0.7856 | 1.4947 | 0 | 0 | Normal |  | 0 | 0 | 1.4947 | 1.4947 | 1 | Off-Peak
2023-07-24 05:00 | 7 | 24 | 6 | Summer | 0.7672 | 1.4596 | 0.18476 | 0.18476 | Normal |  | 0 | 0.18476 | 1.2749 | 1.2749 | 1 | Peak
2023-07-24 06:00 | 7 | 24 | 7 | Summer | 0.7726 | 1.4699 | 0.98471 | 0.98471 | Normal |  | 0 | 0.98471 | 0.48522 | 0.48522 | 1 | Peak
2023-07-24 07:00 | 7 | 24 | 8 | Summer | 0.84 | 1.5982 | 2.8545 | 2.8545 | Normal |  | 1.2563 | 1.5982 | 0 | -1.2563 | 1 | Peak
2023-07-24 08:00 | 7 | 24 | 9 | Summer | 0.9589 | 1.8244 | 3.968 | 3.968 | Normal |  | 2.1436 | 1.8244 | 0 | -2.1436 | 1 | Peak
2023-07-24 09:00 | 7 | 24 | 10 | Summer | 1.1277 | 2.1455 | 4.6417 | 4.6417 | Normal |  | 2.4961 | 2.1455 | 0 | -2.4961 | 1 | Peak
2023-07-24 10:00 | 7 | 24 | 11 | Summer | 1.3468 | 2.5624 | 5.9471 | 5.9471 | Normal |  | 3.3847 | 2.5624 | 0 | -3.3847 | 1 | Peak
2023-07-24 11:00 | 7 | 24 | 12 | Summer | 1.5829 | 3.0116 | 5.9034 | 5.9034 | Normal |  | 2.8918 | 3.0116 | 0 | -2.8918 | 1 | Peak
2023-07-24 12:00 | 7 | 24 | 13 | Summer | 1.8066 | 3.4372 | 5.5993 | 5.5993 | Normal |  | 2.1621 | 3.4372 | 0 | -2.1621 | 1 | Peak
2023-07-24 13:00 | 7 | 24 | 14 | Summer | 1.9971 | 3.7996 | 5.5018 | 5.5018 | Normal |  | 1.7021 | 3.7996 | 0 | -1.7021 | 1 | Peak
2023-07-24 14:00 | 7 | 24 | 15 | Summer | 2.1414 | 4.0741 | 5.1086 | 5.1086 | Normal |  | 1.0345 | 4.0741 | 0 | -1.0345 | 1 | Peak
2023-07-24 15:00 | 7 | 24 | 16 | Summer | 2.2641 | 4.3076 | 4.0559 | 4.0559 | Normal |  | 0 | 4.0559 | 0.25167 | 0.25167 | 1 | Peak
2023-07-24 16:00 | 7 | 24 | 17 | Summer | 2.3593 | 4.4887 | 2.7129 | 2.7129 | Normal |  | 0 | 2.7129 | 1.7759 | 1.7759 | 1 | Peak
2023-07-24 17:00 | 7 | 24 | 18 | Summer | 2.3974 | 4.5612 | 1.1549 | 1.1549 | Normal |  | 0 | 1.1549 | 3.4063 | 3.4063 | 1 | Peak
2023-07-24 18:00 | 7 | 24 | 19 | Summer | 2.3289 | 4.4309 | 0.15833 | 0.15833 | Normal |  | 0 | 0.15833 | 4.2725 | 4.2725 | 1 | Peak
2023-07-24 19:00 | 7 | 24 | 20 | Summer | 2.1654 | 4.1198 | 0 | 0 | Normal |  | 0 | 0 | 4.1198 | 4.1198 | 1 | Peak
2023-07-24 20:00 | 7 | 24 | 21 | Summer | 2.0163 | 3.8361 | 0 | 0 | Normal |  | 0 | 0 | 3.8361 | 3.8361 | 1 | Peak
2023-07-24 21:00 | 7 | 24 | 22 | Summer | 1.8825 | 3.5816 | 0 | 0 | Normal |  | 0 | 0 | 3.5816 | 3.5816 | 1 | Off-Peak
2023-07-24 22:00 | 7 | 24 | 23 | Summer | 1.6554 | 3.1495 | 0 | 0 | Normal |  | 0 | 0 | 3.1495 | 3.1495 | 1 | Off-Peak
2023-07-24 23:00 | 7 | 25 | 0 | Summer | 1.4012 | 2.6659 | 0 | 0 | Normal |  | 0 | 0 | 2.6659 | 2.6659 | 1 | Off-Peak
2023-07-25 | 7 | 25 | 1 | Summer | 1.1907 | 2.2654 | 0 | 0 | Normal |  | 0 | 0 | 2.2654 | 2.2654 | 2 | Off-Peak
2023-07-25 01:00 | 7 | 25 | 2 | Summer | 1.0341 | 1.9674 | 0 | 0 | Normal |  | 0 | 0 | 1.9674 | 1.9674 | 2 | Off-Peak
2023-07-25 02:00 | 7 | 25 | 3 | Summer | 0.925 | 1.7599 | 0 | 0 | Normal |  | 0 | 0 | 1.7599 | 1.7599 | 2 | Off-Peak
2023-07-25 03:00 | 7 | 25 | 4 | Summer | 0.8514 | 1.6198 | 0 | 0 | Normal |  | 0 | 0 | 1.6198 | 1.6198 | 2 | Off-Peak
2023-07-25 04:00 | 7 | 25 | 5 | Summer | 0.8063 | 1.534 | 0 | 0 | Normal |  | 0 | 0 | 1.534 | 1.534 | 2 | Off-Peak
2023-07-25 05:00 | 7 | 25 | 6 | Summer | 0.7872 | 1.4977 | 0.22575 | 0.22575 | Normal |  | 0 | 0.22575 | 1.272 | 1.272 | 2 | Peak
2023-07-25 06:00 | 7 | 25 | 7 | Summer | 0.7958 | 1.5141 | 0.3409 | 0.3409 | Normal |  | 0 | 0.3409 | 1.1732 | 1.1732 | 2 | Peak
2023-07-25 07:00 | 7 | 25 | 8 | Summer | 0.8708 | 1.6568 | 2.7947 | 2.7947 | Normal |  | 1.1379 | 1.6568 | 0 | -1.1379 | 2 | Peak
2023-07-25 08:00 | 7 | 25 | 9 | Summer | 0.9992 | 1.901 | 3.5451 | 3.5451 | Normal |  | 1.6441 | 1.901 | 0 | -1.6441 | 2 | Peak
2023-07-25 09:00 | 7 | 25 | 10 | Summer | 1.1819 | 2.2486 | 3.9047 | 3.9047 | Normal |  | 1.6561 | 2.2486 | 0 | -1.6561 | 2 | Peak
2023-07-25 10:00 | 7 | 25 | 11 | Summer | 1.4159 | 2.6938 | 5.8405 | 5.8405 | Normal |  | 3.1466 | 2.6938 | 0 | -3.1466 | 2 | Peak
2023-07-25 11:00 | 7 | 25 | 12 | Summer | 1.6768 | 3.1902 | 6.0784 | 6.0784 | Normal |  | 2.8882 | 3.1902 | 0 | -2.8882 | 2 | Peak
2023-07-25 12:00 | 7 | 25 | 13 | Summer | 1.9324 | 3.6765 | 6.0007 | 6.0007 | Normal |  | 2.3242 | 3.6765 | 0 | -2.3242 | 2 | Peak
2023-07-25 13:00 | 7 | 25 | 14 | Summer | 2.1583 | 4.1063 | 5.582 | 5.582 | Normal |  | 1.4757 | 4.1063 | 0 | -1.4757 | 2 | Peak
2023-07-25 14:00 | 7 | 25 | 15 | Summer | 2.3344 | 4.4413 | 1.0229 | 1.0229 | Normal |  | 0 | 1.0229 | 3.4184 | 3.4184 | 2 | Peak
2023-07-25 15:00 | 7 | 25 | 16 | Summer | 2.4887 | 4.7349 | 0.79896 | 0.79896 | Normal |  | 0 | 0.79896 | 3.9359 | 3.9359 | 2 | Peak
2023-07-25 16:00 | 7 | 25 | 17 | Summer | 2.6053 | 4.9567 | 1.3166 | 1.3166 | Normal |  | 0 | 1.3166 | 3.6401 | 3.6401 | 2 | Peak
2023-07-25 17:00 | 7 | 25 | 18 | Summer | 2.664 | 5.0684 | 1.0866 | 1.0866 | Normal |  | 0 | 1.0866 | 3.9818 | 3.9818 | 2 | Peak
2023-07-25 18:00 | 7 | 25 | 19 | Summer | 2.6354 | 5.014 | 0.18713 | 0.18713 | Normal |  | 0 | 0.18713 | 4.8269 | 4.8269 | 2 | Peak
2023-07-25 19:00 | 7 | 25 | 20 | Summer | 2.4845 | 4.7269 | 0 | 0 | Normal |  | 0 | 0 | 4.7269 | 4.7269 | 2 | Peak
2023-07-25 20:00 | 7 | 25 | 21 | Summer | 2.3351 | 4.4427 | 0 | 0 | Normal |  | 0 | 0 | 4.4427 | 4.4427 | 2 | Peak
2023-07-25 21:00 | 7 | 25 | 22 | Summer | 2.2025 | 4.1904 | 0 | 0 | Normal |  | 0 | 0 | 4.1904 | 4.1904 | 2 | Off-Peak
2023-07-25 22:00 | 7 | 25 | 23 | Summer | 1.9755 | 3.7585 | 0 | 0 | Normal |  | 0 | 0 | 3.7585 | 3.7585 | 2 | Off-Peak
2023-07-25 23:00 | 7 | 26 | 0 | Summer | 1.714 | 3.261 | 0 | 0 | Normal |  | 0 | 0 | 3.261 | 3.261 | 2 | Off-Peak
2023-07-26 | 7 | 26 | 1 | Summer | 1.5032 | 2.8599 | 0 | 0 | Normal |  | 0 | 0 | 2.8599 | 2.8599 | 3 | Off-Peak
2023-07-26 01:00 | 7 | 26 | 2 | Summer | 1.3459 | 2.5607 | 0 | 0 | Normal |  | 0 | 0 | 2.5607 | 2.5607 | 3 | Off-Peak
2023-07-26 02:00 | 7 | 26 | 3 | Summer | 1.2337 | 2.3472 | 0 | 0 | Normal |  | 0 | 0 | 2.3472 | 2.3472 | 3 | Off-Peak
2023-07-26 03:00 | 7 | 26 | 4 | Summer | 1.152 | 2.1918 | 0 | 0 | Normal |  | 0 | 0 | 2.1918 | 2.1918 | 3 | Off-Peak
2023-07-26 04:00 | 7 | 26 | 5 | Summer | 1.0985 | 2.09 | 0 | 0 | Normal |  | 0 | 0 | 2.09 | 2.09 | 3 | Off-Peak
2023-07-26 05:00 | 7 | 26 | 6 | Summer | 1.0768 | 2.0487 | 0.20048 | 0.20048 | Normal |  | 0 | 0.20048 | 1.8482 | 1.8482 | 3 | Peak
2023-07-26 06:00 | 7 | 26 | 7 | Summer | 1.1133 | 2.1181 | 1.2787 | 1.2787 | Normal |  | 0 | 1.2787 | 0.83942 | 0.83942 | 3 | Peak
2023-07-26 07:00 | 7 | 26 | 8 | Summer | 1.2495 | 2.3773 | 2.8905 | 2.8905 | Normal |  | 0.5133 | 2.3773 | 0 | -0.5133 | 3 | Peak
2023-07-26 08:00 | 7 | 26 | 9 | Summer | 1.3314 | 2.5331 | 4.2702 | 4.2702 | Normal |  | 1.7371 | 2.5331 | 0 | -1.7371 | 3 | Peak
2023-07-26 09:00 | 7 | 26 | 10 | Summer | 1.3109 | 2.4941 | 5.3232 | 5.3232 | Normal |  | 2.8292 | 2.4941 | 0 | -2.8292 | 3 | Peak
2023-07-26 10:00 | 7 | 26 | 11 | Summer | 1.2715 | 2.4191 | 6.0133 | 6.0133 | Normal |  | 3.5942 | 2.4191 | 0 | -3.5942 | 3 | Peak
2023-07-26 11:00 | 7 | 26 | 12 | Summer | 1.3966 | 2.6571 | 6.3417 | 6.3417 | Normal |  | 3.6846 | 2.6571 | 0 | -3.6846 | 3 | Peak
2023-07-26 12:00 | 7 | 26 | 13 | Summer | 1.563 | 2.9737 | 6.3138 | 6.3138 | Normal |  | 3.3401 | 2.9737 | 0 | -3.3401 | 3 | Peak
2023-07-26 13:00 | 7 | 26 | 14 | Summer | 1.761 | 3.3504 | 4.9687 | 4.9687 | Normal |  | 1.6182 | 3.3504 | 0 | -1.6182 | 3 | Peak
2023-07-26 14:00 | 7 | 26 | 15 | Summer | 1.9702 | 3.7484 | 5.0664 | 5.0664 | Normal |  | 1.318 | 3.7484 | 0 | -1.318 | 3 | Peak
2023-07-26 15:00 | 7 | 26 | 16 | Summer | 2.1615 | 4.1124 | 3.2196 | 3.2196 | Normal |  | 0 | 3.2196 | 0.89281 | 0.89281 | 3 | Peak
2023-07-26 16:00 | 7 | 26 | 17 | Summer | 2.3689 | 4.507 | 2.3961 | 2.3961 | Normal |  | 0 | 2.3961 | 2.1109 | 2.1109 | 3 | Peak
2023-07-26 17:00 | 7 | 26 | 18 | Summer | 2.5487 | 4.8491 | 1.1426 | 1.1426 | Normal |  | 0 | 1.1426 | 3.7064 | 3.7064 | 3 | Peak
2023-07-26 18:00 | 7 | 26 | 19 | Summer | 2.6093 | 4.9644 | 0.16917 | 0.16917 | Normal |  | 0 | 0.16917 | 4.7952 | 4.7952 | 3 | Peak
2023-07-26 19:00 | 7 | 26 | 20 | Summer | 2.5173 | 4.7893 | 0 | 0 | Normal |  | 0 | 0 | 4.7893 | 4.7893 | 3 | Peak
2023-07-26 20:00 | 7 | 26 | 21 | Summer | 2.379 | 4.5262 | 0 | 0 | Normal |  | 0 | 0 | 4.5262 | 4.5262 | 3 | Peak
2023-07-26 21:00 | 7 | 26 | 22 | Summer | 2.2506 | 4.2819 | 0 | 0 | Normal |  | 0 | 0 | 4.2819 | 4.2819 | 3 | Off-Peak
2023-07-26 22:00 | 7 | 26 | 23 | Summer | 2.0104 | 3.8249 | 0 | 0 | Normal |  | 0 | 0 | 3.8249 | 3.8249 | 3 | Off-Peak
2023-07-26 23:00 | 7 | 27 | 0 | Summer | 1.7437 | 3.3175 | 0 | 0 | Normal |  | 0 | 0 | 3.3175 | 3.3175 | 3 | Off-Peak
2023-07-27 | 7 | 27 | 1 | Summer | 1.4952 | 2.8447 | 0 | 0 | Normal |  | 0 | 0 | 2.8447 | 2.8447 | 4 | Off-Peak
2023-07-27 01:00 | 7 | 27 | 2 | Summer | 1.3046 | 2.4821 | 0 | 0 | Normal |  | 0 | 0 | 2.4821 | 2.4821 | 4 | Off-Peak
2023-07-27 02:00 | 7 | 27 | 3 | Summer | 1.1673 | 2.2209 | 0 | 0 | Normal |  | 0 | 0 | 2.2209 | 2.2209 | 4 | Off-Peak
2023-07-27 03:00 | 7 | 27 | 4 | Summer | 1.0692 | 2.0342 | 0 | 0 | Normal |  | 0 | 0 | 2.0342 | 2.0342 | 4 | Off-Peak
2023-07-27 04:00 | 7 | 27 | 5 | Summer | 1.004 | 1.9102 | 0 | 0 | Normal |  | 0 | 0 | 1.9102 | 1.9102 | 4 | Off-Peak
2023-07-27 05:00 | 7 | 27 | 6 | Summer | 0.9725 | 1.8502 | 0.23035 | 0.23035 | Normal |  | 0 | 0.23035 | 1.6199 | 1.6199 | 4 | Peak
2023-07-27 06:00 | 7 | 27 | 7 | Summer | 0.9992 | 1.901 | 1.2451 | 1.2451 | Normal |  | 0 | 1.2451 | 0.65597 | 0.65597 | 4 | Peak
2023-07-27 07:00 | 7 | 27 | 8 | Summer | 1.1658 | 2.218 | 2.2193 | 2.2193 | Normal |  | 0.0013163 | 2.218 | 0 | -0.0013163 | 4 | Peak
2023-07-27 08:00 | 7 | 27 | 9 | Summer | 1.3854 | 2.6358 | 3.9517 | 3.9517 | Normal |  | 1.3159 | 2.6358 | 0 | -1.3159 | 4 | Peak
2023-07-27 09:00 | 7 | 27 | 10 | Summer | 1.6281 | 3.0976 | 4.3085 | 4.3085 | Normal |  | 1.2109 | 3.0976 | 0 | -1.2109 | 4 | Peak
2023-07-27 10:00 | 7 | 27 | 11 | Summer | 1.8885 | 3.593 | 5.0875 | 5.0875 | Normal |  | 1.4945 | 3.593 | 0 | -1.4945 | 4 | Peak
2023-07-27 11:00 | 7 | 27 | 12 | Summer | 2.137 | 4.0658 | 5.6434 | 5.6434 | Normal |  | 1.5776 | 4.0658 | 0 | -1.5776 | 4 | Peak
2023-07-27 12:00 | 7 | 27 | 13 | Summer | 2.3464 | 4.4642 | 4.6497 | 4.6497 | Normal |  | 0.18554 | 4.4642 | 0 | -0.18554 | 4 | Peak
2023-07-27 13:00 | 7 | 27 | 14 | Summer | 2.5125 | 4.7802 | 5.0601 | 5.0601 | Normal |  | 0.27988 | 4.7802 | 0 | -0.27988 | 4 | Peak
2023-07-27 14:00 | 7 | 27 | 15 | Summer | 2.6495 | 5.0408 | 4.3579 | 4.3579 | Normal |  | 0 | 4.3579 | 0.68294 | 0.68294 | 4 | Peak
2023-07-27 15:00 | 7 | 27 | 16 | Summer | 2.7939 | 5.3156 | 3.7353 | 3.7353 | Normal |  | 0 | 3.7353 | 1.5803 | 1.5803 | 4 | Peak
2023-07-27 16:00 | 7 | 27 | 17 | Summer | 2.9134 | 5.5429 | 2.4434 | 2.4434 | Normal |  | 0 | 2.4434 | 3.0995 | 3.0995 | 4 | Peak
2023-07-27 17:00 | 7 | 27 | 18 | Summer | 2.9804 | 5.6704 | 0.96562 | 0.96562 | Normal |  | 0 | 0.96562 | 4.7048 | 4.7048 | 4 | Peak
2023-07-27 18:00 | 7 | 27 | 19 | Summer | 2.9312 | 5.5768 | 0.17681 | 0.17681 | Normal |  | 0 | 0.17681 | 5.4 | 5.4 | 4 | Peak
2023-07-27 19:00 | 7 | 27 | 20 | Summer | 2.783 | 5.2948 | 0 | 0 | Normal |  | 0 | 0 | 5.2948 | 5.2948 | 4 | Peak
2023-07-27 20:00 | 7 | 27 | 21 | Summer | 2.6574 | 5.0559 | 0 | 0 | Normal |  | 0 | 0 | 5.0559 | 5.0559 | 4 | Peak
2023-07-27 21:00 | 7 | 27 | 22 | Summer | 2.536 | 4.8249 | 0 | 0 | Normal |  | 0 | 0 | 4.8249 | 4.8249 | 4 | Off-Peak
2023-07-27 22:00 | 7 | 27 | 23 | Summer | 2.3092 | 4.3934 | 0 | 0 | Normal |  | 0 | 0 | 4.3934 | 4.3934 | 4 | Off-Peak
2023-07-27 23:00 | 7 | 28 | 0 | Summer | 2.057 | 3.9136 | 0 | 0 | Normal |  | 0 | 0 | 3.9136 | 3.9136 | 4 | Off-Peak
2023-07-28 | 7 | 28 | 1 | Summer | 1.8357 | 3.4925 | 0 | 0 | Normal |  | 0 | 0 | 3.4925 | 3.4925 | 5 | Off-Peak
2023-07-28 01:00 | 7 | 28 | 2 | Summer | 1.6767 | 3.19 | 0 | 0 | Normal |  | 0 | 0 | 3.19 | 3.19 | 5 | Off-Peak
2023-07-28 02:00 | 7 | 28 | 3 | Summer | 1.5521 | 2.953 | 0 | 0 | Normal |  | 0 | 0 | 2.953 | 2.953 | 5 | Off-Peak
2023-07-28 03:00 | 7 | 28 | 4 | Summer | 1.4643 | 2.7859 | 0 | 0 | Normal |  | 0 | 0 | 2.7859 | 2.7859 | 5 | Off-Peak
2023-07-28 04:00 | 7 | 28 | 5 | Summer | 1.3377 | 2.5451 | 0 | 0 | Normal |  | 0 | 0 | 2.5451 | 2.5451 | 5 | Off-Peak
2023-07-28 05:00 | 7 | 28 | 6 | Summer | 1.2464 | 2.3714 | 0.15033 | 0.15033 | Normal |  | 0 | 0.15033 | 2.221 | 2.221 | 5 | Peak
2023-07-28 06:00 | 7 | 28 | 7 | Summer | 1.1682 | 2.2226 | 1.1303 | 1.1303 | Normal |  | 0 | 1.1303 | 1.0923 | 1.0923 | 5 | Peak
2023-07-28 07:00 | 7 | 28 | 8 | Summer | 1.1786 | 2.2424 | 2.3969 | 2.3969 | Normal |  | 0.15453 | 2.2424 | 0 | -0.15453 | 5 | Peak
2023-07-28 08:00 | 7 | 28 | 9 | Summer | 1.2544 | 2.3866 | 3.5091 | 3.5091 | Normal |  | 1.1225 | 2.3866 | 0 | -1.1225 | 5 | Peak
2023-07-28 09:00 | 7 | 28 | 10 | Summer | 1.4625 | 2.7825 | 4.4363 | 4.4363 | Normal |  | 1.6538 | 2.7825 | 0 | -1.6538 | 5 | Peak
2023-07-28 10:00 | 7 | 28 | 11 | Summer | 1.6587 | 3.1558 | 5.0985 | 5.0985 | Normal |  | 1.9427 | 3.1558 | 0 | -1.9427 | 5 | Peak
2023-07-28 11:00 | 7 | 28 | 12 | Summer | 1.9288 | 3.6697 | 5.4982 | 5.4982 | Normal |  | 1.8286 | 3.6697 | 0 | -1.8286 | 5 | Peak
2023-07-28 12:00 | 7 | 28 | 13 | Summer | 2.1902 | 4.167 | 5.7039 | 5.7039 | Normal |  | 1.5369 | 4.167 | 0 | -1.5369 | 5 | Peak
2023-07-28 13:00 | 7 | 28 | 14 | Summer | 2.4304 | 4.624 | 5.4006 | 5.4006 | Normal |  | 0.77656 | 4.624 | 0 | -0.77656 | 5 | Peak
2023-07-28 14:00 | 7 | 28 | 15 | Summer | 2.6395 | 5.0218 | 4.7462 | 4.7462 | Normal |  | 0 | 4.7462 | 0.27559 | 0.27559 | 5 | Peak
2023-07-28 15:00 | 7 | 28 | 16 | Summer | 2.8154 | 5.3565 | 3.7724 | 3.7724 | Normal |  | 0 | 3.7724 | 1.5841 | 1.5841 | 5 | Peak
2023-07-28 16:00 | 7 | 28 | 17 | Summer | 2.9084 | 5.5334 | 2.4704 | 2.4704 | Normal |  | 0 | 2.4704 | 3.063 | 3.063 | 5 | Peak
2023-07-28 17:00 | 7 | 28 | 18 | Summer | 2.9145 | 5.545 | 1.0814 | 1.0814 | Normal |  | 0 | 1.0814 | 4.4636 | 4.4636 | 5 | Peak
2023-07-28 18:00 | 7 | 28 | 19 | Summer | 2.8493 | 5.421 | 0.17619 | 0.17619 | Normal |  | 0 | 0.17619 | 5.2448 | 5.2448 | 5 | Peak
2023-07-28 19:00 | 7 | 28 | 20 | Summer | 2.7044 | 5.1453 | 0 | 0 | Normal |  | 0 | 0 | 5.1453 | 5.1453 | 5 | Peak
2023-07-28 20:00 | 7 | 28 | 21 | Summer | 2.5536 | 4.8584 | 0 | 0 | Normal |  | 0 | 0 | 4.8584 | 4.8584 | 5 | Peak
2023-07-28 21:00 | 7 | 28 | 22 | Summer | 2.3901 | 4.5473 | 0 | 0 | Normal |  | 0 | 0 | 4.5473 | 4.5473 | 5 | Off-Peak
2023-07-28 22:00 | 7 | 28 | 23 | Summer | 2.167 | 4.1229 | 0 | 0 | Normal |  | 0 | 0 | 4.1229 | 4.1229 | 5 | Off-Peak
2023-07-28 23:00 | 7 | 29 | 0 | Summer | 1.8239 | 3.4701 | 0 | 0 | Normal |  | 0 | 0 | 3.4701 | 3.4701 | 5 | Off-Peak
2023-07-29 | 7 | 29 | 1 | Summer | 1.5583 | 2.9648 | 0 | 0 | Normal |  | 0 | 0 | 2.9648 | 2.9648 | 6 | Off-Peak
2023-07-29 01:00 | 7 | 29 | 2 | Summer | 1.3645 | 2.596 | 0 | 0 | Normal |  | 0 | 0 | 2.596 | 2.596 | 6 | Off-Peak
2023-07-29 02:00 | 7 | 29 | 3 | Summer | 1.2169 | 2.3152 | 0 | 0 | Normal |  | 0 | 0 | 2.3152 | 2.3152 | 6 | Off-Peak
2023-07-29 03:00 | 7 | 29 | 4 | Summer | 1.0983 | 2.0896 | 0 | 0 | Normal |  | 0 | 0 | 2.0896 | 2.0896 | 6 | Off-Peak
2023-07-29 04:00 | 7 | 29 | 5 | Summer | 1.0157 | 1.9324 | 0 | 0 | Normal |  | 0 | 0 | 1.9324 | 1.9324 | 6 | Off-Peak
2023-07-29 05:00 | 7 | 29 | 6 | Summer | 0.9623 | 1.8308 | 0.20331 | 0.20331 | Normal |  | 0 | 0.20331 | 1.6275 | 1.6275 | 6 | Off-Peak
2023-07-29 06:00 | 7 | 29 | 7 | Summer | 0.9479 | 1.8034 | 1.1702 | 1.1702 | Normal |  | 0 | 1.1702 | 0.63325 | 0.63325 | 6 | Off-Peak
2023-07-29 07:00 | 7 | 29 | 8 | Summer | 1.0043 | 1.9107 | 2.6995 | 2.6995 | Normal |  | 0.7888 | 1.9107 | 0 | -0.7888 | 6 | Off-Peak
2023-07-29 08:00 | 7 | 29 | 9 | Summer | 1.1301 | 2.1501 | 3.9761 | 3.9761 | Normal |  | 1.826 | 2.1501 | 0 | -1.826 | 6 | Off-Peak
2023-07-29 09:00 | 7 | 29 | 10 | Summer | 1.2592 | 2.3957 | 4.9371 | 4.9371 | Normal |  | 2.5414 | 2.3957 | 0 | -2.5414 | 6 | Off-Peak
2023-07-29 10:00 | 7 | 29 | 11 | Summer | 1.3865 | 2.6379 | 5.6 | 5.6 | Normal |  | 2.9621 | 2.6379 | 0 | -2.9621 | 6 | Off-Peak
2023-07-29 11:00 | 7 | 29 | 12 | Summer | 1.5591 | 2.9663 | 5.1531 | 5.1531 | Normal |  | 2.1868 | 2.9663 | 0 | -2.1868 | 6 | Off-Peak
2023-07-29 12:00 | 7 | 29 | 13 | Summer | 1.7429 | 3.316 | 5.0327 | 5.0327 | Normal |  | 1.7167 | 3.316 | 0 | -1.7167 | 6 | Off-Peak
2023-07-29 13:00 | 7 | 29 | 14 | Summer | 1.9084 | 3.6309 | 3.9522 | 3.9522 | Normal |  | 0.3214 | 3.6309 | 0 | -0.3214 | 6 | Off-Peak
2023-07-29 14:00 | 7 | 29 | 15 | Summer | 2.0444 | 3.8896 | 3.7458 | 3.7458 | Normal |  | 0 | 3.7458 | 0.14383 | 0.14383 | 6 | Off-Peak
2023-07-29 15:00 | 7 | 29 | 16 | Summer | 2.1596 | 4.1088 | 2.5092 | 2.5092 | Normal |  | 0 | 2.5092 | 1.5996 | 1.5996 | 6 | Off-Peak
2023-07-29 16:00 | 7 | 29 | 17 | Summer | 2.2279 | 4.2387 | 2.3582 | 2.3582 | Normal |  | 0 | 2.3582 | 1.8805 | 1.8805 | 6 | Off-Peak
2023-07-29 17:00 | 7 | 29 | 18 | Summer | 2.2271 | 4.2372 | 0.93509 | 0.93509 | Normal |  | 0 | 0.93509 | 3.3021 | 3.3021 | 6 | Off-Peak
2023-07-29 18:00 | 7 | 29 | 19 | Summer | 2.1329 | 4.058 | 0.13133 | 0.13133 | Normal |  | 0 | 0.13133 | 3.9266 | 3.9266 | 6 | Off-Peak
2023-07-29 19:00 | 7 | 29 | 20 | Summer | 1.9334 | 3.6784 | 0 | 0 | Normal |  | 0 | 0 | 3.6784 | 3.6784 | 6 | Off-Peak
2023-07-29 20:00 | 7 | 29 | 21 | Summer | 1.7265 | 3.2848 | 0 | 0 | Normal |  | 0 | 0 | 3.2848 | 3.2848 | 6 | Off-Peak
2023-07-29 21:00 | 7 | 29 | 22 | Summer | 1.6014 | 3.0468 | 0 | 0 | Normal |  | 0 | 0 | 3.0468 | 3.0468 | 6 | Off-Peak
2023-07-29 22:00 | 7 | 29 | 23 | Summer | 1.4453 | 2.7498 | 0 | 0 | Normal |  | 0 | 0 | 2.7498 | 2.7498 | 6 | Off-Peak
2023-07-29 23:00 | 7 | 30 | 0 | Summer | 1.2648 | 2.4064 | 0 | 0 | Normal |  | 0 | 0 | 2.4064 | 2.4064 | 6 | Off-Peak
2023-07-30 | 7 | 30 | 1 | Summer | 1.1042 | 2.1008 | 0 | 0 | Normal |  | 0 | 0 | 2.1008 | 2.1008 | 7 | Off-Peak
2023-07-30 01:00 | 7 | 30 | 2 | Summer | 0.9752 | 1.8554 | 0 | 0 | Normal |  | 0 | 0 | 1.8554 | 1.8554 | 7 | Off-Peak
2023-07-30 02:00 | 7 | 30 | 3 | Summer | 0.8813 | 1.6767 | 0 | 0 | Normal |  | 0 | 0 | 1.6767 | 1.6767 | 7 | Off-Peak
2023-07-30 03:00 | 7 | 30 | 4 | Summer | 0.8141 | 1.5489 | 0 | 0 | Normal |  | 0 | 0 | 1.5489 | 1.5489 | 7 | Off-Peak
2023-07-30 04:00 | 7 | 30 | 5 | Summer | 0.7672 | 1.4596 | 0 | 0 | Normal |  | 0 | 0 | 1.4596 | 1.4596 | 7 | Off-Peak
2023-07-30 05:00 | 7 | 30 | 6 | Summer | 0.7395 | 1.4069 | 0.2086 | 0.2086 | Normal |  | 0 | 0.2086 | 1.1983 | 1.1983 | 7 | Off-Peak
2023-07-30 06:00 | 7 | 30 | 7 | Summer | 0.7402 | 1.4083 | 1.1918 | 1.1918 | Normal |  | 0 | 1.1918 | 0.21649 | 0.21649 | 7 | Off-Peak
2023-07-30 07:00 | 7 | 30 | 8 | Summer | 0.8382 | 1.5947 | 2.7653 | 2.7653 | Normal |  | 1.1706 | 1.5947 | 0 | -1.1706 | 7 | Off-Peak
2023-07-30 08:00 | 7 | 30 | 9 | Summer | 1.0006 | 1.9037 | 4.1302 | 4.1302 | Normal |  | 2.2265 | 1.9037 | 0 | -2.2265 | 7 | Off-Peak
2023-07-30 09:00 | 7 | 30 | 10 | Summer | 1.188 | 2.2602 | 5.1415 | 5.1415 | Normal |  | 2.8812 | 2.2602 | 0 | -2.8812 | 7 | Off-Peak
2023-07-30 10:00 | 7 | 30 | 11 | Summer | 1.3699 | 2.6063 | 4.8288 | 4.8288 | Normal |  | 2.2225 | 2.6063 | 0 | -2.2225 | 7 | Off-Peak
2023-07-30 11:00 | 7 | 30 | 12 | Summer | 1.5254 | 2.9022 | 4.7658 | 4.7658 | Normal |  | 1.8636 | 2.9022 | 0 | -1.8636 | 7 | Off-Peak
2023-07-30 12:00 | 7 | 30 | 13 | Summer | 1.6677 | 3.1729 | 6.1195 | 6.1195 | Normal |  | 2.9466 | 3.1729 | 0 | -2.9466 | 7 | Off-Peak
2023-07-30 13:00 | 7 | 30 | 14 | Summer | 1.7886 | 3.4029 | 5.7545 | 5.7545 | Normal |  | 2.3516 | 3.4029 | 0 | -2.3516 | 7 | Off-Peak
2023-07-30 14:00 | 7 | 30 | 15 | Summer | 1.8847 | 3.5858 | 4.4116 | 4.4116 | Normal |  | 0.82587 | 3.5858 | 0 | -0.82587 | 7 | Off-Peak
2023-07-30 15:00 | 7 | 30 | 16 | Summer | 1.972 | 3.7519 | 4.0558 | 4.0558 | Normal |  | 0.30392 | 3.7519 | 0 | -0.30392 | 7 | Off-Peak
2023-07-30 16:00 | 7 | 30 | 17 | Summer | 2.0265 | 3.8555 | 2.6684 | 2.6684 | Normal |  | 0 | 2.6684 | 1.1871 | 1.1871 | 7 | Off-Peak
2023-07-30 17:00 | 7 | 30 | 18 | Summer | 2.0226 | 3.8481 | 1.0578 | 1.0578 | Normal |  | 0 | 1.0578 | 2.7904 | 2.7904 | 7 | Off-Peak
2023-07-30 18:00 | 7 | 30 | 19 | Summer | 1.9387 | 3.6885 | 0.098299 | 0.098299 | Normal |  | 0 | 0.098299 | 3.5902 | 3.5902 | 7 | Off-Peak
2023-07-30 19:00 | 7 | 30 | 20 | Summer | 1.7707 | 3.3689 | 0 | 0 | Normal |  | 0 | 0 | 3.3689 | 3.3689 | 7 | Off-Peak
2023-07-30 20:00 | 7 | 30 | 21 | Summer | 1.6236 | 3.089 | 0 | 0 | Normal |  | 0 | 0 | 3.089 | 3.089 | 7 | Off-Peak
2023-07-30 21:00 | 7 | 30 | 22 | Summer | 1.522 | 2.8957 | 0 | 0 | Normal |  | 0 | 0 | 2.8957 | 2.8957 | 7 | Off-Peak
2023-07-30 22:00 | 7 | 30 | 23 | Summer | 1.3422 | 2.5536 | 0 | 0 | Normal |  | 0 | 0 | 2.5536 | 2.5536 | 7 | Off-Peak
2023-07-30 23:00 | 7 | 31 | 0 | Summer | 1.1351 | 2.1596 | 0 | 0 | Normal |  | 0 | 0 | 2.1596 | 2.1596 | 7 | Off-Peak
2023-07-31 | 7 | 31 | 1 | Summer | 0.9698 | 1.8451 | 0 | 0 | Normal |  | 0 | 0 | 1.8451 | 1.8451 | 1 | Off-Peak
2023-07-31 01:00 | 7 | 31 | 2 | Summer | 0.8532 | 1.6233 | 0 | 0 | Normal |  | 0 | 0 | 1.6233 | 1.6233 | 1 | Off-Peak
2023-07-31 02:00 | 7 | 31 | 3 | Summer | 0.776 | 1.4764 | 0 | 0 | Normal |  | 0 | 0 | 1.4764 | 1.4764 | 1 | Off-Peak
2023-07-31 03:00 | 7 | 31 | 4 | Summer | 0.7246 | 1.3786 | 0 | 0 | Normal |  | 0 | 0 | 1.3786 | 1.3786 | 1 | Off-Peak
2023-07-31 04:00 | 7 | 31 | 5 | Summer | 0.6964 | 1.3249 | 0 | 0 | Normal |  | 0 | 0 | 1.3249 | 1.3249 | 1 | Off-Peak
2023-07-31 05:00 | 7 | 31 | 6 | Summer | 0.6889 | 1.3107 | 0.14934 | 0.14934 | Normal |  | 0 | 0.14934 | 1.1613 | 1.1613 | 1 | Peak
2023-07-31 06:00 | 7 | 31 | 7 | Summer | 0.6964 | 1.3249 | 1.1998 | 1.1998 | Normal |  | 0 | 1.1998 | 0.1251 | 0.1251 | 1 | Peak
2023-07-31 07:00 | 7 | 31 | 8 | Summer | 0.7564 | 1.4391 | 2.7477 | 2.7477 | Normal |  | 1.3086 | 1.4391 | 0 | -1.3086 | 1 | Peak
2023-07-31 08:00 | 7 | 31 | 9 | Summer | 0.852 | 1.621 | 4.0234 | 4.0234 | Normal |  | 2.4024 | 1.621 | 2.2204e-16 | -2.4024 | 1 | Peak
2023-07-31 09:00 | 7 | 31 | 10 | Summer | 0.9715 | 1.8483 | 4.9988 | 4.9988 | Normal |  | 3.1505 | 1.8483 | 0 | -3.1505 | 1 | Peak
2023-07-31 10:00 | 7 | 31 | 11 | Summer | 1.1204 | 2.1316 | 5.6151 | 5.6151 | Normal |  | 3.4835 | 2.1316 | 0 | -3.4835 | 1 | Peak
2023-07-31 11:00 | 7 | 31 | 12 | Summer | 1.2815 | 2.4381 | 5.933 | 5.933 | Normal |  | 3.4949 | 2.4381 | 0 | -3.4949 | 1 | Peak
2023-07-31 12:00 | 7 | 31 | 13 | Summer | 1.4423 | 2.7441 | 5.1206 | 5.1206 | Normal |  | 2.3765 | 2.7441 | 0 | -2.3765 | 1 | Peak
2023-07-31 13:00 | 7 | 31 | 14 | Summer | 1.5935 | 3.0317 | 1.2059 | 1.2059 | Normal |  | 0 | 1.2059 | 1.8258 | 1.8258 | 1 | Peak
2023-07-31 14:00 | 7 | 31 | 15 | Summer | 1.7234 | 3.2789 | 0.23704 | 0.23704 | Normal |  | 0 | 0.23704 | 3.0418 | 3.0418 | 1 | Peak
2023-07-31 15:00 | 7 | 31 | 16 | Summer | 1.851 | 3.5216 | 3.3556 | 3.3556 | Normal |  | 0 | 3.3556 | 0.16606 | 0.16606 | 1 | Peak
2023-07-31 16:00 | 7 | 31 | 17 | Summer | 1.9655 | 3.7395 | 0.92115 | 0.92115 | Normal |  | 0 | 0.92115 | 2.8183 | 2.8183 | 1 | Peak
2023-07-31 17:00 | 7 | 31 | 18 | Summer | 2.0377 | 3.8769 | 0.89267 | 0.89267 | Normal |  | 0 | 0.89267 | 2.9842 | 2.9842 | 1 | Peak
2023-07-31 18:00 | 7 | 31 | 19 | Summer | 1.9991 | 3.8034 | 0.12003 | 0.12003 | Normal |  | 0 | 0.12003 | 3.6834 | 3.6834 | 1 | Peak
2023-07-31 19:00 | 7 | 31 | 20 | Summer | 1.8547 | 3.5287 | 0 | 0 | Normal |  | 0 | 0 | 3.5287 | 3.5287 | 1 | Peak
2023-07-31 20:00 | 7 | 31 | 21 | Summer | 1.7273 | 3.2863 | 0 | 0 | Normal |  | 0 | 0 | 3.2863 | 3.2863 | 1 | Peak
2023-07-31 21:00 | 7 | 31 | 22 | Summer | 1.6237 | 3.0892 | 0 | 0 | Normal |  | 0 | 0 | 3.0892 | 3.0892 | 1 | Off-Peak
2023-07-31 22:00 | 7 | 31 | 23 | Summer | 1.4403 | 2.7403 | 0 | 0 | Normal |  | 0 | 0 | 2.7403 | 2.7403 | 1 | Off-Peak
2023-07-31 23:00 | 8 | 1 | 0 | Summer | 1.2243 | 2.3293 | 0 | 0 | Normal |  | 0 | 0 | 2.3293 | 2.3293 | 1 | Off-Peak
2023-08-01 | 8 | 1 | 1 | Summer | 1.0513 | 2.0002 | 0 | 0 | Normal |  | 0 | 0 | 2.0002 | 2.0002 | 2 | Off-Peak
2023-08-01 01:00 | 8 | 1 | 2 | Summer | 0.9221 | 1.7544 | 0 | 0 | Normal |  | 0 | 0 | 1.7544 | 1.7544 | 2 | Off-Peak
2023-08-01 02:00 | 8 | 1 | 3 | Summer | 0.8388 | 1.5959 | 0 | 0 | Normal |  | 0 | 0 | 1.5959 | 1.5959 | 2 | Off-Peak
2023-08-01 03:00 | 8 | 1 | 4 | Summer | 0.7813 | 1.4865 | 0 | 0 | Normal |  | 0 | 0 | 1.4865 | 1.4865 | 2 | Off-Peak
2023-08-01 04:00 | 8 | 1 | 5 | Summer | 0.7495 | 1.426 | 0 | 0 | Normal |  | 0 | 0 | 1.426 | 1.426 | 2 | Off-Peak
2023-08-01 05:00 | 8 | 1 | 6 | Summer | 0.742 | 1.4117 | 0.15748 | 0.15748 | Normal |  | 0 | 0.15748 | 1.2542 | 1.2542 | 2 | Peak
2023-08-01 06:00 | 8 | 1 | 7 | Summer | 0.7482 | 1.4235 | 1.2682 | 1.2682 | Normal |  | 0 | 1.2682 | 0.15531 | 0.15531 | 2 | Peak
2023-08-01 07:00 | 8 | 1 | 8 | Summer | 0.8038 | 1.5293 | 2.9267 | 2.9267 | Normal |  | 1.3974 | 1.5293 | 0 | -1.3974 | 2 | Peak
2023-08-01 08:00 | 8 | 1 | 9 | Summer | 0.8958 | 1.7043 | 4.3041 | 4.3041 | Normal |  | 2.5998 | 1.7043 | 0 | -2.5998 | 2 | Peak
2023-08-01 09:00 | 8 | 1 | 10 | Summer | 1.0176 | 1.936 | 5.3374 | 5.3374 | Normal |  | 3.4013 | 1.936 | 0 | -3.4013 | 2 | Peak
2023-08-01 10:00 | 8 | 1 | 11 | Summer | 1.1419 | 2.1725 | 6.0432 | 6.0432 | Normal |  | 3.8707 | 2.1725 | 0 | -3.8707 | 2 | Peak
2023-08-01 11:00 | 8 | 1 | 12 | Summer | 1.3037 | 2.4804 | 6.3954 | 6.3954 | Normal |  | 3.915 | 2.4804 | 0 | -3.915 | 2 | Peak
2023-08-01 12:00 | 8 | 1 | 13 | Summer | 1.5005 | 2.8548 | 6.3861 | 6.3861 | Normal |  | 3.5313 | 2.8548 | 0 | -3.5313 | 2 | Peak
2023-08-01 13:00 | 8 | 1 | 14 | Summer | 1.7001 | 3.2345 | 5.9627 | 5.9627 | Normal |  | 2.7281 | 3.2345 | 0 | -2.7281 | 2 | Peak
2023-08-01 14:00 | 8 | 1 | 15 | Summer | 1.8776 | 3.5723 | 5.2112 | 5.2112 | Normal |  | 1.639 | 3.5723 | 0 | -1.639 | 2 | Peak
2023-08-01 15:00 | 8 | 1 | 16 | Summer | 2.0405 | 3.8822 | 4.1294 | 4.1294 | Normal |  | 0.24724 | 3.8822 | 0 | -0.24724 | 2 | Peak
2023-08-01 16:00 | 8 | 1 | 17 | Summer | 2.1532 | 4.0966 | 2.7272 | 2.7272 | Normal |  | 0 | 2.7272 | 1.3694 | 1.3694 | 2 | Peak
2023-08-01 17:00 | 8 | 1 | 18 | Summer | 2.2255 | 4.2342 | 1.0734 | 1.0734 | Normal |  | 0 | 1.0734 | 3.1607 | 3.1607 | 2 | Peak
2023-08-01 18:00 | 8 | 1 | 19 | Summer | 2.1995 | 4.1847 | 0.11872 | 0.11872 | Normal |  | 0 | 0.11872 | 4.066 | 4.066 | 2 | Peak
2023-08-01 19:00 | 8 | 1 | 20 | Summer | 2.0579 | 3.9153 | 0 | 0 | Normal |  | 0 | 0 | 3.9153 | 3.9153 | 2 | Peak
2023-08-01 20:00 | 8 | 1 | 21 | Summer | 1.9366 | 3.6845 | 0 | 0 | Normal |  | 0 | 0 | 3.6845 | 3.6845 | 2 | Peak
2023-08-01 21:00 | 8 | 1 | 22 | Summer | 1.8381 | 3.4971 | 0 | 0 | Normal |  | 0 | 0 | 3.4971 | 3.4971 | 2 | Off-Peak
2023-08-01 22:00 | 8 | 1 | 23 | Summer | 1.6402 | 3.1206 | 0 | 0 | Normal |  | 0 | 0 | 3.1206 | 3.1206 | 2 | Off-Peak
2023-08-01 23:00 | 8 | 2 | 0 | Summer | 1.4025 | 2.6683 | 0 | 0 | Normal |  | 0 | 0 | 2.6683 | 2.6683 | 2 | Off-Peak
2023-08-02 | 8 | 2 | 1 | Summer | 1.2016 | 2.2861 | 0 | 0 | Normal |  | 0 | 0 | 2.2861 | 2.2861 | 3 | Off-Peak
2023-08-02 01:00 | 8 | 2 | 2 | Summer | 1.0475 | 1.9929 | 0 | 0 | Normal |  | 0 | 0 | 1.9929 | 1.9929 | 3 | Off-Peak
2023-08-02 02:00 | 8 | 2 | 3 | Summer | 0.9325 | 1.7741 | 0 | 0 | Normal |  | 0 | 0 | 1.7741 | 1.7741 | 3 | Off-Peak
2023-08-02 03:00 | 8 | 2 | 4 | Summer | 0.85 | 1.6172 | 0 | 0 | Normal |  | 0 | 0 | 1.6172 | 1.6172 | 3 | Off-Peak
2023-08-02 04:00 | 8 | 2 | 5 | Summer | 0.8014 | 1.5247 | 0 | 0 | Normal |  | 0 | 0 | 1.5247 | 1.5247 | 3 | Off-Peak
2023-08-02 05:00 | 8 | 2 | 6 | Summer | 0.7817 | 1.4872 | 0.14965 | 0.14965 | Normal |  | 0 | 0.14965 | 1.3376 | 1.3376 | 3 | Peak
2023-08-02 06:00 | 8 | 2 | 7 | Summer | 0.7887 | 1.5006 | 1.2197 | 1.2197 | Normal |  | 0 | 1.2197 | 0.28082 | 0.28082 | 3 | Peak
2023-08-02 07:00 | 8 | 2 | 8 | Summer | 0.8842 | 1.6822 | 2.7955 | 2.7955 | Normal |  | 1.1133 | 1.6822 | 0 | -1.1133 | 3 | Peak
2023-08-02 08:00 | 8 | 2 | 9 | Summer | 1.0202 | 1.941 | 4.048 | 4.048 | Normal |  | 2.107 | 1.941 | 2.2204e-16 | -2.107 | 3 | Peak
2023-08-02 09:00 | 8 | 2 | 10 | Summer | 1.173 | 2.2317 | 5.0502 | 5.0502 | Normal |  | 2.8185 | 2.2317 | 0 | -2.8185 | 3 | Peak
2023-08-02 10:00 | 8 | 2 | 11 | Summer | 1.3613 | 2.59 | 5.2088 | 5.2088 | Normal |  | 2.6188 | 2.59 | 0 | -2.6188 | 3 | Peak
2023-08-02 11:00 | 8 | 2 | 12 | Summer | 1.5425 | 2.9347 | 6.1779 | 6.1779 | Normal |  | 3.2432 | 2.9347 | 0 | -3.2432 | 3 | Peak
2023-08-02 12:00 | 8 | 2 | 13 | Summer | 1.7059 | 3.2456 | 6.2018 | 6.2018 | Normal |  | 2.9562 | 3.2456 | 0 | -2.9562 | 3 | Peak
2023-08-02 13:00 | 8 | 2 | 14 | Summer | 1.8546 | 3.5285 | 5.8518 | 5.8518 | Normal |  | 2.3233 | 3.5285 | 0 | -2.3233 | 3 | Peak
2023-08-02 14:00 | 8 | 2 | 15 | Summer | 1.9967 | 3.7988 | 5.1182 | 5.1182 | Normal |  | 1.3194 | 3.7988 | 0 | -1.3194 | 3 | Peak
2023-08-02 15:00 | 8 | 2 | 16 | Summer | 2.1235 | 4.0401 | 4.0911 | 4.0911 | Normal |  | 0.050993 | 4.0401 | 0 | -0.050993 | 3 | Peak
2023-08-02 16:00 | 8 | 2 | 17 | Summer | 2.2152 | 4.2146 | 2.6719 | 2.6719 | Normal |  | 0 | 2.6719 | 1.5426 | 1.5426 | 3 | Peak
2023-08-02 17:00 | 8 | 2 | 18 | Summer | 2.2592 | 4.2983 | 1.0051 | 1.0051 | Normal |  | 0 | 1.0051 | 3.2932 | 3.2932 | 3 | Peak
2023-08-02 18:00 | 8 | 2 | 19 | Summer | 2.1993 | 4.1843 | 0.1034 | 0.1034 | Normal |  | 0 | 0.1034 | 4.0809 | 4.0809 | 3 | Peak
2023-08-02 19:00 | 8 | 2 | 20 | Summer | 2.0457 | 3.8921 | 0 | 0 | Normal |  | 0 | 0 | 3.8921 | 3.8921 | 3 | Peak
2023-08-02 20:00 | 8 | 2 | 21 | Summer | 1.9383 | 3.6877 | 0 | 0 | Normal |  | 0 | 0 | 3.6877 | 3.6877 | 3 | Peak
2023-08-02 21:00 | 8 | 2 | 22 | Summer | 1.8362 | 3.4935 | 0 | 0 | Normal |  | 0 | 0 | 3.4935 | 3.4935 | 3 | Off-Peak
2023-08-02 22:00 | 8 | 2 | 23 | Summer | 1.637 | 3.1145 | 0 | 0 | Normal |  | 0 | 0 | 3.1145 | 3.1145 | 3 | Off-Peak
2023-08-02 23:00 | 8 | 3 | 0 | Summer | 1.3933 | 2.6508 | 0 | 0 | Normal |  | 0 | 0 | 2.6508 | 2.6508 | 3 | Off-Peak
2023-08-03 | 8 | 3 | 1 | Summer | 1.193 | 2.2698 | 0 | 0 | Normal |  | 0 | 0 | 2.2698 | 2.2698 | 4 | Off-Peak
2023-08-03 01:00 | 8 | 3 | 2 | Summer | 1.0379 | 1.9747 | 0 | 0 | Normal |  | 0 | 0 | 1.9747 | 1.9747 | 4 | Off-Peak
2023-08-03 02:00 | 8 | 3 | 3 | Summer | 0.9292 | 1.7679 | 0 | 0 | Normal |  | 0 | 0 | 1.7679 | 1.7679 | 4 | Off-Peak
2023-08-03 03:00 | 8 | 3 | 4 | Summer | 0.8562 | 1.629 | 0 | 0 | Normal |  | 0 | 0 | 1.629 | 1.629 | 4 | Off-Peak
2023-08-03 04:00 | 8 | 3 | 5 | Summer | 0.8127 | 1.5462 | 0 | 0 | Normal |  | 0 | 0 | 1.5462 | 1.5462 | 4 | Off-Peak
2023-08-03 05:00 | 8 | 3 | 6 | Summer | 0.7935 | 1.5097 | 0.14913 | 0.14913 | Normal |  | 0 | 0.14913 | 1.3606 | 1.3606 | 4 | Peak
2023-08-03 06:00 | 8 | 3 | 7 | Summer | 0.8052 | 1.5319 | 1.1975 | 1.1975 | Normal |  | 0 | 1.1975 | 0.33446 | 0.33446 | 4 | Peak
2023-08-03 07:00 | 8 | 3 | 8 | Summer | 0.8967 | 1.706 | 2.779 | 2.779 | Normal |  | 1.073 | 1.706 | 0 | -1.073 | 4 | Peak
2023-08-03 08:00 | 8 | 3 | 9 | Summer | 1.0254 | 1.9509 | 4.0237 | 4.0237 | Normal |  | 2.0728 | 1.9509 | 0 | -2.0728 | 4 | Peak
2023-08-03 09:00 | 8 | 3 | 10 | Summer | 1.1865 | 2.2574 | 4.9023 | 4.9023 | Normal |  | 2.6449 | 2.2574 | 0 | -2.6449 | 4 | Peak
2023-08-03 10:00 | 8 | 3 | 11 | Summer | 1.3829 | 2.6311 | 5.5142 | 5.5142 | Normal |  | 2.8831 | 2.6311 | 0 | -2.8831 | 4 | Peak
2023-08-03 11:00 | 8 | 3 | 12 | Summer | 1.5968 | 3.038 | 5.8333 | 5.8333 | Normal |  | 2.7953 | 3.038 | 0 | -2.7953 | 4 | Peak
2023-08-03 12:00 | 8 | 3 | 13 | Summer | 1.8141 | 3.4514 | 5.8095 | 5.8095 | Normal |  | 2.358 | 3.4514 | 0 | -2.358 | 4 | Peak
2023-08-03 13:00 | 8 | 3 | 14 | Summer | 2.0196 | 3.8424 | 5.4388 | 5.4388 | Normal |  | 1.5964 | 3.8424 | 0 | -1.5964 | 4 | Peak
2023-08-03 14:00 | 8 | 3 | 15 | Summer | 2.1946 | 4.1754 | 4.7701 | 4.7701 | Normal |  | 0.59476 | 4.1754 | 0 | -0.59476 | 4 | Peak
2023-08-03 15:00 | 8 | 3 | 16 | Summer | 2.3636 | 4.4969 | 3.8071 | 3.8071 | Normal |  | 0 | 3.8071 | 0.68985 | 0.68985 | 4 | Peak
2023-08-03 16:00 | 8 | 3 | 17 | Summer | 2.5033 | 4.7627 | 2.5216 | 2.5216 | Normal |  | 0 | 2.5216 | 2.2411 | 2.2411 | 4 | Peak
2023-08-03 17:00 | 8 | 3 | 18 | Summer | 2.5855 | 4.9191 | 0.99608 | 0.99608 | Normal |  | 0 | 0.99608 | 3.923 | 3.923 | 4 | Peak
2023-08-03 18:00 | 8 | 3 | 19 | Summer | 2.5497 | 4.851 | 0.10341 | 0.10341 | Normal |  | 0 | 0.10341 | 4.7476 | 4.7476 | 4 | Peak
2023-08-03 19:00 | 8 | 3 | 20 | Summer | 2.3888 | 4.5448 | 0 | 0 | Normal |  | 0 | 0 | 4.5448 | 4.5448 | 4 | Peak
2023-08-03 20:00 | 8 | 3 | 21 | Summer | 2.2312 | 4.245 | 0 | 0 | Normal |  | 0 | 0 | 4.245 | 4.245 | 4 | Peak
2023-08-03 21:00 | 8 | 3 | 22 | Summer | 2.0953 | 3.9864 | 0 | 0 | Normal |  | 0 | 0 | 3.9864 | 3.9864 | 4 | Off-Peak
2023-08-03 22:00 | 8 | 3 | 23 | Summer | 1.872 | 3.5616 | 0 | 0 | Normal |  | 0 | 0 | 3.5616 | 3.5616 | 4 | Off-Peak
2023-08-03 23:00 | 8 | 4 | 0 | Summer | 1.6068 | 3.057 | 0 | 0 | Normal |  | 0 | 0 | 3.057 | 3.057 | 4 | Off-Peak
2023-08-04 | 8 | 4 | 1 | Summer | 1.4021 | 2.6676 | 0 | 0 | Normal |  | 0 | 0 | 2.6676 | 2.6676 | 5 | Off-Peak
2023-08-04 01:00 | 8 | 4 | 2 | Summer | 1.223 | 2.3268 | 0 | 0 | Normal |  | 0 | 0 | 2.3268 | 2.3268 | 5 | Off-Peak
2023-08-04 02:00 | 8 | 4 | 3 | Summer | 1.0929 | 2.0793 | 0 | 0 | Normal |  | 0 | 0 | 2.0793 | 2.0793 | 5 | Off-Peak
2023-08-04 03:00 | 8 | 4 | 4 | Summer | 0.9971 | 1.897 | 0 | 0 | Normal |  | 0 | 0 | 1.897 | 1.897 | 5 | Off-Peak
2023-08-04 04:00 | 8 | 4 | 5 | Summer | 0.9331 | 1.7753 | 0 | 0 | Normal |  | 0 | 0 | 1.7753 | 1.7753 | 5 | Off-Peak
2023-08-04 05:00 | 8 | 4 | 6 | Summer | 0.9017 | 1.7155 | 0.066053 | 0.066053 | Normal |  | 0 | 0.066053 | 1.6495 | 1.6495 | 5 | Peak
2023-08-04 06:00 | 8 | 4 | 7 | Summer | 0.9098 | 1.731 | 0.47771 | 0.47771 | Normal |  | 0 | 0.47771 | 1.2532 | 1.2532 | 5 | Peak
2023-08-04 07:00 | 8 | 4 | 8 | Summer | 1.0378 | 1.9745 | 2.106 | 2.106 | Normal |  | 0.1315 | 1.9745 | 0 | -0.1315 | 5 | Peak
2023-08-04 08:00 | 8 | 4 | 9 | Summer | 1.2171 | 2.3156 | 3.8987 | 3.8987 | Normal |  | 1.5831 | 2.3156 | 0 | -1.5831 | 5 | Peak
2023-08-04 09:00 | 8 | 4 | 10 | Summer | 1.4187 | 2.6992 | 4.8718 | 4.8718 | Normal |  | 2.1726 | 2.6992 | 0 | -2.1726 | 5 | Peak
2023-08-04 10:00 | 8 | 4 | 11 | Summer | 1.6305 | 3.1021 | 5.5181 | 5.5181 | Normal |  | 2.416 | 3.1021 | 0 | -2.416 | 5 | Peak
2023-08-04 11:00 | 8 | 4 | 12 | Summer | 1.8224 | 3.4672 | 5.8595 | 5.8595 | Normal |  | 2.3923 | 3.4672 | 0 | -2.3923 | 5 | Peak
2023-08-04 12:00 | 8 | 4 | 13 | Summer | 1.9984 | 3.8021 | 5.8534 | 5.8534 | Normal |  | 2.0513 | 3.8021 | 0 | -2.0513 | 5 | Peak
2023-08-04 13:00 | 8 | 4 | 14 | Summer | 2.1421 | 4.0755 | 5.5618 | 5.5618 | Normal |  | 1.4863 | 4.0755 | 0 | -1.4863 | 5 | Peak
2023-08-04 14:00 | 8 | 4 | 15 | Summer | 2.2401 | 4.2619 | 4.8746 | 4.8746 | Normal |  | 0.6127 | 4.2619 | 0 | -0.6127 | 5 | Peak
2023-08-04 15:00 | 8 | 4 | 16 | Summer | 2.3271 | 4.4275 | 3.8493 | 3.8493 | Normal |  | 0 | 3.8493 | 0.57813 | 0.57813 | 5 | Peak
2023-08-04 16:00 | 8 | 4 | 17 | Summer | 2.3825 | 4.5329 | 2.5094 | 2.5094 | Normal |  | 0 | 2.5094 | 2.0234 | 2.0234 | 5 | Peak
2023-08-04 17:00 | 8 | 4 | 18 | Summer | 2.3673 | 4.5039 | 0.98469 | 0.98469 | Normal |  | 0 | 0.98469 | 3.5192 | 3.5192 | 5 | Peak
2023-08-04 18:00 | 8 | 4 | 19 | Summer | 2.2086 | 4.202 | 0.10941 | 0.10941 | Normal |  | 0 | 0.10941 | 4.0926 | 4.0926 | 5 | Peak
2023-08-04 19:00 | 8 | 4 | 20 | Summer | 1.9695 | 3.7471 | 0 | 0 | Normal |  | 0 | 0 | 3.7471 | 3.7471 | 5 | Peak
2023-08-04 20:00 | 8 | 4 | 21 | Summer | 1.8207 | 3.464 | 0 | 0 | Normal |  | 0 | 0 | 3.464 | 3.464 | 5 | Peak
2023-08-04 21:00 | 8 | 4 | 22 | Summer | 1.7209 | 3.2741 | 0 | 0 | Normal |  | 0 | 0 | 3.2741 | 3.2741 | 5 | Off-Peak
2023-08-04 22:00 | 8 | 4 | 23 | Summer | 1.5656 | 2.9787 | 0 | 0 | Normal |  | 0 | 0 | 2.9787 | 2.9787 | 5 | Off-Peak
2023-08-04 23:00 | 8 | 5 | 0 | Summer | 1.3813 | 2.628 | 0 | 0 | Normal |  | 0 | 0 | 2.628 | 2.628 | 5 | Off-Peak
2023-08-05 | 8 | 5 | 1 | Summer | 1.2147 | 2.311 | 0 | 0 | Normal |  | 0 | 0 | 2.311 | 2.311 | 6 | Off-Peak
2023-08-05 01:00 | 8 | 5 | 2 | Summer | 1.0809 | 2.0565 | 0 | 0 | Normal |  | 0 | 0 | 2.0565 | 2.0565 | 6 | Off-Peak
2023-08-05 02:00 | 8 | 5 | 3 | Summer | 0.9842 | 1.8725 | 0 | 0 | Normal |  | 0 | 0 | 1.8725 | 1.8725 | 6 | Off-Peak
2023-08-05 03:00 | 8 | 5 | 4 | Summer | 0.9171 | 1.7448 | 0 | 0 | Normal |  | 0 | 0 | 1.7448 | 1.7448 | 6 | Off-Peak
2023-08-05 04:00 | 8 | 5 | 5 | Summer | 0.8759 | 1.6665 | 0 | 0 | Normal |  | 0 | 0 | 1.6665 | 1.6665 | 6 | Off-Peak
2023-08-05 05:00 | 8 | 5 | 6 | Summer | 0.8547 | 1.6261 | 0.15079 | 0.15079 | Normal |  | 0 | 0.15079 | 1.4753 | 1.4753 | 6 | Off-Peak
2023-08-05 06:00 | 8 | 5 | 7 | Summer | 0.8596 | 1.6354 | 1.146 | 1.146 | Normal |  | 0 | 1.146 | 0.48947 | 0.48947 | 6 | Off-Peak
2023-08-05 07:00 | 8 | 5 | 8 | Summer | 0.9165 | 1.7437 | 2.6693 | 2.6693 | Normal |  | 0.9256 | 1.7437 | 0 | -0.9256 | 6 | Off-Peak
2023-08-05 08:00 | 8 | 5 | 9 | Summer | 0.981 | 1.8664 | 3.9527 | 3.9527 | Normal |  | 2.0863 | 1.8664 | 0 | -2.0863 | 6 | Off-Peak
2023-08-05 09:00 | 8 | 5 | 10 | Summer | 1.0558 | 2.0087 | 4.8698 | 4.8698 | Normal |  | 2.861 | 2.0087 | 0 | -2.861 | 6 | Off-Peak
2023-08-05 10:00 | 8 | 5 | 11 | Summer | 1.119 | 2.129 | 4.9983 | 4.9983 | Normal |  | 2.8693 | 2.129 | 0 | -2.8693 | 6 | Off-Peak
2023-08-05 11:00 | 8 | 5 | 12 | Summer | 1.1742 | 2.234 | 4.9846 | 4.9846 | Normal |  | 2.7506 | 2.234 | 0 | -2.7506 | 6 | Off-Peak
2023-08-05 12:00 | 8 | 5 | 13 | Summer | 1.225 | 2.3306 | 4.9909 | 4.9909 | Normal |  | 2.6603 | 2.3306 | 0 | -2.6603 | 6 | Off-Peak
2023-08-05 13:00 | 8 | 5 | 14 | Summer | 1.2494 | 2.3771 | 4.7819 | 4.7819 | Normal |  | 2.4048 | 2.3771 | 0 | -2.4048 | 6 | Off-Peak
2023-08-05 14:00 | 8 | 5 | 15 | Summer | 1.2553 | 2.3883 | 4.5429 | 4.5429 | Normal |  | 2.1546 | 2.3883 | 0 | -2.1546 | 6 | Off-Peak
2023-08-05 15:00 | 8 | 5 | 16 | Summer | 1.2917 | 2.4575 | 3.3001 | 3.3001 | Normal |  | 0.8426 | 2.4575 | 0 | -0.8426 | 6 | Off-Peak
2023-08-05 16:00 | 8 | 5 | 17 | Summer | 1.3301 | 2.5306 | 2.3091 | 2.3091 | Normal |  | 0 | 2.3091 | 0.22151 | 0.22151 | 6 | Off-Peak
2023-08-05 17:00 | 8 | 5 | 18 | Summer | 1.3745 | 2.6151 | 0.95341 | 0.95341 | Normal |  | 0 | 0.95341 | 1.6617 | 1.6617 | 6 | Off-Peak
2023-08-05 18:00 | 8 | 5 | 19 | Summer | 1.3763 | 2.6185 | 0.10569 | 0.10569 | Normal |  | 0 | 0.10569 | 2.5128 | 2.5128 | 6 | Off-Peak
2023-08-05 19:00 | 8 | 5 | 20 | Summer | 1.3273 | 2.5253 | 0 | 0 | Normal |  | 0 | 0 | 2.5253 | 2.5253 | 6 | Off-Peak
2023-08-05 20:00 | 8 | 5 | 21 | Summer | 1.3044 | 2.4817 | 0 | 0 | Normal |  | 0 | 0 | 2.4817 | 2.4817 | 6 | Off-Peak
2023-08-05 21:00 | 8 | 5 | 22 | Summer | 1.2865 | 2.4476 | 0 | 0 | Normal |  | 0 | 0 | 2.4476 | 2.4476 | 6 | Off-Peak
2023-08-05 22:00 | 8 | 5 | 23 | Summer | 1.2149 | 2.3114 | 0 | 0 | Normal |  | 0 | 0 | 2.3114 | 2.3114 | 6 | Off-Peak
2023-08-05 23:00 | 8 | 6 | 0 | Summer | 1.0975 | 2.0881 | 0 | 0 | Normal |  | 0 | 0 | 2.0881 | 2.0881 | 6 | Off-Peak
2023-08-06 | 8 | 6 | 1 | Summer | 0.9808 | 1.866 | 0 | 0 | Normal |  | 0 | 0 | 1.866 | 1.866 | 7 | Off-Peak
2023-08-06 01:00 | 8 | 6 | 2 | Summer | 0.8813 | 1.6767 | 0 | 0 | Normal |  | 0 | 0 | 1.6767 | 1.6767 | 7 | Off-Peak
2023-08-06 02:00 | 8 | 6 | 3 | Summer | 0.8121 | 1.5451 | 0 | 0 | Normal |  | 0 | 0 | 1.5451 | 1.5451 | 7 | Off-Peak
2023-08-06 03:00 | 8 | 6 | 4 | Summer | 0.7625 | 1.4507 | 0 | 0 | Normal |  | 0 | 0 | 1.4507 | 1.4507 | 7 | Off-Peak
2023-08-06 04:00 | 8 | 6 | 5 | Summer | 0.7323 | 1.3932 | 0 | 0 | Normal |  | 0 | 0 | 1.3932 | 1.3932 | 7 | Off-Peak
2023-08-06 05:00 | 8 | 6 | 6 | Summer | 0.718 | 1.366 | 0.15419 | 0.15419 | Normal |  | 0 | 0.15419 | 1.2118 | 1.2118 | 7 | Off-Peak
2023-08-06 06:00 | 8 | 6 | 7 | Summer | 0.7153 | 1.3609 | 1.0078 | 1.0078 | Normal |  | 0 | 1.0078 | 0.35312 | 0.35312 | 7 | Off-Peak
2023-08-06 07:00 | 8 | 6 | 8 | Summer | 0.7547 | 1.4359 | 2.6591 | 2.6591 | Normal |  | 1.2232 | 1.4359 | 0 | -1.2232 | 7 | Off-Peak
2023-08-06 08:00 | 8 | 6 | 9 | Summer | 0.8287 | 1.5767 | 3.8093 | 3.8093 | Normal |  | 2.2327 | 1.5767 | 0 | -2.2327 | 7 | Off-Peak
2023-08-06 09:00 | 8 | 6 | 10 | Summer | 0.9061 | 1.7239 | 2.2773 | 2.2773 | Normal |  | 0.55338 | 1.7239 | 0 | -0.55338 | 7 | Off-Peak
2023-08-06 10:00 | 8 | 6 | 11 | Summer | 0.9827 | 1.8696 | 0.82525 | 0.82525 | Normal |  | 0 | 0.82525 | 1.0444 | 1.0444 | 7 | Off-Peak
2023-08-06 11:00 | 8 | 6 | 12 | Summer | 1.0591 | 2.015 | 1.8814 | 1.8814 | Normal |  | 0 | 1.8814 | 0.13356 | 0.13356 | 7 | Off-Peak
2023-08-06 12:00 | 8 | 6 | 13 | Summer | 1.1401 | 2.1691 | 3.1509 | 3.1509 | Normal |  | 0.98178 | 2.1691 | 0 | -0.98178 | 7 | Off-Peak
2023-08-06 13:00 | 8 | 6 | 14 | Summer | 1.2119 | 2.3057 | 4.0315 | 4.0315 | Normal |  | 1.7258 | 2.3057 | 0 | -1.7258 | 7 | Off-Peak
2023-08-06 14:00 | 8 | 6 | 15 | Summer | 1.2422 | 2.3634 | 4.8063 | 4.8063 | Normal |  | 2.443 | 2.3634 | 0 | -2.443 | 7 | Off-Peak
2023-08-06 15:00 | 8 | 6 | 16 | Summer | 1.2851 | 2.445 | 3.9157 | 3.9157 | Normal |  | 1.4708 | 2.445 | 0 | -1.4708 | 7 | Off-Peak
2023-08-06 16:00 | 8 | 6 | 17 | Summer | 1.3476 | 2.5639 | 2.5342 | 2.5342 | Normal |  | 0 | 2.5342 | 0.029654 | 0.029654 | 7 | Off-Peak
2023-08-06 17:00 | 8 | 6 | 18 | Summer | 1.3821 | 2.6295 | 0.95959 | 0.95959 | Normal |  | 0 | 0.95959 | 1.6699 | 1.6699 | 7 | Off-Peak
2023-08-06 18:00 | 8 | 6 | 19 | Summer | 1.3693 | 2.6052 | 0.089207 | 0.089207 | Normal |  | 0 | 0.089207 | 2.516 | 2.516 | 7 | Off-Peak
2023-08-06 19:00 | 8 | 6 | 20 | Summer | 1.3163 | 2.5043 | 0 | 0 | Normal |  | 0 | 0 | 2.5043 | 2.5043 | 7 | Off-Peak
2023-08-06 20:00 | 8 | 6 | 21 | Summer | 1.3011 | 2.4754 | 0 | 0 | Normal |  | 0 | 0 | 2.4754 | 2.4754 | 7 | Off-Peak
2023-08-06 21:00 | 8 | 6 | 22 | Summer | 1.2619 | 2.4008 | 0 | 0 | Normal |  | 0 | 0 | 2.4008 | 2.4008 | 7 | Off-Peak
2023-08-06 22:00 | 8 | 6 | 23 | Summer | 1.156 | 2.1994 | 0 | 0 | Normal |  | 0 | 0 | 2.1994 | 2.1994 | 7 | Off-Peak
2023-08-06 23:00 | 8 | 7 | 0 | Summer | 1.0134 | 1.9281 | 0 | 0 | Normal |  | 0 | 0 | 1.9281 | 1.9281 | 7 | Off-Peak
2023-08-07 | 8 | 7 | 1 | Summer | 0.8964 | 1.7055 | 0 | 0 | Normal |  | 0 | 0 | 1.7055 | 1.7055 | 1 | Off-Peak
2023-08-07 01:00 | 8 | 7 | 2 | Summer | 0.8088 | 1.5388 | 0 | 0 | Normal |  | 0 | 0 | 1.5388 | 1.5388 | 1 | Off-Peak
2023-08-07 02:00 | 8 | 7 | 3 | Summer | 0.7523 | 1.4313 | 0 | 0 | Normal |  | 0 | 0 | 1.4313 | 1.4313 | 1 | Off-Peak
2023-08-07 03:00 | 8 | 7 | 4 | Summer | 0.7174 | 1.3649 | 0 | 0 | Normal |  | 0 | 0 | 1.3649 | 1.3649 | 1 | Off-Peak
2023-08-07 04:00 | 8 | 7 | 5 | Summer | 0.7019 | 1.3354 | 0 | 0 | Normal |  | 0 | 0 | 1.3354 | 1.3354 | 1 | Off-Peak
2023-08-07 05:00 | 8 | 7 | 6 | Summer | 0.7052 | 1.3417 | 0.12748 | 0.12748 | Normal |  | 0 | 0.12748 | 1.2142 | 1.2142 | 1 | Peak
2023-08-07 06:00 | 8 | 7 | 7 | Summer | 0.7195 | 1.3689 | 1.1602 | 1.1602 | Normal |  | 0 | 1.1602 | 0.20865 | 0.20865 | 1 | Peak
2023-08-07 07:00 | 8 | 7 | 8 | Summer | 0.7561 | 1.4385 | 2.7556 | 2.7556 | Normal |  | 1.317 | 1.4385 | 0 | -1.317 | 1 | Peak
2023-08-07 08:00 | 8 | 7 | 9 | Summer | 0.7991 | 1.5203 | 4.0477 | 4.0477 | Normal |  | 2.5273 | 1.5203 | 0 | -2.5273 | 1 | Peak
2023-08-07 09:00 | 8 | 7 | 10 | Summer | 0.8556 | 1.6278 | 4.615 | 4.615 | Normal |  | 2.9872 | 1.6278 | 0 | -2.9872 | 1 | Peak
2023-08-07 10:00 | 8 | 7 | 11 | Summer | 0.953 | 1.8131 | 4.944 | 4.944 | Normal |  | 3.1309 | 1.8131 | 0 | -3.1309 | 1 | Peak
2023-08-07 11:00 | 8 | 7 | 12 | Summer | 1.0584 | 2.0137 | 2.8524 | 2.8524 | Normal |  | 0.83869 | 2.0137 | 0 | -0.83869 | 1 | Peak
2023-08-07 12:00 | 8 | 7 | 13 | Summer | 1.1321 | 2.1539 | 4.0181 | 4.0181 | Normal |  | 1.8642 | 2.1539 | 0 | -1.8642 | 1 | Peak
2023-08-07 13:00 | 8 | 7 | 14 | Summer | 1.2135 | 2.3088 | 5.0744 | 5.0744 | Normal |  | 2.7656 | 2.3088 | 0 | -2.7656 | 1 | Peak
2023-08-07 14:00 | 8 | 7 | 15 | Summer | 1.2825 | 2.44 | 3.1232 | 3.1232 | Normal |  | 0.6832 | 2.44 | 0 | -0.6832 | 1 | Peak
2023-08-07 15:00 | 8 | 7 | 16 | Summer | 1.4259 | 2.7129 | 2.0546 | 2.0546 | Normal |  | 0 | 2.0546 | 0.6583 | 0.6583 | 1 | Peak
2023-08-07 16:00 | 8 | 7 | 17 | Summer | 1.5923 | 3.0295 | 2.3348 | 2.3348 | Normal |  | 0 | 2.3348 | 0.69467 | 0.69467 | 1 | Peak
2023-08-07 17:00 | 8 | 7 | 18 | Summer | 1.6857 | 3.2072 | 0.92543 | 0.92543 | Normal |  | 0 | 0.92543 | 2.2817 | 2.2817 | 1 | Peak
2023-08-07 18:00 | 8 | 7 | 19 | Summer | 1.6523 | 3.1436 | 0.080563 | 0.080563 | Normal |  | 0 | 0.080563 | 3.063 | 3.063 | 1 | Peak
2023-08-07 19:00 | 8 | 7 | 20 | Summer | 1.5618 | 2.9714 | 0 | 0 | Normal |  | 0 | 0 | 2.9714 | 2.9714 | 1 | Peak
2023-08-07 20:00 | 8 | 7 | 21 | Summer | 1.5079 | 2.8689 | 0 | 0 | Normal |  | 0 | 0 | 2.8689 | 2.8689 | 1 | Peak
2023-08-07 21:00 | 8 | 7 | 22 | Summer | 1.4285 | 2.7178 | 0 | 0 | Normal |  | 0 | 0 | 2.7178 | 2.7178 | 1 | Off-Peak
2023-08-07 22:00 | 8 | 7 | 23 | Summer | 1.2646 | 2.406 | 0 | 0 | Normal |  | 0 | 0 | 2.406 | 2.406 | 1 | Off-Peak
2023-08-07 23:00 | 8 | 8 | 0 | Summer | 1.0697 | 2.0352 | 0 | 0 | Normal |  | 0 | 0 | 2.0352 | 2.0352 | 1 | Off-Peak
2023-08-08 | 8 | 8 | 1 | Summer | 0.9162 | 1.7431 | 0 | 0 | Normal |  | 0 | 0 | 1.7431 | 1.7431 | 2 | Off-Peak
2023-08-08 01:00 | 8 | 8 | 2 | Summer | 0.8047 | 1.531 | 0 | 0 | Normal |  | 0 | 0 | 1.531 | 1.531 | 2 | Off-Peak
2023-08-08 02:00 | 8 | 8 | 3 | Summer | 0.734 | 1.3965 | 0 | 0 | Normal |  | 0 | 0 | 1.3965 | 1.3965 | 2 | Off-Peak
2023-08-08 03:00 | 8 | 8 | 4 | Summer | 0.6889 | 1.3107 | 0 | 0 | Normal |  | 0 | 0 | 1.3107 | 1.3107 | 2 | Off-Peak
2023-08-08 04:00 | 8 | 8 | 5 | Summer | 0.6644 | 1.2641 | 0 | 0 | Normal |  | 0 | 0 | 1.2641 | 1.2641 | 2 | Off-Peak
2023-08-08 05:00 | 8 | 8 | 6 | Summer | 0.6607 | 1.257 | 0.12598 | 0.12598 | Normal |  | 0 | 0.12598 | 1.131 | 1.131 | 2 | Peak
2023-08-08 06:00 | 8 | 8 | 7 | Summer | 0.6696 | 1.274 | 1.1531 | 1.1531 | Normal |  | 0 | 1.1531 | 0.1209 | 0.1209 | 2 | Peak
2023-08-08 07:00 | 8 | 8 | 8 | Summer | 0.7187 | 1.3674 | 2.7942 | 2.7942 | Normal |  | 1.4269 | 1.3674 | 0 | -1.4269 | 2 | Peak
2023-08-08 08:00 | 8 | 8 | 9 | Summer | 0.8066 | 1.5346 | 4.1863 | 4.1863 | Normal |  | 2.6517 | 1.5346 | 2.2204e-16 | -2.6517 | 2 | Peak
2023-08-08 09:00 | 8 | 8 | 10 | Summer | 0.9311 | 1.7715 | 5.24 | 5.24 | Normal |  | 3.4685 | 1.7715 | 0 | -3.4685 | 2 | Peak
2023-08-08 10:00 | 8 | 8 | 11 | Summer | 1.0892 | 2.0723 | 5.9708 | 5.9708 | Normal |  | 3.8986 | 2.0723 | 0 | -3.8986 | 2 | Peak
2023-08-08 11:00 | 8 | 8 | 12 | Summer | 1.2751 | 2.426 | 5.4881 | 5.4881 | Normal |  | 3.0622 | 2.426 | 0 | -3.0622 | 2 | Peak
2023-08-08 12:00 | 8 | 8 | 13 | Summer | 1.457 | 2.772 | 5.9211 | 5.9211 | Normal |  | 3.1491 | 2.772 | 0 | -3.1491 | 2 | Peak
2023-08-08 13:00 | 8 | 8 | 14 | Summer | 1.6151 | 3.0728 | 6.0095 | 6.0095 | Normal |  | 2.9367 | 3.0728 | 0 | -2.9367 | 2 | Peak
2023-08-08 14:00 | 8 | 8 | 15 | Summer | 1.675 | 3.1868 | 5.2384 | 5.2384 | Normal |  | 2.0516 | 3.1868 | 0 | -2.0516 | 2 | Peak
2023-08-08 15:00 | 8 | 8 | 16 | Summer | 1.697 | 3.2287 | 4.1133 | 4.1133 | Normal |  | 0.8847 | 3.2287 | 0 | -0.8847 | 2 | Peak
2023-08-08 16:00 | 8 | 8 | 17 | Summer | 1.7428 | 3.3158 | 2.6454 | 2.6454 | Normal |  | 0 | 2.6454 | 0.67037 | 0.67037 | 2 | Peak
2023-08-08 17:00 | 8 | 8 | 18 | Summer | 1.7984 | 3.4216 | 0.96254 | 0.96254 | Normal |  | 0 | 0.96254 | 2.459 | 2.459 | 2 | Peak
2023-08-08 18:00 | 8 | 8 | 19 | Summer | 1.8621 | 3.5428 | 0.072956 | 0.072956 | Normal |  | 0 | 0.072956 | 3.4698 | 3.4698 | 2 | Peak
2023-08-08 19:00 | 8 | 8 | 20 | Summer | 1.7337 | 3.2985 | 0 | 0 | Normal |  | 0 | 0 | 3.2985 | 3.2985 | 2 | Peak
2023-08-08 20:00 | 8 | 8 | 21 | Summer | 1.643 | 3.1259 | 0 | 0 | Normal |  | 0 | 0 | 3.1259 | 3.1259 | 2 | Peak
2023-08-08 21:00 | 8 | 8 | 22 | Summer | 1.5574 | 2.9631 | 0 | 0 | Normal |  | 0 | 0 | 2.9631 | 2.9631 | 2 | Off-Peak
2023-08-08 22:00 | 8 | 8 | 23 | Summer | 1.3894 | 2.6434 | 0 | 0 | Normal |  | 0 | 0 | 2.6434 | 2.6434 | 2 | Off-Peak
2023-08-08 23:00 | 8 | 9 | 0 | Summer | 1.1849 | 2.2543 | 0 | 0 | Normal |  | 0 | 0 | 2.2543 | 2.2543 | 2 | Off-Peak
2023-08-09 | 8 | 9 | 1 | Summer | 1.0209 | 1.9423 | 0 | 0 | Normal |  | 0 | 0 | 1.9423 | 1.9423 | 3 | Off-Peak
2023-08-09 01:00 | 8 | 9 | 2 | Summer | 0.8987 | 1.7098 | 0 | 0 | Normal |  | 0 | 0 | 1.7098 | 1.7098 | 3 | Off-Peak
2023-08-09 02:00 | 8 | 9 | 3 | Summer | 0.8153 | 1.5512 | 0 | 0 | Normal |  | 0 | 0 | 1.5512 | 1.5512 | 3 | Off-Peak
2023-08-09 03:00 | 8 | 9 | 4 | Summer | 0.7576 | 1.4414 | 0 | 0 | Normal |  | 0 | 0 | 1.4414 | 1.4414 | 3 | Off-Peak
2023-08-09 04:00 | 8 | 9 | 5 | Summer | 0.7246 | 1.3786 | 0 | 0 | Normal |  | 0 | 0 | 1.3786 | 1.3786 | 3 | Off-Peak
2023-08-09 05:00 | 8 | 9 | 6 | Summer | 0.7155 | 1.3613 | 0.11539 | 0.11539 | Normal |  | 0 | 0.11539 | 1.2459 | 1.2459 | 3 | Peak
2023-08-09 06:00 | 8 | 9 | 7 | Summer | 0.7216 | 1.3729 | 1.187 | 1.187 | Normal |  | 0 | 1.187 | 0.18588 | 0.18588 | 3 | Peak
2023-08-09 07:00 | 8 | 9 | 8 | Summer | 0.7596 | 1.4452 | 2.8871 | 2.8871 | Normal |  | 1.4419 | 1.4452 | 0 | -1.4419 | 3 | Peak
2023-08-09 08:00 | 8 | 9 | 9 | Summer | 0.8311 | 1.5812 | 4.295 | 4.295 | Normal |  | 2.7138 | 1.5812 | 0 | -2.7138 | 3 | Peak
2023-08-09 09:00 | 8 | 9 | 10 | Summer | 0.9307 | 1.7707 | 5.3663 | 5.3663 | Normal |  | 3.5955 | 1.7707 | 0 | -3.5955 | 3 | Peak
2023-08-09 10:00 | 8 | 9 | 11 | Summer | 1.0122 | 1.9258 | 6.0957 | 6.0957 | Normal |  | 4.1699 | 1.9258 | 4.4409e-16 | -4.1699 | 3 | Peak
2023-08-09 11:00 | 8 | 9 | 12 | Summer | 1.1082 | 2.1084 | 6.3935 | 6.3935 | Normal |  | 4.2851 | 2.1084 | 0 | -4.2851 | 3 | Peak
2023-08-09 12:00 | 8 | 9 | 13 | Summer | 1.2127 | 2.3072 | 6.3775 | 6.3775 | Normal |  | 4.0702 | 2.3072 | 4.4409e-16 | -4.0702 | 3 | Peak
2023-08-09 13:00 | 8 | 9 | 14 | Summer | 1.2855 | 2.4457 | 5.8497 | 5.8497 | Normal |  | 3.404 | 2.4457 | 0 | -3.404 | 3 | Peak
2023-08-09 14:00 | 8 | 9 | 15 | Summer | 1.3037 | 2.4804 | 4.6817 | 4.6817 | Normal |  | 2.2014 | 2.4804 | 0 | -2.2014 | 3 | Peak
2023-08-09 15:00 | 8 | 9 | 16 | Summer | 1.3416 | 2.5525 | 3.6987 | 3.6987 | Normal |  | 1.1462 | 2.5525 | 0 | -1.1462 | 3 | Peak
2023-08-09 16:00 | 8 | 9 | 17 | Summer | 1.3738 | 2.6137 | 2.407 | 2.407 | Normal |  | 0 | 2.407 | 0.20671 | 0.20671 | 3 | Peak
2023-08-09 17:00 | 8 | 9 | 18 | Summer | 1.4375 | 2.7349 | 0.8991 | 0.8991 | Normal |  | 0 | 0.8991 | 1.8358 | 1.8358 | 3 | Peak
2023-08-09 18:00 | 8 | 9 | 19 | Summer | 1.4754 | 2.807 | 0.067335 | 0.067335 | Normal |  | 0 | 0.067335 | 2.7397 | 2.7397 | 3 | Peak
2023-08-09 19:00 | 8 | 9 | 20 | Summer | 1.4605 | 2.7787 | 0 | 0 | Normal |  | 0 | 0 | 2.7787 | 2.7787 | 3 | Peak
2023-08-09 20:00 | 8 | 9 | 21 | Summer | 1.439 | 2.7378 | 0 | 0 | Normal |  | 0 | 0 | 2.7378 | 2.7378 | 3 | Peak
2023-08-09 21:00 | 8 | 9 | 22 | Summer | 1.3858 | 2.6366 | 0 | 0 | Normal |  | 0 | 0 | 2.6366 | 2.6366 | 3 | Off-Peak
2023-08-09 22:00 | 8 | 9 | 23 | Summer | 1.2444 | 2.3676 | 0 | 0 | Normal |  | 0 | 0 | 2.3676 | 2.3676 | 3 | Off-Peak
2023-08-09 23:00 | 8 | 10 | 0 | Summer | 1.0625 | 2.0215 | 0 | 0 | Normal |  | 0 | 0 | 2.0215 | 2.0215 | 3 | Off-Peak
2023-08-10 | 8 | 10 | 1 | Summer | 0.9237 | 1.7574 | 0 | 0 | Normal |  | 0 | 0 | 1.7574 | 1.7574 | 4 | Off-Peak
2023-08-10 01:00 | 8 | 10 | 2 | Summer | 0.818 | 1.5563 | 0 | 0 | Normal |  | 0 | 0 | 1.5563 | 1.5563 | 4 | Off-Peak
2023-08-10 02:00 | 8 | 10 | 3 | Summer | 0.7524 | 1.4315 | 0 | 0 | Normal |  | 0 | 0 | 1.4315 | 1.4315 | 4 | Off-Peak
2023-08-10 03:00 | 8 | 10 | 4 | Summer | 0.7132 | 1.3569 | 0 | 0 | Normal |  | 0 | 0 | 1.3569 | 1.3569 | 4 | Off-Peak
2023-08-10 04:00 | 8 | 10 | 5 | Summer | 0.696 | 1.3242 | 0 | 0 | Normal |  | 0 | 0 | 1.3242 | 1.3242 | 4 | Off-Peak
2023-08-10 05:00 | 8 | 10 | 6 | Summer | 0.6951 | 1.3225 | 0.13513 | 0.13513 | Normal |  | 0 | 0.13513 | 1.1873 | 1.1873 | 4 | Peak
2023-08-10 06:00 | 8 | 10 | 7 | Summer | 0.7049 | 1.3411 | 0.74167 | 0.74167 | Normal |  | 0 | 0.74167 | 0.59945 | 0.59945 | 4 | Peak
2023-08-10 07:00 | 8 | 10 | 8 | Summer | 0.7506 | 1.4281 | 2.6851 | 2.6851 | Normal |  | 1.257 | 1.4281 | 0 | -1.257 | 4 | Peak
2023-08-10 08:00 | 8 | 10 | 9 | Summer | 0.8324 | 1.5837 | 4.1004 | 4.1004 | Normal |  | 2.5167 | 1.5837 | 2.2204e-16 | -2.5167 | 4 | Peak
2023-08-10 09:00 | 8 | 10 | 10 | Summer | 0.9409 | 1.7901 | 5.066 | 5.066 | Normal |  | 3.2759 | 1.7901 | 0 | -3.2759 | 4 | Peak
2023-08-10 10:00 | 8 | 10 | 11 | Summer | 1.0783 | 2.0515 | 5.6636 | 5.6636 | Normal |  | 3.6121 | 2.0515 | 0 | -3.6121 | 4 | Peak
2023-08-10 11:00 | 8 | 10 | 12 | Summer | 1.2508 | 2.3797 | 5.8071 | 5.8071 | Normal |  | 3.4274 | 2.3797 | 0 | -3.4274 | 4 | Peak
2023-08-10 12:00 | 8 | 10 | 13 | Summer | 1.4481 | 2.7551 | 5.8507 | 5.8507 | Normal |  | 3.0956 | 2.7551 | 0 | -3.0956 | 4 | Peak
2023-08-10 13:00 | 8 | 10 | 14 | Summer | 1.6258 | 3.0932 | 4.8056 | 4.8056 | Normal |  | 1.7124 | 3.0932 | 0 | -1.7124 | 4 | Peak
2023-08-10 14:00 | 8 | 10 | 15 | Summer | 1.7691 | 3.3658 | 3.2198 | 3.2198 | Normal |  | 0 | 3.2198 | 0.14602 | 0.14602 | 4 | Peak
2023-08-10 15:00 | 8 | 10 | 16 | Summer | 1.878 | 3.573 | 3.6881 | 3.6881 | Normal |  | 0.11508 | 3.573 | 0 | -0.11508 | 4 | Peak
2023-08-10 16:00 | 8 | 10 | 17 | Summer | 1.9854 | 3.7773 | 2.173 | 2.173 | Normal |  | 0 | 2.173 | 1.6044 | 1.6044 | 4 | Peak
2023-08-10 17:00 | 8 | 10 | 18 | Summer | 2.0499 | 3.9001 | 0.54488 | 0.54488 | Normal |  | 0 | 0.54488 | 3.3552 | 3.3552 | 4 | Peak
2023-08-10 18:00 | 8 | 10 | 19 | Summer | 1.9824 | 3.7716 | 0.055338 | 0.055338 | Normal |  | 0 | 0.055338 | 3.7163 | 3.7163 | 4 | Peak
2023-08-10 19:00 | 8 | 10 | 20 | Summer | 1.8801 | 3.577 | 0 | 0 | Normal |  | 0 | 0 | 3.577 | 3.577 | 4 | Peak
2023-08-10 20:00 | 8 | 10 | 21 | Summer | 1.8083 | 3.4404 | 0 | 0 | Normal |  | 0 | 0 | 3.4404 | 3.4404 | 4 | Peak
2023-08-10 21:00 | 8 | 10 | 22 | Summer | 1.7193 | 3.2711 | 0 | 0 | Normal |  | 0 | 0 | 3.2711 | 3.2711 | 4 | Off-Peak
2023-08-10 22:00 | 8 | 10 | 23 | Summer | 1.541 | 2.9319 | 0 | 0 | Normal |  | 0 | 0 | 2.9319 | 2.9319 | 4 | Off-Peak
2023-08-10 23:00 | 8 | 11 | 0 | Summer | 1.3274 | 2.5255 | 0 | 0 | Normal |  | 0 | 0 | 2.5255 | 2.5255 | 4 | Off-Peak
2023-08-11 | 8 | 11 | 1 | Summer | 1.1633 | 2.2133 | 0 | 0 | Normal |  | 0 | 0 | 2.2133 | 2.2133 | 5 | Off-Peak
2023-08-11 01:00 | 8 | 11 | 2 | Summer | 1.0229 | 1.9461 | 0 | 0 | Normal |  | 0 | 0 | 1.9461 | 1.9461 | 5 | Off-Peak
2023-08-11 02:00 | 8 | 11 | 3 | Summer | 0.9279 | 1.7654 | 0 | 0 | Normal |  | 0 | 0 | 1.7654 | 1.7654 | 5 | Off-Peak
2023-08-11 03:00 | 8 | 11 | 4 | Summer | 0.86 | 1.6362 | 0 | 0 | Normal |  | 0 | 0 | 1.6362 | 1.6362 | 5 | Off-Peak
2023-08-11 04:00 | 8 | 11 | 5 | Summer | 0.817 | 1.5544 | 0 | 0 | Normal |  | 0 | 0 | 1.5544 | 1.5544 | 5 | Off-Peak
2023-08-11 05:00 | 8 | 11 | 6 | Summer | 0.8004 | 1.5228 | 0.045373 | 0.045373 | Normal |  | 0 | 0.045373 | 1.4774 | 1.4774 | 5 | Peak
2023-08-11 06:00 | 8 | 11 | 7 | Summer | 0.8089 | 1.539 | 0.14158 | 0.14158 | Normal |  | 0 | 0.14158 | 1.3974 | 1.3974 | 5 | Peak
2023-08-11 07:00 | 8 | 11 | 8 | Summer | 0.861 | 1.6381 | 1.3685 | 1.3685 | Normal |  | 0 | 1.3685 | 0.2696 | 0.2696 | 5 | Peak
2023-08-11 08:00 | 8 | 11 | 9 | Summer | 0.9029 | 1.7178 | 3.2605 | 3.2605 | Normal |  | 1.5426 | 1.7178 | 0 | -1.5426 | 5 | Peak
2023-08-11 09:00 | 8 | 11 | 10 | Summer | 0.9303 | 1.77 | 3.7408 | 3.7408 | Normal |  | 1.9709 | 1.77 | 0 | -1.9709 | 5 | Peak
2023-08-11 10:00 | 8 | 11 | 11 | Summer | 1.0158 | 1.9326 | 4.3236 | 4.3236 | Normal |  | 2.391 | 1.9326 | 2.2204e-16 | -2.391 | 5 | Peak
2023-08-11 11:00 | 8 | 11 | 12 | Summer | 1.1957 | 2.2749 | 4.6216 | 4.6216 | Normal |  | 2.3467 | 2.2749 | 0 | -2.3467 | 5 | Peak
2023-08-11 12:00 | 8 | 11 | 13 | Summer | 1.4232 | 2.7077 | 3.6407 | 3.6407 | Normal |  | 0.93294 | 2.7077 | 0 | -0.93294 | 5 | Peak
2023-08-11 13:00 | 8 | 11 | 14 | Summer | 1.6465 | 3.1326 | 2.3949 | 2.3949 | Normal |  | 0 | 2.3949 | 0.73764 | 0.73764 | 5 | Peak
2023-08-11 14:00 | 8 | 11 | 15 | Summer | 1.8257 | 3.4735 | 1.1906 | 1.1906 | Normal |  | 0 | 1.1906 | 2.283 | 2.283 | 5 | Peak
2023-08-11 15:00 | 8 | 11 | 16 | Summer | 1.947 | 3.7043 | 0.9856 | 0.9856 | Normal |  | 0 | 0.9856 | 2.7187 | 2.7187 | 5 | Peak
2023-08-11 16:00 | 8 | 11 | 17 | Summer | 2.0907 | 3.9777 | 0.41221 | 0.41221 | Normal |  | 0 | 0.41221 | 3.5655 | 3.5655 | 5 | Peak
2023-08-11 17:00 | 8 | 11 | 18 | Summer | 2.1917 | 4.1698 | 0.36315 | 0.36315 | Normal |  | 0 | 0.36315 | 3.8067 | 3.8067 | 5 | Peak
2023-08-11 18:00 | 8 | 11 | 19 | Summer | 2.1766 | 4.1411 | 0.026563 | 0.026563 | Normal |  | 0 | 0.026563 | 4.1146 | 4.1146 | 5 | Peak
2023-08-11 19:00 | 8 | 11 | 20 | Summer | 2.0426 | 3.8862 | 0 | 0 | Normal |  | 0 | 0 | 3.8862 | 3.8862 | 5 | Peak
2023-08-11 20:00 | 8 | 11 | 21 | Summer | 1.9304 | 3.6727 | 0 | 0 | Normal |  | 0 | 0 | 3.6727 | 3.6727 | 5 | Peak
2023-08-11 21:00 | 8 | 11 | 22 | Summer | 1.8386 | 3.4981 | 0 | 0 | Normal |  | 0 | 0 | 3.4981 | 3.4981 | 5 | Off-Peak
2023-08-11 22:00 | 8 | 11 | 23 | Summer | 1.6895 | 3.2144 | 0 | 0 | Normal |  | 0 | 0 | 3.2144 | 3.2144 | 5 | Off-Peak
2023-08-11 23:00 | 8 | 12 | 0 | Summer | 1.5008 | 2.8554 | 0 | 0 | Normal |  | 0 | 0 | 2.8554 | 2.8554 | 5 | Off-Peak
2023-08-12 | 8 | 12 | 1 | Summer | 1.3177 | 2.507 | 0 | 0 | Normal |  | 0 | 0 | 2.507 | 2.507 | 6 | Off-Peak
2023-08-12 01:00 | 8 | 12 | 2 | Summer | 1.1352 | 2.1598 | 0 | 0 | Normal |  | 0 | 0 | 2.1598 | 2.1598 | 6 | Off-Peak
2023-08-12 02:00 | 8 | 12 | 3 | Summer | 1.0093 | 1.9203 | 0 | 0 | Normal |  | 0 | 0 | 1.9203 | 1.9203 | 6 | Off-Peak
2023-08-12 03:00 | 8 | 12 | 4 | Summer | 0.9244 | 1.7587 | 0 | 0 | Normal |  | 0 | 0 | 1.7587 | 1.7587 | 6 | Off-Peak
2023-08-12 04:00 | 8 | 12 | 5 | Summer | 0.8643 | 1.6444 | 0 | 0 | Normal |  | 0 | 0 | 1.6444 | 1.6444 | 6 | Off-Peak
2023-08-12 05:00 | 8 | 12 | 6 | Summer | 0.8308 | 1.5806 | 0.033439 | 0.033439 | Normal |  | 0 | 0.033439 | 1.5472 | 1.5472 | 6 | Off-Peak
2023-08-12 06:00 | 8 | 12 | 7 | Summer | 0.8283 | 1.5759 | 0.30689 | 0.30689 | Normal |  | 0 | 0.30689 | 1.269 | 1.269 | 6 | Off-Peak
2023-08-12 07:00 | 8 | 12 | 8 | Summer | 0.9067 | 1.7251 | 1.1777 | 1.1777 | Normal |  | 0 | 1.1777 | 0.54735 | 0.54735 | 6 | Off-Peak
2023-08-12 08:00 | 8 | 12 | 9 | Summer | 1.0263 | 1.9526 | 2.1482 | 2.1482 | Normal |  | 0.19555 | 1.9526 | 0 | -0.19555 | 6 | Off-Peak
2023-08-12 09:00 | 8 | 12 | 10 | Summer | 1.2096 | 2.3013 | 2.4135 | 2.4135 | Normal |  | 0.11214 | 2.3013 | 0 | -0.11214 | 6 | Off-Peak
2023-08-12 10:00 | 8 | 12 | 11 | Summer | 1.4338 | 2.7279 | 3.2288 | 3.2288 | Normal |  | 0.50089 | 2.7279 | 0 | -0.50089 | 6 | Off-Peak
2023-08-12 11:00 | 8 | 12 | 12 | Summer | 1.6421 | 3.1242 | 3.2392 | 3.2392 | Normal |  | 0.11495 | 3.1242 | 0 | -0.11495 | 6 | Off-Peak
2023-08-12 12:00 | 8 | 12 | 13 | Summer | 1.8431 | 3.5066 | 2.0136 | 2.0136 | Normal |  | 0 | 2.0136 | 1.493 | 1.493 | 6 | Off-Peak
2023-08-12 13:00 | 8 | 12 | 14 | Summer | 2.0126 | 3.8291 | 1.0326 | 1.0326 | Normal |  | 0 | 1.0326 | 2.7965 | 2.7965 | 6 | Off-Peak
2023-08-12 14:00 | 8 | 12 | 15 | Summer | 2.147 | 4.0848 | 1.1124 | 1.1124 | Normal |  | 0 | 1.1124 | 2.9724 | 2.9724 | 6 | Off-Peak
2023-08-12 15:00 | 8 | 12 | 16 | Summer | 2.2655 | 4.3103 | 0.58756 | 0.58756 | Normal |  | 0 | 0.58756 | 3.7227 | 3.7227 | 6 | Off-Peak
2023-08-12 16:00 | 8 | 12 | 17 | Summer | 2.347 | 4.4653 | 0.19212 | 0.19212 | Normal |  | 0 | 0.19212 | 4.2732 | 4.2732 | 6 | Off-Peak
2023-08-12 17:00 | 8 | 12 | 18 | Summer | 2.3588 | 4.4878 | 0.052147 | 0.052147 | Normal |  | 0 | 0.052147 | 4.4356 | 4.4356 | 6 | Off-Peak
2023-08-12 18:00 | 8 | 12 | 19 | Summer | 2.2661 | 4.3114 | 0 | 0 | Normal |  | 0 | 0 | 4.3114 | 4.3114 | 6 | Off-Peak
2023-08-12 19:00 | 8 | 12 | 20 | Summer | 2.0691 | 3.9366 | 0 | 0 | Normal |  | 0 | 0 | 3.9366 | 3.9366 | 6 | Off-Peak
2023-08-12 20:00 | 8 | 12 | 21 | Summer | 1.8907 | 3.5972 | 0 | 0 | Normal |  | 0 | 0 | 3.5972 | 3.5972 | 6 | Off-Peak
2023-08-12 21:00 | 8 | 12 | 22 | Summer | 1.7642 | 3.3565 | 0 | 0 | Normal |  | 0 | 0 | 3.3565 | 3.3565 | 6 | Off-Peak
2023-08-12 22:00 | 8 | 12 | 23 | Summer | 1.6038 | 3.0513 | 0 | 0 | Normal |  | 0 | 0 | 3.0513 | 3.0513 | 6 | Off-Peak
2023-08-12 23:00 | 8 | 13 | 0 | Summer | 1.4123 | 2.687 | 0 | 0 | Normal |  | 0 | 0 | 2.687 | 2.687 | 6 | Off-Peak
2023-08-13 | 8 | 13 | 1 | Summer | 1.2341 | 2.348 | 0 | 0 | Normal |  | 0 | 0 | 2.348 | 2.348 | 7 | Off-Peak
2023-08-13 01:00 | 8 | 13 | 2 | Summer | 1.0744 | 2.0441 | 0 | 0 | Normal |  | 0 | 0 | 2.0441 | 2.0441 | 7 | Off-Peak
2023-08-13 02:00 | 8 | 13 | 3 | Summer | 0.9522 | 1.8116 | 0 | 0 | Normal |  | 0 | 0 | 1.8116 | 1.8116 | 7 | Off-Peak
2023-08-13 03:00 | 8 | 13 | 4 | Summer | 0.8614 | 1.6389 | 0 | 0 | Normal |  | 0 | 0 | 1.6389 | 1.6389 | 7 | Off-Peak
2023-08-13 04:00 | 8 | 13 | 5 | Summer | 0.7988 | 1.5198 | 0 | 0 | Normal |  | 0 | 0 | 1.5198 | 1.5198 | 7 | Off-Peak
2023-08-13 05:00 | 8 | 13 | 6 | Summer | 0.7587 | 1.4435 | 0.064008 | 0.064008 | Normal |  | 0 | 0.064008 | 1.3795 | 1.3795 | 7 | Off-Peak
2023-08-13 06:00 | 8 | 13 | 7 | Summer | 0.7462 | 1.4197 | 0.49784 | 0.49784 | Normal |  | 0 | 0.49784 | 0.92185 | 0.92185 | 7 | Off-Peak
2023-08-13 07:00 | 8 | 13 | 8 | Summer | 0.8333 | 1.5854 | 0.72535 | 0.72535 | Normal |  | 0 | 0.72535 | 0.86006 | 0.86006 | 7 | Off-Peak
2023-08-13 08:00 | 8 | 13 | 9 | Summer | 0.986 | 1.8759 | 3.1143 | 3.1143 | Normal |  | 1.2383 | 1.8759 | 0 | -1.2383 | 7 | Off-Peak
2023-08-13 09:00 | 8 | 13 | 10 | Summer | 1.1564 | 2.2001 | 3.8221 | 3.8221 | Normal |  | 1.622 | 2.2001 | 0 | -1.622 | 7 | Off-Peak
2023-08-13 10:00 | 8 | 13 | 11 | Summer | 1.3643 | 2.5957 | 3.4491 | 3.4491 | Normal |  | 0.85342 | 2.5957 | 0 | -0.85342 | 7 | Off-Peak
2023-08-13 11:00 | 8 | 13 | 12 | Summer | 1.4901 | 2.835 | 5.9567 | 5.9567 | Normal |  | 3.1217 | 2.835 | 0 | -3.1217 | 7 | Off-Peak
2023-08-13 12:00 | 8 | 13 | 13 | Summer | 1.5905 | 3.026 | 5.3618 | 5.3618 | Normal |  | 2.3358 | 3.026 | 0 | -2.3358 | 7 | Off-Peak
2023-08-13 13:00 | 8 | 13 | 14 | Summer | 1.6405 | 3.1212 | 3.2785 | 3.2785 | Normal |  | 0.15738 | 3.1212 | 0 | -0.15738 | 7 | Off-Peak
2023-08-13 14:00 | 8 | 13 | 15 | Summer | 1.6408 | 3.1217 | 4.2592 | 4.2592 | Normal |  | 1.1375 | 3.1217 | 0 | -1.1375 | 7 | Off-Peak
2023-08-13 15:00 | 8 | 13 | 16 | Summer | 1.5865 | 3.0184 | 3.7308 | 3.7308 | Normal |  | 0.7124 | 3.0184 | 0 | -0.7124 | 7 | Off-Peak
2023-08-13 16:00 | 8 | 13 | 17 | Summer | 1.5175 | 2.8871 | 2.3396 | 2.3396 | Normal |  | 0 | 2.3396 | 0.54757 | 0.54757 | 7 | Off-Peak
2023-08-13 17:00 | 8 | 13 | 18 | Summer | 1.4817 | 2.819 | 0.77861 | 0.77861 | Normal |  | 0 | 0.77861 | 2.0404 | 2.0404 | 7 | Off-Peak
2023-08-13 18:00 | 8 | 13 | 19 | Summer | 1.4432 | 2.7458 | 0.037556 | 0.037556 | Normal |  | 0 | 0.037556 | 2.7082 | 2.7082 | 7 | Off-Peak
2023-08-13 19:00 | 8 | 13 | 20 | Summer | 1.4121 | 2.6866 | 0 | 0 | Normal |  | 0 | 0 | 2.6866 | 2.6866 | 7 | Off-Peak
2023-08-13 20:00 | 8 | 13 | 21 | Summer | 1.4165 | 2.695 | 0 | 0 | Normal |  | 0 | 0 | 2.695 | 2.695 | 7 | Off-Peak
2023-08-13 21:00 | 8 | 13 | 22 | Summer | 1.375 | 2.616 | 0 | 0 | Normal |  | 0 | 0 | 2.616 | 2.616 | 7 | Off-Peak
2023-08-13 22:00 | 8 | 13 | 23 | Summer | 1.2586 | 2.3946 | 0 | 0 | Normal |  | 0 | 0 | 2.3946 | 2.3946 | 7 | Off-Peak
2023-08-13 23:00 | 8 | 14 | 0 | Summer | 1.1046 | 2.1016 | 0 | 0 | Normal |  | 0 | 0 | 2.1016 | 2.1016 | 7 | Off-Peak
2023-08-14 | 8 | 14 | 1 | Summer | 0.9693 | 1.8442 | 0 | 0 | Normal |  | 0 | 0 | 1.8442 | 1.8442 | 1 | Off-Peak
2023-08-14 01:00 | 8 | 14 | 2 | Summer | 0.8757 | 1.6661 | 0 | 0 | Normal |  | 0 | 0 | 1.6661 | 1.6661 | 1 | Off-Peak
2023-08-14 02:00 | 8 | 14 | 3 | Summer | 0.8084 | 1.538 | 0 | 0 | Normal |  | 0 | 0 | 1.538 | 1.538 | 1 | Off-Peak
2023-08-14 03:00 | 8 | 14 | 4 | Summer | 0.7698 | 1.4646 | 0 | 0 | Normal |  | 0 | 0 | 1.4646 | 1.4646 | 1 | Off-Peak
2023-08-14 04:00 | 8 | 14 | 5 | Summer | 0.7487 | 1.4244 | 0 | 0 | Normal |  | 0 | 0 | 1.4244 | 1.4244 | 1 | Off-Peak
2023-08-14 05:00 | 8 | 14 | 6 | Summer | 0.7514 | 1.4296 | 0.09634 | 0.09634 | Normal |  | 0 | 0.09634 | 1.3332 | 1.3332 | 1 | Peak
2023-08-14 06:00 | 8 | 14 | 7 | Summer | 0.7747 | 1.4739 | 0.96994 | 0.96994 | Normal |  | 0 | 0.96994 | 0.50397 | 0.50397 | 1 | Peak
2023-08-14 07:00 | 8 | 14 | 8 | Summer | 0.8124 | 1.5456 | 2.6125 | 2.6125 | Normal |  | 1.0669 | 1.5456 | 0 | -1.0669 | 1 | Peak
2023-08-14 08:00 | 8 | 14 | 9 | Summer | 0.8557 | 1.628 | 3.951 | 3.951 | Normal |  | 2.323 | 1.628 | 0 | -2.323 | 1 | Peak
2023-08-14 09:00 | 8 | 14 | 10 | Summer | 0.9097 | 1.7308 | 3.887 | 3.887 | Normal |  | 2.1562 | 1.7308 | 0 | -2.1562 | 1 | Peak
2023-08-14 10:00 | 8 | 14 | 11 | Summer | 0.9557 | 1.8183 | 5.096 | 5.096 | Normal |  | 3.2777 | 1.8183 | 2.2204e-16 | -3.2777 | 1 | Peak
2023-08-14 11:00 | 8 | 14 | 12 | Summer | 0.9994 | 1.9014 | 3.1956 | 3.1956 | Normal |  | 1.2942 | 1.9014 | 0 | -1.2942 | 1 | Peak
2023-08-14 12:00 | 8 | 14 | 13 | Summer | 1.0276 | 1.9551 | 2.1094 | 2.1094 | Normal |  | 0.15428 | 1.9551 | 0 | -0.15428 | 1 | Peak
2023-08-14 13:00 | 8 | 14 | 14 | Summer | 1.0361 | 1.9712 | 3.6515 | 3.6515 | Normal |  | 1.6803 | 1.9712 | 0 | -1.6803 | 1 | Peak
2023-08-14 14:00 | 8 | 14 | 15 | Summer | 1.0312 | 1.9619 | 1.4974 | 1.4974 | Normal |  | 0 | 1.4974 | 0.46451 | 0.46451 | 1 | Peak
2023-08-14 15:00 | 8 | 14 | 16 | Summer | 1.0499 | 1.9975 | 1.6555 | 1.6555 | Normal |  | 0 | 1.6555 | 0.34199 | 0.34199 | 1 | Peak
2023-08-14 16:00 | 8 | 14 | 17 | Summer | 1.0979 | 2.0888 | 0.64019 | 0.64019 | Normal |  | 0 | 0.64019 | 1.4486 | 1.4486 | 1 | Peak
2023-08-14 17:00 | 8 | 14 | 18 | Summer | 1.175 | 2.2355 | 0.54829 | 0.54829 | Normal |  | 0 | 0.54829 | 1.6872 | 1.6872 | 1 | Peak
2023-08-14 18:00 | 8 | 14 | 19 | Summer | 1.2084 | 2.2991 | 0.003446 | 0.003446 | Normal |  | 0 | 0.003446 | 2.2956 | 2.2956 | 1 | Peak
2023-08-14 19:00 | 8 | 14 | 20 | Summer | 1.1927 | 2.2692 | 0 | 0 | Normal |  | 0 | 0 | 2.2692 | 2.2692 | 1 | Peak
2023-08-14 20:00 | 8 | 14 | 21 | Summer | 1.1846 | 2.2538 | 0 | 0 | Normal |  | 0 | 0 | 2.2538 | 2.2538 | 1 | Peak
2023-08-14 21:00 | 8 | 14 | 22 | Summer | 1.1397 | 2.1684 | 0 | 0 | Normal |  | 0 | 0 | 2.1684 | 2.1684 | 1 | Off-Peak
2023-08-14 22:00 | 8 | 14 | 23 | Summer | 1.0356 | 1.9703 | 0 | 0 | Normal |  | 0 | 0 | 1.9703 | 1.9703 | 1 | Off-Peak
2023-08-14 23:00 | 8 | 15 | 0 | Summer | 0.9007 | 1.7136 | 0 | 0 | Normal |  | 0 | 0 | 1.7136 | 1.7136 | 1 | Off-Peak
2023-08-15 | 8 | 15 | 1 | Summer | 0.7987 | 1.5196 | 0 | 0 | Normal |  | 0 | 0 | 1.5196 | 1.5196 | 2 | Off-Peak
2023-08-15 01:00 | 8 | 15 | 2 | Summer | 0.7288 | 1.3866 | 0 | 0 | Normal |  | 0 | 0 | 1.3866 | 1.3866 | 2 | Off-Peak
2023-08-15 02:00 | 8 | 15 | 3 | Summer | 0.6843 | 1.3019 | 0 | 0 | Normal |  | 0 | 0 | 1.3019 | 1.3019 | 2 | Off-Peak
2023-08-15 03:00 | 8 | 15 | 4 | Summer | 0.6567 | 1.2494 | 0 | 0 | Normal |  | 0 | 0 | 1.2494 | 1.2494 | 2 | Off-Peak
2023-08-15 04:00 | 8 | 15 | 5 | Summer | 0.6434 | 1.2241 | 0 | 0 | Normal |  | 0 | 0 | 1.2241 | 1.2241 | 2 | Off-Peak
2023-08-15 05:00 | 8 | 15 | 6 | Summer | 0.6509 | 1.2384 | 0.102 | 0.102 | Normal |  | 0 | 0.102 | 1.1364 | 1.1364 | 2 | Peak
2023-08-15 06:00 | 8 | 15 | 7 | Summer | 0.6723 | 1.2791 | 0.88836 | 0.88836 | Normal |  | 0 | 0.88836 | 0.39074 | 0.39074 | 2 | Peak
2023-08-15 07:00 | 8 | 15 | 8 | Summer | 0.6978 | 1.3276 | 2.6535 | 2.6535 | Normal |  | 1.3259 | 1.3276 | 0 | -1.3259 | 2 | Peak
2023-08-15 08:00 | 8 | 15 | 9 | Summer | 0.7292 | 1.3873 | 4.0881 | 4.0881 | Normal |  | 2.7008 | 1.3873 | 2.2204e-16 | -2.7008 | 2 | Peak
2023-08-15 09:00 | 8 | 15 | 10 | Summer | 0.7635 | 1.4526 | 5.1962 | 5.1962 | Normal |  | 3.7436 | 1.4526 | 0 | -3.7436 | 2 | Peak
2023-08-15 10:00 | 8 | 15 | 11 | Summer | 0.7999 | 1.5219 | 5.9598 | 5.9598 | Normal |  | 4.4379 | 1.5219 | 2.2204e-16 | -4.4379 | 2 | Peak
2023-08-15 11:00 | 8 | 15 | 12 | Summer | 0.8587 | 1.6337 | 6.226 | 6.226 | Normal |  | 4.5923 | 1.6337 | 2.2204e-16 | -4.5923 | 2 | Peak
2023-08-15 12:00 | 8 | 15 | 13 | Summer | 0.9301 | 1.7696 | 6.1868 | 6.1868 | Normal |  | 4.4173 | 1.7696 | 2.2204e-16 | -4.4173 | 2 | Peak
2023-08-15 13:00 | 8 | 15 | 14 | Summer | 1.0047 | 1.9115 | 5.8718 | 5.8718 | Normal |  | 3.9603 | 1.9115 | 0 | -3.9603 | 2 | Peak
2023-08-15 14:00 | 8 | 15 | 15 | Summer | 1.0908 | 2.0753 | 5.0386 | 5.0386 | Normal |  | 2.9633 | 2.0753 | 0 | -2.9633 | 2 | Peak
2023-08-15 15:00 | 8 | 15 | 16 | Summer | 1.2118 | 2.3055 | 3.8887 | 3.8887 | Normal |  | 1.5832 | 2.3055 | 0 | -1.5832 | 2 | Peak
2023-08-15 16:00 | 8 | 15 | 17 | Summer | 1.3366 | 2.543 | 2.3502 | 2.3502 | Normal |  | 0 | 2.3502 | 0.19277 | 0.19277 | 2 | Peak
2023-08-15 17:00 | 8 | 15 | 18 | Summer | 1.4336 | 2.7275 | 0.74903 | 0.74903 | Normal |  | 0 | 0.74903 | 1.9785 | 1.9785 | 2 | Peak
2023-08-15 18:00 | 8 | 15 | 19 | Summer | 1.4391 | 2.738 | 0.030568 | 0.030568 | Normal |  | 0 | 0.030568 | 2.7074 | 2.7074 | 2 | Peak
2023-08-15 19:00 | 8 | 15 | 20 | Summer | 1.3464 | 2.5616 | 0 | 0 | Normal |  | 0 | 0 | 2.5616 | 2.5616 | 2 | Peak
2023-08-15 20:00 | 8 | 15 | 21 | Summer | 1.2965 | 2.4667 | 0 | 0 | Normal |  | 0 | 0 | 2.4667 | 2.4667 | 2 | Peak
2023-08-15 21:00 | 8 | 15 | 22 | Summer | 1.2159 | 2.3133 | 0 | 0 | Normal |  | 0 | 0 | 2.3133 | 2.3133 | 2 | Off-Peak
2023-08-15 22:00 | 8 | 15 | 23 | Summer | 1.0682 | 2.0323 | 0 | 0 | Normal |  | 0 | 0 | 2.0323 | 2.0323 | 2 | Off-Peak
2023-08-15 23:00 | 8 | 16 | 0 | Summer | 0.9008 | 1.7138 | 0 | 0 | Normal |  | 0 | 0 | 1.7138 | 1.7138 | 2 | Off-Peak
2023-08-16 | 8 | 16 | 1 | Summer | 0.7852 | 1.4939 | 0 | 0 | Normal |  | 0 | 0 | 1.4939 | 1.4939 | 3 | Off-Peak
2023-08-16 01:00 | 8 | 16 | 2 | Summer | 0.7032 | 1.3379 | 0 | 0 | Normal |  | 0 | 0 | 1.3379 | 1.3379 | 3 | Off-Peak
2023-08-16 02:00 | 8 | 16 | 3 | Summer | 0.6524 | 1.2412 | 0 | 0 | Normal |  | 0 | 0 | 1.2412 | 1.2412 | 3 | Off-Peak
2023-08-16 03:00 | 8 | 16 | 4 | Summer | 0.622 | 1.1834 | 0 | 0 | Normal |  | 0 | 0 | 1.1834 | 1.1834 | 3 | Off-Peak
2023-08-16 04:00 | 8 | 16 | 5 | Summer | 0.6078 | 1.1564 | 0 | 0 | Normal |  | 0 | 0 | 1.1564 | 1.1564 | 3 | Off-Peak
2023-08-16 05:00 | 8 | 16 | 6 | Summer | 0.6161 | 1.1722 | 0.066302 | 0.066302 | Normal |  | 0 | 0.066302 | 1.1059 | 1.1059 | 3 | Peak
2023-08-16 06:00 | 8 | 16 | 7 | Summer | 0.6381 | 1.214 | 0.80722 | 0.80722 | Normal |  | 0 | 0.80722 | 0.4068 | 0.4068 | 3 | Peak
2023-08-16 07:00 | 8 | 16 | 8 | Summer | 0.6631 | 1.2616 | 1.2505 | 1.2505 | Normal |  | 0 | 1.2505 | 0.011089 | 0.011089 | 3 | Peak
2023-08-16 08:00 | 8 | 16 | 9 | Summer | 0.6985 | 1.3289 | 1.8203 | 1.8203 | Normal |  | 0.49138 | 1.3289 | 0 | -0.49138 | 3 | Peak
2023-08-16 09:00 | 8 | 16 | 10 | Summer | 0.7603 | 1.4465 | 2.3666 | 2.3666 | Normal |  | 0.9201 | 1.4465 | 0 | -0.9201 | 3 | Peak
2023-08-16 10:00 | 8 | 16 | 11 | Summer | 0.8463 | 1.6101 | 3.724 | 3.724 | Normal |  | 2.1138 | 1.6101 | 2.2204e-16 | -2.1138 | 3 | Peak
2023-08-16 11:00 | 8 | 16 | 12 | Summer | 0.96 | 1.8265 | 3.4965 | 3.4965 | Normal |  | 1.67 | 1.8265 | 0 | -1.67 | 3 | Peak
2023-08-16 12:00 | 8 | 16 | 13 | Summer | 1.1088 | 2.1096 | 3.1892 | 3.1892 | Normal |  | 1.0797 | 2.1096 | 0 | -1.0797 | 3 | Peak
2023-08-16 13:00 | 8 | 16 | 14 | Summer | 1.2784 | 2.4322 | 1.3849 | 1.3849 | Normal |  | 0 | 1.3849 | 1.0473 | 1.0473 | 3 | Peak
2023-08-16 14:00 | 8 | 16 | 15 | Summer | 1.4559 | 2.7699 | 1.7996 | 1.7996 | Normal |  | 0 | 1.7996 | 0.97037 | 0.97037 | 3 | Peak
2023-08-16 15:00 | 8 | 16 | 16 | Summer | 1.6264 | 3.0943 | 2.244 | 2.244 | Normal |  | 0 | 2.244 | 0.85033 | 0.85033 | 3 | Peak
2023-08-16 16:00 | 8 | 16 | 17 | Summer | 1.7724 | 3.3721 | 1.8638 | 1.8638 | Normal |  | 0 | 1.8638 | 1.5083 | 1.5083 | 3 | Peak
2023-08-16 17:00 | 8 | 16 | 18 | Summer | 1.8711 | 3.5599 | 0.61929 | 0.61929 | Normal |  | 0 | 0.61929 | 2.9406 | 2.9406 | 3 | Peak
2023-08-16 18:00 | 8 | 16 | 19 | Summer | 1.8332 | 3.4878 | 0.0291 | 0.0291 | Normal |  | 0 | 0.0291 | 3.4587 | 3.4587 | 3 | Peak
2023-08-16 19:00 | 8 | 16 | 20 | Summer | 1.6854 | 3.2066 | 0 | 0 | Normal |  | 0 | 0 | 3.2066 | 3.2066 | 3 | Peak
2023-08-16 20:00 | 8 | 16 | 21 | Summer | 1.5982 | 3.0407 | 0 | 0 | Normal |  | 0 | 0 | 3.0407 | 3.0407 | 3 | Peak
2023-08-16 21:00 | 8 | 16 | 22 | Summer | 1.4908 | 2.8363 | 0 | 0 | Normal |  | 0 | 0 | 2.8363 | 2.8363 | 3 | Off-Peak
2023-08-16 22:00 | 8 | 16 | 23 | Summer | 1.3193 | 2.5101 | 0 | 0 | Normal |  | 0 | 0 | 2.5101 | 2.5101 | 3 | Off-Peak
2023-08-16 23:00 | 8 | 17 | 0 | Summer | 1.1137 | 2.1189 | 0 | 0 | Normal |  | 0 | 0 | 2.1189 | 2.1189 | 3 | Off-Peak
2023-08-17 | 8 | 17 | 1 | Summer | 0.968 | 1.8417 | 0 | 0 | Normal |  | 0 | 0 | 1.8417 | 1.8417 | 4 | Off-Peak
2023-08-17 01:00 | 8 | 17 | 2 | Summer | 0.8504 | 1.6179 | 0 | 0 | Normal |  | 0 | 0 | 1.6179 | 1.6179 | 4 | Off-Peak
2023-08-17 02:00 | 8 | 17 | 3 | Summer | 0.7775 | 1.4792 | 0 | 0 | Normal |  | 0 | 0 | 1.4792 | 1.4792 | 4 | Off-Peak
2023-08-17 03:00 | 8 | 17 | 4 | Summer | 0.7318 | 1.3923 | 0 | 0 | Normal |  | 0 | 0 | 1.3923 | 1.3923 | 4 | Off-Peak
2023-08-17 04:00 | 8 | 17 | 5 | Summer | 0.7115 | 1.3537 | 0 | 0 | Normal |  | 0 | 0 | 1.3537 | 1.3537 | 4 | Off-Peak
2023-08-17 05:00 | 8 | 17 | 6 | Summer | 0.7195 | 1.3689 | 0.076151 | 0.076151 | Normal |  | 0 | 0.076151 | 1.2927 | 1.2927 | 4 | Peak
2023-08-17 06:00 | 8 | 17 | 7 | Summer | 0.7529 | 1.4324 | 0.64036 | 0.64036 | Normal |  | 0 | 0.64036 | 0.79208 | 0.79208 | 4 | Peak
2023-08-17 07:00 | 8 | 17 | 8 | Summer | 0.7882 | 1.4996 | 1.2941 | 1.2941 | Normal |  | 0 | 1.2941 | 0.20547 | 0.20547 | 4 | Peak
2023-08-17 08:00 | 8 | 17 | 9 | Summer | 0.7941 | 1.5108 | 1.7984 | 1.7984 | Normal |  | 0.2876 | 1.5108 | 0 | -0.2876 | 4 | Peak
2023-08-17 09:00 | 8 | 17 | 10 | Summer | 0.8232 | 1.5662 | 1.9368 | 1.9368 | Normal |  | 0.37063 | 1.5662 | 0 | -0.37063 | 4 | Peak
2023-08-17 10:00 | 8 | 17 | 11 | Summer | 0.9315 | 1.7722 | 0.6112 | 0.6112 | Normal |  | 0 | 0.6112 | 1.161 | 1.161 | 4 | Peak
2023-08-17 11:00 | 8 | 17 | 12 | Summer | 1.0669 | 2.0298 | 0.73064 | 0.73064 | Normal |  | 0 | 0.73064 | 1.2992 | 1.2992 | 4 | Peak
2023-08-17 12:00 | 8 | 17 | 13 | Summer | 1.1934 | 2.2705 | 1.7268 | 1.7268 | Normal |  | 0 | 1.7268 | 0.54369 | 0.54369 | 4 | Peak
2023-08-17 13:00 | 8 | 17 | 14 | Summer | 1.3007 | 2.4747 | 0.78693 | 0.78693 | Normal |  | 0 | 0.78693 | 1.6877 | 1.6877 | 4 | Peak
2023-08-17 14:00 | 8 | 17 | 15 | Summer | 1.3774 | 2.6206 | 0.59464 | 0.59464 | Normal |  | 0 | 0.59464 | 2.0259 | 2.0259 | 4 | Peak
2023-08-17 15:00 | 8 | 17 | 16 | Summer | 1.4387 | 2.7372 | 2.2951 | 2.2951 | Normal |  | 0 | 2.2951 | 0.44213 | 0.44213 | 4 | Peak
2023-08-17 16:00 | 8 | 17 | 17 | Summer | 1.4355 | 2.7311 | 1.0241 | 1.0241 | Normal |  | 0 | 1.0241 | 1.7071 | 1.7071 | 4 | Peak
2023-08-17 17:00 | 8 | 17 | 18 | Summer | 1.4409 | 2.7414 | 0.38884 | 0.38884 | Normal |  | 0 | 0.38884 | 2.3526 | 2.3526 | 4 | Peak
2023-08-17 18:00 | 8 | 17 | 19 | Summer | 1.396 | 2.656 | 0 | 0 | Normal |  | 0 | 0 | 2.656 | 2.656 | 4 | Peak
2023-08-17 19:00 | 8 | 17 | 20 | Summer | 1.2974 | 2.4684 | 0 | 0 | Normal |  | 0 | 0 | 2.4684 | 2.4684 | 4 | Peak
2023-08-17 20:00 | 8 | 17 | 21 | Summer | 1.265 | 2.4067 | 0 | 0 | Normal |  | 0 | 0 | 2.4067 | 2.4067 | 4 | Peak
2023-08-17 21:00 | 8 | 17 | 22 | Summer | 1.2026 | 2.288 | 0 | 0 | Normal |  | 0 | 0 | 2.288 | 2.288 | 4 | Off-Peak
2023-08-17 22:00 | 8 | 17 | 23 | Summer | 1.0701 | 2.0359 | 0 | 0 | Normal |  | 0 | 0 | 2.0359 | 2.0359 | 4 | Off-Peak
2023-08-17 23:00 | 8 | 18 | 0 | Summer | 0.9123 | 1.7357 | 0 | 0 | Normal |  | 0 | 0 | 1.7357 | 1.7357 | 4 | Off-Peak
2023-08-18 | 8 | 18 | 1 | Summer | 0.7903 | 1.5036 | 0 | 0 | Normal |  | 0 | 0 | 1.5036 | 1.5036 | 5 | Off-Peak
2023-08-18 01:00 | 8 | 18 | 2 | Summer | 0.7074 | 1.3459 | 0 | 0 | Normal |  | 0 | 0 | 1.3459 | 1.3459 | 5 | Off-Peak
2023-08-18 02:00 | 8 | 18 | 3 | Summer | 0.6542 | 1.2447 | 0 | 0 | Normal |  | 0 | 0 | 1.2447 | 1.2447 | 5 | Off-Peak
2023-08-18 03:00 | 8 | 18 | 4 | Summer | 0.6222 | 1.1838 | 0 | 0 | Normal |  | 0 | 0 | 1.1838 | 1.1838 | 5 | Off-Peak
2023-08-18 04:00 | 8 | 18 | 5 | Summer | 0.6074 | 1.1556 | 0 | 0 | Normal |  | 0 | 0 | 1.1556 | 1.1556 | 5 | Off-Peak
2023-08-18 05:00 | 8 | 18 | 6 | Summer | 0.6137 | 1.1676 | 0 | 0 | Normal |  | 0 | 0 | 1.1676 | 1.1676 | 5 | Peak
2023-08-18 06:00 | 8 | 18 | 7 | Summer | 0.6355 | 1.2091 | 0.046703 | 0.046703 | Normal |  | 0 | 0.046703 | 1.1624 | 1.1624 | 5 | Peak
2023-08-18 07:00 | 8 | 18 | 8 | Summer | 0.6588 | 1.2534 | 0.11893 | 0.11893 | Normal |  | 0 | 0.11893 | 1.1345 | 1.1345 | 5 | Peak
2023-08-18 08:00 | 8 | 18 | 9 | Summer | 0.6887 | 1.3103 | 0.15329 | 0.15329 | Normal |  | 0 | 0.15329 | 1.157 | 1.157 | 5 | Peak
2023-08-18 09:00 | 8 | 18 | 10 | Summer | 0.7354 | 1.3991 | 0.42808 | 0.42808 | Normal |  | 0 | 0.42808 | 0.97106 | 0.97106 | 5 | Peak
2023-08-18 10:00 | 8 | 18 | 11 | Summer | 0.7974 | 1.5171 | 1.178 | 1.178 | Normal |  | 0 | 1.178 | 0.33912 | 0.33912 | 5 | Peak
2023-08-18 11:00 | 8 | 18 | 12 | Summer | 0.8776 | 1.6697 | 4.1812 | 4.1812 | Normal |  | 2.5115 | 1.6697 | 0 | -2.5115 | 5 | Peak
2023-08-18 12:00 | 8 | 18 | 13 | Summer | 0.9872 | 1.8782 | 4.6045 | 4.6045 | Normal |  | 2.7263 | 1.8782 | 0 | -2.7263 | 5 | Peak
2023-08-18 13:00 | 8 | 18 | 14 | Summer | 1.1094 | 2.1107 | 3.3698 | 3.3698 | Normal |  | 1.259 | 2.1107 | 0 | -1.259 | 5 | Peak
2023-08-18 14:00 | 8 | 18 | 15 | Summer | 1.2411 | 2.3613 | 2.7479 | 2.7479 | Normal |  | 0.38661 | 2.3613 | 0 | -0.38661 | 5 | Peak
2023-08-18 15:00 | 8 | 18 | 16 | Summer | 1.3866 | 2.6381 | 2.4644 | 2.4644 | Normal |  | 0 | 2.4644 | 0.17374 | 0.17374 | 5 | Peak
2023-08-18 16:00 | 8 | 18 | 17 | Summer | 1.4906 | 2.836 | 1.5066 | 1.5066 | Normal |  | 0 | 1.5066 | 1.3294 | 1.3294 | 5 | Peak
2023-08-18 17:00 | 8 | 18 | 18 | Summer | 1.5081 | 2.8693 | 0.71208 | 0.71208 | Normal |  | 0 | 0.71208 | 2.1572 | 2.1572 | 5 | Peak
2023-08-18 18:00 | 8 | 18 | 19 | Summer | 1.42 | 2.7016 | 0.028131 | 0.028131 | Normal |  | 0 | 0.028131 | 2.6735 | 2.6735 | 5 | Peak
2023-08-18 19:00 | 8 | 18 | 20 | Summer | 1.3072 | 2.487 | 0 | 0 | Normal |  | 0 | 0 | 2.487 | 2.487 | 5 | Peak
2023-08-18 20:00 | 8 | 18 | 21 | Summer | 1.2609 | 2.3989 | 0 | 0 | Normal |  | 0 | 0 | 2.3989 | 2.3989 | 5 | Peak
2023-08-18 21:00 | 8 | 18 | 22 | Summer | 1.1963 | 2.276 | 0 | 0 | Normal |  | 0 | 0 | 2.276 | 2.276 | 5 | Off-Peak
2023-08-18 22:00 | 8 | 18 | 23 | Summer | 1.0869 | 2.0679 | 0 | 0 | Normal |  | 0 | 0 | 2.0679 | 2.0679 | 5 | Off-Peak
2023-08-18 23:00 | 8 | 19 | 0 | Summer | 0.9537 | 1.8145 | 0 | 0 | Normal |  | 0 | 0 | 1.8145 | 1.8145 | 5 | Off-Peak
2023-08-19 | 8 | 19 | 1 | Summer | 0.8372 | 1.5928 | 0 | 0 | Normal |  | 0 | 0 | 1.5928 | 1.5928 | 6 | Off-Peak
2023-08-19 01:00 | 8 | 19 | 2 | Summer | 0.7459 | 1.4191 | 0 | 0 | Normal |  | 0 | 0 | 1.4191 | 1.4191 | 6 | Off-Peak
2023-08-19 02:00 | 8 | 19 | 3 | Summer | 0.6897 | 1.3122 | 0 | 0 | Normal |  | 0 | 0 | 1.3122 | 1.3122 | 6 | Off-Peak
2023-08-19 03:00 | 8 | 19 | 4 | Summer | 0.6481 | 1.2331 | 0 | 0 | Normal |  | 0 | 0 | 1.2331 | 1.2331 | 6 | Off-Peak
2023-08-19 04:00 | 8 | 19 | 5 | Summer | 0.6238 | 1.1868 | 0 | 0 | Normal |  | 0 | 0 | 1.1868 | 1.1868 | 6 | Off-Peak
2023-08-19 05:00 | 8 | 19 | 6 | Summer | 0.6154 | 1.1708 | 0.061855 | 0.061855 | Normal |  | 0 | 0.061855 | 1.109 | 1.109 | 6 | Off-Peak
2023-08-19 06:00 | 8 | 19 | 7 | Summer | 0.6203 | 1.1802 | 0.83762 | 0.83762 | Normal |  | 0 | 0.83762 | 0.34254 | 0.34254 | 6 | Off-Peak
2023-08-19 07:00 | 8 | 19 | 8 | Summer | 0.6618 | 1.2591 | 2.3491 | 2.3491 | Normal |  | 1.09 | 1.2591 | 0 | -1.09 | 6 | Off-Peak
2023-08-19 08:00 | 8 | 19 | 9 | Summer | 0.7377 | 1.4035 | 3.8932 | 3.8932 | Normal |  | 2.4897 | 1.4035 | 2.2204e-16 | -2.4897 | 6 | Off-Peak
2023-08-19 09:00 | 8 | 19 | 10 | Summer | 0.8181 | 1.5565 | 4.6603 | 4.6603 | Normal |  | 3.1038 | 1.5565 | 2.2204e-16 | -3.1038 | 6 | Off-Peak
2023-08-19 10:00 | 8 | 19 | 11 | Summer | 0.9061 | 1.7239 | 5.5461 | 5.5461 | Normal |  | 3.8222 | 1.7239 | 0 | -3.8222 | 6 | Off-Peak
2023-08-19 11:00 | 8 | 19 | 12 | Summer | 1.0263 | 1.9526 | 5.2749 | 5.2749 | Normal |  | 3.3223 | 1.9526 | 0 | -3.3223 | 6 | Off-Peak
2023-08-19 12:00 | 8 | 19 | 13 | Summer | 1.1895 | 2.2631 | 5.6084 | 5.6084 | Normal |  | 3.3453 | 2.2631 | 0 | -3.3453 | 6 | Off-Peak
2023-08-19 13:00 | 8 | 19 | 14 | Summer | 1.3882 | 2.6411 | 5.3216 | 5.3216 | Normal |  | 2.6804 | 2.6411 | 0 | -2.6804 | 6 | Off-Peak
2023-08-19 14:00 | 8 | 19 | 15 | Summer | 1.5908 | 3.0266 | 4.5583 | 4.5583 | Normal |  | 1.5317 | 3.0266 | 0 | -1.5317 | 6 | Off-Peak
2023-08-19 15:00 | 8 | 19 | 16 | Summer | 1.7831 | 3.3925 | 2.6607 | 2.6607 | Normal |  | 0 | 2.6607 | 0.73176 | 0.73176 | 6 | Off-Peak
2023-08-19 16:00 | 8 | 19 | 17 | Summer | 1.9224 | 3.6575 | 1.6825 | 1.6825 | Normal |  | 0 | 1.6825 | 1.975 | 1.975 | 6 | Off-Peak
2023-08-19 17:00 | 8 | 19 | 18 | Summer | 1.974 | 3.7557 | 0.71343 | 0.71343 | Normal |  | 0 | 0.71343 | 3.0422 | 3.0422 | 6 | Off-Peak
2023-08-19 18:00 | 8 | 19 | 19 | Summer | 1.9038 | 3.6221 | 0.00407 | 0.00407 | Normal |  | 0 | 0.00407 | 3.618 | 3.618 | 6 | Off-Peak
2023-08-19 19:00 | 8 | 19 | 20 | Summer | 1.7473 | 3.3243 | 0 | 0 | Normal |  | 0 | 0 | 3.3243 | 3.3243 | 6 | Off-Peak
2023-08-19 20:00 | 8 | 19 | 21 | Summer | 1.6732 | 3.1834 | 0 | 0 | Normal |  | 0 | 0 | 3.1834 | 3.1834 | 6 | Off-Peak
2023-08-19 21:00 | 8 | 19 | 22 | Summer | 1.5949 | 3.0344 | 0 | 0 | Normal |  | 0 | 0 | 3.0344 | 3.0344 | 6 | Off-Peak
2023-08-19 22:00 | 8 | 19 | 23 | Summer | 1.4768 | 2.8097 | 0 | 0 | Normal |  | 0 | 0 | 2.8097 | 2.8097 | 6 | Off-Peak
2023-08-19 23:00 | 8 | 20 | 0 | Summer | 1.3139 | 2.4998 | 0 | 0 | Normal |  | 0 | 0 | 2.4998 | 2.4998 | 6 | Off-Peak
2023-08-20 | 8 | 20 | 1 | Summer | 1.1802 | 2.2454 | 0 | 0 | Normal |  | 0 | 0 | 2.2454 | 2.2454 | 7 | Off-Peak
2023-08-20 01:00 | 8 | 20 | 2 | Summer | 1.0507 | 1.999 | 0 | 0 | Normal |  | 0 | 0 | 1.999 | 1.999 | 7 | Off-Peak
2023-08-20 02:00 | 8 | 20 | 3 | Summer | 0.973 | 1.8512 | 0 | 0 | Normal |  | 0 | 0 | 1.8512 | 1.8512 | 7 | Off-Peak
2023-08-20 03:00 | 8 | 20 | 4 | Summer | 0.9115 | 1.7342 | 0 | 0 | Normal |  | 0 | 0 | 1.7342 | 1.7342 | 7 | Off-Peak
2023-08-20 04:00 | 8 | 20 | 5 | Summer | 0.8632 | 1.6423 | 0 | 0 | Normal |  | 0 | 0 | 1.6423 | 1.6423 | 7 | Off-Peak
2023-08-20 05:00 | 8 | 20 | 6 | Summer | 0.8377 | 1.5938 | 0.022596 | 0.022596 | Normal |  | 0 | 0.022596 | 1.5712 | 1.5712 | 7 | Off-Peak
2023-08-20 06:00 | 8 | 20 | 7 | Summer | 0.8352 | 1.589 | 0.3619 | 0.3619 | Normal |  | 0 | 0.3619 | 1.2271 | 1.2271 | 7 | Off-Peak
2023-08-20 07:00 | 8 | 20 | 8 | Summer | 0.9443 | 1.7966 | 0.61924 | 0.61924 | Normal |  | 0 | 0.61924 | 1.1773 | 1.1773 | 7 | Off-Peak
2023-08-20 08:00 | 8 | 20 | 9 | Summer | 1.1687 | 2.2235 | 0.54107 | 0.54107 | Normal |  | 0 | 0.54107 | 1.6825 | 1.6825 | 7 | Off-Peak
2023-08-20 09:00 | 8 | 20 | 10 | Summer | 1.4782 | 2.8124 | 0.24066 | 0.24066 | Normal |  | 0 | 0.24066 | 2.5717 | 2.5717 | 7 | Off-Peak
2023-08-20 10:00 | 8 | 20 | 11 | Summer | 1.8149 | 3.453 | 0.31866 | 0.31866 | Normal |  | 0 | 0.31866 | 3.1343 | 3.1343 | 7 | Off-Peak
2023-08-20 11:00 | 8 | 20 | 12 | Summer | 2.1257 | 4.0443 | 0.36758 | 0.36758 | Normal |  | 0 | 0.36758 | 3.6767 | 3.6767 | 7 | Off-Peak
2023-08-20 12:00 | 8 | 20 | 13 | Summer | 2.3763 | 4.5211 | 0.35566 | 0.35566 | Normal |  | 0 | 0.35566 | 4.1654 | 4.1654 | 7 | Off-Peak
2023-08-20 13:00 | 8 | 20 | 14 | Summer | 2.5667 | 4.8833 | 0.39324 | 0.39324 | Normal |  | 0 | 0.39324 | 4.4901 | 4.4901 | 7 | Off-Peak
2023-08-20 14:00 | 8 | 20 | 15 | Summer | 2.701 | 5.1388 | 0.50221 | 0.50221 | Normal |  | 0 | 0.50221 | 4.6366 | 4.6366 | 7 | Off-Peak
2023-08-20 15:00 | 8 | 20 | 16 | Summer | 2.8077 | 5.3418 | 2.9737 | 2.9737 | Normal |  | 0 | 2.9737 | 2.3681 | 2.3681 | 7 | Off-Peak
2023-08-20 16:00 | 8 | 20 | 17 | Summer | 2.8669 | 5.4545 | 1.7806 | 1.7806 | Normal |  | 0 | 1.7806 | 3.6739 | 3.6739 | 7 | Off-Peak
2023-08-20 17:00 | 8 | 20 | 18 | Summer | 2.8753 | 5.4704 | 0.69165 | 0.69165 | Normal |  | 0 | 0.69165 | 4.7788 | 4.7788 | 7 | Off-Peak
2023-08-20 18:00 | 8 | 20 | 19 | Summer | 2.774 | 5.2777 | 0.020723 | 0.020723 | Normal |  | 0 | 0.020723 | 5.257 | 5.257 | 7 | Off-Peak
2023-08-20 19:00 | 8 | 20 | 20 | Summer | 2.5838 | 4.9158 | 0 | 0 | Normal |  | 0 | 0 | 4.9158 | 4.9158 | 7 | Off-Peak
2023-08-20 20:00 | 8 | 20 | 21 | Summer | 2.4359 | 4.6345 | 0 | 0 | Normal |  | 0 | 0 | 4.6345 | 4.6345 | 7 | Off-Peak
2023-08-20 21:00 | 8 | 20 | 22 | Summer | 2.2372 | 4.2564 | 0 | 0 | Normal |  | 0 | 0 | 4.2564 | 4.2564 | 7 | Off-Peak
2023-08-20 22:00 | 8 | 20 | 23 | Summer | 1.9619 | 3.7326 | 0 | 0 | Normal |  | 0 | 0 | 3.7326 | 3.7326 | 7 | Off-Peak
2023-08-20 23:00 | 8 | 21 | 0 | Summer | 1.6702 | 3.1777 | 0 | 0 | Normal |  | 0 | 0 | 3.1777 | 3.1777 | 7 | Off-Peak
2023-08-21 | 8 | 21 | 1 | Summer | 1.4283 | 2.7174 | 0 | 0 | Normal |  | 0 | 0 | 2.7174 | 2.7174 | 1 | Off-Peak
2023-08-21 01:00 | 8 | 21 | 2 | Summer | 1.2494 | 2.3771 | 0 | 0 | Normal |  | 0 | 0 | 2.3771 | 2.3771 | 1 | Off-Peak
2023-08-21 02:00 | 8 | 21 | 3 | Summer | 1.1181 | 2.1273 | 0 | 0 | Normal |  | 0 | 0 | 2.1273 | 2.1273 | 1 | Off-Peak
2023-08-21 03:00 | 8 | 21 | 4 | Summer | 1.0234 | 1.9471 | 0 | 0 | Normal |  | 0 | 0 | 1.9471 | 1.9471 | 1 | Off-Peak
2023-08-21 04:00 | 8 | 21 | 5 | Summer | 0.96 | 1.8265 | 0 | 0 | Normal |  | 0 | 0 | 1.8265 | 1.8265 | 1 | Off-Peak
2023-08-21 05:00 | 8 | 21 | 6 | Summer | 0.9368 | 1.7823 | 0.045951 | 0.045951 | Normal |  | 0 | 0.045951 | 1.7364 | 1.7364 | 1 | Peak
2023-08-21 06:00 | 8 | 21 | 7 | Summer | 0.9573 | 1.8213 | 1.0109 | 1.0109 | Normal |  | 0 | 1.0109 | 0.81038 | 0.81038 | 1 | Peak
2023-08-21 07:00 | 8 | 21 | 8 | Summer | 1.0268 | 1.9536 | 2.4685 | 2.4685 | Normal |  | 0.51494 | 1.9536 | 0 | -0.51494 | 1 | Peak
2023-08-21 08:00 | 8 | 21 | 9 | Summer | 1.1244 | 2.1392 | 3.5957 | 3.5957 | Normal |  | 1.4565 | 2.1392 | 0 | -1.4565 | 1 | Peak
2023-08-21 09:00 | 8 | 21 | 10 | Summer | 1.269 | 2.4144 | 3.8341 | 3.8341 | Normal |  | 1.4197 | 2.4144 | 0 | -1.4197 | 1 | Peak
2023-08-21 10:00 | 8 | 21 | 11 | Summer | 1.4403 | 2.7403 | 3.9147 | 3.9147 | Normal |  | 1.1744 | 2.7403 | 0 | -1.1744 | 1 | Peak
2023-08-21 11:00 | 8 | 21 | 12 | Summer | 1.616 | 3.0745 | 3.5135 | 3.5135 | Normal |  | 0.43892 | 3.0745 | 0 | -0.43892 | 1 | Peak
2023-08-21 12:00 | 8 | 21 | 13 | Summer | 1.7974 | 3.4197 | 3.5798 | 3.5798 | Normal |  | 0.16008 | 3.4197 | 0 | -0.16008 | 1 | Peak
2023-08-21 13:00 | 8 | 21 | 14 | Summer | 1.9697 | 3.7475 | 2.4048 | 2.4048 | Normal |  | 0 | 2.4048 | 1.3427 | 1.3427 | 1 | Peak
2023-08-21 14:00 | 8 | 21 | 15 | Summer | 2.1065 | 4.0078 | 0.98412 | 0.98412 | Normal |  | 0 | 0.98412 | 3.0236 | 3.0236 | 1 | Peak
2023-08-21 15:00 | 8 | 21 | 16 | Summer | 2.2245 | 4.2323 | 0.26572 | 0.26572 | Normal |  | 0 | 0.26572 | 3.9665 | 3.9665 | 1 | Peak
2023-08-21 16:00 | 8 | 21 | 17 | Summer | 2.3032 | 4.382 | 0.47159 | 0.47159 | Normal |  | 0 | 0.47159 | 3.9104 | 3.9104 | 1 | Peak
2023-08-21 17:00 | 8 | 21 | 18 | Summer | 2.2905 | 4.3578 | 0.021783 | 0.021783 | Normal |  | 0 | 0.021783 | 4.336 | 4.336 | 1 | Peak
2023-08-21 18:00 | 8 | 21 | 19 | Summer | 2.1356 | 4.0631 | 0 | 0 | Normal |  | 0 | 0 | 4.0631 | 4.0631 | 1 | Peak
2023-08-21 19:00 | 8 | 21 | 20 | Summer | 1.9414 | 3.6936 | 0 | 0 | Normal |  | 0 | 0 | 3.6936 | 3.6936 | 1 | Peak
2023-08-21 20:00 | 8 | 21 | 21 | Summer | 1.8322 | 3.4859 | 0 | 0 | Normal |  | 0 | 0 | 3.4859 | 3.4859 | 1 | Peak
2023-08-21 21:00 | 8 | 21 | 22 | Summer | 1.6878 | 3.2111 | 0 | 0 | Normal |  | 0 | 0 | 3.2111 | 3.2111 | 1 | Off-Peak
2023-08-21 22:00 | 8 | 21 | 23 | Summer | 1.4799 | 2.8156 | 0 | 0 | Normal |  | 0 | 0 | 2.8156 | 2.8156 | 1 | Off-Peak
2023-08-21 23:00 | 8 | 22 | 0 | Summer | 1.2539 | 2.3856 | 0 | 0 | Normal |  | 0 | 0 | 2.3856 | 2.3856 | 1 | Off-Peak
2023-08-22 | 8 | 22 | 1 | Summer | 1.0816 | 2.0578 | 0 | 0 | Normal |  | 0 | 0 | 2.0578 | 2.0578 | 2 | Off-Peak
2023-08-22 01:00 | 8 | 22 | 2 | Summer | 0.9588 | 1.8242 | 0 | 0 | Normal |  | 0 | 0 | 1.8242 | 1.8242 | 2 | Off-Peak
2023-08-22 02:00 | 8 | 22 | 3 | Summer | 0.879 | 1.6724 | 0 | 0 | Normal |  | 0 | 0 | 1.6724 | 1.6724 | 2 | Off-Peak
2023-08-22 03:00 | 8 | 22 | 4 | Summer | 0.8278 | 1.5749 | 0 | 0 | Normal |  | 0 | 0 | 1.5749 | 1.5749 | 2 | Off-Peak
2023-08-22 04:00 | 8 | 22 | 5 | Summer | 0.8021 | 1.526 | 0 | 0 | Normal |  | 0 | 0 | 1.526 | 1.526 | 2 | Off-Peak
2023-08-22 05:00 | 8 | 22 | 6 | Summer | 0.8069 | 1.5352 | 0.047717 | 0.047717 | Normal |  | 0 | 0.047717 | 1.4875 | 1.4875 | 2 | Peak
2023-08-22 06:00 | 8 | 22 | 7 | Summer | 0.847 | 1.6115 | 0.82803 | 0.82803 | Normal |  | 0 | 0.82803 | 0.78344 | 0.78344 | 2 | Peak
2023-08-22 07:00 | 8 | 22 | 8 | Summer | 0.9264 | 1.7625 | 1.6755 | 1.6755 | Normal |  | 0 | 1.6755 | 0.087079 | 0.087079 | 2 | Peak
2023-08-22 08:00 | 8 | 22 | 9 | Summer | 1.0327 | 1.9648 | 2.8527 | 2.8527 | Normal |  | 0.88797 | 1.9648 | 0 | -0.88797 | 2 | Peak
2023-08-22 09:00 | 8 | 22 | 10 | Summer | 1.186 | 2.2564 | 5.2283 | 5.2283 | Normal |  | 2.9719 | 2.2564 | 0 | -2.9719 | 2 | Peak
2023-08-22 10:00 | 8 | 22 | 11 | Summer | 1.3927 | 2.6497 | 6.0105 | 6.0105 | Normal |  | 3.3608 | 2.6497 | 0 | -3.3608 | 2 | Peak
2023-08-22 11:00 | 8 | 22 | 12 | Summer | 1.6364 | 3.1134 | 6.0669 | 6.0669 | Normal |  | 2.9536 | 3.1134 | 0 | -2.9536 | 2 | Peak
2023-08-22 12:00 | 8 | 22 | 13 | Summer | 1.8812 | 3.5791 | 5.8816 | 5.8816 | Normal |  | 2.3025 | 3.5791 | 0 | -2.3025 | 2 | Peak
2023-08-22 13:00 | 8 | 22 | 14 | Summer | 2.0931 | 3.9823 | 5.8744 | 5.8744 | Normal |  | 1.8921 | 3.9823 | 0 | -1.8921 | 2 | Peak
2023-08-22 14:00 | 8 | 22 | 15 | Summer | 2.2768 | 4.3318 | 5.083 | 5.083 | Normal |  | 0.75123 | 4.3318 | 0 | -0.75123 | 2 | Peak
2023-08-22 15:00 | 8 | 22 | 16 | Summer | 2.4573 | 4.6752 | 3.6455 | 3.6455 | Normal |  | 0 | 3.6455 | 1.0296 | 1.0296 | 2 | Peak
2023-08-22 16:00 | 8 | 22 | 17 | Summer | 2.6039 | 4.9541 | 2.3422 | 2.3422 | Normal |  | 0 | 2.3422 | 2.6119 | 2.6119 | 2 | Peak
2023-08-22 17:00 | 8 | 22 | 18 | Summer | 2.6869 | 5.112 | 0.66879 | 0.66879 | Normal |  | 0 | 0.66879 | 4.4432 | 4.4432 | 2 | Peak
2023-08-22 18:00 | 8 | 22 | 19 | Summer | 2.6429 | 5.0283 | 0.012961 | 0.012961 | Normal |  | 0 | 0.012961 | 5.0153 | 5.0153 | 2 | Peak
2023-08-22 19:00 | 8 | 22 | 20 | Summer | 2.508 | 4.7716 | 0 | 0 | Normal |  | 0 | 0 | 4.7716 | 4.7716 | 2 | Peak
2023-08-22 20:00 | 8 | 22 | 21 | Summer | 2.433 | 4.6289 | 0 | 0 | Normal |  | 0 | 0 | 4.6289 | 4.6289 | 2 | Peak
2023-08-22 21:00 | 8 | 22 | 22 | Summer | 2.298 | 4.3721 | 0 | 0 | Normal |  | 0 | 0 | 4.3721 | 4.3721 | 2 | Off-Peak
2023-08-22 22:00 | 8 | 22 | 23 | Summer | 2.0806 | 3.9585 | 0 | 0 | Normal |  | 0 | 0 | 3.9585 | 3.9585 | 2 | Off-Peak
2023-08-22 23:00 | 8 | 23 | 0 | Summer | 1.8344 | 3.4901 | 0 | 0 | Normal |  | 0 | 0 | 3.4901 | 3.4901 | 2 | Off-Peak
2023-08-23 | 8 | 23 | 1 | Summer | 1.638 | 3.1164 | 0 | 0 | Normal |  | 0 | 0 | 3.1164 | 3.1164 | 3 | Off-Peak
2023-08-23 01:00 | 8 | 23 | 2 | Summer | 1.4808 | 2.8173 | 0 | 0 | Normal |  | 0 | 0 | 2.8173 | 2.8173 | 3 | Off-Peak
2023-08-23 02:00 | 8 | 23 | 3 | Summer | 1.3669 | 2.6006 | 0 | 0 | Normal |  | 0 | 0 | 2.6006 | 2.6006 | 3 | Off-Peak
2023-08-23 03:00 | 8 | 23 | 4 | Summer | 1.2834 | 2.4418 | 0 | 0 | Normal |  | 0 | 0 | 2.4418 | 2.4418 | 3 | Off-Peak
2023-08-23 04:00 | 8 | 23 | 5 | Summer | 1.2283 | 2.3369 | 0 | 0 | Normal |  | 0 | 0 | 2.3369 | 2.3369 | 3 | Off-Peak
2023-08-23 05:00 | 8 | 23 | 6 | Summer | 1.2136 | 2.309 | 0.052665 | 0.052665 | Normal |  | 0 | 0.052665 | 2.2563 | 2.2563 | 3 | Peak
2023-08-23 06:00 | 8 | 23 | 7 | Summer | 1.2566 | 2.3908 | 1.0518 | 1.0518 | Normal |  | 0 | 1.0518 | 1.339 | 1.339 | 3 | Peak
2023-08-23 07:00 | 8 | 23 | 8 | Summer | 1.3843 | 2.6337 | 2.7747 | 2.7747 | Normal |  | 0.141 | 2.6337 | 0 | -0.141 | 3 | Peak
2023-08-23 08:00 | 8 | 23 | 9 | Summer | 1.5724 | 2.9916 | 4.258 | 4.258 | Normal |  | 1.2664 | 2.9916 | 0 | -1.2664 | 3 | Peak
2023-08-23 09:00 | 8 | 23 | 10 | Summer | 1.8503 | 3.5203 | 5.3831 | 5.3831 | Normal |  | 1.8628 | 3.5203 | 0 | -1.8628 | 3 | Peak
2023-08-23 10:00 | 8 | 23 | 11 | Summer | 2.1663 | 4.1215 | 6.1584 | 6.1584 | Normal |  | 2.0368 | 4.1215 | 0 | -2.0368 | 3 | Peak
2023-08-23 11:00 | 8 | 23 | 12 | Summer | 2.467 | 4.6936 | 6.5408 | 6.5408 | Normal |  | 1.8471 | 4.6936 | 0 | -1.8471 | 3 | Peak
2023-08-23 12:00 | 8 | 23 | 13 | Summer | 2.7199 | 5.1748 | 6.5215 | 6.5215 | Normal |  | 1.3467 | 5.1748 | 0 | -1.3467 | 3 | Peak
2023-08-23 13:00 | 8 | 23 | 14 | Summer | 2.9247 | 5.5644 | 6.0934 | 6.0934 | Normal |  | 0.52895 | 5.5644 | 0 | -0.52895 | 3 | Peak
2023-08-23 14:00 | 8 | 23 | 15 | Summer | 3.0883 | 5.8757 | 5.268 | 5.268 | Normal |  | 0 | 5.268 | 0.60771 | 0.60771 | 3 | Peak
2023-08-23 15:00 | 8 | 23 | 16 | Summer | 3.2374 | 6.1594 | 4.0509 | 4.0509 | Normal |  | 0 | 4.0509 | 2.1084 | 2.1084 | 3 | Peak
2023-08-23 16:00 | 8 | 23 | 17 | Summer | 3.3506 | 6.3747 | 2.4407 | 2.4407 | Normal |  | 0 | 2.4407 | 3.9341 | 3.9341 | 3 | Peak
2023-08-23 17:00 | 8 | 23 | 18 | Summer | 3.4038 | 6.4759 | 0.70163 | 0.70163 | Normal |  | 0 | 0.70163 | 5.7743 | 5.7743 | 3 | Peak
2023-08-23 18:00 | 8 | 23 | 19 | Summer | 3.3677 | 6.4073 | 0.013311 | 0.013311 | Normal |  | 0 | 0.013311 | 6.394 | 6.394 | 3 | Peak
2023-08-23 19:00 | 8 | 23 | 20 | Summer | 3.2557 | 6.1942 | 0 | 0 | Normal |  | 0 | 0 | 6.1942 | 6.1942 | 3 | Peak
2023-08-23 20:00 | 8 | 23 | 21 | Summer | 3.1759 | 6.0424 | 0 | 0 | Normal |  | 0 | 0 | 6.0424 | 6.0424 | 3 | Peak
2023-08-23 21:00 | 8 | 23 | 22 | Summer | 3.0306 | 5.7659 | 0 | 0 | Normal |  | 0 | 0 | 5.7659 | 5.7659 | 3 | Off-Peak
2023-08-23 22:00 | 8 | 23 | 23 | Summer | 2.8125 | 5.351 | 0 | 0 | Normal |  | 0 | 0 | 5.351 | 5.351 | 3 | Off-Peak
2023-08-23 23:00 | 8 | 24 | 0 | Summer | 2.56 | 4.8706 | 0 | 0 | Normal |  | 0 | 0 | 4.8706 | 4.8706 | 3 | Off-Peak
2023-08-24 | 8 | 24 | 1 | Summer | 2.3713 | 4.5115 | 0 | 0 | Normal |  | 0 | 0 | 4.5115 | 4.5115 | 4 | Off-Peak
2023-08-24 01:00 | 8 | 24 | 2 | Summer | 2.1837 | 4.1546 | 0 | 0 | Normal |  | 0 | 0 | 4.1546 | 4.1546 | 4 | Off-Peak
2023-08-24 02:00 | 8 | 24 | 3 | Summer | 2.0283 | 3.859 | 0 | 0 | Normal |  | 0 | 0 | 3.859 | 3.859 | 4 | Off-Peak
2023-08-24 03:00 | 8 | 24 | 4 | Summer | 1.9048 | 3.624 | 0 | 0 | Normal |  | 0 | 0 | 3.624 | 3.624 | 4 | Off-Peak
2023-08-24 04:00 | 8 | 24 | 5 | Summer | 1.8 | 3.4246 | 0 | 0 | Normal |  | 0 | 0 | 3.4246 | 3.4246 | 4 | Off-Peak
2023-08-24 05:00 | 8 | 24 | 6 | Summer | 1.7314 | 3.2941 | 0.045054 | 0.045054 | Normal |  | 0 | 0.045054 | 3.249 | 3.249 | 4 | Peak
2023-08-24 06:00 | 8 | 24 | 7 | Summer | 1.7017 | 3.2376 | 1.0595 | 1.0595 | Normal |  | 0 | 1.0595 | 2.1781 | 2.1781 | 4 | Peak
2023-08-24 07:00 | 8 | 24 | 8 | Summer | 1.7774 | 3.3816 | 2.8231 | 2.8231 | Normal |  | 0 | 2.8231 | 0.55856 | 0.55856 | 4 | Peak
2023-08-24 08:00 | 8 | 24 | 9 | Summer | 1.9226 | 3.6579 | 4.3288 | 4.3288 | Normal |  | 0.67092 | 3.6579 | 0 | -0.67092 | 4 | Peak
2023-08-24 09:00 | 8 | 24 | 10 | Summer | 2.1551 | 4.1002 | 5.2298 | 5.2298 | Normal |  | 1.1295 | 4.1002 | 0 | -1.1295 | 4 | Peak
2023-08-24 10:00 | 8 | 24 | 11 | Summer | 2.4249 | 4.6135 | 6.2141 | 6.2141 | Normal |  | 1.6006 | 4.6135 | 0 | -1.6006 | 4 | Peak
2023-08-24 11:00 | 8 | 24 | 12 | Summer | 2.6931 | 5.1238 | 6.5909 | 6.5909 | Normal |  | 1.4671 | 5.1238 | 0 | -1.4671 | 4 | Peak
2023-08-24 12:00 | 8 | 24 | 13 | Summer | 2.931 | 5.5764 | 6.5649 | 6.5649 | Normal |  | 0.98849 | 5.5764 | 0 | -0.98849 | 4 | Peak
2023-08-24 13:00 | 8 | 24 | 14 | Summer | 3.1165 | 5.9293 | 6.104 | 6.104 | Normal |  | 0.17466 | 5.9293 | 0 | -0.17466 | 4 | Peak
2023-08-24 14:00 | 8 | 24 | 15 | Summer | 3.2554 | 6.1936 | 5.1481 | 5.1481 | Normal |  | 0 | 5.1481 | 1.0455 | 1.0455 | 4 | Peak
2023-08-24 15:00 | 8 | 24 | 16 | Summer | 3.3795 | 6.4297 | 3.9486 | 3.9486 | Normal |  | 0 | 3.9486 | 2.4811 | 2.4811 | 4 | Peak
2023-08-24 16:00 | 8 | 24 | 17 | Summer | 3.4644 | 6.5912 | 2.3512 | 2.3512 | Normal |  | 0 | 2.3512 | 4.2401 | 4.2401 | 4 | Peak
2023-08-24 17:00 | 8 | 24 | 18 | Summer | 3.4888 | 6.6377 | 0.68184 | 0.68184 | Normal |  | 0 | 0.68184 | 5.9558 | 5.9558 | 4 | Peak
2023-08-24 18:00 | 8 | 24 | 19 | Summer | 3.4211 | 6.5089 | 0.004985 | 0.004985 | Normal |  | 0 | 0.004985 | 6.5039 | 6.5039 | 4 | Peak
2023-08-24 19:00 | 8 | 24 | 20 | Summer | 3.2867 | 6.2532 | 0 | 0 | Normal |  | 0 | 0 | 6.2532 | 6.2532 | 4 | Peak
2023-08-24 20:00 | 8 | 24 | 21 | Summer | 3.1778 | 6.046 | 0 | 0 | Normal |  | 0 | 0 | 6.046 | 6.046 | 4 | Peak
2023-08-24 21:00 | 8 | 24 | 22 | Summer | 3.027 | 5.7591 | 0 | 0 | Normal |  | 0 | 0 | 5.7591 | 5.7591 | 4 | Off-Peak
2023-08-24 22:00 | 8 | 24 | 23 | Summer | 2.7199 | 5.1748 | 0 | 0 | Normal |  | 0 | 0 | 5.1748 | 5.1748 | 4 | Off-Peak
2023-08-24 23:00 | 8 | 25 | 0 | Summer | 2.3728 | 4.5144 | 0 | 0 | Normal |  | 0 | 0 | 4.5144 | 4.5144 | 4 | Off-Peak
2023-08-25 | 8 | 25 | 1 | Summer | 2.0807 | 3.9587 | 0 | 0 | Normal |  | 0 | 0 | 3.9587 | 3.9587 | 5 | Off-Peak
2023-08-25 01:00 | 8 | 25 | 2 | Summer | 1.8388 | 3.4984 | 0 | 0 | Normal |  | 0 | 0 | 3.4984 | 3.4984 | 5 | Off-Peak
2023-08-25 02:00 | 8 | 25 | 3 | Summer | 1.6447 | 3.1291 | 0 | 0 | Normal |  | 0 | 0 | 3.1291 | 3.1291 | 5 | Off-Peak
2023-08-25 03:00 | 8 | 25 | 4 | Summer | 1.485 | 2.8253 | 0 | 0 | Normal |  | 0 | 0 | 2.8253 | 2.8253 | 5 | Off-Peak
2023-08-25 04:00 | 8 | 25 | 5 | Summer | 1.362 | 2.5913 | 0 | 0 | Normal |  | 0 | 0 | 2.5913 | 2.5913 | 5 | Off-Peak
2023-08-25 05:00 | 8 | 25 | 6 | Summer | 1.2828 | 2.4406 | 0.035034 | 0.035034 | Normal |  | 0 | 0.035034 | 2.4056 | 2.4056 | 5 | Peak
2023-08-25 06:00 | 8 | 25 | 7 | Summer | 1.2528 | 2.3835 | 0.80205 | 0.80205 | Normal |  | 0 | 0.80205 | 1.5815 | 1.5815 | 5 | Peak
2023-08-25 07:00 | 8 | 25 | 8 | Summer | 1.2582 | 2.3938 | 2.1495 | 2.1495 | Normal |  | 0 | 2.1495 | 0.24431 | 0.24431 | 5 | Peak
2023-08-25 08:00 | 8 | 25 | 9 | Summer | 1.2482 | 2.3748 | 3.6178 | 3.6178 | Normal |  | 1.243 | 2.3748 | 0 | -1.243 | 5 | Peak
2023-08-25 09:00 | 8 | 25 | 10 | Summer | 1.2954 | 2.4646 | 3.0786 | 3.0786 | Normal |  | 0.61405 | 2.4646 | 0 | -0.61405 | 5 | Peak
2023-08-25 10:00 | 8 | 25 | 11 | Summer | 1.3616 | 2.5905 | 6.0649 | 6.0649 | Normal |  | 3.4744 | 2.5905 | 0 | -3.4744 | 5 | Peak
2023-08-25 11:00 | 8 | 25 | 12 | Summer | 1.5043 | 2.862 | 5.3256 | 5.3256 | Normal |  | 2.4636 | 2.862 | 0 | -2.4636 | 5 | Peak
2023-08-25 12:00 | 8 | 25 | 13 | Summer | 1.6997 | 3.2338 | 5.3538 | 5.3538 | Normal |  | 2.12 | 3.2338 | 0 | -2.12 | 5 | Peak
2023-08-25 13:00 | 8 | 25 | 14 | Summer | 1.7751 | 3.3772 | 4.6381 | 4.6381 | Normal |  | 1.2608 | 3.3772 | 0 | -1.2608 | 5 | Peak
2023-08-25 14:00 | 8 | 25 | 15 | Summer | 1.7849 | 3.3959 | 4.2875 | 4.2875 | Normal |  | 0.89158 | 3.3959 | 0 | -0.89158 | 5 | Peak
2023-08-25 15:00 | 8 | 25 | 16 | Summer | 1.8873 | 3.5907 | 2.9985 | 2.9985 | Normal |  | 0 | 2.9985 | 0.59224 | 0.59224 | 5 | Peak
2023-08-25 16:00 | 8 | 25 | 17 | Summer | 2.0528 | 3.9056 | 1.5189 | 1.5189 | Normal |  | 0 | 1.5189 | 2.3867 | 2.3867 | 5 | Peak
2023-08-25 17:00 | 8 | 25 | 18 | Summer | 2.1634 | 4.116 | 0.44082 | 0.44082 | Normal |  | 0 | 0.44082 | 3.6752 | 3.6752 | 5 | Peak
2023-08-25 18:00 | 8 | 25 | 19 | Summer | 2.1184 | 4.0304 | 0 | 0 | Normal |  | 0 | 0 | 4.0304 | 4.0304 | 5 | Peak
2023-08-25 19:00 | 8 | 25 | 20 | Summer | 1.9607 | 3.7304 | 0 | 0 | Normal |  | 0 | 0 | 3.7304 | 3.7304 | 5 | Peak
2023-08-25 20:00 | 8 | 25 | 21 | Summer | 1.8674 | 3.5528 | 0 | 0 | Normal |  | 0 | 0 | 3.5528 | 3.5528 | 5 | Peak
2023-08-25 21:00 | 8 | 25 | 22 | Summer | 1.7603 | 3.3491 | 0 | 0 | Normal |  | 0 | 0 | 3.3491 | 3.3491 | 5 | Off-Peak
2023-08-25 22:00 | 8 | 25 | 23 | Summer | 1.6103 | 3.0637 | 0 | 0 | Normal |  | 0 | 0 | 3.0637 | 3.0637 | 5 | Off-Peak
2023-08-25 23:00 | 8 | 26 | 0 | Summer | 1.4206 | 2.7028 | 0 | 0 | Normal |  | 0 | 0 | 2.7028 | 2.7028 | 5 | Off-Peak
2023-08-26 | 8 | 26 | 1 | Summer | 1.2452 | 2.3691 | 0 | 0 | Normal |  | 0 | 0 | 2.3691 | 2.3691 | 6 | Off-Peak
2023-08-26 01:00 | 8 | 26 | 2 | Summer | 1.1079 | 2.1079 | 0 | 0 | Normal |  | 0 | 0 | 2.1079 | 2.1079 | 6 | Off-Peak
2023-08-26 02:00 | 8 | 26 | 3 | Summer | 1.0041 | 1.9104 | 0 | 0 | Normal |  | 0 | 0 | 1.9104 | 1.9104 | 6 | Off-Peak
2023-08-26 03:00 | 8 | 26 | 4 | Summer | 0.9332 | 1.7755 | 0 | 0 | Normal |  | 0 | 0 | 1.7755 | 1.7755 | 6 | Off-Peak
2023-08-26 04:00 | 8 | 26 | 5 | Summer | 0.8841 | 1.6821 | 0 | 0 | Normal |  | 0 | 0 | 1.6821 | 1.6821 | 6 | Off-Peak
2023-08-26 05:00 | 8 | 26 | 6 | Summer | 0.8603 | 1.6368 | 0 | 0 | Normal |  | 0 | 0 | 1.6368 | 1.6368 | 6 | Off-Peak
2023-08-26 06:00 | 8 | 26 | 7 | Summer | 0.8638 | 1.6434 | 0.012024 | 0.012024 | Normal |  | 0 | 0.012024 | 1.6314 | 1.6314 | 6 | Off-Peak
2023-08-26 07:00 | 8 | 26 | 8 | Summer | 0.9255 | 1.7608 | 0.11613 | 0.11613 | Normal |  | 0 | 0.11613 | 1.6447 | 1.6447 | 6 | Off-Peak
2023-08-26 08:00 | 8 | 26 | 9 | Summer | 1.0166 | 1.9341 | 0.34707 | 0.34707 | Normal |  | 0 | 0.34707 | 1.5871 | 1.5871 | 6 | Off-Peak
2023-08-26 09:00 | 8 | 26 | 10 | Summer | 1.0864 | 2.0669 | 0.86395 | 0.86395 | Normal |  | 0 | 0.86395 | 1.203 | 1.203 | 6 | Off-Peak
2023-08-26 10:00 | 8 | 26 | 11 | Summer | 1.1518 | 2.1914 | 0.75353 | 0.75353 | Normal |  | 0 | 0.75353 | 1.4378 | 1.4378 | 6 | Off-Peak
2023-08-26 11:00 | 8 | 26 | 12 | Summer | 1.2269 | 2.3343 | 1.1085 | 1.1085 | Normal |  | 0 | 1.1085 | 1.2258 | 1.2258 | 6 | Off-Peak
2023-08-26 12:00 | 8 | 26 | 13 | Summer | 1.3003 | 2.4739 | 0.96049 | 0.96049 | Normal |  | 0 | 0.96049 | 1.5134 | 1.5134 | 6 | Off-Peak
2023-08-26 13:00 | 8 | 26 | 14 | Summer | 1.3936 | 2.6514 | 1.3209 | 1.3209 | Normal |  | 0 | 1.3209 | 1.3305 | 1.3305 | 6 | Off-Peak
2023-08-26 14:00 | 8 | 26 | 15 | Summer | 1.4776 | 2.8112 | 2.0065 | 2.0065 | Normal |  | 0 | 2.0065 | 0.8047 | 0.8047 | 6 | Off-Peak
2023-08-26 15:00 | 8 | 26 | 16 | Summer | 1.5213 | 2.8944 | 0.94721 | 0.94721 | Normal |  | 0 | 0.94721 | 1.9472 | 1.9472 | 6 | Off-Peak
2023-08-26 16:00 | 8 | 26 | 17 | Summer | 1.5379 | 2.926 | 0.40977 | 0.40977 | Normal |  | 0 | 0.40977 | 2.5162 | 2.5162 | 6 | Off-Peak
2023-08-26 17:00 | 8 | 26 | 18 | Summer | 1.5167 | 2.8856 | 0.16061 | 0.16061 | Normal |  | 0 | 0.16061 | 2.725 | 2.725 | 6 | Off-Peak
2023-08-26 18:00 | 8 | 26 | 19 | Summer | 1.4094 | 2.6815 | 0 | 0 | Normal |  | 0 | 0 | 2.6815 | 2.6815 | 6 | Off-Peak
2023-08-26 19:00 | 8 | 26 | 20 | Summer | 1.2764 | 2.4284 | 0 | 0 | Normal |  | 0 | 0 | 2.4284 | 2.4284 | 6 | Off-Peak
2023-08-26 20:00 | 8 | 26 | 21 | Summer | 1.2326 | 2.3451 | 0 | 0 | Normal |  | 0 | 0 | 2.3451 | 2.3451 | 6 | Off-Peak
2023-08-26 21:00 | 8 | 26 | 22 | Summer | 1.1743 | 2.2342 | 0 | 0 | Normal |  | 0 | 0 | 2.2342 | 2.2342 | 6 | Off-Peak
2023-08-26 22:00 | 8 | 26 | 23 | Summer | 1.0958 | 2.0848 | 0 | 0 | Normal |  | 0 | 0 | 2.0848 | 2.0848 | 6 | Off-Peak
2023-08-26 23:00 | 8 | 27 | 0 | Summer | 0.9795 | 1.8636 | 0 | 0 | Normal |  | 0 | 0 | 1.8636 | 1.8636 | 6 | Off-Peak
2023-08-27 | 8 | 27 | 1 | Summer | 0.8782 | 1.6708 | 0 | 0 | Normal |  | 0 | 0 | 1.6708 | 1.6708 | 7 | Off-Peak
2023-08-27 01:00 | 8 | 27 | 2 | Summer | 0.7977 | 1.5177 | 0 | 0 | Normal |  | 0 | 0 | 1.5177 | 1.5177 | 7 | Off-Peak
2023-08-27 02:00 | 8 | 27 | 3 | Summer | 0.7411 | 1.41 | 0 | 0 | Normal |  | 0 | 0 | 1.41 | 1.41 | 7 | Off-Peak
2023-08-27 03:00 | 8 | 27 | 4 | Summer | 0.7009 | 1.3335 | 0 | 0 | Normal |  | 0 | 0 | 1.3335 | 1.3335 | 7 | Off-Peak
2023-08-27 04:00 | 8 | 27 | 5 | Summer | 0.6741 | 1.2825 | 0 | 0 | Normal |  | 0 | 0 | 1.2825 | 1.2825 | 7 | Off-Peak
2023-08-27 05:00 | 8 | 27 | 6 | Summer | 0.6585 | 1.2528 | 0.030832 | 0.030832 | Normal |  | 0 | 0.030832 | 1.222 | 1.222 | 7 | Off-Peak
2023-08-27 06:00 | 8 | 27 | 7 | Summer | 0.6571 | 1.2502 | 0.94655 | 0.94655 | Normal |  | 0 | 0.94655 | 0.30363 | 0.30363 | 7 | Off-Peak
2023-08-27 07:00 | 8 | 27 | 8 | Summer | 0.7052 | 1.3417 | 2.4272 | 2.4272 | Normal |  | 1.0856 | 1.3417 | 0 | -1.0856 | 7 | Off-Peak
2023-08-27 08:00 | 8 | 27 | 9 | Summer | 0.8067 | 1.5348 | 3.7626 | 3.7626 | Normal |  | 2.2278 | 1.5348 | 0 | -2.2278 | 7 | Off-Peak
2023-08-27 09:00 | 8 | 27 | 10 | Summer | 0.9195 | 1.7494 | 5.0566 | 5.0566 | Normal |  | 3.3071 | 1.7494 | 2.2204e-16 | -3.3071 | 7 | Off-Peak
2023-08-27 10:00 | 8 | 27 | 11 | Summer | 1.0286 | 1.957 | 5.653 | 5.653 | Normal |  | 3.696 | 1.957 | 0 | -3.696 | 7 | Off-Peak
2023-08-27 11:00 | 8 | 27 | 12 | Summer | 1.1334 | 2.1564 | 6.0796 | 6.0796 | Normal |  | 3.9233 | 2.1564 | 0 | -3.9233 | 7 | Off-Peak
2023-08-27 12:00 | 8 | 27 | 13 | Summer | 1.2389 | 2.3571 | 6.1186 | 6.1186 | Normal |  | 3.7615 | 2.3571 | 0 | -3.7615 | 7 | Off-Peak
2023-08-27 13:00 | 8 | 27 | 14 | Summer | 1.3346 | 2.5392 | 4.9037 | 4.9037 | Normal |  | 2.3645 | 2.5392 | 0 | -2.3645 | 7 | Off-Peak
2023-08-27 14:00 | 8 | 27 | 15 | Summer | 1.4128 | 2.6879 | 4.0962 | 4.0962 | Normal |  | 1.4083 | 2.6879 | 0 | -1.4083 | 7 | Off-Peak
2023-08-27 15:00 | 8 | 27 | 16 | Summer | 1.4826 | 2.8207 | 2.5504 | 2.5504 | Normal |  | 0 | 2.5504 | 0.27035 | 0.27035 | 7 | Off-Peak
2023-08-27 16:00 | 8 | 27 | 17 | Summer | 1.5219 | 2.8955 | 2.0874 | 2.0874 | Normal |  | 0 | 2.0874 | 0.80812 | 0.80812 | 7 | Off-Peak
2023-08-27 17:00 | 8 | 27 | 18 | Summer | 1.5168 | 2.8858 | 0.58287 | 0.58287 | Normal |  | 0 | 0.58287 | 2.3029 | 2.3029 | 7 | Off-Peak
2023-08-27 18:00 | 8 | 27 | 19 | Summer | 1.4289 | 2.7186 | 0 | 0 | Normal |  | 0 | 0 | 2.7186 | 2.7186 | 7 | Off-Peak
2023-08-27 19:00 | 8 | 27 | 20 | Summer | 1.3229 | 2.5169 | 0 | 0 | Normal |  | 0 | 0 | 2.5169 | 2.5169 | 7 | Off-Peak
2023-08-27 20:00 | 8 | 27 | 21 | Summer | 1.287 | 2.4486 | 0 | 0 | Normal |  | 0 | 0 | 2.4486 | 2.4486 | 7 | Off-Peak
2023-08-27 21:00 | 8 | 27 | 22 | Summer | 1.1944 | 2.2724 | 0 | 0 | Normal |  | 0 | 0 | 2.2724 | 2.2724 | 7 | Off-Peak
2023-08-27 22:00 | 8 | 27 | 23 | Summer | 1.048 | 1.9939 | 0 | 0 | Normal |  | 0 | 0 | 1.9939 | 1.9939 | 7 | Off-Peak
2023-08-27 23:00 | 8 | 28 | 0 | Summer | 0.8966 | 1.7058 | 0 | 0 | Normal |  | 0 | 0 | 1.7058 | 1.7058 | 7 | Off-Peak
2023-08-28 | 8 | 28 | 1 | Summer | 0.7825 | 1.4888 | 0 | 0 | Normal |  | 0 | 0 | 1.4888 | 1.4888 | 1 | Off-Peak
2023-08-28 01:00 | 8 | 28 | 2 | Summer | 0.7091 | 1.3491 | 0 | 0 | Normal |  | 0 | 0 | 1.3491 | 1.3491 | 1 | Off-Peak
2023-08-28 02:00 | 8 | 28 | 3 | Summer | 0.6616 | 1.2587 | 0 | 0 | Normal |  | 0 | 0 | 1.2587 | 1.2587 | 1 | Off-Peak
2023-08-28 03:00 | 8 | 28 | 4 | Summer | 0.6317 | 1.2018 | 0 | 0 | Normal |  | 0 | 0 | 1.2018 | 1.2018 | 1 | Off-Peak
2023-08-28 04:00 | 8 | 28 | 5 | Summer | 0.6188 | 1.1773 | 0 | 0 | Normal |  | 0 | 0 | 1.1773 | 1.1773 | 1 | Off-Peak
2023-08-28 05:00 | 8 | 28 | 6 | Summer | 0.6282 | 1.1952 | 0.021282 | 0.021282 | Normal |  | 0 | 0.021282 | 1.1739 | 1.1739 | 1 | Peak
2023-08-28 06:00 | 8 | 28 | 7 | Summer | 0.6605 | 1.2566 | 0.98292 | 0.98292 | Normal |  | 0 | 0.98292 | 0.27373 | 0.27373 | 1 | Peak
2023-08-28 07:00 | 8 | 28 | 8 | Summer | 0.6825 | 1.2985 | 2.8118 | 2.8118 | Normal |  | 1.5133 | 1.2985 | 0 | -1.5133 | 1 | Peak
2023-08-28 08:00 | 8 | 28 | 9 | Summer | 0.7011 | 1.3339 | 4.3223 | 4.3223 | Normal |  | 2.9884 | 1.3339 | 2.2204e-16 | -2.9884 | 1 | Peak
2023-08-28 09:00 | 8 | 28 | 10 | Summer | 0.7491 | 1.4252 | 5.4716 | 5.4716 | Normal |  | 4.0464 | 1.4252 | 0 | -4.0464 | 1 | Peak
2023-08-28 10:00 | 8 | 28 | 11 | Summer | 0.8179 | 1.5561 | 6.2308 | 6.2308 | Normal |  | 4.6747 | 1.5561 | 2.2204e-16 | -4.6747 | 1 | Peak
2023-08-28 11:00 | 8 | 28 | 12 | Summer | 0.911 | 1.7332 | 6.2027 | 6.2027 | Normal |  | 4.4695 | 1.7332 | 2.2204e-16 | -4.4695 | 1 | Peak
2023-08-28 12:00 | 8 | 28 | 13 | Summer | 1.0316 | 1.9627 | 6.3148 | 6.3148 | Normal |  | 4.3522 | 1.9627 | 0 | -4.3522 | 1 | Peak
2023-08-28 13:00 | 8 | 28 | 14 | Summer | 1.1681 | 2.2224 | 5.9613 | 5.9613 | Normal |  | 3.7389 | 2.2224 | 0 | -3.7389 | 1 | Peak
2023-08-28 14:00 | 8 | 28 | 15 | Summer | 1.3107 | 2.4937 | 5.0963 | 5.0963 | Normal |  | 2.6026 | 2.4937 | 0 | -2.6026 | 1 | Peak
2023-08-28 15:00 | 8 | 28 | 16 | Summer | 1.4781 | 2.8122 | 3.8453 | 3.8453 | Normal |  | 1.0331 | 2.8122 | 0 | -1.0331 | 1 | Peak
2023-08-28 16:00 | 8 | 28 | 17 | Summer | 1.6223 | 3.0865 | 2.2188 | 2.2188 | Normal |  | 0 | 2.2188 | 0.86772 | 0.86772 | 1 | Peak
2023-08-28 17:00 | 8 | 28 | 18 | Summer | 1.6867 | 3.2091 | 0.56895 | 0.56895 | Normal |  | 0 | 0.56895 | 2.6401 | 2.6401 | 1 | Peak
2023-08-28 18:00 | 8 | 28 | 19 | Summer | 1.6423 | 3.1246 | 0 | 0 | Normal |  | 0 | 0 | 3.1246 | 3.1246 | 1 | Peak
2023-08-28 19:00 | 8 | 28 | 20 | Summer | 1.5284 | 2.9079 | 0 | 0 | Normal |  | 0 | 0 | 2.9079 | 2.9079 | 1 | Peak
2023-08-28 20:00 | 8 | 28 | 21 | Summer | 1.4673 | 2.7916 | 0 | 0 | Normal |  | 0 | 0 | 2.7916 | 2.7916 | 1 | Peak
2023-08-28 21:00 | 8 | 28 | 22 | Summer | 1.341 | 2.5513 | 0 | 0 | Normal |  | 0 | 0 | 2.5513 | 2.5513 | 1 | Off-Peak
2023-08-28 22:00 | 8 | 28 | 23 | Summer | 1.1648 | 2.2161 | 0 | 0 | Normal |  | 0 | 0 | 2.2161 | 2.2161 | 1 | Off-Peak
2023-08-28 23:00 | 8 | 29 | 0 | Summer | 0.9786 | 1.8618 | 0 | 0 | Normal |  | 0 | 0 | 1.8618 | 1.8618 | 1 | Off-Peak
2023-08-29 | 8 | 29 | 1 | Summer | 0.8505 | 1.6181 | 0 | 0 | Normal |  | 0 | 0 | 1.6181 | 1.6181 | 2 | Off-Peak
2023-08-29 01:00 | 8 | 29 | 2 | Summer | 0.7589 | 1.4439 | 0 | 0 | Normal |  | 0 | 0 | 1.4439 | 1.4439 | 2 | Off-Peak
2023-08-29 02:00 | 8 | 29 | 3 | Summer | 0.7019 | 1.3354 | 0 | 0 | Normal |  | 0 | 0 | 1.3354 | 1.3354 | 2 | Off-Peak
2023-08-29 03:00 | 8 | 29 | 4 | Summer | 0.6659 | 1.2669 | 0 | 0 | Normal |  | 0 | 0 | 1.2669 | 1.2669 | 2 | Off-Peak
2023-08-29 04:00 | 8 | 29 | 5 | Summer | 0.6475 | 1.2319 | 0 | 0 | Normal |  | 0 | 0 | 1.2319 | 1.2319 | 2 | Off-Peak
2023-08-29 05:00 | 8 | 29 | 6 | Summer | 0.6569 | 1.2498 | 0.034778 | 0.034778 | Normal |  | 0 | 0.034778 | 1.215 | 1.215 | 2 | Peak
2023-08-29 06:00 | 8 | 29 | 7 | Summer | 0.6921 | 1.3168 | 0.9927 | 0.9927 | Normal |  | 0 | 0.9927 | 0.32407 | 0.32407 | 2 | Peak
2023-08-29 07:00 | 8 | 29 | 8 | Summer | 0.7207 | 1.3712 | 2.652 | 2.652 | Normal |  | 1.2809 | 1.3712 | 0 | -1.2809 | 2 | Peak
2023-08-29 08:00 | 8 | 29 | 9 | Summer | 0.749 | 1.425 | 4.1688 | 4.1688 | Normal |  | 2.7438 | 1.425 | 2.2204e-16 | -2.7438 | 2 | Peak
2023-08-29 09:00 | 8 | 29 | 10 | Summer | 0.8125 | 1.5458 | 4.9623 | 4.9623 | Normal |  | 3.4165 | 1.5458 | 0 | -3.4165 | 2 | Peak
2023-08-29 10:00 | 8 | 29 | 11 | Summer | 0.9193 | 1.749 | 5.9032 | 5.9032 | Normal |  | 4.1542 | 1.749 | 2.2204e-16 | -4.1542 | 2 | Peak
2023-08-29 11:00 | 8 | 29 | 12 | Summer | 1.0426 | 1.9836 | 6.2342 | 6.2342 | Normal |  | 4.2506 | 1.9836 | 2.2204e-16 | -4.2506 | 2 | Peak
2023-08-29 12:00 | 8 | 29 | 13 | Summer | 1.191 | 2.266 | 6.1543 | 6.1543 | Normal |  | 3.8883 | 2.266 | 0 | -3.8883 | 2 | Peak
2023-08-29 13:00 | 8 | 29 | 14 | Summer | 1.3749 | 2.6158 | 5.6276 | 5.6276 | Normal |  | 3.0118 | 2.6158 | 0 | -3.0118 | 2 | Peak
2023-08-29 14:00 | 8 | 29 | 15 | Summer | 1.5277 | 2.9065 | 4.8313 | 4.8313 | Normal |  | 1.9247 | 2.9065 | 0 | -1.9247 | 2 | Peak
2023-08-29 15:00 | 8 | 29 | 16 | Summer | 1.6863 | 3.2083 | 3.6037 | 3.6037 | Normal |  | 0.39537 | 3.2083 | 0 | -0.39537 | 2 | Peak
2023-08-29 16:00 | 8 | 29 | 17 | Summer | 1.7922 | 3.4098 | 2.0099 | 2.0099 | Normal |  | 0 | 2.0099 | 1.3999 | 1.3999 | 2 | Peak
2023-08-29 17:00 | 8 | 29 | 18 | Summer | 1.8118 | 3.4471 | 0.52816 | 0.52816 | Normal |  | 0 | 0.52816 | 2.9189 | 2.9189 | 2 | Peak
2023-08-29 18:00 | 8 | 29 | 19 | Summer | 1.6967 | 3.2281 | 0 | 0 | Normal |  | 0 | 0 | 3.2281 | 3.2281 | 2 | Peak
2023-08-29 19:00 | 8 | 29 | 20 | Summer | 1.5483 | 2.9457 | 0 | 0 | Normal |  | 0 | 0 | 2.9457 | 2.9457 | 2 | Peak
2023-08-29 20:00 | 8 | 29 | 21 | Summer | 1.4823 | 2.8202 | 0 | 0 | Normal |  | 0 | 0 | 2.8202 | 2.8202 | 2 | Peak
2023-08-29 21:00 | 8 | 29 | 22 | Summer | 1.3588 | 2.5852 | 0 | 0 | Normal |  | 0 | 0 | 2.5852 | 2.5852 | 2 | Off-Peak
2023-08-29 22:00 | 8 | 29 | 23 | Summer | 1.1917 | 2.2673 | 0 | 0 | Normal |  | 0 | 0 | 2.2673 | 2.2673 | 2 | Off-Peak
2023-08-29 23:00 | 8 | 30 | 0 | Summer | 1.0073 | 1.9165 | 0 | 0 | Normal |  | 0 | 0 | 1.9165 | 1.9165 | 2 | Off-Peak
2023-08-30 | 8 | 30 | 1 | Summer | 0.8729 | 1.6607 | 0 | 0 | Normal |  | 0 | 0 | 1.6607 | 1.6607 | 3 | Off-Peak
2023-08-30 01:00 | 8 | 30 | 2 | Summer | 0.7786 | 1.4813 | 0 | 0 | Normal |  | 0 | 0 | 1.4813 | 1.4813 | 3 | Off-Peak
2023-08-30 02:00 | 8 | 30 | 3 | Summer | 0.7175 | 1.3651 | 0 | 0 | Normal |  | 0 | 0 | 1.3651 | 1.3651 | 3 | Off-Peak
2023-08-30 03:00 | 8 | 30 | 4 | Summer | 0.6766 | 1.2873 | 0 | 0 | Normal |  | 0 | 0 | 1.2873 | 1.2873 | 3 | Off-Peak
2023-08-30 04:00 | 8 | 30 | 5 | Summer | 0.6547 | 1.2456 | 0 | 0 | Normal |  | 0 | 0 | 1.2456 | 1.2456 | 3 | Off-Peak
2023-08-30 05:00 | 8 | 30 | 6 | Summer | 0.6568 | 1.2496 | 0.025932 | 0.025932 | Normal |  | 0 | 0.025932 | 1.2237 | 1.2237 | 3 | Peak
2023-08-30 06:00 | 8 | 30 | 7 | Summer | 0.6815 | 1.2966 | 0.75633 | 0.75633 | Normal |  | 0 | 0.75633 | 0.54027 | 0.54027 | 3 | Peak
2023-08-30 07:00 | 8 | 30 | 8 | Summer | 0.7025 | 1.3366 | 2.0264 | 2.0264 | Normal |  | 0.68988 | 1.3366 | 0 | -0.68988 | 3 | Peak
2023-08-30 08:00 | 8 | 30 | 9 | Summer | 0.7141 | 1.3586 | 3.0695 | 3.0695 | Normal |  | 1.7109 | 1.3586 | 0 | -1.7109 | 3 | Peak
2023-08-30 09:00 | 8 | 30 | 10 | Summer | 0.7399 | 1.4077 | 3.6401 | 3.6401 | Normal |  | 2.2324 | 1.4077 | 0 | -2.2324 | 3 | Peak
2023-08-30 10:00 | 8 | 30 | 11 | Summer | 0.761 | 1.4479 | 4.5555 | 4.5555 | Normal |  | 3.1076 | 1.4479 | 0 | -3.1076 | 3 | Peak
2023-08-30 11:00 | 8 | 30 | 12 | Summer | 0.784 | 1.4916 | 4.1959 | 4.1959 | Normal |  | 2.7043 | 1.4916 | 2.2204e-16 | -2.7043 | 3 | Peak
2023-08-30 12:00 | 8 | 30 | 13 | Summer | 0.8274 | 1.5742 | 3.8212 | 3.8212 | Normal |  | 2.247 | 1.5742 | 0 | -2.247 | 3 | Peak
2023-08-30 13:00 | 8 | 30 | 14 | Summer | 0.8804 | 1.675 | 3.9331 | 3.9331 | Normal |  | 2.2581 | 1.675 | 0 | -2.2581 | 3 | Peak
2023-08-30 14:00 | 8 | 30 | 15 | Summer | 0.9488 | 1.8052 | 3.8183 | 3.8183 | Normal |  | 2.0131 | 1.8052 | 2.2204e-16 | -2.0131 | 3 | Peak
2023-08-30 15:00 | 8 | 30 | 16 | Summer | 1.0483 | 1.9945 | 3.0998 | 3.0998 | Normal |  | 1.1053 | 1.9945 | 0 | -1.1053 | 3 | Peak
2023-08-30 16:00 | 8 | 30 | 17 | Summer | 1.1438 | 2.1762 | 1.668 | 1.668 | Normal |  | 0 | 1.668 | 0.50816 | 0.50816 | 3 | Peak
2023-08-30 17:00 | 8 | 30 | 18 | Summer | 1.1879 | 2.2601 | 0.47895 | 0.47895 | Normal |  | 0 | 0.47895 | 1.7811 | 1.7811 | 3 | Peak
2023-08-30 18:00 | 8 | 30 | 19 | Summer | 1.1497 | 2.1874 | 0 | 0 | Normal |  | 0 | 0 | 2.1874 | 2.1874 | 3 | Peak
2023-08-30 19:00 | 8 | 30 | 20 | Summer | 1.0842 | 2.0628 | 0 | 0 | Normal |  | 0 | 0 | 2.0628 | 2.0628 | 3 | Peak
2023-08-30 20:00 | 8 | 30 | 21 | Summer | 1.0738 | 2.043 | 0 | 0 | Normal |  | 0 | 0 | 2.043 | 2.043 | 3 | Peak
2023-08-30 21:00 | 8 | 30 | 22 | Summer | 1.0084 | 1.9185 | 0 | 0 | Normal |  | 0 | 0 | 1.9185 | 1.9185 | 3 | Off-Peak
2023-08-30 22:00 | 8 | 30 | 23 | Summer | 0.8933 | 1.6996 | 0 | 0 | Normal |  | 0 | 0 | 1.6996 | 1.6996 | 3 | Off-Peak
2023-08-30 23:00 | 8 | 31 | 0 | Summer | 0.7677 | 1.4606 | 0 | 0 | Normal |  | 0 | 0 | 1.4606 | 1.4606 | 3 | Off-Peak
2023-08-31 | 8 | 31 | 1 | Summer | 0.6829 | 1.2993 | 0 | 0 | Normal |  | 0 | 0 | 1.2993 | 1.2993 | 4 | Off-Peak
2023-08-31 01:00 | 8 | 31 | 2 | Summer | 0.6276 | 1.194 | 0 | 0 | Normal |  | 0 | 0 | 1.194 | 1.194 | 4 | Off-Peak
2023-08-31 02:00 | 8 | 31 | 3 | Summer | 0.5945 | 1.1311 | 0 | 0 | Normal |  | 0 | 0 | 1.1311 | 1.1311 | 4 | Off-Peak
2023-08-31 03:00 | 8 | 31 | 4 | Summer | 0.5753 | 1.0945 | 0 | 0 | Normal |  | 0 | 0 | 1.0945 | 1.0945 | 4 | Off-Peak
2023-08-31 04:00 | 8 | 31 | 5 | Summer | 0.5705 | 1.0854 | 0 | 0 | Normal |  | 0 | 0 | 1.0854 | 1.0854 | 4 | Off-Peak
2023-08-31 05:00 | 8 | 31 | 6 | Summer | 0.5863 | 1.1155 | 0.001429 | 0.001429 | Normal |  | 0 | 0.001429 | 1.114 | 1.114 | 4 | Peak
2023-08-31 06:00 | 8 | 31 | 7 | Summer | 0.6245 | 1.1882 | 0.4819 | 0.4819 | Normal |  | 0 | 0.4819 | 0.70625 | 0.70625 | 4 | Peak
2023-08-31 07:00 | 8 | 31 | 8 | Summer | 0.6433 | 1.2239 | 1.4531 | 1.4531 | Normal |  | 0.22921 | 1.2239 | 0 | -0.22921 | 4 | Peak
2023-08-31 08:00 | 8 | 31 | 9 | Summer | 0.6454 | 1.2279 | 4.155 | 4.155 | Normal |  | 2.927 | 1.2279 | 0 | -2.927 | 4 | Peak
2023-08-31 09:00 | 8 | 31 | 10 | Summer | 0.6639 | 1.2631 | 3.9283 | 3.9283 | Normal |  | 2.6652 | 1.2631 | 0 | -2.6652 | 4 | Peak
2023-08-31 10:00 | 8 | 31 | 11 | Summer | 0.6933 | 1.319 | 5.6263 | 5.6263 | Normal |  | 4.3072 | 1.319 | 0 | -4.3072 | 4 | Peak
2023-08-31 11:00 | 8 | 31 | 12 | Summer | 0.7398 | 1.4075 | 5.6421 | 5.6421 | Normal |  | 4.2346 | 1.4075 | 0 | -4.2346 | 4 | Peak
2023-08-31 12:00 | 8 | 31 | 13 | Summer | 0.8092 | 1.5396 | 5.1696 | 5.1696 | Normal |  | 3.63 | 1.5396 | 0 | -3.63 | 4 | Peak
2023-08-31 13:00 | 8 | 31 | 14 | Summer | 0.8944 | 1.7017 | 4.8231 | 4.8231 | Normal |  | 3.1214 | 1.7017 | 2.2204e-16 | -3.1214 | 4 | Peak
2023-08-31 14:00 | 8 | 31 | 15 | Summer | 1.0063 | 1.9145 | 2.4222 | 2.4222 | Normal |  | 0.50763 | 1.9145 | 0 | -0.50763 | 4 | Peak
2023-08-31 15:00 | 8 | 31 | 16 | Summer | 1.1476 | 2.1834 | 0.51605 | 0.51605 | Normal |  | 0 | 0.51605 | 1.6673 | 1.6673 | 4 | Peak
2023-08-31 16:00 | 8 | 31 | 17 | Summer | 1.2874 | 2.4494 | 0.42786 | 0.42786 | Normal |  | 0 | 0.42786 | 2.0215 | 2.0215 | 4 | Peak
2023-08-31 17:00 | 8 | 31 | 18 | Summer | 1.3608 | 2.589 | 0.016645 | 0.016645 | Normal |  | 0 | 0.016645 | 2.5724 | 2.5724 | 4 | Peak
2023-08-31 18:00 | 8 | 31 | 19 | Summer | 1.3267 | 2.5241 | 0 | 0 | Normal |  | 0 | 0 | 2.5241 | 2.5241 | 4 | Peak
2023-08-31 19:00 | 8 | 31 | 20 | Summer | 1.239 | 2.3573 | 0 | 0 | Normal |  | 0 | 0 | 2.3573 | 2.3573 | 4 | Peak
2023-08-31 20:00 | 8 | 31 | 21 | Summer | 1.2101 | 2.3023 | 0 | 0 | Normal |  | 0 | 0 | 2.3023 | 2.3023 | 4 | Peak
2023-08-31 21:00 | 8 | 31 | 22 | Summer | 1.1285 | 2.147 | 0 | 0 | Normal |  | 0 | 0 | 2.147 | 2.147 | 4 | Off-Peak
2023-08-31 22:00 | 8 | 31 | 23 | Summer | 1.0027 | 1.9077 | 0 | 0 | Normal |  | 0 | 0 | 1.9077 | 1.9077 | 4 | Off-Peak
2023-08-31 23:00 | 9 | 1 | 0 | Summer | 0.8575 | 1.6314 | 0 | 0 | Normal |  | 0 | 0 | 1.6314 | 1.6314 | 4 | Off-Peak
2023-09-01 | 9 | 1 | 1 | Summer | 0.7521 | 1.4309 | 0 | 0 | Normal |  | 0 | 0 | 1.4309 | 1.4309 | 5 | Off-Peak
2023-09-01 01:00 | 9 | 1 | 2 | Summer | 0.6819 | 1.2974 | 0 | 0 | Normal |  | 0 | 0 | 1.2974 | 1.2974 | 5 | Off-Peak
2023-09-01 02:00 | 9 | 1 | 3 | Summer | 0.6357 | 1.2095 | 0 | 0 | Normal |  | 0 | 0 | 1.2095 | 1.2095 | 5 | Off-Peak
2023-09-01 03:00 | 9 | 1 | 4 | Summer | 0.6068 | 1.1545 | 0 | 0 | Normal |  | 0 | 0 | 1.1545 | 1.1545 | 5 | Off-Peak
2023-09-01 04:00 | 9 | 1 | 5 | Summer | 0.5951 | 1.1322 | 0 | 0 | Normal |  | 0 | 0 | 1.1322 | 1.1322 | 5 | Off-Peak
2023-09-01 05:00 | 9 | 1 | 6 | Summer | 0.6045 | 1.1501 | 0.000952 | 0.000952 | Normal |  | 0 | 0.000952 | 1.1491 | 1.1491 | 5 | Peak
2023-09-01 06:00 | 9 | 1 | 7 | Summer | 0.6388 | 1.2154 | 0.84232 | 0.84232 | Normal |  | 0 | 0.84232 | 0.37304 | 0.37304 | 5 | Peak
2023-09-01 07:00 | 9 | 1 | 8 | Summer | 0.6669 | 1.2688 | 2.318 | 2.318 | Normal |  | 1.0492 | 1.2688 | 0 | -1.0492 | 5 | Peak
2023-09-01 08:00 | 9 | 1 | 9 | Summer | 0.6895 | 1.3118 | 3.4893 | 3.4893 | Normal |  | 2.1775 | 1.3118 | 0 | -2.1775 | 5 | Peak
2023-09-01 09:00 | 9 | 1 | 10 | Summer | 0.7342 | 1.3969 | 4.693 | 4.693 | Normal |  | 3.2961 | 1.3969 | 0 | -3.2961 | 5 | Peak
2023-09-01 10:00 | 9 | 1 | 11 | Summer | 0.7991 | 1.5203 | 5.3678 | 5.3678 | Normal |  | 3.8474 | 1.5203 | 0 | -3.8474 | 5 | Peak
2023-09-01 11:00 | 9 | 1 | 12 | Summer | 0.8913 | 1.6958 | 5.6356 | 5.6356 | Normal |  | 3.9398 | 1.6958 | 0 | -3.9398 | 5 | Peak
2023-09-01 12:00 | 9 | 1 | 13 | Summer | 1.0186 | 1.938 | 5.5395 | 5.5395 | Normal |  | 3.6015 | 1.938 | 0 | -3.6015 | 5 | Peak
2023-09-01 13:00 | 9 | 1 | 14 | Summer | 1.1793 | 2.2437 | 5.1179 | 5.1179 | Normal |  | 2.8742 | 2.2437 | 0 | -2.8742 | 5 | Peak
2023-09-01 14:00 | 9 | 1 | 15 | Summer | 1.3608 | 2.589 | 4.3432 | 4.3432 | Normal |  | 1.7542 | 2.589 | 0 | -1.7542 | 5 | Peak
2023-09-01 15:00 | 9 | 1 | 16 | Summer | 1.5656 | 2.9787 | 3.3185 | 3.3185 | Normal |  | 0.33988 | 2.9787 | 0 | -0.33988 | 5 | Peak
2023-09-01 16:00 | 9 | 1 | 17 | Summer | 1.7364 | 3.3036 | 1.8566 | 1.8566 | Normal |  | 0 | 1.8566 | 1.447 | 1.447 | 5 | Peak
2023-09-01 17:00 | 9 | 1 | 18 | Summer | 1.8094 | 3.4425 | 0.44998 | 0.44998 | Normal |  | 0 | 0.44998 | 2.9925 | 2.9925 | 5 | Peak
2023-09-01 18:00 | 9 | 1 | 19 | Summer | 1.7395 | 3.3095 | 0 | 0 | Normal |  | 0 | 0 | 3.3095 | 3.3095 | 5 | Peak
2023-09-01 19:00 | 9 | 1 | 20 | Summer | 1.5774 | 3.0011 | 0 | 0 | Normal |  | 0 | 0 | 3.0011 | 3.0011 | 5 | Peak
2023-09-01 20:00 | 9 | 1 | 21 | Summer | 1.4844 | 2.8242 | 0 | 0 | Normal |  | 0 | 0 | 2.8242 | 2.8242 | 5 | Peak
2023-09-01 21:00 | 9 | 1 | 22 | Summer | 1.3692 | 2.605 | 0 | 0 | Normal |  | 0 | 0 | 2.605 | 2.605 | 5 | Off-Peak
2023-09-01 22:00 | 9 | 1 | 23 | Summer | 1.23 | 2.3402 | 0 | 0 | Normal |  | 0 | 0 | 2.3402 | 2.3402 | 5 | Off-Peak
2023-09-01 23:00 | 9 | 2 | 0 | Summer | 1.0776 | 2.0502 | 0 | 0 | Normal |  | 0 | 0 | 2.0502 | 2.0502 | 5 | Off-Peak
2023-09-02 | 9 | 2 | 1 | Summer | 0.9386 | 1.7857 | 0 | 0 | Normal |  | 0 | 0 | 1.7857 | 1.7857 | 6 | Off-Peak
2023-09-02 01:00 | 9 | 2 | 2 | Summer | 0.8315 | 1.582 | 0 | 0 | Normal |  | 0 | 0 | 1.582 | 1.582 | 6 | Off-Peak
2023-09-02 02:00 | 9 | 2 | 3 | Summer | 0.7561 | 1.4385 | 0 | 0 | Normal |  | 0 | 0 | 1.4385 | 1.4385 | 6 | Off-Peak
2023-09-02 03:00 | 9 | 2 | 4 | Summer | 0.703 | 1.3375 | 0 | 0 | Normal |  | 0 | 0 | 1.3375 | 1.3375 | 6 | Off-Peak
2023-09-02 04:00 | 9 | 2 | 5 | Summer | 0.668 | 1.2709 | 0 | 0 | Normal |  | 0 | 0 | 1.2709 | 1.2709 | 6 | Off-Peak
2023-09-02 05:00 | 9 | 2 | 6 | Summer | 0.6524 | 1.2412 | 0 | 0 | Normal |  | 0 | 0 | 1.2412 | 1.2412 | 6 | Off-Peak
2023-09-02 06:00 | 9 | 2 | 7 | Summer | 0.6548 | 1.2458 | 0.65765 | 0.65765 | Normal |  | 0 | 0.65765 | 0.58814 | 0.58814 | 6 | Off-Peak
2023-09-02 07:00 | 9 | 2 | 8 | Summer | 0.7093 | 1.3495 | 1.4754 | 1.4754 | Normal |  | 0.12587 | 1.3495 | 0 | -0.12587 | 6 | Off-Peak
2023-09-02 08:00 | 9 | 2 | 9 | Summer | 0.8244 | 1.5685 | 2.5937 | 2.5937 | Normal |  | 1.0252 | 1.5685 | 0 | -1.0252 | 6 | Off-Peak
2023-09-02 09:00 | 9 | 2 | 10 | Summer | 0.9775 | 1.8598 | 4.699 | 4.699 | Normal |  | 2.8393 | 1.8598 | 0 | -2.8393 | 6 | Off-Peak
2023-09-02 10:00 | 9 | 2 | 11 | Summer | 1.159 | 2.2051 | 5.2974 | 5.2974 | Normal |  | 3.0923 | 2.2051 | 0 | -3.0923 | 6 | Off-Peak
2023-09-02 11:00 | 9 | 2 | 12 | Summer | 1.3651 | 2.5972 | 4.9993 | 4.9993 | Normal |  | 2.4021 | 2.5972 | 0 | -2.4021 | 6 | Off-Peak
2023-09-02 12:00 | 9 | 2 | 13 | Summer | 1.5885 | 3.0222 | 4.8884 | 4.8884 | Normal |  | 1.8662 | 3.0222 | 0 | -1.8662 | 6 | Off-Peak
2023-09-02 13:00 | 9 | 2 | 14 | Summer | 1.801 | 3.4265 | 4.1683 | 4.1683 | Normal |  | 0.74178 | 3.4265 | 0 | -0.74178 | 6 | Off-Peak
2023-09-02 14:00 | 9 | 2 | 15 | Summer | 1.972 | 3.7519 | 4.3518 | 4.3518 | Normal |  | 0.59994 | 3.7519 | 0 | -0.59994 | 6 | Off-Peak
2023-09-02 15:00 | 9 | 2 | 16 | Summer | 2.1331 | 4.0584 | 3.1818 | 3.1818 | Normal |  | 0 | 3.1818 | 0.87658 | 0.87658 | 6 | Off-Peak
2023-09-02 16:00 | 9 | 2 | 17 | Summer | 2.2222 | 4.2279 | 1.7655 | 1.7655 | Normal |  | 0 | 1.7655 | 2.4623 | 2.4623 | 6 | Off-Peak
2023-09-02 17:00 | 9 | 2 | 18 | Summer | 2.203 | 4.1913 | 0.42365 | 0.42365 | Normal |  | 0 | 0.42365 | 3.7677 | 3.7677 | 6 | Off-Peak
2023-09-02 18:00 | 9 | 2 | 19 | Summer | 2.0501 | 3.9004 | 0 | 0 | Normal |  | 0 | 0 | 3.9004 | 3.9004 | 6 | Off-Peak
2023-09-02 19:00 | 9 | 2 | 20 | Summer | 1.8558 | 3.5308 | 0 | 0 | Normal |  | 0 | 0 | 3.5308 | 3.5308 | 6 | Off-Peak
2023-09-02 20:00 | 9 | 2 | 21 | Summer | 1.7353 | 3.3015 | 0 | 0 | Normal |  | 0 | 0 | 3.3015 | 3.3015 | 6 | Off-Peak
2023-09-02 21:00 | 9 | 2 | 22 | Summer | 1.6102 | 3.0635 | 0 | 0 | Normal |  | 0 | 0 | 3.0635 | 3.0635 | 6 | Off-Peak
2023-09-02 22:00 | 9 | 2 | 23 | Summer | 1.4681 | 2.7932 | 0 | 0 | Normal |  | 0 | 0 | 2.7932 | 2.7932 | 6 | Off-Peak
2023-09-02 23:00 | 9 | 3 | 0 | Summer | 1.3089 | 2.4903 | 0 | 0 | Normal |  | 0 | 0 | 2.4903 | 2.4903 | 6 | Off-Peak
2023-09-03 | 9 | 3 | 1 | Summer | 1.1569 | 2.2011 | 0 | 0 | Normal |  | 0 | 0 | 2.2011 | 2.2011 | 7 | Off-Peak
2023-09-03 01:00 | 9 | 3 | 2 | Summer | 1.0327 | 1.9648 | 0 | 0 | Normal |  | 0 | 0 | 1.9648 | 1.9648 | 7 | Off-Peak
2023-09-03 02:00 | 9 | 3 | 3 | Summer | 0.9413 | 1.7909 | 0 | 0 | Normal |  | 0 | 0 | 1.7909 | 1.7909 | 7 | Off-Peak
2023-09-03 03:00 | 9 | 3 | 4 | Summer | 0.8697 | 1.6547 | 0 | 0 | Normal |  | 0 | 0 | 1.6547 | 1.6547 | 7 | Off-Peak
2023-09-03 04:00 | 9 | 3 | 5 | Summer | 0.8152 | 1.551 | 0 | 0 | Normal |  | 0 | 0 | 1.551 | 1.551 | 7 | Off-Peak
2023-09-03 05:00 | 9 | 3 | 6 | Summer | 0.7825 | 1.4888 | 0 | 0 | Normal |  | 0 | 0 | 1.4888 | 1.4888 | 7 | Off-Peak
2023-09-03 06:00 | 9 | 3 | 7 | Summer | 0.7704 | 1.4657 | 0.1944 | 0.1944 | Normal |  | 0 | 0.1944 | 1.2713 | 1.2713 | 7 | Off-Peak
2023-09-03 07:00 | 9 | 3 | 8 | Summer | 0.8381 | 1.5945 | 0.59604 | 0.59604 | Normal |  | 0 | 0.59604 | 0.9985 | 0.9985 | 7 | Off-Peak
2023-09-03 08:00 | 9 | 3 | 9 | Summer | 1.0331 | 1.9655 | 0.93718 | 0.93718 | Normal |  | 0 | 0.93718 | 1.0284 | 1.0284 | 7 | Off-Peak
2023-09-03 09:00 | 9 | 3 | 10 | Summer | 1.2939 | 2.4617 | 3.1259 | 3.1259 | Normal |  | 0.66418 | 2.4617 | 0 | -0.66418 | 7 | Off-Peak
2023-09-03 10:00 | 9 | 3 | 11 | Summer | 1.5708 | 2.9885 | 1.4777 | 1.4777 | Normal |  | 0 | 1.4777 | 1.5109 | 1.5109 | 7 | Off-Peak
2023-09-03 11:00 | 9 | 3 | 12 | Summer | 1.8415 | 3.5036 | 2.5226 | 2.5226 | Normal |  | 0 | 2.5226 | 0.98101 | 0.98101 | 7 | Off-Peak
2023-09-03 12:00 | 9 | 3 | 13 | Summer | 2.1027 | 4.0005 | 4.0931 | 4.0931 | Normal |  | 0.092621 | 4.0005 | 0 | -0.092621 | 7 | Off-Peak
2023-09-03 13:00 | 9 | 3 | 14 | Summer | 2.3266 | 4.4265 | 4.5846 | 4.5846 | Normal |  | 0.15811 | 4.4265 | 0 | -0.15811 | 7 | Off-Peak
2023-09-03 14:00 | 9 | 3 | 15 | Summer | 2.501 | 4.7583 | 3.5567 | 3.5567 | Normal |  | 0 | 3.5567 | 1.2016 | 1.2016 | 7 | Off-Peak
2023-09-03 15:00 | 9 | 3 | 16 | Summer | 2.6369 | 5.0169 | 2.8511 | 2.8511 | Normal |  | 0 | 2.8511 | 2.1658 | 2.1658 | 7 | Off-Peak
2023-09-03 16:00 | 9 | 3 | 17 | Summer | 2.6966 | 5.1305 | 1.4965 | 1.4965 | Normal |  | 0 | 1.4965 | 3.6339 | 3.6339 | 7 | Off-Peak
2023-09-03 17:00 | 9 | 3 | 18 | Summer | 2.6742 | 5.0878 | 0.28518 | 0.28518 | Normal |  | 0 | 0.28518 | 4.8027 | 4.8027 | 7 | Off-Peak
2023-09-03 18:00 | 9 | 3 | 19 | Summer | 2.5475 | 4.8468 | 0 | 0 | Normal |  | 0 | 0 | 4.8468 | 4.8468 | 7 | Off-Peak
2023-09-03 19:00 | 9 | 3 | 20 | Summer | 2.3414 | 4.4547 | 0 | 0 | Normal |  | 0 | 0 | 4.4547 | 4.4547 | 7 | Off-Peak
2023-09-03 20:00 | 9 | 3 | 21 | Summer | 2.2057 | 4.1965 | 0 | 0 | Normal |  | 0 | 0 | 4.1965 | 4.1965 | 7 | Off-Peak
2023-09-03 21:00 | 9 | 3 | 22 | Summer | 2.0475 | 3.8955 | 0 | 0 | Normal |  | 0 | 0 | 3.8955 | 3.8955 | 7 | Off-Peak
2023-09-03 22:00 | 9 | 3 | 23 | Summer | 1.8497 | 3.5192 | 0 | 0 | Normal |  | 0 | 0 | 3.5192 | 3.5192 | 7 | Off-Peak
2023-09-03 23:00 | 9 | 4 | 0 | Summer | 1.6491 | 3.1375 | 0 | 0 | Normal |  | 0 | 0 | 3.1375 | 3.1375 | 7 | Off-Peak
2023-09-04 | 9 | 4 | 1 | Summer | 1.4596 | 2.777 | 0 | 0 | Normal |  | 0 | 0 | 2.777 | 2.777 | 1 | Off-Peak
2023-09-04 01:00 | 9 | 4 | 2 | Summer | 1.301 | 2.4752 | 0 | 0 | Normal |  | 0 | 0 | 2.4752 | 2.4752 | 1 | Off-Peak
2023-09-04 02:00 | 9 | 4 | 3 | Summer | 1.172 | 2.2298 | 0 | 0 | Normal |  | 0 | 0 | 2.2298 | 2.2298 | 1 | Off-Peak
2023-09-04 03:00 | 9 | 4 | 4 | Summer | 1.0889 | 2.0717 | 0 | 0 | Normal |  | 0 | 0 | 2.0717 | 2.0717 | 1 | Off-Peak
2023-09-04 04:00 | 9 | 4 | 5 | Summer | 1.008 | 1.9178 | 0 | 0 | Normal |  | 0 | 0 | 1.9178 | 1.9178 | 1 | Off-Peak
2023-09-04 05:00 | 9 | 4 | 6 | Summer | 0.9585 | 1.8236 | 0 | 0 | Normal |  | 0 | 0 | 1.8236 | 1.8236 | 1 | Peak
2023-09-04 06:00 | 9 | 4 | 7 | Summer | 0.9298 | 1.769 | 0.05999 | 0.05999 | Normal |  | 0 | 0.05999 | 1.709 | 1.709 | 1 | Peak
2023-09-04 07:00 | 9 | 4 | 8 | Summer | 1.0225 | 1.9454 | 0.47846 | 0.47846 | Normal |  | 0 | 0.47846 | 1.4669 | 1.4669 | 1 | Peak
2023-09-04 08:00 | 9 | 4 | 9 | Summer | 1.2584 | 2.3942 | 1.9264 | 1.9264 | Normal |  | 0 | 1.9264 | 0.4678 | 0.4678 | 1 | Peak
2023-09-04 09:00 | 9 | 4 | 10 | Summer | 1.5709 | 2.9887 | 1.5078 | 1.5078 | Normal |  | 0 | 1.5078 | 1.4809 | 1.4809 | 1 | Peak
2023-09-04 10:00 | 9 | 4 | 11 | Summer | 1.9012 | 3.6172 | 1.5072 | 1.5072 | Normal |  | 0 | 1.5072 | 2.11 | 2.11 | 1 | Peak
2023-09-04 11:00 | 9 | 4 | 12 | Summer | 2.2107 | 4.206 | 1.0284 | 1.0284 | Normal |  | 0 | 1.0284 | 3.1776 | 3.1776 | 1 | Peak
2023-09-04 12:00 | 9 | 4 | 13 | Summer | 2.4633 | 4.6866 | 2.246 | 2.246 | Normal |  | 0 | 2.246 | 2.4406 | 2.4406 | 1 | Peak
2023-09-04 13:00 | 9 | 4 | 14 | Summer | 2.6538 | 5.049 | 1.4528 | 1.4528 | Normal |  | 0 | 1.4528 | 3.5962 | 3.5962 | 1 | Peak
2023-09-04 14:00 | 9 | 4 | 15 | Summer | 2.7889 | 5.3061 | 3.056 | 3.056 | Normal |  | 0 | 3.056 | 2.25 | 2.25 | 1 | Peak
2023-09-04 15:00 | 9 | 4 | 16 | Summer | 2.8945 | 5.507 | 2.1897 | 2.1897 | Normal |  | 0 | 2.1897 | 3.3173 | 3.3173 | 1 | Peak
2023-09-04 16:00 | 9 | 4 | 17 | Summer | 2.9579 | 5.6276 | 0.95553 | 0.95553 | Normal |  | 0 | 0.95553 | 4.6721 | 4.6721 | 1 | Peak
2023-09-04 17:00 | 9 | 4 | 18 | Summer | 2.9741 | 5.6584 | 0.27879 | 0.27879 | Normal |  | 0 | 0.27879 | 5.3796 | 5.3796 | 1 | Peak
2023-09-04 18:00 | 9 | 4 | 19 | Summer | 2.8812 | 5.4817 | 0 | 0 | Normal |  | 0 | 0 | 5.4817 | 5.4817 | 1 | Peak
2023-09-04 19:00 | 9 | 4 | 20 | Summer | 2.7316 | 5.197 | 0 | 0 | Normal |  | 0 | 0 | 5.197 | 5.197 | 1 | Peak
2023-09-04 20:00 | 9 | 4 | 21 | Summer | 2.6238 | 4.9919 | 0 | 0 | Normal |  | 0 | 0 | 4.9919 | 4.9919 | 1 | Peak
2023-09-04 21:00 | 9 | 4 | 22 | Summer | 2.4533 | 4.6676 | 0 | 0 | Normal |  | 0 | 0 | 4.6676 | 4.6676 | 1 | Off-Peak
2023-09-04 22:00 | 9 | 4 | 23 | Summer | 2.2126 | 4.2096 | 0 | 0 | Normal |  | 0 | 0 | 4.2096 | 4.2096 | 1 | Off-Peak
2023-09-04 23:00 | 9 | 5 | 0 | Summer | 1.9455 | 3.7014 | 0 | 0 | Normal |  | 0 | 0 | 3.7014 | 3.7014 | 1 | Off-Peak
2023-09-05 | 9 | 5 | 1 | Summer | 1.7577 | 3.3441 | 0 | 0 | Normal |  | 0 | 0 | 3.3441 | 3.3441 | 2 | Off-Peak
2023-09-05 01:00 | 9 | 5 | 2 | Summer | 1.5824 | 3.0106 | 0 | 0 | Normal |  | 0 | 0 | 3.0106 | 3.0106 | 2 | Off-Peak
2023-09-05 02:00 | 9 | 5 | 3 | Summer | 1.4584 | 2.7747 | 0 | 0 | Normal |  | 0 | 0 | 2.7747 | 2.7747 | 2 | Off-Peak
2023-09-05 03:00 | 9 | 5 | 4 | Summer | 1.3592 | 2.586 | 0 | 0 | Normal |  | 0 | 0 | 2.586 | 2.586 | 2 | Off-Peak
2023-09-05 04:00 | 9 | 5 | 5 | Summer | 1.2833 | 2.4416 | 0 | 0 | Normal |  | 0 | 0 | 2.4416 | 2.4416 | 2 | Off-Peak
2023-09-05 05:00 | 9 | 5 | 6 | Summer | 1.2239 | 2.3285 | 0 | 0 | Normal |  | 0 | 0 | 2.3285 | 2.3285 | 2 | Peak
2023-09-05 06:00 | 9 | 5 | 7 | Summer | 1.216 | 2.3135 | 0.74034 | 0.74034 | Normal |  | 0 | 0.74034 | 1.5732 | 1.5732 | 2 | Peak
2023-09-05 07:00 | 9 | 5 | 8 | Summer | 1.2693 | 2.4149 | 2.8482 | 2.8482 | Normal |  | 0.4333 | 2.4149 | 0 | -0.4333 | 2 | Peak
2023-09-05 08:00 | 9 | 5 | 9 | Summer | 1.3789 | 2.6234 | 4.485 | 4.485 | Normal |  | 1.8615 | 2.6234 | 0 | -1.8615 | 2 | Peak
2023-09-05 09:00 | 9 | 5 | 10 | Summer | 1.5376 | 2.9254 | 5.6736 | 5.6736 | Normal |  | 2.7482 | 2.9254 | 0 | -2.7482 | 2 | Peak
2023-09-05 10:00 | 9 | 5 | 11 | Summer | 1.7077 | 3.249 | 6.4819 | 6.4819 | Normal |  | 3.2329 | 3.249 | 0 | -3.2329 | 2 | Peak
2023-09-05 11:00 | 9 | 5 | 12 | Summer | 1.9261 | 3.6645 | 6.8084 | 6.8084 | Normal |  | 3.1439 | 3.6645 | 0 | -3.1439 | 2 | Peak
2023-09-05 12:00 | 9 | 5 | 13 | Summer | 2.1644 | 4.1179 | 6.7199 | 6.7199 | Normal |  | 2.602 | 4.1179 | 0 | -2.602 | 2 | Peak
2023-09-05 13:00 | 9 | 5 | 14 | Summer | 2.3189 | 4.4119 | 6.1555 | 6.1555 | Normal |  | 1.7436 | 4.4119 | 0 | -1.7436 | 2 | Peak
2023-09-05 14:00 | 9 | 5 | 15 | Summer | 2.3409 | 4.4537 | 5.201 | 5.201 | Normal |  | 0.74732 | 4.4537 | 0 | -0.74732 | 2 | Peak
2023-09-05 15:00 | 9 | 5 | 16 | Summer | 2.2996 | 4.3751 | 3.8783 | 3.8783 | Normal |  | 0 | 3.8783 | 0.49688 | 0.49688 | 2 | Peak
2023-09-05 16:00 | 9 | 5 | 17 | Summer | 2.3128 | 4.4002 | 2.1118 | 2.1118 | Normal |  | 0 | 2.1118 | 2.2885 | 2.2885 | 2 | Peak
2023-09-05 17:00 | 9 | 5 | 18 | Summer | 2.3096 | 4.3942 | 0.41045 | 0.41045 | Normal |  | 0 | 0.41045 | 3.9837 | 3.9837 | 2 | Peak
2023-09-05 18:00 | 9 | 5 | 19 | Summer | 2.2535 | 4.2874 | 0 | 0 | Normal |  | 0 | 0 | 4.2874 | 4.2874 | 2 | Peak
2023-09-05 19:00 | 9 | 5 | 20 | Summer | 2.2046 | 4.1944 | 0 | 0 | Normal |  | 0 | 0 | 4.1944 | 4.1944 | 2 | Peak
2023-09-05 20:00 | 9 | 5 | 21 | Summer | 2.17 | 4.1286 | 0 | 0 | Normal |  | 0 | 0 | 4.1286 | 4.1286 | 2 | Peak
2023-09-05 21:00 | 9 | 5 | 22 | Summer | 2.052 | 3.9041 | 0 | 0 | Normal |  | 0 | 0 | 3.9041 | 3.9041 | 2 | Off-Peak
2023-09-05 22:00 | 9 | 5 | 23 | Summer | 1.8487 | 3.5173 | 0 | 0 | Normal |  | 0 | 0 | 3.5173 | 3.5173 | 2 | Off-Peak
2023-09-05 23:00 | 9 | 6 | 0 | Summer | 1.636 | 3.1126 | 0 | 0 | Normal |  | 0 | 0 | 3.1126 | 3.1126 | 2 | Off-Peak
2023-09-06 | 9 | 6 | 1 | Summer | 1.4521 | 2.7627 | 0 | 0 | Normal |  | 0 | 0 | 2.7627 | 2.7627 | 3 | Off-Peak
2023-09-06 01:00 | 9 | 6 | 2 | Summer | 1.3344 | 2.5388 | 0 | 0 | Normal |  | 0 | 0 | 2.5388 | 2.5388 | 3 | Off-Peak
2023-09-06 02:00 | 9 | 6 | 3 | Summer | 1.2524 | 2.3828 | 0 | 0 | Normal |  | 0 | 0 | 2.3828 | 2.3828 | 3 | Off-Peak
2023-09-06 03:00 | 9 | 6 | 4 | Summer | 1.1908 | 2.2656 | 0 | 0 | Normal |  | 0 | 0 | 2.2656 | 2.2656 | 3 | Off-Peak
2023-09-06 04:00 | 9 | 6 | 5 | Summer | 1.1491 | 2.1862 | 0 | 0 | Normal |  | 0 | 0 | 2.1862 | 2.1862 | 3 | Off-Peak
2023-09-06 05:00 | 9 | 6 | 6 | Summer | 1.1098 | 2.1115 | 0 | 0 | Normal |  | 0 | 0 | 2.1115 | 2.1115 | 3 | Peak
2023-09-06 06:00 | 9 | 6 | 7 | Summer | 1.1161 | 2.1235 | 0.96293 | 0.96293 | Normal |  | 0 | 0.96293 | 1.1605 | 1.1605 | 3 | Peak
2023-09-06 07:00 | 9 | 6 | 8 | Summer | 1.1115 | 2.1147 | 2.8395 | 2.8395 | Normal |  | 0.72478 | 2.1147 | 0 | -0.72478 | 3 | Peak
2023-09-06 08:00 | 9 | 6 | 9 | Summer | 1.068 | 2.0319 | 4.4175 | 4.4175 | Normal |  | 2.3855 | 2.0319 | 0 | -2.3855 | 3 | Peak
2023-09-06 09:00 | 9 | 6 | 10 | Summer | 1.1384 | 2.1659 | 5.5454 | 5.5454 | Normal |  | 3.3796 | 2.1659 | 0 | -3.3796 | 3 | Peak
2023-09-06 10:00 | 9 | 6 | 11 | Summer | 1.2021 | 2.2871 | 6.2744 | 6.2744 | Normal |  | 3.9873 | 2.2871 | 0 | -3.9873 | 3 | Peak
2023-09-06 11:00 | 9 | 6 | 12 | Summer | 1.3519 | 2.5721 | 6.5802 | 6.5802 | Normal |  | 4.0081 | 2.5721 | 0 | -4.0081 | 3 | Peak
2023-09-06 12:00 | 9 | 6 | 13 | Summer | 1.534 | 2.9185 | 6.4575 | 6.4575 | Normal |  | 3.539 | 2.9185 | 0 | -3.539 | 3 | Peak
2023-09-06 13:00 | 9 | 6 | 14 | Summer | 1.6538 | 3.1465 | 5.9461 | 5.9461 | Normal |  | 2.7996 | 3.1465 | 0 | -2.7996 | 3 | Peak
2023-09-06 14:00 | 9 | 6 | 15 | Summer | 1.6841 | 3.2041 | 4.9951 | 4.9951 | Normal |  | 1.791 | 3.2041 | 0 | -1.791 | 3 | Peak
2023-09-06 15:00 | 9 | 6 | 16 | Summer | 1.7023 | 3.2387 | 3.7194 | 3.7194 | Normal |  | 0.48063 | 3.2387 | 0 | -0.48063 | 3 | Peak
2023-09-06 16:00 | 9 | 6 | 17 | Summer | 1.6623 | 3.1626 | 2.0087 | 2.0087 | Normal |  | 0 | 2.0087 | 1.1539 | 1.1539 | 3 | Peak
2023-09-06 17:00 | 9 | 6 | 18 | Summer | 1.5595 | 2.967 | 0.38089 | 0.38089 | Normal |  | 0 | 0.38089 | 2.5862 | 2.5862 | 3 | Peak
2023-09-06 18:00 | 9 | 6 | 19 | Summer | 1.4926 | 2.8398 | 0 | 0 | Normal |  | 0 | 0 | 2.8398 | 2.8398 | 3 | Peak
2023-09-06 19:00 | 9 | 6 | 20 | Summer | 1.4759 | 2.808 | 0 | 0 | Normal |  | 0 | 0 | 2.808 | 2.808 | 3 | Peak
2023-09-06 20:00 | 9 | 6 | 21 | Summer | 1.4675 | 2.792 | 0 | 0 | Normal |  | 0 | 0 | 2.792 | 2.792 | 3 | Peak
2023-09-06 21:00 | 9 | 6 | 22 | Summer | 1.4028 | 2.6689 | 0 | 0 | Normal |  | 0 | 0 | 2.6689 | 2.6689 | 3 | Off-Peak
2023-09-06 22:00 | 9 | 6 | 23 | Summer | 1.2708 | 2.4178 | 0 | 0 | Normal |  | 0 | 0 | 2.4178 | 2.4178 | 3 | Off-Peak
2023-09-06 23:00 | 9 | 7 | 0 | Summer | 1.1105 | 2.1128 | 0 | 0 | Normal |  | 0 | 0 | 2.1128 | 2.1128 | 3 | Off-Peak
2023-09-07 | 9 | 7 | 1 | Summer | 0.9899 | 1.8833 | 0 | 0 | Normal |  | 0 | 0 | 1.8833 | 1.8833 | 4 | Off-Peak
2023-09-07 01:00 | 9 | 7 | 2 | Summer | 0.8966 | 1.7058 | 0 | 0 | Normal |  | 0 | 0 | 1.7058 | 1.7058 | 4 | Off-Peak
2023-09-07 02:00 | 9 | 7 | 3 | Summer | 0.8373 | 1.593 | 0 | 0 | Normal |  | 0 | 0 | 1.593 | 1.593 | 4 | Off-Peak
2023-09-07 03:00 | 9 | 7 | 4 | Summer | 0.7937 | 1.5101 | 0 | 0 | Normal |  | 0 | 0 | 1.5101 | 1.5101 | 4 | Off-Peak
2023-09-07 04:00 | 9 | 7 | 5 | Summer | 0.766 | 1.4574 | 0 | 0 | Normal |  | 0 | 0 | 1.4574 | 1.4574 | 4 | Off-Peak
2023-09-07 05:00 | 9 | 7 | 6 | Summer | 0.766 | 1.4574 | 0 | 0 | Normal |  | 0 | 0 | 1.4574 | 1.4574 | 4 | Peak
2023-09-07 06:00 | 9 | 7 | 7 | Summer | 0.8028 | 1.5274 | 0.84654 | 0.84654 | Normal |  | 0 | 0.84654 | 0.68084 | 0.68084 | 4 | Peak
2023-09-07 07:00 | 9 | 7 | 8 | Summer | 0.8218 | 1.5635 | 2.4913 | 2.4913 | Normal |  | 0.92775 | 1.5635 | 0 | -0.92775 | 4 | Peak
2023-09-07 08:00 | 9 | 7 | 9 | Summer | 0.7969 | 1.5162 | 3.9515 | 3.9515 | Normal |  | 2.4354 | 1.5162 | 2.2204e-16 | -2.4354 | 4 | Peak
2023-09-07 09:00 | 9 | 7 | 10 | Summer | 0.7885 | 1.5002 | 5.0974 | 5.0974 | Normal |  | 3.5972 | 1.5002 | 0 | -3.5972 | 4 | Peak
2023-09-07 10:00 | 9 | 7 | 11 | Summer | 0.7941 | 1.5108 | 5.8178 | 5.8178 | Normal |  | 4.307 | 1.5108 | 0 | -4.307 | 4 | Peak
2023-09-07 11:00 | 9 | 7 | 12 | Summer | 0.8132 | 1.5472 | 6.1456 | 6.1456 | Normal |  | 4.5985 | 1.5472 | 0 | -4.5985 | 4 | Peak
2023-09-07 12:00 | 9 | 7 | 13 | Summer | 0.8565 | 1.6295 | 6.03 | 6.03 | Normal |  | 4.4004 | 1.6295 | 0 | -4.4004 | 4 | Peak
2023-09-07 13:00 | 9 | 7 | 14 | Summer | 0.88 | 1.6743 | 5.544 | 5.544 | Normal |  | 3.8697 | 1.6743 | 0 | -3.8697 | 4 | Peak
2023-09-07 14:00 | 9 | 7 | 15 | Summer | 0.8885 | 1.6904 | 4.6161 | 4.6161 | Normal |  | 2.9257 | 1.6904 | 0 | -2.9257 | 4 | Peak
2023-09-07 15:00 | 9 | 7 | 16 | Summer | 0.9267 | 1.7631 | 3.3471 | 3.3471 | Normal |  | 1.584 | 1.7631 | 0 | -1.584 | 4 | Peak
2023-09-07 16:00 | 9 | 7 | 17 | Summer | 0.9803 | 1.8651 | 1.7458 | 1.7458 | Normal |  | 0 | 1.7458 | 0.11931 | 0.11931 | 4 | Peak
2023-09-07 17:00 | 9 | 7 | 18 | Summer | 1.0275 | 1.9549 | 0.32816 | 0.32816 | Normal |  | 0 | 0.32816 | 1.6267 | 1.6267 | 4 | Peak
2023-09-07 18:00 | 9 | 7 | 19 | Summer | 1.0515 | 2.0005 | 0 | 0 | Normal |  | 0 | 0 | 2.0005 | 2.0005 | 4 | Peak
2023-09-07 19:00 | 9 | 7 | 20 | Summer | 1.088 | 2.07 | 0 | 0 | Normal |  | 0 | 0 | 2.07 | 2.07 | 4 | Peak
2023-09-07 20:00 | 9 | 7 | 21 | Summer | 1.1059 | 2.104 | 0 | 0 | Normal |  | 0 | 0 | 2.104 | 2.104 | 4 | Peak
2023-09-07 21:00 | 9 | 7 | 22 | Summer | 1.0635 | 2.0234 | 0 | 0 | Normal |  | 0 | 0 | 2.0234 | 2.0234 | 4 | Off-Peak
2023-09-07 22:00 | 9 | 7 | 23 | Summer | 0.9666 | 1.839 | 0 | 0 | Normal |  | 0 | 0 | 1.839 | 1.839 | 4 | Off-Peak
2023-09-07 23:00 | 9 | 8 | 0 | Summer | 0.8447 | 1.6071 | 0 | 0 | Normal |  | 0 | 0 | 1.6071 | 1.6071 | 4 | Off-Peak
2023-09-08 | 9 | 8 | 1 | Summer | 0.7538 | 1.4342 | 0 | 0 | Normal |  | 0 | 0 | 1.4342 | 1.4342 | 5 | Off-Peak
2023-09-08 01:00 | 9 | 8 | 2 | Summer | 0.6904 | 1.3135 | 0 | 0 | Normal |  | 0 | 0 | 1.3135 | 1.3135 | 5 | Off-Peak
2023-09-08 02:00 | 9 | 8 | 3 | Summer | 0.6506 | 1.2378 | 0 | 0 | Normal |  | 0 | 0 | 1.2378 | 1.2378 | 5 | Off-Peak
2023-09-08 03:00 | 9 | 8 | 4 | Summer | 0.6249 | 1.1889 | 0 | 0 | Normal |  | 0 | 0 | 1.1889 | 1.1889 | 5 | Off-Peak
2023-09-08 04:00 | 9 | 8 | 5 | Summer | 0.6133 | 1.1668 | 0 | 0 | Normal |  | 0 | 0 | 1.1668 | 1.1668 | 5 | Off-Peak
2023-09-08 05:00 | 9 | 8 | 6 | Summer | 0.6245 | 1.1882 | 0 | 0 | Normal |  | 0 | 0 | 1.1882 | 1.1882 | 5 | Peak
2023-09-08 06:00 | 9 | 8 | 7 | Summer | 0.6649 | 1.265 | 0.48276 | 0.48276 | Normal |  | 0 | 0.48276 | 0.78225 | 0.78225 | 5 | Peak
2023-09-08 07:00 | 9 | 8 | 8 | Summer | 0.6893 | 1.3114 | 0.5533 | 0.5533 | Normal |  | 0 | 0.5533 | 0.75813 | 0.75813 | 5 | Peak
2023-09-08 08:00 | 9 | 8 | 9 | Summer | 0.6841 | 1.3015 | 1.0312 | 1.0312 | Normal |  | 0 | 1.0312 | 0.27031 | 0.27031 | 5 | Peak
2023-09-08 09:00 | 9 | 8 | 10 | Summer | 0.6924 | 1.3173 | 0.68431 | 0.68431 | Normal |  | 0 | 0.68431 | 0.63302 | 0.63302 | 5 | Peak
2023-09-08 10:00 | 9 | 8 | 11 | Summer | 0.7032 | 1.3379 | 1.1304 | 1.1304 | Normal |  | 0 | 1.1304 | 0.20745 | 0.20745 | 5 | Peak
2023-09-08 11:00 | 9 | 8 | 12 | Summer | 0.7163 | 1.3628 | 1.2261 | 1.2261 | Normal |  | 0 | 1.2261 | 0.13667 | 0.13667 | 5 | Peak
2023-09-08 12:00 | 9 | 8 | 13 | Summer | 0.7329 | 1.3944 | 1.2393 | 1.2393 | Normal |  | 0 | 1.2393 | 0.15511 | 0.15511 | 5 | Peak
2023-09-08 13:00 | 9 | 8 | 14 | Summer | 0.7451 | 1.4176 | 4.1191 | 4.1191 | Normal |  | 2.7015 | 1.4176 | 2.2204e-16 | -2.7015 | 5 | Peak
2023-09-08 14:00 | 9 | 8 | 15 | Summer | 0.7514 | 1.4296 | 3.2528 | 3.2528 | Normal |  | 1.8232 | 1.4296 | 0 | -1.8232 | 5 | Peak
2023-09-08 15:00 | 9 | 8 | 16 | Summer | 0.7797 | 1.4834 | 2.6256 | 2.6256 | Normal |  | 1.1422 | 1.4834 | 0 | -1.1422 | 5 | Peak
2023-09-08 16:00 | 9 | 8 | 17 | Summer | 0.8257 | 1.5709 | 1.2069 | 1.2069 | Normal |  | 0 | 1.2069 | 0.36405 | 0.36405 | 5 | Peak
2023-09-08 17:00 | 9 | 8 | 18 | Summer | 0.8651 | 1.6459 | 0.25302 | 0.25302 | Normal |  | 0 | 0.25302 | 1.3929 | 1.3929 | 5 | Peak
2023-09-08 18:00 | 9 | 8 | 19 | Summer | 0.8852 | 1.6841 | 0 | 0 | Normal |  | 0 | 0 | 1.6841 | 1.6841 | 5 | Peak
2023-09-08 19:00 | 9 | 8 | 20 | Summer | 0.9138 | 1.7386 | 0 | 0 | Normal |  | 0 | 0 | 1.7386 | 1.7386 | 5 | Peak
2023-09-08 20:00 | 9 | 8 | 21 | Summer | 0.9303 | 1.77 | 0 | 0 | Normal |  | 0 | 0 | 1.77 | 1.77 | 5 | Peak
2023-09-08 21:00 | 9 | 8 | 22 | Summer | 0.902 | 1.7161 | 0 | 0 | Normal |  | 0 | 0 | 1.7161 | 1.7161 | 5 | Off-Peak
2023-09-08 22:00 | 9 | 8 | 23 | Summer | 0.8465 | 1.6105 | 0 | 0 | Normal |  | 0 | 0 | 1.6105 | 1.6105 | 5 | Off-Peak
2023-09-08 23:00 | 9 | 9 | 0 | Summer | 0.7601 | 1.4461 | 0 | 0 | Normal |  | 0 | 0 | 1.4461 | 1.4461 | 5 | Off-Peak
2023-09-09 | 9 | 9 | 1 | Summer | 0.6891 | 1.3111 | 0 | 0 | Normal |  | 0 | 0 | 1.3111 | 1.3111 | 6 | Off-Peak
2023-09-09 01:00 | 9 | 9 | 2 | Summer | 0.6342 | 1.2066 | 0 | 0 | Normal |  | 0 | 0 | 1.2066 | 1.2066 | 6 | Off-Peak
2023-09-09 02:00 | 9 | 9 | 3 | Summer | 0.599 | 1.1396 | 0 | 0 | Normal |  | 0 | 0 | 1.1396 | 1.1396 | 6 | Off-Peak
2023-09-09 03:00 | 9 | 9 | 4 | Summer | 0.5755 | 1.0949 | 0 | 0 | Normal |  | 0 | 0 | 1.0949 | 1.0949 | 6 | Off-Peak
2023-09-09 04:00 | 9 | 9 | 5 | Summer | 0.5629 | 1.071 | 0 | 0 | Normal |  | 0 | 0 | 1.071 | 1.071 | 6 | Off-Peak
2023-09-09 05:00 | 9 | 9 | 6 | Summer | 0.5625 | 1.0702 | 0 | 0 | Normal |  | 0 | 0 | 1.0702 | 1.0702 | 6 | Off-Peak
2023-09-09 06:00 | 9 | 9 | 7 | Summer | 0.5774 | 1.0985 | 0.77516 | 0.77516 | Normal |  | 0 | 0.77516 | 0.32338 | 0.32338 | 6 | Off-Peak
2023-09-09 07:00 | 9 | 9 | 8 | Summer | 0.6115 | 1.1634 | 0.71183 | 0.71183 | Normal |  | 0 | 0.71183 | 0.45159 | 0.45159 | 6 | Off-Peak
2023-09-09 08:00 | 9 | 9 | 9 | Summer | 0.6605 | 1.2566 | 2.0263 | 2.0263 | Normal |  | 0.76966 | 1.2566 | 0 | -0.76966 | 6 | Off-Peak
2023-09-09 09:00 | 9 | 9 | 10 | Summer | 0.7045 | 1.3404 | 2.7179 | 2.7179 | Normal |  | 1.3775 | 1.3404 | 0 | -1.3775 | 6 | Off-Peak
2023-09-09 10:00 | 9 | 9 | 11 | Summer | 0.7456 | 1.4186 | 1.5199 | 1.5199 | Normal |  | 0.10139 | 1.4186 | 0 | -0.10139 | 6 | Off-Peak
2023-09-09 11:00 | 9 | 9 | 12 | Summer | 0.7994 | 1.5209 | 3.7644 | 3.7644 | Normal |  | 2.2435 | 1.5209 | 0 | -2.2435 | 6 | Off-Peak
2023-09-09 12:00 | 9 | 9 | 13 | Summer | 0.8697 | 1.6547 | 3.3434 | 3.3434 | Normal |  | 1.6888 | 1.6547 | 0 | -1.6888 | 6 | Off-Peak
2023-09-09 13:00 | 9 | 9 | 14 | Summer | 0.9537 | 1.8145 | 3.0339 | 3.0339 | Normal |  | 1.2194 | 1.8145 | 0 | -1.2194 | 6 | Off-Peak
2023-09-09 14:00 | 9 | 9 | 15 | Summer | 1.0396 | 1.9779 | 2.1861 | 2.1861 | Normal |  | 0.20817 | 1.9779 | 0 | -0.20817 | 6 | Off-Peak
2023-09-09 15:00 | 9 | 9 | 16 | Summer | 1.1206 | 2.132 | 2.0755 | 2.0755 | Normal |  | 0 | 2.0755 | 0.056466 | 0.056466 | 6 | Off-Peak
2023-09-09 16:00 | 9 | 9 | 17 | Summer | 1.172 | 2.2298 | 1.5893 | 1.5893 | Normal |  | 0 | 1.5893 | 0.64051 | 0.64051 | 6 | Off-Peak
2023-09-09 17:00 | 9 | 9 | 18 | Summer | 1.169 | 2.2241 | 0.27966 | 0.27966 | Normal |  | 0 | 0.27966 | 1.9444 | 1.9444 | 6 | Off-Peak
2023-09-09 18:00 | 9 | 9 | 19 | Summer | 1.0967 | 2.0865 | 0 | 0 | Normal |  | 0 | 0 | 2.0865 | 2.0865 | 6 | Off-Peak
2023-09-09 19:00 | 9 | 9 | 20 | Summer | 1.0369 | 1.9728 | 0 | 0 | Normal |  | 0 | 0 | 1.9728 | 1.9728 | 6 | Off-Peak
2023-09-09 20:00 | 9 | 9 | 21 | Summer | 1.0089 | 1.9195 | 0 | 0 | Normal |  | 0 | 0 | 1.9195 | 1.9195 | 6 | Off-Peak
2023-09-09 21:00 | 9 | 9 | 22 | Summer | 0.9542 | 1.8154 | 0 | 0 | Normal |  | 0 | 0 | 1.8154 | 1.8154 | 6 | Off-Peak
2023-09-09 22:00 | 9 | 9 | 23 | Summer | 0.8781 | 1.6706 | 0 | 0 | Normal |  | 0 | 0 | 1.6706 | 1.6706 | 6 | Off-Peak
2023-09-09 23:00 | 9 | 10 | 0 | Summer | 0.7818 | 1.4874 | 0 | 0 | Normal |  | 0 | 0 | 1.4874 | 1.4874 | 6 | Off-Peak
2023-09-10 | 9 | 10 | 1 | Summer | 0.7032 | 1.3379 | 0 | 0 | Normal |  | 0 | 0 | 1.3379 | 1.3379 | 7 | Off-Peak
2023-09-10 01:00 | 9 | 10 | 2 | Summer | 0.6425 | 1.2224 | 0 | 0 | Normal |  | 0 | 0 | 1.2224 | 1.2224 | 7 | Off-Peak
2023-09-10 02:00 | 9 | 10 | 3 | Summer | 0.6025 | 1.1463 | 0 | 0 | Normal |  | 0 | 0 | 1.1463 | 1.1463 | 7 | Off-Peak
2023-09-10 03:00 | 9 | 10 | 4 | Summer | 0.576 | 1.0959 | 0 | 0 | Normal |  | 0 | 0 | 1.0959 | 1.0959 | 7 | Off-Peak
2023-09-10 04:00 | 9 | 10 | 5 | Summer | 0.5609 | 1.0671 | 0 | 0 | Normal |  | 0 | 0 | 1.0671 | 1.0671 | 7 | Off-Peak
2023-09-10 05:00 | 9 | 10 | 6 | Summer | 0.5571 | 1.0599 | 0 | 0 | Normal |  | 0 | 0 | 1.0599 | 1.0599 | 7 | Off-Peak
2023-09-10 06:00 | 9 | 10 | 7 | Summer | 0.567 | 1.0788 | 0.034315 | 0.034315 | Normal |  | 0 | 0.034315 | 1.0444 | 1.0444 | 7 | Off-Peak
2023-09-10 07:00 | 9 | 10 | 8 | Summer | 0.5995 | 1.1406 | 1.0551 | 1.0551 | Normal |  | 0 | 1.0551 | 0.085446 | 0.085446 | 7 | Off-Peak
2023-09-10 08:00 | 9 | 10 | 9 | Summer | 0.6532 | 1.2428 | 0.90925 | 0.90925 | Normal |  | 0 | 0.90925 | 0.3335 | 0.3335 | 7 | Off-Peak
2023-09-10 09:00 | 9 | 10 | 10 | Summer | 0.7019 | 1.3354 | 1.5937 | 1.5937 | Normal |  | 0.25833 | 1.3354 | 0 | -0.25833 | 7 | Off-Peak
2023-09-10 10:00 | 9 | 10 | 11 | Summer | 0.7453 | 1.418 | 4.1381 | 4.1381 | Normal |  | 2.7201 | 1.418 | 2.2204e-16 | -2.7201 | 7 | Off-Peak
2023-09-10 11:00 | 9 | 10 | 12 | Summer | 0.816 | 1.5525 | 0.9241 | 0.9241 | Normal |  | 0 | 0.9241 | 0.62839 | 0.62839 | 7 | Off-Peak
2023-09-10 12:00 | 9 | 10 | 13 | Summer | 0.9164 | 1.7435 | 2.9 | 2.9 | Normal |  | 1.1565 | 1.7435 | 0 | -1.1565 | 7 | Off-Peak
2023-09-10 13:00 | 9 | 10 | 14 | Summer | 1.0372 | 1.9733 | 3.495 | 3.495 | Normal |  | 1.5217 | 1.9733 | 0 | -1.5217 | 7 | Off-Peak
2023-09-10 14:00 | 9 | 10 | 15 | Summer | 1.1739 | 2.2334 | 4.1047 | 4.1047 | Normal |  | 1.8712 | 2.2334 | 0 | -1.8712 | 7 | Off-Peak
2023-09-10 15:00 | 9 | 10 | 16 | Summer | 1.3147 | 2.5013 | 3.1826 | 3.1826 | Normal |  | 0.68129 | 2.5013 | 0 | -0.68129 | 7 | Off-Peak
2023-09-10 16:00 | 9 | 10 | 17 | Summer | 1.4024 | 2.6682 | 1.6342 | 1.6342 | Normal |  | 0 | 1.6342 | 1.0339 | 1.0339 | 7 | Off-Peak
2023-09-10 17:00 | 9 | 10 | 18 | Summer | 1.4341 | 2.7285 | 0.25613 | 0.25613 | Normal |  | 0 | 0.25613 | 2.4723 | 2.4723 | 7 | Off-Peak
2023-09-10 18:00 | 9 | 10 | 19 | Summer | 1.3911 | 2.6467 | 0 | 0 | Normal |  | 0 | 0 | 2.6467 | 2.6467 | 7 | Off-Peak
2023-09-10 19:00 | 9 | 10 | 20 | Summer | 1.378 | 2.6217 | 0 | 0 | Normal |  | 0 | 0 | 2.6217 | 2.6217 | 7 | Off-Peak
2023-09-10 20:00 | 9 | 10 | 21 | Summer | 1.3571 | 2.582 | 0 | 0 | Normal |  | 0 | 0 | 2.582 | 2.582 | 7 | Off-Peak
2023-09-10 21:00 | 9 | 10 | 22 | Summer | 1.2615 | 2.4001 | 0 | 0 | Normal |  | 0 | 0 | 2.4001 | 2.4001 | 7 | Off-Peak
2023-09-10 22:00 | 9 | 10 | 23 | Summer | 1.1101 | 2.112 | 0 | 0 | Normal |  | 0 | 0 | 2.112 | 2.112 | 7 | Off-Peak
2023-09-10 23:00 | 9 | 11 | 0 | Summer | 0.9457 | 1.7993 | 0 | 0 | Normal |  | 0 | 0 | 1.7993 | 1.7993 | 7 | Off-Peak
2023-09-11 | 9 | 11 | 1 | Summer | 0.8266 | 1.5727 | 0 | 0 | Normal |  | 0 | 0 | 1.5727 | 1.5727 | 1 | Off-Peak
2023-09-11 01:00 | 9 | 11 | 2 | Summer | 0.7469 | 1.421 | 0 | 0 | Normal |  | 0 | 0 | 1.421 | 1.421 | 1 | Off-Peak
2023-09-11 02:00 | 9 | 11 | 3 | Summer | 0.6965 | 1.3251 | 0 | 0 | Normal |  | 0 | 0 | 1.3251 | 1.3251 | 1 | Off-Peak
2023-09-11 03:00 | 9 | 11 | 4 | Summer | 0.6629 | 1.2612 | 0 | 0 | Normal |  | 0 | 0 | 1.2612 | 1.2612 | 1 | Off-Peak
2023-09-11 04:00 | 9 | 11 | 5 | Summer | 0.6444 | 1.226 | 0 | 0 | Normal |  | 0 | 0 | 1.226 | 1.226 | 1 | Off-Peak
2023-09-11 05:00 | 9 | 11 | 6 | Summer | 0.654 | 1.2443 | 0 | 0 | Normal |  | 0 | 0 | 1.2443 | 1.2443 | 1 | Peak
2023-09-11 06:00 | 9 | 11 | 7 | Summer | 0.6939 | 1.3202 | 0.73024 | 0.73024 | Normal |  | 0 | 0.73024 | 0.58995 | 0.58995 | 1 | Peak
2023-09-11 07:00 | 9 | 11 | 8 | Summer | 0.7232 | 1.3759 | 0.80622 | 0.80622 | Normal |  | 0 | 0.80622 | 0.56972 | 0.56972 | 1 | Peak
2023-09-11 08:00 | 9 | 11 | 9 | Summer | 0.7165 | 1.3632 | 3.6606 | 3.6606 | Normal |  | 2.2974 | 1.3632 | 2.2204e-16 | -2.2974 | 1 | Peak
2023-09-11 09:00 | 9 | 11 | 10 | Summer | 0.7197 | 1.3693 | 3.6448 | 3.6448 | Normal |  | 2.2755 | 1.3693 | 0 | -2.2755 | 1 | Peak
2023-09-11 10:00 | 9 | 11 | 11 | Summer | 0.7276 | 1.3843 | 3.6471 | 3.6471 | Normal |  | 2.2628 | 1.3843 | 0 | -2.2628 | 1 | Peak
2023-09-11 11:00 | 9 | 11 | 12 | Summer | 0.739 | 1.406 | 3.05 | 3.05 | Normal |  | 1.644 | 1.406 | 0 | -1.644 | 1 | Peak
2023-09-11 12:00 | 9 | 11 | 13 | Summer | 0.7522 | 1.4311 | 5.0546 | 5.0546 | Normal |  | 3.6235 | 1.4311 | 2.2204e-16 | -3.6235 | 1 | Peak
2023-09-11 13:00 | 9 | 11 | 14 | Summer | 0.7539 | 1.4343 | 0.19833 | 0.19833 | Normal |  | 0 | 0.19833 | 1.236 | 1.236 | 1 | Peak
2023-09-11 14:00 | 9 | 11 | 15 | Summer | 0.7564 | 1.4391 | 0.9233 | 0.9233 | Normal |  | 0 | 0.9233 | 0.5158 | 0.5158 | 1 | Peak
2023-09-11 15:00 | 9 | 11 | 16 | Summer | 0.7858 | 1.495 | 0.14796 | 0.14796 | Normal |  | 0 | 0.14796 | 1.3471 | 1.3471 | 1 | Peak
2023-09-11 16:00 | 9 | 11 | 17 | Summer | 0.846 | 1.6096 | 0.34584 | 0.34584 | Normal |  | 0 | 0.34584 | 1.2637 | 1.2637 | 1 | Peak
2023-09-11 17:00 | 9 | 11 | 18 | Summer | 0.9189 | 1.7483 | 0.063275 | 0.063275 | Normal |  | 0 | 0.063275 | 1.685 | 1.685 | 1 | Peak
2023-09-11 18:00 | 9 | 11 | 19 | Summer | 0.9646 | 1.8352 | 0 | 0 | Normal |  | 0 | 0 | 1.8352 | 1.8352 | 1 | Peak
2023-09-11 19:00 | 9 | 11 | 20 | Summer | 0.9973 | 1.8974 | 0 | 0 | Normal |  | 0 | 0 | 1.8974 | 1.8974 | 1 | Peak
2023-09-11 20:00 | 9 | 11 | 21 | Summer | 0.9934 | 1.89 | 0 | 0 | Normal |  | 0 | 0 | 1.89 | 1.89 | 1 | Peak
2023-09-11 21:00 | 9 | 11 | 22 | Summer | 0.9384 | 1.7854 | 0 | 0 | Normal |  | 0 | 0 | 1.7854 | 1.7854 | 1 | Off-Peak
2023-09-11 22:00 | 9 | 11 | 23 | Summer | 0.8444 | 1.6065 | 0 | 0 | Normal |  | 0 | 0 | 1.6065 | 1.6065 | 1 | Off-Peak
2023-09-11 23:00 | 9 | 12 | 0 | Summer | 0.738 | 1.4041 | 0 | 0 | Normal |  | 0 | 0 | 1.4041 | 1.4041 | 1 | Off-Peak
2023-09-12 | 9 | 12 | 1 | Summer | 0.665 | 1.2652 | 0 | 0 | Normal |  | 0 | 0 | 1.2652 | 1.2652 | 2 | Off-Peak
2023-09-12 01:00 | 9 | 12 | 2 | Summer | 0.6167 | 1.1733 | 0 | 0 | Normal |  | 0 | 0 | 1.1733 | 1.1733 | 2 | Off-Peak
2023-09-12 02:00 | 9 | 12 | 3 | Summer | 0.587 | 1.1168 | 0 | 0 | Normal |  | 0 | 0 | 1.1168 | 1.1168 | 2 | Off-Peak
2023-09-12 03:00 | 9 | 12 | 4 | Summer | 0.5691 | 1.0827 | 0 | 0 | Normal |  | 0 | 0 | 1.0827 | 1.0827 | 2 | Off-Peak
2023-09-12 04:00 | 9 | 12 | 5 | Summer | 0.5648 | 1.0746 | 0 | 0 | Normal |  | 0 | 0 | 1.0746 | 1.0746 | 2 | Off-Peak
2023-09-12 05:00 | 9 | 12 | 6 | Summer | 0.5842 | 1.1115 | 0 | 0 | Normal |  | 0 | 0 | 1.1115 | 1.1115 | 2 | Peak
2023-09-12 06:00 | 9 | 12 | 7 | Summer | 0.6309 | 1.2003 | 0.26948 | 0.26948 | Normal |  | 0 | 0.26948 | 0.93084 | 0.93084 | 2 | Peak
2023-09-12 07:00 | 9 | 12 | 8 | Summer | 0.6476 | 1.2321 | 2.2401 | 2.2401 | Normal |  | 1.008 | 1.2321 | 0 | -1.008 | 2 | Peak
2023-09-12 08:00 | 9 | 12 | 9 | Summer | 0.6338 | 1.2058 | 3.9045 | 3.9045 | Normal |  | 2.6987 | 1.2058 | 0 | -2.6987 | 2 | Peak
2023-09-12 09:00 | 9 | 12 | 10 | Summer | 0.634 | 1.2062 | 5.272 | 5.272 | Normal |  | 4.0657 | 1.2062 | 2.2204e-16 | -4.0657 | 2 | Peak
2023-09-12 10:00 | 9 | 12 | 11 | Summer | 0.6418 | 1.2211 | 5.3104 | 5.3104 | Normal |  | 4.0893 | 1.2211 | 2.2204e-16 | -4.0893 | 2 | Peak
2023-09-12 11:00 | 9 | 12 | 12 | Summer | 0.6629 | 1.2612 | 6.5961 | 6.5961 | Normal |  | 5.3349 | 1.2612 | 0 | -5.3349 | 2 | Peak
2023-09-12 12:00 | 9 | 12 | 13 | Summer | 0.6972 | 1.3265 | 6.4685 | 6.4685 | Normal |  | 5.1421 | 1.3265 | 0 | -5.1421 | 2 | Peak
2023-09-12 13:00 | 9 | 12 | 14 | Summer | 0.7378 | 1.4037 | 5.8759 | 5.8759 | Normal |  | 4.4722 | 1.4037 | 0 | -4.4722 | 2 | Peak
2023-09-12 14:00 | 9 | 12 | 15 | Summer | 0.7872 | 1.4977 | 4.8868 | 4.8868 | Normal |  | 3.3891 | 1.4977 | 0 | -3.3891 | 2 | Peak
2023-09-12 15:00 | 9 | 12 | 16 | Summer | 0.8588 | 1.6339 | 3.5528 | 3.5528 | Normal |  | 1.9189 | 1.6339 | 0 | -1.9189 | 2 | Peak
2023-09-12 16:00 | 9 | 12 | 17 | Summer | 0.9391 | 1.7867 | 1.7943 | 1.7943 | Normal |  | 0.0075845 | 1.7867 | 0 | -0.0075845 | 2 | Peak
2023-09-12 17:00 | 9 | 12 | 18 | Summer | 0.9864 | 1.8767 | 0.24154 | 0.24154 | Normal |  | 0 | 0.24154 | 1.6352 | 1.6352 | 2 | Peak
2023-09-12 18:00 | 9 | 12 | 19 | Summer | 0.9806 | 1.8657 | 0 | 0 | Normal |  | 0 | 0 | 1.8657 | 1.8657 | 2 | Peak
2023-09-12 19:00 | 9 | 12 | 20 | Summer | 0.9952 | 1.8934 | 0 | 0 | Normal |  | 0 | 0 | 1.8934 | 1.8934 | 2 | Peak
2023-09-12 20:00 | 9 | 12 | 21 | Summer | 0.9919 | 1.8872 | 0 | 0 | Normal |  | 0 | 0 | 1.8872 | 1.8872 | 2 | Peak
2023-09-12 21:00 | 9 | 12 | 22 | Summer | 0.9316 | 1.7724 | 0 | 0 | Normal |  | 0 | 0 | 1.7724 | 1.7724 | 2 | Off-Peak
2023-09-12 22:00 | 9 | 12 | 23 | Summer | 0.829 | 1.5772 | 0 | 0 | Normal |  | 0 | 0 | 1.5772 | 1.5772 | 2 | Off-Peak
2023-09-12 23:00 | 9 | 13 | 0 | Summer | 0.7192 | 1.3683 | 0 | 0 | Normal |  | 0 | 0 | 1.3683 | 1.3683 | 2 | Off-Peak
2023-09-13 | 9 | 13 | 1 | Summer | 0.6475 | 1.2319 | 0 | 0 | Normal |  | 0 | 0 | 1.2319 | 1.2319 | 3 | Off-Peak
2023-09-13 01:00 | 9 | 13 | 2 | Summer | 0.6007 | 1.1429 | 0 | 0 | Normal |  | 0 | 0 | 1.1429 | 1.1429 | 3 | Off-Peak
2023-09-13 02:00 | 9 | 13 | 3 | Summer | 0.5726 | 1.0894 | 0 | 0 | Normal |  | 0 | 0 | 1.0894 | 1.0894 | 3 | Off-Peak
2023-09-13 03:00 | 9 | 13 | 4 | Summer | 0.5564 | 1.0586 | 0 | 0 | Normal |  | 0 | 0 | 1.0586 | 1.0586 | 3 | Off-Peak
2023-09-13 04:00 | 9 | 13 | 5 | Summer | 0.5543 | 1.0546 | 0 | 0 | Normal |  | 0 | 0 | 1.0546 | 1.0546 | 3 | Off-Peak
2023-09-13 05:00 | 9 | 13 | 6 | Summer | 0.574 | 1.0921 | 0 | 0 | Normal |  | 0 | 0 | 1.0921 | 1.0921 | 3 | Peak
2023-09-13 06:00 | 9 | 13 | 7 | Summer | 0.619 | 1.1777 | 0.82226 | 0.82226 | Normal |  | 0 | 0.82226 | 0.35543 | 0.35543 | 3 | Peak
2023-09-13 07:00 | 9 | 13 | 8 | Summer | 0.6348 | 1.2077 | 2.59 | 2.59 | Normal |  | 1.3823 | 1.2077 | 0 | -1.3823 | 3 | Peak
2023-09-13 08:00 | 9 | 13 | 9 | Summer | 0.6233 | 1.1859 | 4.113 | 4.113 | Normal |  | 2.9271 | 1.1859 | 0 | -2.9271 | 3 | Peak
2023-09-13 09:00 | 9 | 13 | 10 | Summer | 0.6235 | 1.1862 | 5.2315 | 5.2315 | Normal |  | 4.0452 | 1.1862 | 0 | -4.0452 | 3 | Peak
2023-09-13 10:00 | 9 | 13 | 11 | Summer | 0.6315 | 1.2015 | 5.9408 | 5.9408 | Normal |  | 4.7393 | 1.2015 | 2.2204e-16 | -4.7393 | 3 | Peak
2023-09-13 11:00 | 9 | 13 | 12 | Summer | 0.6486 | 1.234 | 6.2284 | 6.2284 | Normal |  | 4.9944 | 1.234 | 4.4409e-16 | -4.9944 | 3 | Peak
2023-09-13 12:00 | 9 | 13 | 13 | Summer | 0.6731 | 1.2806 | 6.0826 | 6.0826 | Normal |  | 4.802 | 1.2806 | 0 | -4.802 | 3 | Peak
2023-09-13 13:00 | 9 | 13 | 14 | Summer | 0.6985 | 1.3289 | 5.5155 | 5.5155 | Normal |  | 4.1865 | 1.3289 | 2.2204e-16 | -4.1865 | 3 | Peak
2023-09-13 14:00 | 9 | 13 | 15 | Summer | 0.7299 | 1.3887 | 4.603 | 4.603 | Normal |  | 3.2143 | 1.3887 | 0 | -3.2143 | 3 | Peak
2023-09-13 15:00 | 9 | 13 | 16 | Summer | 0.7814 | 1.4867 | 3.3331 | 3.3331 | Normal |  | 1.8464 | 1.4867 | 0 | -1.8464 | 3 | Peak
2023-09-13 16:00 | 9 | 13 | 17 | Summer | 0.843 | 1.6039 | 1.6751 | 1.6751 | Normal |  | 0.071235 | 1.6039 | 0 | -0.071235 | 3 | Peak
2023-09-13 17:00 | 9 | 13 | 18 | Summer | 0.8895 | 1.6923 | 0.2083 | 0.2083 | Normal |  | 0 | 0.2083 | 1.484 | 1.484 | 3 | Peak
2023-09-13 18:00 | 9 | 13 | 19 | Summer | 0.9014 | 1.715 | 0 | 0 | Normal |  | 0 | 0 | 1.715 | 1.715 | 3 | Peak
2023-09-13 19:00 | 9 | 13 | 20 | Summer | 0.9323 | 1.7738 | 0 | 0 | Normal |  | 0 | 0 | 1.7738 | 1.7738 | 3 | Peak
2023-09-13 20:00 | 9 | 13 | 21 | Summer | 0.9387 | 1.7859 | 0 | 0 | Normal |  | 0 | 0 | 1.7859 | 1.7859 | 3 | Peak
2023-09-13 21:00 | 9 | 13 | 22 | Summer | 0.8858 | 1.6853 | 0 | 0 | Normal |  | 0 | 0 | 1.6853 | 1.6853 | 3 | Off-Peak
2023-09-13 22:00 | 9 | 13 | 23 | Summer | 0.7926 | 1.508 | 0 | 0 | Normal |  | 0 | 0 | 1.508 | 1.508 | 3 | Off-Peak
2023-09-13 23:00 | 9 | 14 | 0 | Summer | 0.6922 | 1.317 | 0 | 0 | Normal |  | 0 | 0 | 1.317 | 1.317 | 3 | Off-Peak
2023-09-14 | 9 | 14 | 1 | Summer | 0.6261 | 1.1912 | 0 | 0 | Normal |  | 0 | 0 | 1.1912 | 1.1912 | 4 | Off-Peak
2023-09-14 01:00 | 9 | 14 | 2 | Summer | 0.5837 | 1.1105 | 0 | 0 | Normal |  | 0 | 0 | 1.1105 | 1.1105 | 4 | Off-Peak
2023-09-14 02:00 | 9 | 14 | 3 | Summer | 0.5587 | 1.063 | 0 | 0 | Normal |  | 0 | 0 | 1.063 | 1.063 | 4 | Off-Peak
2023-09-14 03:00 | 9 | 14 | 4 | Summer | 0.5455 | 1.0378 | 0 | 0 | Normal |  | 0 | 0 | 1.0378 | 1.0378 | 4 | Off-Peak
2023-09-14 04:00 | 9 | 14 | 5 | Summer | 0.5462 | 1.0392 | 0 | 0 | Normal |  | 0 | 0 | 1.0392 | 1.0392 | 4 | Off-Peak
2023-09-14 05:00 | 9 | 14 | 6 | Summer | 0.5674 | 1.0795 | 0 | 0 | Normal |  | 0 | 0 | 1.0795 | 1.0795 | 4 | Peak
2023-09-14 06:00 | 9 | 14 | 7 | Summer | 0.6148 | 1.1697 | 0.3485 | 0.3485 | Normal |  | 0 | 0.3485 | 0.8212 | 0.8212 | 4 | Peak
2023-09-14 07:00 | 9 | 14 | 8 | Summer | 0.6313 | 1.2011 | 0.2859 | 0.2859 | Normal |  | 0 | 0.2859 | 0.91519 | 0.91519 | 4 | Peak
2023-09-14 08:00 | 9 | 14 | 9 | Summer | 0.6197 | 1.179 | 0.38017 | 0.38017 | Normal |  | 0 | 0.38017 | 0.79885 | 0.79885 | 4 | Peak
2023-09-14 09:00 | 9 | 14 | 10 | Summer | 0.6195 | 1.1786 | 0.76212 | 0.76212 | Normal |  | 0 | 0.76212 | 0.41652 | 0.41652 | 4 | Peak
2023-09-14 10:00 | 9 | 14 | 11 | Summer | 0.6252 | 1.1895 | 1.5681 | 1.5681 | Normal |  | 0.37861 | 1.1895 | 0 | -0.37861 | 4 | Peak
2023-09-14 11:00 | 9 | 14 | 12 | Summer | 0.6411 | 1.2197 | 3.6855 | 3.6855 | Normal |  | 2.4658 | 1.2197 | 0 | -2.4658 | 4 | Peak
2023-09-14 12:00 | 9 | 14 | 13 | Summer | 0.667 | 1.269 | 6.1967 | 6.1967 | Normal |  | 4.9277 | 1.269 | 4.4409e-16 | -4.9277 | 4 | Peak
2023-09-14 13:00 | 9 | 14 | 14 | Summer | 0.697 | 1.3261 | 5.8029 | 5.8029 | Normal |  | 4.4768 | 1.3261 | 4.4409e-16 | -4.4768 | 4 | Peak
2023-09-14 14:00 | 9 | 14 | 15 | Summer | 0.7371 | 1.4024 | 4.8682 | 4.8682 | Normal |  | 3.4659 | 1.4024 | 0 | -3.4659 | 4 | Peak
2023-09-14 15:00 | 9 | 14 | 16 | Summer | 0.8026 | 1.527 | 3.4893 | 3.4893 | Normal |  | 1.9623 | 1.527 | 0 | -1.9623 | 4 | Peak
2023-09-14 16:00 | 9 | 14 | 17 | Summer | 0.8845 | 1.6828 | 1.7031 | 1.7031 | Normal |  | 0.020249 | 1.6828 | 0 | -0.020249 | 4 | Peak
2023-09-14 17:00 | 9 | 14 | 18 | Summer | 0.9379 | 1.7844 | 0.19118 | 0.19118 | Normal |  | 0 | 0.19118 | 1.5932 | 1.5932 | 4 | Peak
2023-09-14 18:00 | 9 | 14 | 19 | Summer | 0.9437 | 1.7954 | 0 | 0 | Normal |  | 0 | 0 | 1.7954 | 1.7954 | 4 | Peak
2023-09-14 19:00 | 9 | 14 | 20 | Summer | 0.9659 | 1.8377 | 0 | 0 | Normal |  | 0 | 0 | 1.8377 | 1.8377 | 4 | Peak
2023-09-14 20:00 | 9 | 14 | 21 | Summer | 0.9677 | 1.8411 | 0 | 0 | Normal |  | 0 | 0 | 1.8411 | 1.8411 | 4 | Peak
2023-09-14 21:00 | 9 | 14 | 22 | Summer | 0.9119 | 1.7349 | 0 | 0 | Normal |  | 0 | 0 | 1.7349 | 1.7349 | 4 | Off-Peak
2023-09-14 22:00 | 9 | 14 | 23 | Summer | 0.8155 | 1.5515 | 0 | 0 | Normal |  | 0 | 0 | 1.5515 | 1.5515 | 4 | Off-Peak
2023-09-14 23:00 | 9 | 15 | 0 | Summer | 0.7088 | 1.3485 | 0 | 0 | Normal |  | 0 | 0 | 1.3485 | 1.3485 | 4 | Off-Peak
2023-09-15 | 9 | 15 | 1 | Summer | 0.6402 | 1.218 | 0 | 0 | Normal |  | 0 | 0 | 1.218 | 1.218 | 5 | Off-Peak
2023-09-15 01:00 | 9 | 15 | 2 | Summer | 0.5934 | 1.129 | 0 | 0 | Normal |  | 0 | 0 | 1.129 | 1.129 | 5 | Off-Peak
2023-09-15 02:00 | 9 | 15 | 3 | Summer | 0.5663 | 1.0774 | 0 | 0 | Normal |  | 0 | 0 | 1.0774 | 1.0774 | 5 | Off-Peak
2023-09-15 03:00 | 9 | 15 | 4 | Summer | 0.5504 | 1.0472 | 0 | 0 | Normal |  | 0 | 0 | 1.0472 | 1.0472 | 5 | Off-Peak
2023-09-15 04:00 | 9 | 15 | 5 | Summer | 0.5479 | 1.0424 | 0 | 0 | Normal |  | 0 | 0 | 1.0424 | 1.0424 | 5 | Off-Peak
2023-09-15 05:00 | 9 | 15 | 6 | Summer | 0.5667 | 1.0782 | 0 | 0 | Normal |  | 0 | 0 | 1.0782 | 1.0782 | 5 | Peak
2023-09-15 06:00 | 9 | 15 | 7 | Summer | 0.6127 | 1.1657 | 0.83997 | 0.83997 | Normal |  | 0 | 0.83997 | 0.32574 | 0.32574 | 5 | Peak
2023-09-15 07:00 | 9 | 15 | 8 | Summer | 0.6322 | 1.2028 | 2.7376 | 2.7376 | Normal |  | 1.5348 | 1.2028 | 0 | -1.5348 | 5 | Peak
2023-09-15 08:00 | 9 | 15 | 9 | Summer | 0.6282 | 1.1952 | 4.4199 | 4.4199 | Normal |  | 3.2247 | 1.1952 | 0 | -3.2247 | 5 | Peak
2023-09-15 09:00 | 9 | 15 | 10 | Summer | 0.6349 | 1.2079 | 5.6344 | 5.6344 | Normal |  | 4.4264 | 1.2079 | 2.2204e-16 | -4.4264 | 5 | Peak
2023-09-15 10:00 | 9 | 15 | 11 | Summer | 0.65 | 1.2367 | 6.404 | 6.404 | Normal |  | 5.1673 | 1.2367 | 0 | -5.1673 | 5 | Peak
2023-09-15 11:00 | 9 | 15 | 12 | Summer | 0.6784 | 1.2907 | 6.7566 | 6.7566 | Normal |  | 5.4659 | 1.2907 | 0 | -5.4659 | 5 | Peak
2023-09-15 12:00 | 9 | 15 | 13 | Summer | 0.7219 | 1.3735 | 5.5108 | 5.5108 | Normal |  | 4.1374 | 1.3735 | 0 | -4.1374 | 5 | Peak
2023-09-15 13:00 | 9 | 15 | 14 | Summer | 0.7771 | 1.4785 | 5.9756 | 5.9756 | Normal |  | 4.4971 | 1.4785 | 2.2204e-16 | -4.4971 | 5 | Peak
2023-09-15 14:00 | 9 | 15 | 15 | Summer | 0.851 | 1.6191 | 4.988 | 4.988 | Normal |  | 3.3689 | 1.6191 | 0 | -3.3689 | 5 | Peak
2023-09-15 15:00 | 9 | 15 | 16 | Summer | 0.9523 | 1.8118 | 3.5874 | 3.5874 | Normal |  | 1.7756 | 1.8118 | 0 | -1.7756 | 5 | Peak
2023-09-15 16:00 | 9 | 15 | 17 | Summer | 1.0559 | 2.0089 | 1.1712 | 1.1712 | Normal |  | 0 | 1.1712 | 0.83775 | 0.83775 | 5 | Peak
2023-09-15 17:00 | 9 | 15 | 18 | Summer | 1.0996 | 2.0921 | 0.13381 | 0.13381 | Normal |  | 0 | 0.13381 | 1.9583 | 1.9583 | 5 | Peak
2023-09-15 18:00 | 9 | 15 | 19 | Summer | 1.0605 | 2.0177 | 0 | 0 | Normal |  | 0 | 0 | 2.0177 | 2.0177 | 5 | Peak
2023-09-15 19:00 | 9 | 15 | 20 | Summer | 1.0313 | 1.9621 | 0 | 0 | Normal |  | 0 | 0 | 1.9621 | 1.9621 | 5 | Peak
2023-09-15 20:00 | 9 | 15 | 21 | Summer | 1.0032 | 1.9087 | 0 | 0 | Normal |  | 0 | 0 | 1.9087 | 1.9087 | 5 | Peak
2023-09-15 21:00 | 9 | 15 | 22 | Summer | 0.9531 | 1.8133 | 0 | 0 | Normal |  | 0 | 0 | 1.8133 | 1.8133 | 5 | Off-Peak
2023-09-15 22:00 | 9 | 15 | 23 | Summer | 0.8779 | 1.6703 | 0 | 0 | Normal |  | 0 | 0 | 1.6703 | 1.6703 | 5 | Off-Peak
2023-09-15 23:00 | 9 | 16 | 0 | Summer | 0.7824 | 1.4886 | 0 | 0 | Normal |  | 0 | 0 | 1.4886 | 1.4886 | 5 | Off-Peak
2023-09-16 | 9 | 16 | 1 | Summer | 0.704 | 1.3394 | 0 | 0 | Normal |  | 0 | 0 | 1.3394 | 1.3394 | 6 | Off-Peak
2023-09-16 01:00 | 9 | 16 | 2 | Summer | 0.6441 | 1.2254 | 0 | 0 | Normal |  | 0 | 0 | 1.2254 | 1.2254 | 6 | Off-Peak
2023-09-16 02:00 | 9 | 16 | 3 | Summer | 0.604 | 1.1491 | 0 | 0 | Normal |  | 0 | 0 | 1.1491 | 1.1491 | 6 | Off-Peak
2023-09-16 03:00 | 9 | 16 | 4 | Summer | 0.578 | 1.0997 | 0 | 0 | Normal |  | 0 | 0 | 1.0997 | 1.0997 | 6 | Off-Peak
2023-09-16 04:00 | 9 | 16 | 5 | Summer | 0.5638 | 1.0727 | 0 | 0 | Normal |  | 0 | 0 | 1.0727 | 1.0727 | 6 | Off-Peak
2023-09-16 05:00 | 9 | 16 | 6 | Summer | 0.5618 | 1.0689 | 0 | 0 | Normal |  | 0 | 0 | 1.0689 | 1.0689 | 6 | Off-Peak
2023-09-16 06:00 | 9 | 16 | 7 | Summer | 0.5777 | 1.0991 | 0.81444 | 0.81444 | Normal |  | 0 | 0.81444 | 0.28467 | 0.28467 | 6 | Off-Peak
2023-09-16 07:00 | 9 | 16 | 8 | Summer | 0.6147 | 1.1695 | 2.6439 | 2.6439 | Normal |  | 1.4744 | 1.1695 | 0 | -1.4744 | 6 | Off-Peak
2023-09-16 08:00 | 9 | 16 | 9 | Summer | 0.6595 | 1.2547 | 4.2326 | 4.2326 | Normal |  | 2.9779 | 1.2547 | 0 | -2.9779 | 6 | Off-Peak
2023-09-16 09:00 | 9 | 16 | 10 | Summer | 0.6901 | 1.313 | 5.3535 | 5.3535 | Normal |  | 4.0405 | 1.313 | 0 | -4.0405 | 6 | Off-Peak
2023-09-16 10:00 | 9 | 16 | 11 | Summer | 0.7127 | 1.356 | 6.0685 | 6.0685 | Normal |  | 4.7126 | 1.356 | 0 | -4.7126 | 6 | Off-Peak
2023-09-16 11:00 | 9 | 16 | 12 | Summer | 0.7394 | 1.4068 | 6.3117 | 6.3117 | Normal |  | 4.9049 | 1.4068 | 0 | -4.9049 | 6 | Off-Peak
2023-09-16 12:00 | 9 | 16 | 13 | Summer | 0.7672 | 1.4596 | 6.151 | 6.151 | Normal |  | 4.6913 | 1.4596 | 2.2204e-16 | -4.6913 | 6 | Off-Peak
2023-09-16 13:00 | 9 | 16 | 14 | Summer | 0.791 | 1.5049 | 5.6109 | 5.6109 | Normal |  | 4.106 | 1.5049 | 0 | -4.106 | 6 | Off-Peak
2023-09-16 14:00 | 9 | 16 | 15 | Summer | 0.8053 | 1.5321 | 4.6678 | 4.6678 | Normal |  | 3.1357 | 1.5321 | 0 | -3.1357 | 6 | Off-Peak
2023-09-16 15:00 | 9 | 16 | 16 | Summer | 0.8217 | 1.5633 | 3.3923 | 3.3923 | Normal |  | 1.8289 | 1.5633 | 0 | -1.8289 | 6 | Off-Peak
2023-09-16 16:00 | 9 | 16 | 17 | Summer | 0.8403 | 1.5987 | 1.6401 | 1.6401 | Normal |  | 0.041347 | 1.5987 | 0 | -0.041347 | 6 | Off-Peak
2023-09-16 17:00 | 9 | 16 | 18 | Summer | 0.8638 | 1.6434 | 0.13526 | 0.13526 | Normal |  | 0 | 0.13526 | 1.5082 | 1.5082 | 6 | Off-Peak
2023-09-16 18:00 | 9 | 16 | 19 | Summer | 0.8802 | 1.6746 | 0 | 0 | Normal |  | 0 | 0 | 1.6746 | 1.6746 | 6 | Off-Peak
2023-09-16 19:00 | 9 | 16 | 20 | Summer | 0.9108 | 1.7329 | 0 | 0 | Normal |  | 0 | 0 | 1.7329 | 1.7329 | 6 | Off-Peak
2023-09-16 20:00 | 9 | 16 | 21 | Summer | 0.908 | 1.7275 | 0 | 0 | Normal |  | 0 | 0 | 1.7275 | 1.7275 | 6 | Off-Peak
2023-09-16 21:00 | 9 | 16 | 22 | Summer | 0.8791 | 1.6725 | 0 | 0 | Normal |  | 0 | 0 | 1.6725 | 1.6725 | 6 | Off-Peak
2023-09-16 22:00 | 9 | 16 | 23 | Summer | 0.8284 | 1.5761 | 0 | 0 | Normal |  | 0 | 0 | 1.5761 | 1.5761 | 6 | Off-Peak
2023-09-16 23:00 | 9 | 17 | 0 | Summer | 0.7579 | 1.442 | 0 | 0 | Normal |  | 0 | 0 | 1.442 | 1.442 | 6 | Off-Peak
2023-09-17 | 9 | 17 | 1 | Summer | 0.6929 | 1.3183 | 0 | 0 | Normal |  | 0 | 0 | 1.3183 | 1.3183 | 7 | Off-Peak
2023-09-17 01:00 | 9 | 17 | 2 | Summer | 0.6397 | 1.2171 | 0 | 0 | Normal |  | 0 | 0 | 1.2171 | 1.2171 | 7 | Off-Peak
2023-09-17 02:00 | 9 | 17 | 3 | Summer | 0.6021 | 1.1455 | 0 | 0 | Normal |  | 0 | 0 | 1.1455 | 1.1455 | 7 | Off-Peak
2023-09-17 03:00 | 9 | 17 | 4 | Summer | 0.5782 | 1.1001 | 0 | 0 | Normal |  | 0 | 0 | 1.1001 | 1.1001 | 7 | Off-Peak
2023-09-17 04:00 | 9 | 17 | 5 | Summer | 0.5658 | 1.0765 | 0 | 0 | Normal |  | 0 | 0 | 1.0765 | 1.0765 | 7 | Off-Peak
2023-09-17 05:00 | 9 | 17 | 6 | Summer | 0.5636 | 1.0723 | 0 | 0 | Normal |  | 0 | 0 | 1.0723 | 1.0723 | 7 | Off-Peak
2023-09-17 06:00 | 9 | 17 | 7 | Summer | 0.5774 | 1.0985 | 0.77653 | 0.77653 | Normal |  | 0 | 0.77653 | 0.32201 | 0.32201 | 7 | Off-Peak
2023-09-17 07:00 | 9 | 17 | 8 | Summer | 0.6203 | 1.1802 | 2.5694 | 2.5694 | Normal |  | 1.3892 | 1.1802 | 0 | -1.3892 | 7 | Off-Peak
2023-09-17 08:00 | 9 | 17 | 9 | Summer | 0.6817 | 1.297 | 4.1533 | 4.1533 | Normal |  | 2.8564 | 1.297 | 2.2204e-16 | -2.8564 | 7 | Off-Peak
2023-09-17 09:00 | 9 | 17 | 10 | Summer | 0.7314 | 1.3915 | 5.3146 | 5.3146 | Normal |  | 3.923 | 1.3915 | 0 | -3.923 | 7 | Off-Peak
2023-09-17 10:00 | 9 | 17 | 11 | Summer | 0.7639 | 1.4534 | 6.0238 | 6.0238 | Normal |  | 4.5704 | 1.4534 | 0 | -4.5704 | 7 | Off-Peak
2023-09-17 11:00 | 9 | 17 | 12 | Summer | 0.7946 | 1.5118 | 6.2544 | 6.2544 | Normal |  | 4.7426 | 1.5118 | 0 | -4.7426 | 7 | Off-Peak
2023-09-17 12:00 | 9 | 17 | 13 | Summer | 0.8198 | 1.5597 | 6.0476 | 6.0476 | Normal |  | 4.4878 | 1.5597 | 4.4409e-16 | -4.4878 | 7 | Off-Peak
2023-09-17 13:00 | 9 | 17 | 14 | Summer | 0.8365 | 1.5915 | 5.4676 | 5.4676 | Normal |  | 3.8761 | 1.5915 | 0 | -3.8761 | 7 | Off-Peak
2023-09-17 14:00 | 9 | 17 | 15 | Summer | 0.8442 | 1.6061 | 4.5294 | 4.5294 | Normal |  | 2.9233 | 1.6061 | 2.2204e-16 | -2.9233 | 7 | Off-Peak
2023-09-17 15:00 | 9 | 17 | 16 | Summer | 0.8565 | 1.6295 | 3.2245 | 3.2245 | Normal |  | 1.5949 | 1.6295 | 0 | -1.5949 | 7 | Off-Peak
2023-09-17 16:00 | 9 | 17 | 17 | Summer | 0.8809 | 1.676 | 1.5329 | 1.5329 | Normal |  | 0 | 1.5329 | 0.14307 | 0.14307 | 7 | Off-Peak
2023-09-17 17:00 | 9 | 17 | 18 | Summer | 0.9137 | 1.7384 | 0.10013 | 0.10013 | Normal |  | 0 | 0.10013 | 1.6382 | 1.6382 | 7 | Off-Peak
2023-09-17 18:00 | 9 | 17 | 19 | Summer | 0.9315 | 1.7722 | 0 | 0 | Normal |  | 0 | 0 | 1.7722 | 1.7722 | 7 | Off-Peak
2023-09-17 19:00 | 9 | 17 | 20 | Summer | 0.9702 | 1.8459 | 0 | 0 | Normal |  | 0 | 0 | 1.8459 | 1.8459 | 7 | Off-Peak
2023-09-17 20:00 | 9 | 17 | 21 | Summer | 0.9595 | 1.8255 | 0 | 0 | Normal |  | 0 | 0 | 1.8255 | 1.8255 | 7 | Off-Peak
2023-09-17 21:00 | 9 | 17 | 22 | Summer | 0.897 | 1.7066 | 0 | 0 | Normal |  | 0 | 0 | 1.7066 | 1.7066 | 7 | Off-Peak
2023-09-17 22:00 | 9 | 17 | 23 | Summer | 0.8002 | 1.5224 | 0 | 0 | Normal |  | 0 | 0 | 1.5224 | 1.5224 | 7 | Off-Peak
2023-09-17 23:00 | 9 | 18 | 0 | Summer | 0.7 | 1.3318 | 0 | 0 | Normal |  | 0 | 0 | 1.3318 | 1.3318 | 7 | Off-Peak
2023-09-18 | 9 | 18 | 1 | Summer | 0.6329 | 1.2041 | 0 | 0 | Normal |  | 0 | 0 | 1.2041 | 1.2041 | 1 | Off-Peak
2023-09-18 01:00 | 9 | 18 | 2 | Summer | 0.5898 | 1.1221 | 0 | 0 | Normal |  | 0 | 0 | 1.1221 | 1.1221 | 1 | Off-Peak
2023-09-18 02:00 | 9 | 18 | 3 | Summer | 0.5643 | 1.0736 | 0 | 0 | Normal |  | 0 | 0 | 1.0736 | 1.0736 | 1 | Off-Peak
2023-09-18 03:00 | 9 | 18 | 4 | Summer | 0.5498 | 1.046 | 0 | 0 | Normal |  | 0 | 0 | 1.046 | 1.046 | 1 | Off-Peak
2023-09-18 04:00 | 9 | 18 | 5 | Summer | 0.5491 | 1.0447 | 0 | 0 | Normal |  | 0 | 0 | 1.0447 | 1.0447 | 1 | Off-Peak
2023-09-18 05:00 | 9 | 18 | 6 | Summer | 0.5701 | 1.0847 | 0 | 0 | Normal |  | 0 | 0 | 1.0847 | 1.0847 | 1 | Peak
2023-09-18 06:00 | 9 | 18 | 7 | Summer | 0.6196 | 1.1788 | 0.1979 | 0.1979 | Normal |  | 0 | 0.1979 | 0.98093 | 0.98093 | 1 | Peak
2023-09-18 07:00 | 9 | 18 | 8 | Summer | 0.6387 | 1.2152 | 1.6194 | 1.6194 | Normal |  | 0.40419 | 1.2152 | 0 | -0.40419 | 1 | Peak
2023-09-18 08:00 | 9 | 18 | 9 | Summer | 0.6278 | 1.1944 | 2.9123 | 2.9123 | Normal |  | 1.7179 | 1.1944 | 0 | -1.7179 | 1 | Peak
2023-09-18 09:00 | 9 | 18 | 10 | Summer | 0.6314 | 1.2013 | 3.5748 | 3.5748 | Normal |  | 2.3735 | 1.2013 | 0 | -2.3735 | 1 | Peak
2023-09-18 10:00 | 9 | 18 | 11 | Summer | 0.641 | 1.2195 | 4.478 | 4.478 | Normal |  | 3.2584 | 1.2195 | 0 | -3.2584 | 1 | Peak
2023-09-18 11:00 | 9 | 18 | 12 | Summer | 0.6589 | 1.2536 | 5.9945 | 5.9945 | Normal |  | 4.7409 | 1.2536 | 0 | -4.7409 | 1 | Peak
2023-09-18 12:00 | 9 | 18 | 13 | Summer | 0.6822 | 1.2979 | 5.8602 | 5.8602 | Normal |  | 4.5623 | 1.2979 | 4.4409e-16 | -4.5623 | 1 | Peak
2023-09-18 13:00 | 9 | 18 | 14 | Summer | 0.6993 | 1.3305 | 5.3283 | 5.3283 | Normal |  | 3.9978 | 1.3305 | 0 | -3.9978 | 1 | Peak
2023-09-18 14:00 | 9 | 18 | 15 | Summer | 0.7248 | 1.379 | 4.3984 | 4.3984 | Normal |  | 3.0194 | 1.379 | 2.2204e-16 | -3.0194 | 1 | Peak
2023-09-18 15:00 | 9 | 18 | 16 | Summer | 0.7747 | 1.4739 | 3.1255 | 3.1255 | Normal |  | 1.6515 | 1.4739 | 0 | -1.6515 | 1 | Peak
2023-09-18 16:00 | 9 | 18 | 17 | Summer | 0.8427 | 1.6033 | 1.4552 | 1.4552 | Normal |  | 0 | 1.4552 | 0.14814 | 0.14814 | 1 | Peak
2023-09-18 17:00 | 9 | 18 | 18 | Summer | 0.9033 | 1.7186 | 0.080447 | 0.080447 | Normal |  | 0 | 0.080447 | 1.6381 | 1.6381 | 1 | Peak
2023-09-18 18:00 | 9 | 18 | 19 | Summer | 0.9322 | 1.7736 | 0 | 0 | Normal |  | 0 | 0 | 1.7736 | 1.7736 | 1 | Peak
2023-09-18 19:00 | 9 | 18 | 20 | Summer | 0.9721 | 1.8495 | 0 | 0 | Normal |  | 0 | 0 | 1.8495 | 1.8495 | 1 | Peak
2023-09-18 20:00 | 9 | 18 | 21 | Summer | 0.9635 | 1.8331 | 0 | 0 | Normal |  | 0 | 0 | 1.8331 | 1.8331 | 1 | Peak
2023-09-18 21:00 | 9 | 18 | 22 | Summer | 0.9039 | 1.7197 | 0 | 0 | Normal |  | 0 | 0 | 1.7197 | 1.7197 | 1 | Off-Peak
2023-09-18 22:00 | 9 | 18 | 23 | Summer | 0.8022 | 1.5262 | 0 | 0 | Normal |  | 0 | 0 | 1.5262 | 1.5262 | 1 | Off-Peak
2023-09-18 23:00 | 9 | 19 | 0 | Summer | 0.699 | 1.3299 | 0 | 0 | Normal |  | 0 | 0 | 1.3299 | 1.3299 | 1 | Off-Peak
2023-09-19 | 9 | 19 | 1 | Summer | 0.6303 | 1.1992 | 0 | 0 | Normal |  | 0 | 0 | 1.1992 | 1.1992 | 2 | Off-Peak
2023-09-19 01:00 | 9 | 19 | 2 | Summer | 0.587 | 1.1168 | 0 | 0 | Normal |  | 0 | 0 | 1.1168 | 1.1168 | 2 | Off-Peak
2023-09-19 02:00 | 9 | 19 | 3 | Summer | 0.5611 | 1.0675 | 0 | 0 | Normal |  | 0 | 0 | 1.0675 | 1.0675 | 2 | Off-Peak
2023-09-19 03:00 | 9 | 19 | 4 | Summer | 0.5473 | 1.0413 | 0 | 0 | Normal |  | 0 | 0 | 1.0413 | 1.0413 | 2 | Off-Peak
2023-09-19 04:00 | 9 | 19 | 5 | Summer | 0.5465 | 1.0398 | 0 | 0 | Normal |  | 0 | 0 | 1.0398 | 1.0398 | 2 | Off-Peak
2023-09-19 05:00 | 9 | 19 | 6 | Summer | 0.5674 | 1.0795 | 0 | 0 | Normal |  | 0 | 0 | 1.0795 | 1.0795 | 2 | Peak
2023-09-19 06:00 | 9 | 19 | 7 | Summer | 0.6182 | 1.1762 | 0.382 | 0.382 | Normal |  | 0 | 0.382 | 0.79416 | 0.79416 | 2 | Peak
2023-09-19 07:00 | 9 | 19 | 8 | Summer | 0.6507 | 1.238 | 2.4083 | 2.4083 | Normal |  | 1.1703 | 1.238 | 0 | -1.1703 | 2 | Peak
2023-09-19 08:00 | 9 | 19 | 9 | Summer | 0.6493 | 1.2353 | 4.0117 | 4.0117 | Normal |  | 2.7764 | 1.2353 | 0 | -2.7764 | 2 | Peak
2023-09-19 09:00 | 9 | 19 | 10 | Summer | 0.653 | 1.2424 | 4.4226 | 4.4226 | Normal |  | 3.1802 | 1.2424 | 0 | -3.1802 | 2 | Peak
2023-09-19 10:00 | 9 | 19 | 11 | Summer | 0.6538 | 1.2439 | 5.3719 | 5.3719 | Normal |  | 4.128 | 1.2439 | 2.2204e-16 | -4.128 | 2 | Peak
2023-09-19 11:00 | 9 | 19 | 12 | Summer | 0.6585 | 1.2528 | 5.7487 | 5.7487 | Normal |  | 4.4959 | 1.2528 | 0 | -4.4959 | 2 | Peak
2023-09-19 12:00 | 9 | 19 | 13 | Summer | 0.6643 | 1.2639 | 5.3084 | 5.3084 | Normal |  | 4.0445 | 1.2639 | 0 | -4.0445 | 2 | Peak
2023-09-19 13:00 | 9 | 19 | 14 | Summer | 0.664 | 1.2633 | 3.9827 | 3.9827 | Normal |  | 2.7194 | 1.2633 | 0 | -2.7194 | 2 | Peak
2023-09-19 14:00 | 9 | 19 | 15 | Summer | 0.6653 | 1.2658 | 3.3698 | 3.3698 | Normal |  | 2.104 | 1.2658 | 0 | -2.104 | 2 | Peak
2023-09-19 15:00 | 9 | 19 | 16 | Summer | 0.6922 | 1.317 | 2.2725 | 2.2725 | Normal |  | 0.95553 | 1.317 | 0 | -0.95553 | 2 | Peak
2023-09-19 16:00 | 9 | 19 | 17 | Summer | 0.7432 | 1.414 | 1.4093 | 1.4093 | Normal |  | 0 | 1.4093 | 0.0046993 | 0.0046993 | 2 | Peak
2023-09-19 17:00 | 9 | 19 | 18 | Summer | 0.8023 | 1.5264 | 0.064655 | 0.064655 | Normal |  | 0 | 0.064655 | 1.4618 | 1.4618 | 2 | Peak
2023-09-19 18:00 | 9 | 19 | 19 | Summer | 0.8548 | 1.6263 | 0 | 0 | Normal |  | 0 | 0 | 1.6263 | 1.6263 | 2 | Peak
2023-09-19 19:00 | 9 | 19 | 20 | Summer | 0.9037 | 1.7193 | 0 | 0 | Normal |  | 0 | 0 | 1.7193 | 1.7193 | 2 | Peak
2023-09-19 20:00 | 9 | 19 | 21 | Summer | 0.9025 | 1.7171 | 0 | 0 | Normal |  | 0 | 0 | 1.7171 | 1.7171 | 2 | Peak
2023-09-19 21:00 | 9 | 19 | 22 | Summer | 0.8558 | 1.6282 | 0 | 0 | Normal |  | 0 | 0 | 1.6282 | 1.6282 | 2 | Off-Peak
2023-09-19 22:00 | 9 | 19 | 23 | Summer | 0.773 | 1.4707 | 0 | 0 | Normal |  | 0 | 0 | 1.4707 | 1.4707 | 2 | Off-Peak
2023-09-19 23:00 | 9 | 20 | 0 | Summer | 0.6837 | 1.3008 | 0 | 0 | Normal |  | 0 | 0 | 1.3008 | 1.3008 | 2 | Off-Peak
2023-09-20 | 9 | 20 | 1 | Summer | 0.6249 | 1.1889 | 0 | 0 | Normal |  | 0 | 0 | 1.1889 | 1.1889 | 3 | Off-Peak
2023-09-20 01:00 | 9 | 20 | 2 | Summer | 0.5862 | 1.1153 | 0 | 0 | Normal |  | 0 | 0 | 1.1153 | 1.1153 | 3 | Off-Peak
2023-09-20 02:00 | 9 | 20 | 3 | Summer | 0.5627 | 1.0706 | 0 | 0 | Normal |  | 0 | 0 | 1.0706 | 1.0706 | 3 | Off-Peak
2023-09-20 03:00 | 9 | 20 | 4 | Summer | 0.5498 | 1.046 | 0 | 0 | Normal |  | 0 | 0 | 1.046 | 1.046 | 3 | Off-Peak
2023-09-20 04:00 | 9 | 20 | 5 | Summer | 0.55 | 1.0464 | 0 | 0 | Normal |  | 0 | 0 | 1.0464 | 1.0464 | 3 | Off-Peak
2023-09-20 05:00 | 9 | 20 | 6 | Summer | 0.5719 | 1.0881 | 0 | 0 | Normal |  | 0 | 0 | 1.0881 | 1.0881 | 3 | Peak
2023-09-20 06:00 | 9 | 20 | 7 | Summer | 0.6216 | 1.1826 | 0 | 0 | Normal |  | 0 | 0 | 1.1826 | 1.1826 | 3 | Peak
2023-09-20 07:00 | 9 | 20 | 8 | Summer | 0.6489 | 1.2346 | 0.32586 | 0.32586 | Normal |  | 0 | 0.32586 | 0.90871 | 0.90871 | 3 | Peak
2023-09-20 08:00 | 9 | 20 | 9 | Summer | 0.6393 | 1.2163 | 0.37429 | 0.37429 | Normal |  | 0 | 0.37429 | 0.84202 | 0.84202 | 3 | Peak
2023-09-20 09:00 | 9 | 20 | 10 | Summer | 0.6376 | 1.2131 | 0.76001 | 0.76001 | Normal |  | 0 | 0.76001 | 0.45307 | 0.45307 | 3 | Peak
2023-09-20 10:00 | 9 | 20 | 11 | Summer | 0.6449 | 1.227 | 1.1657 | 1.1657 | Normal |  | 0 | 1.1657 | 0.061307 | 0.061307 | 3 | Peak
2023-09-20 11:00 | 9 | 20 | 12 | Summer | 0.6678 | 1.2705 | 1.2045 | 1.2045 | Normal |  | 0 | 1.2045 | 0.066081 | 0.066081 | 3 | Peak
2023-09-20 12:00 | 9 | 20 | 13 | Summer | 0.7109 | 1.3525 | 1.379 | 1.379 | Normal |  | 0.026482 | 1.3525 | 0 | -0.026482 | 3 | Peak
2023-09-20 13:00 | 9 | 20 | 14 | Summer | 0.7563 | 1.4389 | 0.93376 | 0.93376 | Normal |  | 0 | 0.93376 | 0.50515 | 0.50515 | 3 | Peak
2023-09-20 14:00 | 9 | 20 | 15 | Summer | 0.8073 | 1.5359 | 0.76902 | 0.76902 | Normal |  | 0 | 0.76902 | 0.76692 | 0.76692 | 3 | Peak
2023-09-20 15:00 | 9 | 20 | 16 | Summer | 0.8855 | 1.6847 | 0.38909 | 0.38909 | Normal |  | 0 | 0.38909 | 1.2956 | 1.2956 | 3 | Peak
2023-09-20 16:00 | 9 | 20 | 17 | Summer | 0.98 | 1.8645 | 0.40711 | 0.40711 | Normal |  | 0 | 0.40711 | 1.4574 | 1.4574 | 3 | Peak
2023-09-20 17:00 | 9 | 20 | 18 | Summer | 1.0411 | 1.9808 | 0.005183 | 0.005183 | Normal |  | 0 | 0.005183 | 1.9756 | 1.9756 | 3 | Peak
2023-09-20 18:00 | 9 | 20 | 19 | Summer | 1.0759 | 2.047 | 0 | 0 | Normal |  | 0 | 0 | 2.047 | 2.047 | 3 | Peak
2023-09-20 19:00 | 9 | 20 | 20 | Summer | 1.1199 | 2.1307 | 0 | 0 | Normal |  | 0 | 0 | 2.1307 | 2.1307 | 3 | Peak
2023-09-20 20:00 | 9 | 20 | 21 | Summer | 1.1095 | 2.1109 | 0 | 0 | Normal |  | 0 | 0 | 2.1109 | 2.1109 | 3 | Peak
2023-09-20 21:00 | 9 | 20 | 22 | Summer | 1.0471 | 1.9922 | 0 | 0 | Normal |  | 0 | 0 | 1.9922 | 1.9922 | 3 | Off-Peak
2023-09-20 22:00 | 9 | 20 | 23 | Summer | 0.9357 | 1.7802 | 0 | 0 | Normal |  | 0 | 0 | 1.7802 | 1.7802 | 3 | Off-Peak
2023-09-20 23:00 | 9 | 21 | 0 | Summer | 0.8141 | 1.5489 | 0 | 0 | Normal |  | 0 | 0 | 1.5489 | 1.5489 | 3 | Off-Peak
2023-09-21 | 9 | 21 | 1 | Summer | 0.7246 | 1.3786 | 0 | 0 | Normal |  | 0 | 0 | 1.3786 | 1.3786 | 4 | Off-Peak
2023-09-21 01:00 | 9 | 21 | 2 | Summer | 0.6634 | 1.2622 | 0 | 0 | Normal |  | 0 | 0 | 1.2622 | 1.2622 | 4 | Off-Peak
2023-09-21 02:00 | 9 | 21 | 3 | Summer | 0.6252 | 1.1895 | 0 | 0 | Normal |  | 0 | 0 | 1.1895 | 1.1895 | 4 | Off-Peak
2023-09-21 03:00 | 9 | 21 | 4 | Summer | 0.6019 | 1.1452 | 0 | 0 | Normal |  | 0 | 0 | 1.1452 | 1.1452 | 4 | Off-Peak
2023-09-21 04:00 | 9 | 21 | 5 | Summer | 0.5935 | 1.1292 | 0 | 0 | Normal |  | 0 | 0 | 1.1292 | 1.1292 | 4 | Off-Peak
2023-09-21 05:00 | 9 | 21 | 6 | Summer | 0.608 | 1.1568 | 0 | 0 | Normal |  | 0 | 0 | 1.1568 | 1.1568 | 4 | Peak
2023-09-21 06:00 | 9 | 21 | 7 | Summer | 0.6558 | 1.2477 | 0.48905 | 0.48905 | Normal |  | 0 | 0.48905 | 0.75865 | 0.75865 | 4 | Peak
2023-09-21 07:00 | 9 | 21 | 8 | Summer | 0.684 | 1.3014 | 2.7207 | 2.7207 | Normal |  | 1.4194 | 1.3014 | 0 | -1.4194 | 4 | Peak
2023-09-21 08:00 | 9 | 21 | 9 | Summer | 0.6712 | 1.277 | 4.3766 | 4.3766 | Normal |  | 3.0996 | 1.277 | 0 | -3.0996 | 4 | Peak
2023-09-21 09:00 | 9 | 21 | 10 | Summer | 0.6742 | 1.2827 | 5.5596 | 5.5596 | Normal |  | 4.2769 | 1.2827 | 0 | -4.2769 | 4 | Peak
2023-09-21 10:00 | 9 | 21 | 11 | Summer | 0.7045 | 1.3404 | 6.2955 | 6.2955 | Normal |  | 4.9552 | 1.3404 | 2.2204e-16 | -4.9552 | 4 | Peak
2023-09-21 11:00 | 9 | 21 | 12 | Summer | 0.7466 | 1.4205 | 6.5565 | 6.5565 | Normal |  | 5.1361 | 1.4205 | 0 | -5.1361 | 4 | Peak
2023-09-21 12:00 | 9 | 21 | 13 | Summer | 0.7905 | 1.504 | 6.361 | 6.361 | Normal |  | 4.857 | 1.504 | 2.2204e-16 | -4.857 | 4 | Peak
2023-09-21 13:00 | 9 | 21 | 14 | Summer | 0.8048 | 1.5312 | 5.6904 | 5.6904 | Normal |  | 4.1592 | 1.5312 | 2.2204e-16 | -4.1592 | 4 | Peak
2023-09-21 14:00 | 9 | 21 | 15 | Summer | 0.8084 | 1.538 | 4.6593 | 4.6593 | Normal |  | 3.1213 | 1.538 | 0 | -3.1213 | 4 | Peak
2023-09-21 15:00 | 9 | 21 | 16 | Summer | 0.8358 | 1.5902 | 3.3014 | 3.3014 | Normal |  | 1.7112 | 1.5902 | 0 | -1.7112 | 4 | Peak
2023-09-21 16:00 | 9 | 21 | 17 | Summer | 0.8941 | 1.7011 | 1.4992 | 1.4992 | Normal |  | 0 | 1.4992 | 0.20184 | 0.20184 | 4 | Peak
2023-09-21 17:00 | 9 | 21 | 18 | Summer | 0.9527 | 1.8126 | 0.053142 | 0.053142 | Normal |  | 0 | 0.053142 | 1.7594 | 1.7594 | 4 | Peak
2023-09-21 18:00 | 9 | 21 | 19 | Summer | 0.9995 | 1.9016 | 0 | 0 | Normal |  | 0 | 0 | 1.9016 | 1.9016 | 4 | Peak
2023-09-21 19:00 | 9 | 21 | 20 | Summer | 1.0481 | 1.9941 | 0 | 0 | Normal |  | 0 | 0 | 1.9941 | 1.9941 | 4 | Peak
2023-09-21 20:00 | 9 | 21 | 21 | Summer | 1.0533 | 2.004 | 0 | 0 | Normal |  | 0 | 0 | 2.004 | 2.004 | 4 | Peak
2023-09-21 21:00 | 9 | 21 | 22 | Summer | 1.0129 | 1.9271 | 0 | 0 | Normal |  | 0 | 0 | 1.9271 | 1.9271 | 4 | Off-Peak
2023-09-21 22:00 | 9 | 21 | 23 | Summer | 0.9236 | 1.7572 | 0 | 0 | Normal |  | 0 | 0 | 1.7572 | 1.7572 | 4 | Off-Peak
2023-09-21 23:00 | 9 | 22 | 0 | Summer | 0.8104 | 1.5418 | 0 | 0 | Normal |  | 0 | 0 | 1.5418 | 1.5418 | 4 | Off-Peak
2023-09-22 | 9 | 22 | 1 | Summer | 0.7306 | 1.39 | 0 | 0 | Normal |  | 0 | 0 | 1.39 | 1.39 | 5 | Off-Peak
2023-09-22 01:00 | 9 | 22 | 2 | Summer | 0.6718 | 1.2781 | 0 | 0 | Normal |  | 0 | 0 | 1.2781 | 1.2781 | 5 | Off-Peak
2023-09-22 02:00 | 9 | 22 | 3 | Summer | 0.6344 | 1.207 | 0 | 0 | Normal |  | 0 | 0 | 1.207 | 1.207 | 5 | Off-Peak
2023-09-22 03:00 | 9 | 22 | 4 | Summer | 0.6112 | 1.1628 | 0 | 0 | Normal |  | 0 | 0 | 1.1628 | 1.1628 | 5 | Off-Peak
2023-09-22 04:00 | 9 | 22 | 5 | Summer | 0.6026 | 1.1465 | 0 | 0 | Normal |  | 0 | 0 | 1.1465 | 1.1465 | 5 | Off-Peak
2023-09-22 05:00 | 9 | 22 | 6 | Summer | 0.6158 | 1.1716 | 0 | 0 | Normal |  | 0 | 0 | 1.1716 | 1.1716 | 5 | Peak
2023-09-22 06:00 | 9 | 22 | 7 | Summer | 0.6599 | 1.2555 | 0.14954 | 0.14954 | Normal |  | 0 | 0.14954 | 1.106 | 1.106 | 5 | Peak
2023-09-22 07:00 | 9 | 22 | 8 | Summer | 0.6935 | 1.3194 | 0.86292 | 0.86292 | Normal |  | 0 | 0.86292 | 0.45651 | 0.45651 | 5 | Peak
2023-09-22 08:00 | 9 | 22 | 9 | Summer | 0.7 | 1.3318 | 0.46472 | 0.46472 | Normal |  | 0 | 0.46472 | 0.86708 | 0.86708 | 5 | Peak
2023-09-22 09:00 | 9 | 22 | 10 | Summer | 0.7116 | 1.3539 | 0.90447 | 0.90447 | Normal |  | 0 | 0.90447 | 0.4494 | 0.4494 | 5 | Peak
2023-09-22 10:00 | 9 | 22 | 11 | Summer | 0.7408 | 1.4094 | 0.86041 | 0.86041 | Normal |  | 0 | 0.86041 | 0.54901 | 0.54901 | 5 | Peak
2023-09-22 11:00 | 9 | 22 | 12 | Summer | 0.7932 | 1.5091 | 0.69608 | 0.69608 | Normal |  | 0 | 0.69608 | 0.81303 | 0.81303 | 5 | Peak
2023-09-22 12:00 | 9 | 22 | 13 | Summer | 0.859 | 1.6343 | 1.2253 | 1.2253 | Normal |  | 0 | 1.2253 | 0.40901 | 0.40901 | 5 | Peak
2023-09-22 13:00 | 9 | 22 | 14 | Summer | 0.8997 | 1.7117 | 2.3241 | 2.3241 | Normal |  | 0.61232 | 1.7117 | 0 | -0.61232 | 5 | Peak
2023-09-22 14:00 | 9 | 22 | 15 | Summer | 0.9525 | 1.8122 | 3.3257 | 3.3257 | Normal |  | 1.5135 | 1.8122 | 0 | -1.5135 | 5 | Peak
2023-09-22 15:00 | 9 | 22 | 16 | Summer | 1.0039 | 1.91 | 1.6026 | 1.6026 | Normal |  | 0 | 1.6026 | 0.3074 | 0.3074 | 5 | Peak
2023-09-22 16:00 | 9 | 22 | 17 | Summer | 1.0418 | 1.9821 | 0 | 0 | Normal |  | 0 | 0 | 1.9821 | 1.9821 | 5 | Peak
2023-09-22 17:00 | 9 | 22 | 18 | Summer | 1.0702 | 2.0361 | 0.008173 | 0.008173 | Normal |  | 0 | 0.008173 | 2.028 | 2.028 | 5 | Peak
2023-09-22 18:00 | 9 | 22 | 19 | Summer | 1.0876 | 2.0692 | 0 | 0 | Normal |  | 0 | 0 | 2.0692 | 2.0692 | 5 | Peak
2023-09-22 19:00 | 9 | 22 | 20 | Summer | 1.1134 | 2.1183 | 0 | 0 | Normal |  | 0 | 0 | 2.1183 | 2.1183 | 5 | Peak
2023-09-22 20:00 | 9 | 22 | 21 | Summer | 1.1069 | 2.1059 | 0 | 0 | Normal |  | 0 | 0 | 2.1059 | 2.1059 | 5 | Peak
2023-09-22 21:00 | 9 | 22 | 22 | Summer | 1.0757 | 2.0466 | 0 | 0 | Normal |  | 0 | 0 | 2.0466 | 2.0466 | 5 | Off-Peak
2023-09-22 22:00 | 9 | 22 | 23 | Summer | 1.0151 | 1.9313 | 0 | 0 | Normal |  | 0 | 0 | 1.9313 | 1.9313 | 5 | Off-Peak
2023-09-22 23:00 | 9 | 23 | 0 | Summer | 0.9193 | 1.749 | 0 | 0 | Normal |  | 0 | 0 | 1.749 | 1.749 | 5 | Off-Peak
2023-09-23 | 9 | 23 | 1 | Summer | 0.8278 | 1.5749 | 0 | 0 | Normal |  | 0 | 0 | 1.5749 | 1.5749 | 6 | Off-Peak
2023-09-23 01:00 | 9 | 23 | 2 | Summer | 0.7522 | 1.4311 | 0 | 0 | Normal |  | 0 | 0 | 1.4311 | 1.4311 | 6 | Off-Peak
2023-09-23 02:00 | 9 | 23 | 3 | Summer | 0.6971 | 1.3263 | 0 | 0 | Normal |  | 0 | 0 | 1.3263 | 1.3263 | 6 | Off-Peak
2023-09-23 03:00 | 9 | 23 | 4 | Summer | 0.6579 | 1.2517 | 0 | 0 | Normal |  | 0 | 0 | 1.2517 | 1.2517 | 6 | Off-Peak
2023-09-23 04:00 | 9 | 23 | 5 | Summer | 0.6311 | 1.2007 | 0 | 0 | Normal |  | 0 | 0 | 1.2007 | 1.2007 | 6 | Off-Peak
2023-09-23 05:00 | 9 | 23 | 6 | Summer | 0.6191 | 1.1779 | 0 | 0 | Normal |  | 0 | 0 | 1.1779 | 1.1779 | 6 | Off-Peak
2023-09-23 06:00 | 9 | 23 | 7 | Summer | 0.6265 | 1.192 | 0 | 0 | Normal |  | 0 | 0 | 1.192 | 1.192 | 6 | Off-Peak
2023-09-23 07:00 | 9 | 23 | 8 | Summer | 0.6635 | 1.2624 | 0.42603 | 0.42603 | Normal |  | 0 | 0.42603 | 0.83632 | 0.83632 | 6 | Off-Peak
2023-09-23 08:00 | 9 | 23 | 9 | Summer | 0.7341 | 1.3967 | 0.59415 | 0.59415 | Normal |  | 0 | 0.59415 | 0.80252 | 0.80252 | 6 | Off-Peak
2023-09-23 09:00 | 9 | 23 | 10 | Summer | 0.833 | 1.5848 | 1.0724 | 1.0724 | Normal |  | 0 | 1.0724 | 0.51239 | 0.51239 | 6 | Off-Peak
2023-09-23 10:00 | 9 | 23 | 11 | Summer | 0.9476 | 1.8029 | 0.50008 | 0.50008 | Normal |  | 0 | 0.50008 | 1.3028 | 1.3028 | 6 | Off-Peak
2023-09-23 11:00 | 9 | 23 | 12 | Summer | 1.0779 | 2.0508 | 0.84218 | 0.84218 | Normal |  | 0 | 0.84218 | 1.2086 | 1.2086 | 6 | Off-Peak
2023-09-23 12:00 | 9 | 23 | 13 | Summer | 1.2013 | 2.2855 | 1.529 | 1.529 | Normal |  | 0 | 1.529 | 0.75658 | 0.75658 | 6 | Off-Peak
2023-09-23 13:00 | 9 | 23 | 14 | Summer | 1.2994 | 2.4722 | 1.313 | 1.313 | Normal |  | 0 | 1.313 | 1.1592 | 1.1592 | 6 | Off-Peak
2023-09-23 14:00 | 9 | 23 | 15 | Summer | 1.3773 | 2.6204 | 1.3476 | 1.3476 | Normal |  | 0 | 1.3476 | 1.2728 | 1.2728 | 6 | Off-Peak
2023-09-23 15:00 | 9 | 23 | 16 | Summer | 1.4309 | 2.7224 | 0.41726 | 0.41726 | Normal |  | 0 | 0.41726 | 2.3051 | 2.3051 | 6 | Off-Peak
2023-09-23 16:00 | 9 | 23 | 17 | Summer | 1.4347 | 2.7296 | 0.27392 | 0.27392 | Normal |  | 0 | 0.27392 | 2.4557 | 2.4557 | 6 | Off-Peak
2023-09-23 17:00 | 9 | 23 | 18 | Summer | 1.3627 | 2.5926 | 0.005976 | 0.005976 | Normal |  | 0 | 0.005976 | 2.5866 | 2.5866 | 6 | Off-Peak
2023-09-23 18:00 | 9 | 23 | 19 | Summer | 1.2417 | 2.3624 | 0 | 0 | Normal |  | 0 | 0 | 2.3624 | 2.3624 | 6 | Off-Peak
2023-09-23 19:00 | 9 | 23 | 20 | Summer | 1.1894 | 2.2629 | 0 | 0 | Normal |  | 0 | 0 | 2.2629 | 2.2629 | 6 | Off-Peak
2023-09-23 20:00 | 9 | 23 | 21 | Summer | 1.137 | 2.1632 | 0 | 0 | Normal |  | 0 | 0 | 2.1632 | 2.1632 | 6 | Off-Peak
2023-09-23 21:00 | 9 | 23 | 22 | Summer | 1.0685 | 2.0329 | 0 | 0 | Normal |  | 0 | 0 | 2.0329 | 2.0329 | 6 | Off-Peak
2023-09-23 22:00 | 9 | 23 | 23 | Summer | 0.9793 | 1.8632 | 0 | 0 | Normal |  | 0 | 0 | 1.8632 | 1.8632 | 6 | Off-Peak
2023-09-23 23:00 | 9 | 24 | 0 | Summer | 0.875 | 1.6647 | 0 | 0 | Normal |  | 0 | 0 | 1.6647 | 1.6647 | 6 | Off-Peak
2023-09-24 | 9 | 24 | 1 | Summer | 0.7754 | 1.4752 | 0 | 0 | Normal |  | 0 | 0 | 1.4752 | 1.4752 | 7 | Off-Peak
2023-09-24 01:00 | 9 | 24 | 2 | Summer | 0.701 | 1.3337 | 0 | 0 | Normal |  | 0 | 0 | 1.3337 | 1.3337 | 7 | Off-Peak
2023-09-24 02:00 | 9 | 24 | 3 | Summer | 0.6448 | 1.2268 | 0 | 0 | Normal |  | 0 | 0 | 1.2268 | 1.2268 | 7 | Off-Peak
2023-09-24 03:00 | 9 | 24 | 4 | Summer | 0.6081 | 1.1569 | 0 | 0 | Normal |  | 0 | 0 | 1.1569 | 1.1569 | 7 | Off-Peak
2023-09-24 04:00 | 9 | 24 | 5 | Summer | 0.5852 | 1.1134 | 0 | 0 | Normal |  | 0 | 0 | 1.1134 | 1.1134 | 7 | Off-Peak
2023-09-24 05:00 | 9 | 24 | 6 | Summer | 0.5768 | 1.0974 | 0 | 0 | Normal |  | 0 | 0 | 1.0974 | 1.0974 | 7 | Off-Peak
2023-09-24 06:00 | 9 | 24 | 7 | Summer | 0.5845 | 1.112 | 0.14181 | 0.14181 | Normal |  | 0 | 0.14181 | 0.97023 | 0.97023 | 7 | Off-Peak
2023-09-24 07:00 | 9 | 24 | 8 | Summer | 0.6169 | 1.1737 | 0.33779 | 0.33779 | Normal |  | 0 | 0.33779 | 0.8359 | 0.8359 | 7 | Off-Peak
2023-09-24 08:00 | 9 | 24 | 9 | Summer | 0.6755 | 1.2852 | 0.99561 | 0.99561 | Normal |  | 0 | 0.99561 | 0.28957 | 0.28957 | 7 | Off-Peak
2023-09-24 09:00 | 9 | 24 | 10 | Summer | 0.736 | 1.4003 | 0.96149 | 0.96149 | Normal |  | 0 | 0.96149 | 0.43879 | 0.43879 | 7 | Off-Peak
2023-09-24 10:00 | 9 | 24 | 11 | Summer | 0.798 | 1.5182 | 0.97781 | 0.97781 | Normal |  | 0 | 0.97781 | 0.54044 | 0.54044 | 7 | Off-Peak
2023-09-24 11:00 | 9 | 24 | 12 | Summer | 0.884 | 1.6819 | 1.1953 | 1.1953 | Normal |  | 0 | 1.1953 | 0.48653 | 0.48653 | 7 | Off-Peak
2023-09-24 12:00 | 9 | 24 | 13 | Summer | 0.9894 | 1.8824 | 1.6345 | 1.6345 | Normal |  | 0 | 1.6345 | 0.24786 | 0.24786 | 7 | Off-Peak
2023-09-24 13:00 | 9 | 24 | 14 | Summer | 1.0765 | 2.0481 | 1.0298 | 1.0298 | Normal |  | 0 | 1.0298 | 1.0183 | 1.0183 | 7 | Off-Peak
2023-09-24 14:00 | 9 | 24 | 15 | Summer | 1.1335 | 2.1566 | 0.66099 | 0.66099 | Normal |  | 0 | 0.66099 | 1.4956 | 1.4956 | 7 | Off-Peak
2023-09-24 15:00 | 9 | 24 | 16 | Summer | 1.1546 | 2.1967 | 1.5655 | 1.5655 | Normal |  | 0 | 1.5655 | 0.63123 | 0.63123 | 7 | Off-Peak
2023-09-24 16:00 | 9 | 24 | 17 | Summer | 1.182 | 2.2488 | 0.32577 | 0.32577 | Normal |  | 0 | 0.32577 | 1.9231 | 1.9231 | 7 | Off-Peak
2023-09-24 17:00 | 9 | 24 | 18 | Summer | 1.2226 | 2.3261 | 0 | 0 | Normal |  | 0 | 0 | 2.3261 | 2.3261 | 7 | Off-Peak
2023-09-24 18:00 | 9 | 24 | 19 | Summer | 1.2003 | 2.2836 | 0 | 0 | Normal |  | 0 | 0 | 2.2836 | 2.2836 | 7 | Off-Peak
2023-09-24 19:00 | 9 | 24 | 20 | Summer | 1.2167 | 2.3148 | 0 | 0 | Normal |  | 0 | 0 | 2.3148 | 2.3148 | 7 | Off-Peak
2023-09-24 20:00 | 9 | 24 | 21 | Summer | 1.1859 | 2.2563 | 0 | 0 | Normal |  | 0 | 0 | 2.2563 | 2.2563 | 7 | Off-Peak
2023-09-24 21:00 | 9 | 24 | 22 | Summer | 1.1089 | 2.1098 | 0 | 0 | Normal |  | 0 | 0 | 2.1098 | 2.1098 | 7 | Off-Peak
2023-09-24 22:00 | 9 | 24 | 23 | Summer | 0.9914 | 1.8862 | 0 | 0 | Normal |  | 0 | 0 | 1.8862 | 1.8862 | 7 | Off-Peak
2023-09-24 23:00 | 9 | 25 | 0 | Summer | 0.8622 | 1.6404 | 0 | 0 | Normal |  | 0 | 0 | 1.6404 | 1.6404 | 7 | Off-Peak
2023-09-25 | 9 | 25 | 1 | Summer | 0.7673 | 1.4598 | 0 | 0 | Normal |  | 0 | 0 | 1.4598 | 1.4598 | 1 | Off-Peak
2023-09-25 01:00 | 9 | 25 | 2 | Summer | 0.6993 | 1.3305 | 0 | 0 | Normal |  | 0 | 0 | 1.3305 | 1.3305 | 1 | Off-Peak
2023-09-25 02:00 | 9 | 25 | 3 | Summer | 0.6555 | 1.2471 | 0 | 0 | Normal |  | 0 | 0 | 1.2471 | 1.2471 | 1 | Off-Peak
2023-09-25 03:00 | 9 | 25 | 4 | Summer | 0.6277 | 1.1942 | 0 | 0 | Normal |  | 0 | 0 | 1.1942 | 1.1942 | 1 | Off-Peak
2023-09-25 04:00 | 9 | 25 | 5 | Summer | 0.6166 | 1.1731 | 0 | 0 | Normal |  | 0 | 0 | 1.1731 | 1.1731 | 1 | Off-Peak
2023-09-25 05:00 | 9 | 25 | 6 | Summer | 0.6289 | 1.1965 | 0 | 0 | Normal |  | 0 | 0 | 1.1965 | 1.1965 | 1 | Peak
2023-09-25 06:00 | 9 | 25 | 7 | Summer | 0.6695 | 1.2738 | 0.14936 | 0.14936 | Normal |  | 0 | 0.14936 | 1.1244 | 1.1244 | 1 | Peak
2023-09-25 07:00 | 9 | 25 | 8 | Summer | 0.7005 | 1.3327 | 0.67877 | 0.67877 | Normal |  | 0 | 0.67877 | 0.65398 | 0.65398 | 1 | Peak
2023-09-25 08:00 | 9 | 25 | 9 | Summer | 0.702 | 1.3356 | 0.61508 | 0.61508 | Normal |  | 0 | 0.61508 | 0.72052 | 0.72052 | 1 | Peak
2023-09-25 09:00 | 9 | 25 | 10 | Summer | 0.7029 | 1.3373 | 1.5452 | 1.5452 | Normal |  | 0.20792 | 1.3373 | 0 | -0.20792 | 1 | Peak
2023-09-25 10:00 | 9 | 25 | 11 | Summer | 0.7201 | 1.37 | 1.3593 | 1.3593 | Normal |  | 0 | 1.3593 | 0.01077 | 0.01077 | 1 | Peak
2023-09-25 11:00 | 9 | 25 | 12 | Summer | 0.7653 | 1.456 | 2.4332 | 2.4332 | Normal |  | 0.97712 | 1.456 | 0 | -0.97712 | 1 | Peak
2023-09-25 12:00 | 9 | 25 | 13 | Summer | 0.8336 | 1.586 | 2.5448 | 2.5448 | Normal |  | 0.95881 | 1.586 | 0 | -0.95881 | 1 | Peak
2023-09-25 13:00 | 9 | 25 | 14 | Summer | 0.8928 | 1.6986 | 2.283 | 2.283 | Normal |  | 0.58435 | 1.6986 | 0 | -0.58435 | 1 | Peak
2023-09-25 14:00 | 9 | 25 | 15 | Summer | 0.9436 | 1.7953 | 2.3815 | 2.3815 | Normal |  | 0.5862 | 1.7953 | 0 | -0.5862 | 1 | Peak
2023-09-25 15:00 | 9 | 25 | 16 | Summer | 1.0102 | 1.922 | 1.302 | 1.302 | Normal |  | 0 | 1.302 | 0.62 | 0.62 | 1 | Peak
2023-09-25 16:00 | 9 | 25 | 17 | Summer | 1.0978 | 2.0886 | 0.4028 | 0.4028 | Normal |  | 0 | 0.4028 | 1.6858 | 1.6858 | 1 | Peak
2023-09-25 17:00 | 9 | 25 | 18 | Summer | 1.1395 | 2.168 | 0 | 0 | Normal |  | 0 | 0 | 2.168 | 2.168 | 1 | Peak
2023-09-25 18:00 | 9 | 25 | 19 | Summer | 1.1445 | 2.1775 | 0 | 0 | Normal |  | 0 | 0 | 2.1775 | 2.1775 | 1 | Peak
2023-09-25 19:00 | 9 | 25 | 20 | Summer | 1.175 | 2.2355 | 0 | 0 | Normal |  | 0 | 0 | 2.2355 | 2.2355 | 1 | Peak
2023-09-25 20:00 | 9 | 25 | 21 | Summer | 1.1562 | 2.1997 | 0 | 0 | Normal |  | 0 | 0 | 2.1997 | 2.1997 | 1 | Peak
2023-09-25 21:00 | 9 | 25 | 22 | Summer | 1.0927 | 2.0789 | 0 | 0 | Normal |  | 0 | 0 | 2.0789 | 2.0789 | 1 | Off-Peak
2023-09-25 22:00 | 9 | 25 | 23 | Summer | 0.9812 | 1.8668 | 0 | 0 | Normal |  | 0 | 0 | 1.8668 | 1.8668 | 1 | Off-Peak
2023-09-25 23:00 | 9 | 26 | 0 | Summer | 0.847 | 1.6115 | 0 | 0 | Normal |  | 0 | 0 | 1.6115 | 1.6115 | 1 | Off-Peak
2023-09-26 | 9 | 26 | 1 | Summer | 0.7536 | 1.4338 | 0 | 0 | Normal |  | 0 | 0 | 1.4338 | 1.4338 | 2 | Off-Peak
2023-09-26 01:00 | 9 | 26 | 2 | Summer | 0.6853 | 1.3038 | 0 | 0 | Normal |  | 0 | 0 | 1.3038 | 1.3038 | 2 | Off-Peak
2023-09-26 02:00 | 9 | 26 | 3 | Summer | 0.6421 | 1.2216 | 0 | 0 | Normal |  | 0 | 0 | 1.2216 | 1.2216 | 2 | Off-Peak
2023-09-26 03:00 | 9 | 26 | 4 | Summer | 0.6151 | 1.1703 | 0 | 0 | Normal |  | 0 | 0 | 1.1703 | 1.1703 | 2 | Off-Peak
2023-09-26 04:00 | 9 | 26 | 5 | Summer | 0.6055 | 1.152 | 0 | 0 | Normal |  | 0 | 0 | 1.152 | 1.152 | 2 | Off-Peak
2023-09-26 05:00 | 9 | 26 | 6 | Summer | 0.6213 | 1.1821 | 0 | 0 | Normal |  | 0 | 0 | 1.1821 | 1.1821 | 2 | Peak
2023-09-26 06:00 | 9 | 26 | 7 | Summer | 0.6693 | 1.2734 | 0.67529 | 0.67529 | Normal |  | 0 | 0.67529 | 0.5981 | 0.5981 | 2 | Peak
2023-09-26 07:00 | 9 | 26 | 8 | Summer | 0.7021 | 1.3358 | 2.5159 | 2.5159 | Normal |  | 1.1801 | 1.3358 | 0 | -1.1801 | 2 | Peak
2023-09-26 08:00 | 9 | 26 | 9 | Summer | 0.6929 | 1.3183 | 4.1606 | 4.1606 | Normal |  | 2.8423 | 1.3183 | 0 | -2.8423 | 2 | Peak
2023-09-26 09:00 | 9 | 26 | 10 | Summer | 0.6917 | 1.316 | 5.3179 | 5.3179 | Normal |  | 4.0019 | 1.316 | 4.4409e-16 | -4.0019 | 2 | Peak
2023-09-26 10:00 | 9 | 26 | 11 | Summer | 0.7022 | 1.336 | 6.0569 | 6.0569 | Normal |  | 4.7209 | 1.336 | 2.2204e-16 | -4.7209 | 2 | Peak
2023-09-26 11:00 | 9 | 26 | 12 | Summer | 0.7282 | 1.3854 | 6.3378 | 6.3378 | Normal |  | 4.9524 | 1.3854 | 0 | -4.9524 | 2 | Peak
2023-09-26 12:00 | 9 | 26 | 13 | Summer | 0.7765 | 1.4773 | 6.1835 | 6.1835 | Normal |  | 4.7062 | 1.4773 | 4.4409e-16 | -4.7062 | 2 | Peak
2023-09-26 13:00 | 9 | 26 | 14 | Summer | 0.8247 | 1.569 | 5.564 | 5.564 | Normal |  | 3.995 | 1.569 | 0 | -3.995 | 2 | Peak
2023-09-26 14:00 | 9 | 26 | 15 | Summer | 0.8785 | 1.6714 | 3.7088 | 3.7088 | Normal |  | 2.0374 | 1.6714 | 2.2204e-16 | -2.0374 | 2 | Peak
2023-09-26 15:00 | 9 | 26 | 16 | Summer | 0.9516 | 1.8105 | 3.1424 | 3.1424 | Normal |  | 1.3319 | 1.8105 | 0 | -1.3319 | 2 | Peak
2023-09-26 16:00 | 9 | 26 | 17 | Summer | 0.9993 | 1.9012 | 1.321 | 1.321 | Normal |  | 0 | 1.321 | 0.58023 | 0.58023 | 2 | Peak
2023-09-26 17:00 | 9 | 26 | 18 | Summer | 1.0459 | 1.9899 | 0.007499 | 0.007499 | Normal |  | 0 | 0.007499 | 1.9824 | 1.9824 | 2 | Peak
2023-09-26 18:00 | 9 | 26 | 19 | Summer | 1.0849 | 2.0641 | 0 | 0 | Normal |  | 0 | 0 | 2.0641 | 2.0641 | 2 | Peak
2023-09-26 19:00 | 9 | 26 | 20 | Summer | 1.1296 | 2.1491 | 0 | 0 | Normal |  | 0 | 0 | 2.1491 | 2.1491 | 2 | Peak
2023-09-26 20:00 | 9 | 26 | 21 | Summer | 1.1161 | 2.1235 | 0 | 0 | Normal |  | 0 | 0 | 2.1235 | 2.1235 | 2 | Peak
2023-09-26 21:00 | 9 | 26 | 22 | Summer | 1.0568 | 2.0106 | 0 | 0 | Normal |  | 0 | 0 | 2.0106 | 2.0106 | 2 | Off-Peak
2023-09-26 22:00 | 9 | 26 | 23 | Summer | 0.9489 | 1.8053 | 0 | 0 | Normal |  | 0 | 0 | 1.8053 | 1.8053 | 2 | Off-Peak
2023-09-26 23:00 | 9 | 27 | 0 | Summer | 0.8209 | 1.5618 | 0 | 0 | Normal |  | 0 | 0 | 1.5618 | 1.5618 | 2 | Off-Peak
2023-09-27 | 9 | 27 | 1 | Summer | 0.7312 | 1.3912 | 0 | 0 | Normal |  | 0 | 0 | 1.3912 | 1.3912 | 3 | Off-Peak
2023-09-27 01:00 | 9 | 27 | 2 | Summer | 0.668 | 1.2709 | 0 | 0 | Normal |  | 0 | 0 | 1.2709 | 1.2709 | 3 | Off-Peak
2023-09-27 02:00 | 9 | 27 | 3 | Summer | 0.629 | 1.1967 | 0 | 0 | Normal |  | 0 | 0 | 1.1967 | 1.1967 | 3 | Off-Peak
2023-09-27 03:00 | 9 | 27 | 4 | Summer | 0.6053 | 1.1516 | 0 | 0 | Normal |  | 0 | 0 | 1.1516 | 1.1516 | 3 | Off-Peak
2023-09-27 04:00 | 9 | 27 | 5 | Summer | 0.5989 | 1.1394 | 0 | 0 | Normal |  | 0 | 0 | 1.1394 | 1.1394 | 3 | Off-Peak
2023-09-27 05:00 | 9 | 27 | 6 | Summer | 0.614 | 1.1682 | 0 | 0 | Normal |  | 0 | 0 | 1.1682 | 1.1682 | 3 | Peak
2023-09-27 06:00 | 9 | 27 | 7 | Summer | 0.6601 | 1.2559 | 0.64206 | 0.64206 | Normal |  | 0 | 0.64206 | 0.61382 | 0.61382 | 3 | Peak
2023-09-27 07:00 | 9 | 27 | 8 | Summer | 0.6884 | 1.3097 | 2.4267 | 2.4267 | Normal |  | 1.117 | 1.3097 | 0 | -1.117 | 3 | Peak
2023-09-27 08:00 | 9 | 27 | 9 | Summer | 0.6766 | 1.2873 | 4.0275 | 4.0275 | Normal |  | 2.7403 | 1.2873 | 0 | -2.7403 | 3 | Peak
2023-09-27 09:00 | 9 | 27 | 10 | Summer | 0.6763 | 1.2867 | 5.1261 | 5.1261 | Normal |  | 3.8394 | 1.2867 | 0 | -3.8394 | 3 | Peak
2023-09-27 10:00 | 9 | 27 | 11 | Summer | 0.6818 | 1.2972 | 5.7867 | 5.7867 | Normal |  | 4.4896 | 1.2972 | 4.4409e-16 | -4.4896 | 3 | Peak
2023-09-27 11:00 | 9 | 27 | 12 | Summer | 0.6931 | 1.3187 | 6.0579 | 6.0579 | Normal |  | 4.7392 | 1.3187 | 0 | -4.7392 | 3 | Peak
2023-09-27 12:00 | 9 | 27 | 13 | Summer | 0.7219 | 1.3735 | 5.897 | 5.897 | Normal |  | 4.5235 | 1.3735 | 0 | -4.5235 | 3 | Peak
2023-09-27 13:00 | 9 | 27 | 14 | Summer | 0.7365 | 1.4012 | 5.3601 | 5.3601 | Normal |  | 3.9589 | 1.4012 | 2.2204e-16 | -3.9589 | 3 | Peak
2023-09-27 14:00 | 9 | 27 | 15 | Summer | 0.7522 | 1.4311 | 2.6006 | 2.6006 | Normal |  | 1.1695 | 1.4311 | 0 | -1.1695 | 3 | Peak
2023-09-27 15:00 | 9 | 27 | 16 | Summer | 0.7899 | 1.5028 | 1.3027 | 1.3027 | Normal |  | 0 | 1.3027 | 0.2001 | 0.2001 | 3 | Peak
2023-09-27 16:00 | 9 | 27 | 17 | Summer | 0.8493 | 1.6158 | 1.1121 | 1.1121 | Normal |  | 0 | 1.1121 | 0.50378 | 0.50378 | 3 | Peak
2023-09-27 17:00 | 9 | 27 | 18 | Summer | 0.912 | 1.7351 | 0 | 0 | Normal |  | 0 | 0 | 1.7351 | 1.7351 | 3 | Peak
2023-09-27 18:00 | 9 | 27 | 19 | Summer | 0.9631 | 1.8324 | 0 | 0 | Normal |  | 0 | 0 | 1.8324 | 1.8324 | 3 | Peak
2023-09-27 19:00 | 9 | 27 | 20 | Summer | 1.013 | 1.9273 | 0 | 0 | Normal |  | 0 | 0 | 1.9273 | 1.9273 | 3 | Peak
2023-09-27 20:00 | 9 | 27 | 21 | Summer | 1.0073 | 1.9165 | 0 | 0 | Normal |  | 0 | 0 | 1.9165 | 1.9165 | 3 | Peak
2023-09-27 21:00 | 9 | 27 | 22 | Summer | 0.9621 | 1.8305 | 0 | 0 | Normal |  | 0 | 0 | 1.8305 | 1.8305 | 3 | Off-Peak
2023-09-27 22:00 | 9 | 27 | 23 | Summer | 0.8684 | 1.6522 | 0 | 0 | Normal |  | 0 | 0 | 1.6522 | 1.6522 | 3 | Off-Peak
2023-09-27 23:00 | 9 | 28 | 0 | Summer | 0.7765 | 1.4773 | 0 | 0 | Normal |  | 0 | 0 | 1.4773 | 1.4773 | 3 | Off-Peak
2023-09-28 | 9 | 28 | 1 | Summer | 0.6804 | 1.2945 | 0 | 0 | Normal |  | 0 | 0 | 1.2945 | 1.2945 | 4 | Off-Peak
2023-09-28 01:00 | 9 | 28 | 2 | Summer | 0.6285 | 1.1958 | 0 | 0 | Normal |  | 0 | 0 | 1.1958 | 1.1958 | 4 | Off-Peak
2023-09-28 02:00 | 9 | 28 | 3 | Summer | 0.5965 | 1.1349 | 0 | 0 | Normal |  | 0 | 0 | 1.1349 | 1.1349 | 4 | Off-Peak
2023-09-28 03:00 | 9 | 28 | 4 | Summer | 0.5779 | 1.0995 | 0 | 0 | Normal |  | 0 | 0 | 1.0995 | 1.0995 | 4 | Off-Peak
2023-09-28 04:00 | 9 | 28 | 5 | Summer | 0.5744 | 1.0928 | 0 | 0 | Normal |  | 0 | 0 | 1.0928 | 1.0928 | 4 | Off-Peak
2023-09-28 05:00 | 9 | 28 | 6 | Summer | 0.5936 | 1.1294 | 0 | 0 | Normal |  | 0 | 0 | 1.1294 | 1.1294 | 4 | Peak
2023-09-28 06:00 | 9 | 28 | 7 | Summer | 0.6428 | 1.223 | 0.31709 | 0.31709 | Normal |  | 0 | 0.31709 | 0.90588 | 0.90588 | 4 | Peak
2023-09-28 07:00 | 9 | 28 | 8 | Summer | 0.669 | 1.2728 | 1.6334 | 1.6334 | Normal |  | 0.3606 | 1.2728 | 0 | -0.3606 | 4 | Peak
2023-09-28 08:00 | 9 | 28 | 9 | Summer | 0.6563 | 1.2487 | 3.5124 | 3.5124 | Normal |  | 2.2638 | 1.2487 | 0 | -2.2638 | 4 | Peak
2023-09-28 09:00 | 9 | 28 | 10 | Summer | 0.6608 | 1.2572 | 4.0598 | 4.0598 | Normal |  | 2.8026 | 1.2572 | 0 | -2.8026 | 4 | Peak
2023-09-28 10:00 | 9 | 28 | 11 | Summer | 0.6776 | 1.2892 | 5.8833 | 5.8833 | Normal |  | 4.5941 | 1.2892 | 4.4409e-16 | -4.5941 | 4 | Peak
2023-09-28 11:00 | 9 | 28 | 12 | Summer | 0.6972 | 1.3265 | 6.1162 | 6.1162 | Normal |  | 4.7898 | 1.3265 | 4.4409e-16 | -4.7898 | 4 | Peak
2023-09-28 12:00 | 9 | 28 | 13 | Summer | 0.7146 | 1.3596 | 5.9607 | 5.9607 | Normal |  | 4.6011 | 1.3596 | 0 | -4.6011 | 4 | Peak
2023-09-28 13:00 | 9 | 28 | 14 | Summer | 0.7275 | 1.3841 | 5.3589 | 5.3589 | Normal |  | 3.9748 | 1.3841 | 0 | -3.9748 | 4 | Peak
2023-09-28 14:00 | 9 | 28 | 15 | Summer | 0.7474 | 1.422 | 4.3953 | 4.3953 | Normal |  | 2.9734 | 1.422 | 2.2204e-16 | -2.9734 | 4 | Peak
2023-09-28 15:00 | 9 | 28 | 16 | Summer | 0.7912 | 1.5053 | 3.0012 | 3.0012 | Normal |  | 1.4959 | 1.5053 | 0 | -1.4959 | 4 | Peak
2023-09-28 16:00 | 9 | 28 | 17 | Summer | 0.8611 | 1.6383 | 1.2155 | 1.2155 | Normal |  | 0 | 1.2155 | 0.42278 | 0.42278 | 4 | Peak
2023-09-28 17:00 | 9 | 28 | 18 | Summer | 0.9112 | 1.7336 | 0 | 0 | Normal |  | 0 | 0 | 1.7336 | 1.7336 | 4 | Peak
2023-09-28 18:00 | 9 | 28 | 19 | Summer | 0.9476 | 1.8029 | 0 | 0 | Normal |  | 0 | 0 | 1.8029 | 1.8029 | 4 | Peak
2023-09-28 19:00 | 9 | 28 | 20 | Summer | 0.9987 | 1.9001 | 0 | 0 | Normal |  | 0 | 0 | 1.9001 | 1.9001 | 4 | Peak
2023-09-28 20:00 | 9 | 28 | 21 | Summer | 0.9926 | 1.8885 | 0 | 0 | Normal |  | 0 | 0 | 1.8885 | 1.8885 | 4 | Peak
2023-09-28 21:00 | 9 | 28 | 22 | Summer | 0.9452 | 1.7983 | 0 | 0 | Normal |  | 0 | 0 | 1.7983 | 1.7983 | 4 | Off-Peak
2023-09-28 22:00 | 9 | 28 | 23 | Summer | 0.8514 | 1.6198 | 0 | 0 | Normal |  | 0 | 0 | 1.6198 | 1.6198 | 4 | Off-Peak
2023-09-28 23:00 | 9 | 29 | 0 | Summer | 0.7417 | 1.4111 | 0 | 0 | Normal |  | 0 | 0 | 1.4111 | 1.4111 | 4 | Off-Peak
2023-09-29 | 9 | 29 | 1 | Summer | 0.6646 | 1.2644 | 0 | 0 | Normal |  | 0 | 0 | 1.2644 | 1.2644 | 5 | Off-Peak
2023-09-29 01:00 | 9 | 29 | 2 | Summer | 0.6126 | 1.1655 | 0 | 0 | Normal |  | 0 | 0 | 1.1655 | 1.1655 | 5 | Off-Peak
2023-09-29 02:00 | 9 | 29 | 3 | Summer | 0.581 | 1.1054 | 0 | 0 | Normal |  | 0 | 0 | 1.1054 | 1.1054 | 5 | Off-Peak
2023-09-29 03:00 | 9 | 29 | 4 | Summer | 0.5626 | 1.0704 | 0 | 0 | Normal |  | 0 | 0 | 1.0704 | 1.0704 | 5 | Off-Peak
2023-09-29 04:00 | 9 | 29 | 5 | Summer | 0.5596 | 1.0647 | 0 | 0 | Normal |  | 0 | 0 | 1.0647 | 1.0647 | 5 | Off-Peak
2023-09-29 05:00 | 9 | 29 | 6 | Summer | 0.5776 | 1.0989 | 0 | 0 | Normal |  | 0 | 0 | 1.0989 | 1.0989 | 5 | Peak
2023-09-29 06:00 | 9 | 29 | 7 | Summer | 0.6242 | 1.1876 | 0.63951 | 0.63951 | Normal |  | 0 | 0.63951 | 0.54807 | 0.54807 | 5 | Peak
2023-09-29 07:00 | 9 | 29 | 8 | Summer | 0.6505 | 1.2376 | 2.4862 | 2.4862 | Normal |  | 1.2486 | 1.2376 | 0 | -1.2486 | 5 | Peak
2023-09-29 08:00 | 9 | 29 | 9 | Summer | 0.6415 | 1.2205 | 4.1416 | 4.1416 | Normal |  | 2.9211 | 1.2205 | 0 | -2.9211 | 5 | Peak
2023-09-29 09:00 | 9 | 29 | 10 | Summer | 0.6442 | 1.2256 | 5.2737 | 5.2737 | Normal |  | 4.0481 | 1.2256 | 4.4409e-16 | -4.0481 | 5 | Peak
2023-09-29 10:00 | 9 | 29 | 11 | Summer | 0.6539 | 1.2441 | 5.9727 | 5.9727 | Normal |  | 4.7286 | 1.2441 | 0 | -4.7286 | 5 | Peak
2023-09-29 11:00 | 9 | 29 | 12 | Summer | 0.6741 | 1.2825 | 6.2212 | 6.2212 | Normal |  | 4.9387 | 1.2825 | 2.2204e-16 | -4.9387 | 5 | Peak
2023-09-29 12:00 | 9 | 29 | 13 | Summer | 0.7073 | 1.3457 | 6.042 | 6.042 | Normal |  | 4.6963 | 1.3457 | 4.4409e-16 | -4.6963 | 5 | Peak
2023-09-29 13:00 | 9 | 29 | 14 | Summer | 0.7578 | 1.4418 | 5.4544 | 5.4544 | Normal |  | 4.0127 | 1.4418 | 0 | -4.0127 | 5 | Peak
2023-09-29 14:00 | 9 | 29 | 15 | Summer | 0.8374 | 1.5932 | 4.4563 | 4.4563 | Normal |  | 2.8631 | 1.5932 | 0 | -2.8631 | 5 | Peak
2023-09-29 15:00 | 9 | 29 | 16 | Summer | 0.9387 | 1.7859 | 3.0366 | 3.0366 | Normal |  | 1.2507 | 1.7859 | 0 | -1.2507 | 5 | Peak
2023-09-29 16:00 | 9 | 29 | 17 | Summer | 1.0269 | 1.9537 | 1.2089 | 1.2089 | Normal |  | 0 | 1.2089 | 0.7448 | 0.7448 | 5 | Peak
2023-09-29 17:00 | 9 | 29 | 18 | Summer | 1.0487 | 1.9952 | 0 | 0 | Normal |  | 0 | 0 | 1.9952 | 1.9952 | 5 | Peak
2023-09-29 18:00 | 9 | 29 | 19 | Summer | 1.0235 | 1.9473 | 0 | 0 | Normal |  | 0 | 0 | 1.9473 | 1.9473 | 5 | Peak
2023-09-29 19:00 | 9 | 29 | 20 | Summer | 1.0289 | 1.9575 | 0 | 0 | Normal |  | 0 | 0 | 1.9575 | 1.9575 | 5 | Peak
2023-09-29 20:00 | 9 | 29 | 21 | Summer | 1.0025 | 1.9073 | 0 | 0 | Normal |  | 0 | 0 | 1.9073 | 1.9073 | 5 | Peak
2023-09-29 21:00 | 9 | 29 | 22 | Summer | 0.9693 | 1.8442 | 0 | 0 | Normal |  | 0 | 0 | 1.8442 | 1.8442 | 5 | Off-Peak
2023-09-29 22:00 | 9 | 29 | 23 | Summer | 0.9004 | 1.7131 | 0 | 0 | Normal |  | 0 | 0 | 1.7131 | 1.7131 | 5 | Off-Peak
2023-09-29 23:00 | 9 | 30 | 0 | Summer | 0.8031 | 1.5279 | 0 | 0 | Normal |  | 0 | 0 | 1.5279 | 1.5279 | 5 | Off-Peak
2023-09-30 | 9 | 30 | 1 | Summer | 0.7216 | 1.3729 | 0 | 0 | Normal |  | 0 | 0 | 1.3729 | 1.3729 | 6 | Off-Peak
2023-09-30 01:00 | 9 | 30 | 2 | Summer | 0.6568 | 1.2496 | 0 | 0 | Normal |  | 0 | 0 | 1.2496 | 1.2496 | 6 | Off-Peak
2023-09-30 02:00 | 9 | 30 | 3 | Summer | 0.6144 | 1.1689 | 0 | 0 | Normal |  | 0 | 0 | 1.1689 | 1.1689 | 6 | Off-Peak
2023-09-30 03:00 | 9 | 30 | 4 | Summer | 0.5862 | 1.1153 | 0 | 0 | Normal |  | 0 | 0 | 1.1153 | 1.1153 | 6 | Off-Peak
2023-09-30 04:00 | 9 | 30 | 5 | Summer | 0.57 | 1.0845 | 0 | 0 | Normal |  | 0 | 0 | 1.0845 | 1.0845 | 6 | Off-Peak
2023-09-30 05:00 | 9 | 30 | 6 | Summer | 0.5684 | 1.0814 | 0 | 0 | Normal |  | 0 | 0 | 1.0814 | 1.0814 | 6 | Off-Peak
2023-09-30 06:00 | 9 | 30 | 7 | Summer | 0.5849 | 1.1128 | 0.15365 | 0.15365 | Normal |  | 0 | 0.15365 | 0.95916 | 0.95916 | 6 | Off-Peak
2023-09-30 07:00 | 9 | 30 | 8 | Summer | 0.6228 | 1.1849 | 2.2006 | 2.2006 | Normal |  | 1.0157 | 1.1849 | 0 | -1.0157 | 6 | Off-Peak
2023-09-30 08:00 | 9 | 30 | 9 | Summer | 0.6759 | 1.2859 | 3.3181 | 3.3181 | Normal |  | 2.0322 | 1.2859 | 0 | -2.0322 | 6 | Off-Peak
2023-09-30 09:00 | 9 | 30 | 10 | Summer | 0.7366 | 1.4014 | 4.1179 | 4.1179 | Normal |  | 2.7165 | 1.4014 | 0 | -2.7165 | 6 | Off-Peak
2023-09-30 10:00 | 9 | 30 | 11 | Summer | 0.8126 | 1.546 | 4.9176 | 4.9176 | Normal |  | 3.3716 | 1.546 | 2.2204e-16 | -3.3716 | 6 | Off-Peak
2023-09-30 11:00 | 9 | 30 | 12 | Summer | 0.9229 | 1.7559 | 5.3421 | 5.3421 | Normal |  | 3.5863 | 1.7559 | 0 | -3.5863 | 6 | Off-Peak
2023-09-30 12:00 | 9 | 30 | 13 | Summer | 1.0666 | 2.0293 | 5.3142 | 5.3142 | Normal |  | 3.2849 | 2.0293 | 0 | -3.2849 | 6 | Off-Peak
2023-09-30 13:00 | 9 | 30 | 14 | Summer | 1.2175 | 2.3164 | 5.1877 | 5.1877 | Normal |  | 2.8713 | 2.3164 | 0 | -2.8713 | 6 | Off-Peak
2023-09-30 14:00 | 9 | 30 | 15 | Summer | 1.3586 | 2.5848 | 3.6161 | 3.6161 | Normal |  | 1.0313 | 2.5848 | 0 | -1.0313 | 6 | Off-Peak
2023-09-30 15:00 | 9 | 30 | 16 | Summer | 1.4754 | 2.807 | 2.0013 | 2.0013 | Normal |  | 0 | 2.0013 | 0.8057 | 0.8057 | 6 | Off-Peak
2023-09-30 16:00 | 9 | 30 | 17 | Summer | 1.5322 | 2.9151 | 0.47394 | 0.47394 | Normal |  | 0 | 0.47394 | 2.4412 | 2.4412 | 6 | Off-Peak
2023-09-30 17:00 | 9 | 30 | 18 | Summer | 1.5073 | 2.8677 | 0 | 0 | Normal |  | 0 | 0 | 2.8677 | 2.8677 | 6 | Off-Peak
2023-09-30 18:00 | 9 | 30 | 19 | Summer | 1.4091 | 2.6809 | 0 | 0 | Normal |  | 0 | 0 | 2.6809 | 2.6809 | 6 | Off-Peak
2023-09-30 19:00 | 9 | 30 | 20 | Summer | 1.3479 | 2.5645 | 0 | 0 | Normal |  | 0 | 0 | 2.5645 | 2.5645 | 6 | Off-Peak
2023-09-30 20:00 | 9 | 30 | 21 | Summer | 1.2731 | 2.4222 | 0 | 0 | Normal |  | 0 | 0 | 2.4222 | 2.4222 | 6 | Off-Peak
2023-09-30 21:00 | 9 | 30 | 22 | Summer | 1.1912 | 2.2663 | 0 | 0 | Normal |  | 0 | 0 | 2.2663 | 2.2663 | 6 | Off-Peak
2023-09-30 22:00 | 9 | 30 | 23 | Summer | 1.087 | 2.0681 | 0 | 0 | Normal |  | 0 | 0 | 2.0681 | 2.0681 | 6 | Off-Peak
2023-09-30 23:00 | 10 | 1 | 0 | Non-Summer | 0.9614 | 1.8291 | 0 | 0 | Normal |  | 0 | 0 | 1.8291 | 1.8291 | 6 | Off-Peak
2023-10-01 | 10 | 1 | 1 | Non-Summer | 0.8496 | 1.6164 | 0 | 0 | Normal |  | 0 | 0 | 1.6164 | 1.6164 | 7 | Off-Peak
2023-10-01 01:00 | 10 | 1 | 2 | Non-Summer | 0.7582 | 1.4425 | 0 | 0 | Normal |  | 0 | 0 | 1.4425 | 1.4425 | 7 | Off-Peak
2023-10-01 02:00 | 10 | 1 | 3 | Non-Summer | 0.6919 | 1.3164 | 0 | 0 | Normal |  | 0 | 0 | 1.3164 | 1.3164 | 7 | Off-Peak
2023-10-01 03:00 | 10 | 1 | 4 | Non-Summer | 0.6462 | 1.2294 | 0 | 0 | Normal |  | 0 | 0 | 1.2294 | 1.2294 | 7 | Off-Peak
2023-10-01 04:00 | 10 | 1 | 5 | Non-Summer | 0.6166 | 1.1731 | 0 | 0 | Normal |  | 0 | 0 | 1.1731 | 1.1731 | 7 | Off-Peak
2023-10-01 05:00 | 10 | 1 | 6 | Non-Summer | 0.6032 | 1.1476 | 0 | 0 | Normal |  | 0 | 0 | 1.1476 | 1.1476 | 7 | Off-Peak
2023-10-01 06:00 | 10 | 1 | 7 | Non-Summer | 0.6087 | 1.1581 | 0.60247 | 0.60247 | Normal |  | 0 | 0.60247 | 0.55562 | 0.55562 | 7 | Off-Peak
2023-10-01 07:00 | 10 | 1 | 8 | Non-Summer | 0.6432 | 1.2237 | 2.4604 | 2.4604 | Normal |  | 1.2367 | 1.2237 | 0 | -1.2367 | 7 | Off-Peak
2023-10-01 08:00 | 10 | 1 | 9 | Non-Summer | 0.7216 | 1.3729 | 2.3125 | 2.3125 | Normal |  | 0.93965 | 1.3729 | 0 | -0.93965 | 7 | Off-Peak
2023-10-01 09:00 | 10 | 1 | 10 | Non-Summer | 0.828 | 1.5753 | 2.3974 | 2.3974 | Normal |  | 0.82203 | 1.5753 | 0 | -0.82203 | 7 | Off-Peak
2023-10-01 10:00 | 10 | 1 | 11 | Non-Summer | 0.9603 | 1.827 | 2.4999 | 2.4999 | Normal |  | 0.67283 | 1.827 | 0 | -0.67283 | 7 | Off-Peak
2023-10-01 11:00 | 10 | 1 | 12 | Non-Summer | 1.1312 | 2.1522 | 3.8975 | 3.8975 | Normal |  | 1.7453 | 2.1522 | 0 | -1.7453 | 7 | Off-Peak
2023-10-01 12:00 | 10 | 1 | 13 | Non-Summer | 1.3267 | 2.5241 | 3.7311 | 3.7311 | Normal |  | 1.207 | 2.5241 | 0 | -1.207 | 7 | Off-Peak
2023-10-01 13:00 | 10 | 1 | 14 | Non-Summer | 1.4984 | 2.8508 | 5.6304 | 5.6304 | Normal |  | 2.7796 | 2.8508 | 0 | -2.7796 | 7 | Off-Peak
2023-10-01 14:00 | 10 | 1 | 15 | Non-Summer | 1.6399 | 3.12 | 4.5793 | 4.5793 | Normal |  | 1.4593 | 3.12 | 0 | -1.4593 | 7 | Off-Peak
2023-10-01 15:00 | 10 | 1 | 16 | Non-Summer | 1.7468 | 3.3234 | 3.0537 | 3.0537 | Normal |  | 0 | 3.0537 | 0.26965 | 0.26965 | 7 | Off-Peak
2023-10-01 16:00 | 10 | 1 | 17 | Non-Summer | 1.7914 | 3.4083 | 1.162 | 1.162 | Normal |  | 0 | 1.162 | 2.2462 | 2.2462 | 7 | Off-Peak
2023-10-01 17:00 | 10 | 1 | 18 | Non-Summer | 1.7559 | 3.3407 | 0 | 0 | Normal |  | 0 | 0 | 3.3407 | 3.3407 | 7 | Off-Peak
2023-10-01 18:00 | 10 | 1 | 19 | Non-Summer | 1.6336 | 3.108 | 0 | 0 | Normal |  | 0 | 0 | 3.108 | 3.108 | 7 | Off-Peak
2023-10-01 19:00 | 10 | 1 | 20 | Non-Summer | 1.5593 | 2.9667 | 0 | 0 | Normal |  | 0 | 0 | 2.9667 | 2.9667 | 7 | Off-Peak
2023-10-01 20:00 | 10 | 1 | 21 | Non-Summer | 1.4481 | 2.7551 | 0 | 0 | Normal |  | 0 | 0 | 2.7551 | 2.7551 | 7 | Off-Peak
2023-10-01 21:00 | 10 | 1 | 22 | Non-Summer | 1.3106 | 2.4935 | 0 | 0 | Normal |  | 0 | 0 | 2.4935 | 2.4935 | 7 | Off-Peak
2023-10-01 22:00 | 10 | 1 | 23 | Non-Summer | 1.1374 | 2.164 | 0 | 0 | Normal |  | 0 | 0 | 2.164 | 2.164 | 7 | Off-Peak
2023-10-01 23:00 | 10 | 2 | 0 | Non-Summer | 0.9579 | 1.8225 | 0 | 0 | Normal |  | 0 | 0 | 1.8225 | 1.8225 | 7 | Off-Peak
2023-10-02 | 10 | 2 | 1 | Non-Summer | 0.8284 | 1.5761 | 0 | 0 | Normal |  | 0 | 0 | 1.5761 | 1.5761 | 1 | Off-Peak
2023-10-02 01:00 | 10 | 2 | 2 | Non-Summer | 0.7373 | 1.4028 | 0 | 0 | Normal |  | 0 | 0 | 1.4028 | 1.4028 | 1 | Off-Peak
2023-10-02 02:00 | 10 | 2 | 3 | Non-Summer | 0.6784 | 1.2907 | 0 | 0 | Normal |  | 0 | 0 | 1.2907 | 1.2907 | 1 | Off-Peak
2023-10-02 03:00 | 10 | 2 | 4 | Non-Summer | 0.6405 | 1.2186 | 0 | 0 | Normal |  | 0 | 0 | 1.2186 | 1.2186 | 1 | Off-Peak
2023-10-02 04:00 | 10 | 2 | 5 | Non-Summer | 0.6227 | 1.1847 | 0 | 0 | Normal |  | 0 | 0 | 1.1847 | 1.1847 | 1 | Off-Peak
2023-10-02 05:00 | 10 | 2 | 6 | Non-Summer | 0.6301 | 1.1988 | 0 | 0 | Normal |  | 0 | 0 | 1.1988 | 1.1988 | 1 | Peak
2023-10-02 06:00 | 10 | 2 | 7 | Non-Summer | 0.67 | 1.2747 | 0.6112 | 0.6112 | Normal |  | 0 | 0.6112 | 0.66351 | 0.66351 | 1 | Peak
2023-10-02 07:00 | 10 | 2 | 8 | Non-Summer | 0.691 | 1.3147 | 1.7303 | 1.7303 | Normal |  | 0.41565 | 1.3147 | 0 | -0.41565 | 1 | Peak
2023-10-02 08:00 | 10 | 2 | 9 | Non-Summer | 0.7003 | 1.3324 | 3.2389 | 3.2389 | Normal |  | 1.9065 | 1.3324 | 0 | -1.9065 | 1 | Peak
2023-10-02 09:00 | 10 | 2 | 10 | Non-Summer | 0.7577 | 1.4416 | 4.2045 | 4.2045 | Normal |  | 2.7629 | 1.4416 | 2.2204e-16 | -2.7629 | 1 | Peak
2023-10-02 10:00 | 10 | 2 | 11 | Non-Summer | 0.8576 | 1.6316 | 4.1937 | 4.1937 | Normal |  | 2.5621 | 1.6316 | 0 | -2.5621 | 1 | Peak
2023-10-02 11:00 | 10 | 2 | 12 | Non-Summer | 0.9989 | 1.9005 | 4.7349 | 4.7349 | Normal |  | 2.8345 | 1.9005 | 0 | -2.8345 | 1 | Peak
2023-10-02 12:00 | 10 | 2 | 13 | Non-Summer | 1.1719 | 2.2296 | 5.7162 | 5.7162 | Normal |  | 3.4866 | 2.2296 | 0 | -3.4866 | 1 | Peak
2023-10-02 13:00 | 10 | 2 | 14 | Non-Summer | 1.342 | 2.5532 | 4.5428 | 4.5428 | Normal |  | 1.9895 | 2.5532 | 0 | -1.9895 | 1 | Peak
2023-10-02 14:00 | 10 | 2 | 15 | Non-Summer | 1.4932 | 2.8409 | 2.796 | 2.796 | Normal |  | 0 | 2.796 | 0.044923 | 0.044923 | 1 | Peak
2023-10-02 15:00 | 10 | 2 | 16 | Non-Summer | 1.6371 | 3.1147 | 2.4195 | 2.4195 | Normal |  | 0 | 2.4195 | 0.69521 | 0.69521 | 1 | Peak
2023-10-02 16:00 | 10 | 2 | 17 | Non-Summer | 1.7462 | 3.3223 | 0.72757 | 0.72757 | Normal |  | 0 | 0.72757 | 2.5947 | 2.5947 | 1 | Peak
2023-10-02 17:00 | 10 | 2 | 18 | Non-Summer | 1.7381 | 3.3068 | 0 | 0 | Normal |  | 0 | 0 | 3.3068 | 3.3068 | 1 | Peak
2023-10-02 18:00 | 10 | 2 | 19 | Non-Summer | 1.6519 | 3.1428 | 0 | 0 | Normal |  | 0 | 0 | 3.1428 | 3.1428 | 1 | Peak
2023-10-02 19:00 | 10 | 2 | 20 | Non-Summer | 1.5957 | 3.0359 | 0 | 0 | Normal |  | 0 | 0 | 3.0359 | 3.0359 | 1 | Peak
2023-10-02 20:00 | 10 | 2 | 21 | Non-Summer | 1.4885 | 2.832 | 0 | 0 | Normal |  | 0 | 0 | 2.832 | 2.832 | 1 | Peak
2023-10-02 21:00 | 10 | 2 | 22 | Non-Summer | 1.3522 | 2.5726 | 0 | 0 | Normal |  | 0 | 0 | 2.5726 | 2.5726 | 1 | Off-Peak
2023-10-02 22:00 | 10 | 2 | 23 | Non-Summer | 1.175 | 2.2355 | 0 | 0 | Normal |  | 0 | 0 | 2.2355 | 2.2355 | 1 | Off-Peak
2023-10-02 23:00 | 10 | 3 | 0 | Non-Summer | 0.9848 | 1.8736 | 0 | 0 | Normal |  | 0 | 0 | 1.8736 | 1.8736 | 1 | Off-Peak
2023-10-03 | 10 | 3 | 1 | Non-Summer | 0.8449 | 1.6075 | 0 | 0 | Normal |  | 0 | 0 | 1.6075 | 1.6075 | 2 | Off-Peak
2023-10-03 01:00 | 10 | 3 | 2 | Non-Summer | 0.7505 | 1.4279 | 0 | 0 | Normal |  | 0 | 0 | 1.4279 | 1.4279 | 2 | Off-Peak
2023-10-03 02:00 | 10 | 3 | 3 | Non-Summer | 0.6889 | 1.3107 | 0 | 0 | Normal |  | 0 | 0 | 1.3107 | 1.3107 | 2 | Off-Peak
2023-10-03 03:00 | 10 | 3 | 4 | Non-Summer | 0.6489 | 1.2346 | 0 | 0 | Normal |  | 0 | 0 | 1.2346 | 1.2346 | 2 | Off-Peak
2023-10-03 04:00 | 10 | 3 | 5 | Non-Summer | 0.6302 | 1.199 | 0 | 0 | Normal |  | 0 | 0 | 1.199 | 1.199 | 2 | Off-Peak
2023-10-03 05:00 | 10 | 3 | 6 | Non-Summer | 0.6379 | 1.2136 | 0 | 0 | Normal |  | 0 | 0 | 1.2136 | 1.2136 | 2 | Peak
2023-10-03 06:00 | 10 | 3 | 7 | Non-Summer | 0.6772 | 1.2884 | 0.083396 | 0.083396 | Normal |  | 0 | 0.083396 | 1.205 | 1.205 | 2 | Peak
2023-10-03 07:00 | 10 | 3 | 8 | Non-Summer | 0.6938 | 1.32 | 0.6636 | 0.6636 | Normal |  | 0 | 0.6636 | 0.6564 | 0.6564 | 2 | Peak
2023-10-03 08:00 | 10 | 3 | 9 | Non-Summer | 0.7007 | 1.3331 | 1.6218 | 1.6218 | Normal |  | 0.28869 | 1.3331 | 0 | -0.28869 | 2 | Peak
2023-10-03 09:00 | 10 | 3 | 10 | Non-Summer | 0.7583 | 1.4427 | 4.2344 | 4.2344 | Normal |  | 2.7917 | 1.4427 | 0 | -2.7917 | 2 | Peak
2023-10-03 10:00 | 10 | 3 | 11 | Non-Summer | 0.8635 | 1.6429 | 2.6918 | 2.6918 | Normal |  | 1.0489 | 1.6429 | 0 | -1.0489 | 2 | Peak
2023-10-03 11:00 | 10 | 3 | 12 | Non-Summer | 1.0092 | 1.9201 | 1.1433 | 1.1433 | Normal |  | 0 | 1.1433 | 0.77679 | 0.77679 | 2 | Peak
2023-10-03 12:00 | 10 | 3 | 13 | Non-Summer | 1.1841 | 2.2528 | 1.6675 | 1.6675 | Normal |  | 0 | 1.6675 | 0.58531 | 0.58531 | 2 | Peak
2023-10-03 13:00 | 10 | 3 | 14 | Non-Summer | 1.3517 | 2.5717 | 0.6888 | 0.6888 | Normal |  | 0 | 0.6888 | 1.8829 | 1.8829 | 2 | Peak
2023-10-03 14:00 | 10 | 3 | 15 | Non-Summer | 1.509 | 2.871 | 0.4091 | 0.4091 | Normal |  | 0 | 0.4091 | 2.4619 | 2.4619 | 2 | Peak
2023-10-03 15:00 | 10 | 3 | 16 | Non-Summer | 1.6605 | 3.1592 | 0.38806 | 0.38806 | Normal |  | 0 | 0.38806 | 2.7711 | 2.7711 | 2 | Peak
2023-10-03 16:00 | 10 | 3 | 17 | Non-Summer | 1.7608 | 3.35 | 0.94392 | 0.94392 | Normal |  | 0 | 0.94392 | 2.4061 | 2.4061 | 2 | Peak
2023-10-03 17:00 | 10 | 3 | 18 | Non-Summer | 1.7555 | 3.34 | 0 | 0 | Normal |  | 0 | 0 | 3.34 | 3.34 | 2 | Peak
2023-10-03 18:00 | 10 | 3 | 19 | Non-Summer | 1.6538 | 3.1465 | 0 | 0 | Normal |  | 0 | 0 | 3.1465 | 3.1465 | 2 | Peak
2023-10-03 19:00 | 10 | 3 | 20 | Non-Summer | 1.5875 | 3.0203 | 0 | 0 | Normal |  | 0 | 0 | 3.0203 | 3.0203 | 2 | Peak
2023-10-03 20:00 | 10 | 3 | 21 | Non-Summer | 1.4947 | 2.8438 | 0 | 0 | Normal |  | 0 | 0 | 2.8438 | 2.8438 | 2 | Peak
2023-10-03 21:00 | 10 | 3 | 22 | Non-Summer | 1.3866 | 2.6381 | 0 | 0 | Normal |  | 0 | 0 | 2.6381 | 2.6381 | 2 | Off-Peak
2023-10-03 22:00 | 10 | 3 | 23 | Non-Summer | 1.2299 | 2.34 | 0 | 0 | Normal |  | 0 | 0 | 2.34 | 2.34 | 2 | Off-Peak
2023-10-03 23:00 | 10 | 4 | 0 | Non-Summer | 1.0603 | 2.0173 | 0 | 0 | Normal |  | 0 | 0 | 2.0173 | 2.0173 | 2 | Off-Peak
2023-10-04 | 10 | 4 | 1 | Non-Summer | 0.9499 | 1.8072 | 0 | 0 | Normal |  | 0 | 0 | 1.8072 | 1.8072 | 3 | Off-Peak
2023-10-04 01:00 | 10 | 4 | 2 | Non-Summer | 0.8502 | 1.6176 | 0 | 0 | Normal |  | 0 | 0 | 1.6176 | 1.6176 | 3 | Off-Peak
2023-10-04 02:00 | 10 | 4 | 3 | Non-Summer | 0.786 | 1.4954 | 0 | 0 | Normal |  | 0 | 0 | 1.4954 | 1.4954 | 3 | Off-Peak
2023-10-04 03:00 | 10 | 4 | 4 | Non-Summer | 0.7432 | 1.414 | 0 | 0 | Normal |  | 0 | 0 | 1.414 | 1.414 | 3 | Off-Peak
2023-10-04 04:00 | 10 | 4 | 5 | Non-Summer | 0.7222 | 1.374 | 0 | 0 | Normal |  | 0 | 0 | 1.374 | 1.374 | 3 | Off-Peak
2023-10-04 05:00 | 10 | 4 | 6 | Non-Summer | 0.7296 | 1.3881 | 0 | 0 | Normal |  | 0 | 0 | 1.3881 | 1.3881 | 3 | Peak
2023-10-04 06:00 | 10 | 4 | 7 | Non-Summer | 0.7717 | 1.4682 | 0.070104 | 0.070104 | Normal |  | 0 | 0.070104 | 1.3981 | 1.3981 | 3 | Peak
2023-10-04 07:00 | 10 | 4 | 8 | Non-Summer | 0.7973 | 1.5169 | 0.18017 | 0.18017 | Normal |  | 0 | 0.18017 | 1.3367 | 1.3367 | 3 | Peak
2023-10-04 08:00 | 10 | 4 | 9 | Non-Summer | 0.7957 | 1.5139 | 0.31688 | 0.31688 | Normal |  | 0 | 0.31688 | 1.197 | 1.197 | 3 | Peak
2023-10-04 09:00 | 10 | 4 | 10 | Non-Summer | 0.8216 | 1.5631 | 0.82615 | 0.82615 | Normal |  | 0 | 0.82615 | 0.73699 | 0.73699 | 3 | Peak
2023-10-04 10:00 | 10 | 4 | 11 | Non-Summer | 0.8934 | 1.6998 | 1.2225 | 1.2225 | Normal |  | 0 | 1.2225 | 0.47726 | 0.47726 | 3 | Peak
2023-10-04 11:00 | 10 | 4 | 12 | Non-Summer | 1.0255 | 1.9511 | 1.3821 | 1.3821 | Normal |  | 0 | 1.3821 | 0.56902 | 0.56902 | 3 | Peak
2023-10-04 12:00 | 10 | 4 | 13 | Non-Summer | 1.1803 | 2.2456 | 1.5992 | 1.5992 | Normal |  | 0 | 1.5992 | 0.64636 | 0.64636 | 3 | Peak
2023-10-04 13:00 | 10 | 4 | 14 | Non-Summer | 1.239 | 2.3573 | 1.0443 | 1.0443 | Normal |  | 0 | 1.0443 | 1.3129 | 1.3129 | 3 | Peak
2023-10-04 14:00 | 10 | 4 | 15 | Non-Summer | 1.2582 | 2.3938 | 0.88898 | 0.88898 | Normal |  | 0 | 0.88898 | 1.5048 | 1.5048 | 3 | Peak
2023-10-04 15:00 | 10 | 4 | 16 | Non-Summer | 1.2689 | 2.4142 | 0.9924 | 0.9924 | Normal |  | 0 | 0.9924 | 1.4218 | 1.4218 | 3 | Peak
2023-10-04 16:00 | 10 | 4 | 17 | Non-Summer | 1.3028 | 2.4787 | 0.030682 | 0.030682 | Normal |  | 0 | 0.030682 | 2.448 | 2.448 | 3 | Peak
2023-10-04 17:00 | 10 | 4 | 18 | Non-Summer | 1.3413 | 2.5519 | 0 | 0 | Normal |  | 0 | 0 | 2.5519 | 2.5519 | 3 | Peak
2023-10-04 18:00 | 10 | 4 | 19 | Non-Summer | 1.377 | 2.6198 | 0 | 0 | Normal |  | 0 | 0 | 2.6198 | 2.6198 | 3 | Peak
2023-10-04 19:00 | 10 | 4 | 20 | Non-Summer | 1.3989 | 2.6615 | 0 | 0 | Normal |  | 0 | 0 | 2.6615 | 2.6615 | 3 | Peak
2023-10-04 20:00 | 10 | 4 | 21 | Non-Summer | 1.3602 | 2.5879 | 0 | 0 | Normal |  | 0 | 0 | 2.5879 | 2.5879 | 3 | Peak
2023-10-04 21:00 | 10 | 4 | 22 | Non-Summer | 1.2875 | 2.4496 | 0 | 0 | Normal |  | 0 | 0 | 2.4496 | 2.4496 | 3 | Off-Peak
2023-10-04 22:00 | 10 | 4 | 23 | Non-Summer | 1.1588 | 2.2047 | 0 | 0 | Normal |  | 0 | 0 | 2.2047 | 2.2047 | 3 | Off-Peak
2023-10-04 23:00 | 10 | 5 | 0 | Non-Summer | 1.0049 | 1.9119 | 0 | 0 | Normal |  | 0 | 0 | 1.9119 | 1.9119 | 3 | Off-Peak
2023-10-05 | 10 | 5 | 1 | Non-Summer | 0.8814 | 1.6769 | 0 | 0 | Normal |  | 0 | 0 | 1.6769 | 1.6769 | 4 | Off-Peak
2023-10-05 01:00 | 10 | 5 | 2 | Non-Summer | 0.7871 | 1.4975 | 0 | 0 | Normal |  | 0 | 0 | 1.4975 | 1.4975 | 4 | Off-Peak
2023-10-05 02:00 | 10 | 5 | 3 | Non-Summer | 0.7277 | 1.3845 | 0 | 0 | Normal |  | 0 | 0 | 1.3845 | 1.3845 | 4 | Off-Peak
2023-10-05 03:00 | 10 | 5 | 4 | Non-Summer | 0.689 | 1.3109 | 0 | 0 | Normal |  | 0 | 0 | 1.3109 | 1.3109 | 4 | Off-Peak
2023-10-05 04:00 | 10 | 5 | 5 | Non-Summer | 0.6714 | 1.2774 | 0 | 0 | Normal |  | 0 | 0 | 1.2774 | 1.2774 | 4 | Off-Peak
2023-10-05 05:00 | 10 | 5 | 6 | Non-Summer | 0.6779 | 1.2897 | 0 | 0 | Normal |  | 0 | 0 | 1.2897 | 1.2897 | 4 | Peak
2023-10-05 06:00 | 10 | 5 | 7 | Non-Summer | 0.7204 | 1.3706 | 0 | 0 | Normal |  | 0 | 0 | 1.3706 | 1.3706 | 4 | Peak
2023-10-05 07:00 | 10 | 5 | 8 | Non-Summer | 0.7546 | 1.4357 | 0.26299 | 0.26299 | Normal |  | 0 | 0.26299 | 1.1727 | 1.1727 | 4 | Peak
2023-10-05 08:00 | 10 | 5 | 9 | Non-Summer | 0.7341 | 1.3967 | 1.3593 | 1.3593 | Normal |  | 0 | 1.3593 | 0.037359 | 0.037359 | 4 | Peak
2023-10-05 09:00 | 10 | 5 | 10 | Non-Summer | 0.7302 | 1.3893 | 0.39987 | 0.39987 | Normal |  | 0 | 0.39987 | 0.98938 | 0.98938 | 4 | Peak
2023-10-05 10:00 | 10 | 5 | 11 | Non-Summer | 0.7327 | 1.394 | 1.5505 | 1.5505 | Normal |  | 0.15651 | 1.394 | 0 | -0.15651 | 4 | Peak
2023-10-05 11:00 | 10 | 5 | 12 | Non-Summer | 0.7468 | 1.4208 | 1.5983 | 1.5983 | Normal |  | 0.17744 | 1.4208 | 0 | -0.17744 | 4 | Peak
2023-10-05 12:00 | 10 | 5 | 13 | Non-Summer | 0.7612 | 1.4482 | 1.079 | 1.079 | Normal |  | 0 | 1.079 | 0.36925 | 0.36925 | 4 | Peak
2023-10-05 13:00 | 10 | 5 | 14 | Non-Summer | 0.7738 | 1.4722 | 2.8061 | 2.8061 | Normal |  | 1.3339 | 1.4722 | 0 | -1.3339 | 4 | Peak
2023-10-05 14:00 | 10 | 5 | 15 | Non-Summer | 0.7988 | 1.5198 | 1.7978 | 1.7978 | Normal |  | 0.27801 | 1.5198 | 0 | -0.27801 | 4 | Peak
2023-10-05 15:00 | 10 | 5 | 16 | Non-Summer | 0.8856 | 1.6849 | 0.38658 | 0.38658 | Normal |  | 0 | 0.38658 | 1.2983 | 1.2983 | 4 | Peak
2023-10-05 16:00 | 10 | 5 | 17 | Non-Summer | 0.997 | 1.8969 | 0.66601 | 0.66601 | Normal |  | 0 | 0.66601 | 1.2308 | 1.2308 | 4 | Peak
2023-10-05 17:00 | 10 | 5 | 18 | Non-Summer | 1.0259 | 1.9518 | 0 | 0 | Normal |  | 0 | 0 | 1.9518 | 1.9518 | 4 | Peak
2023-10-05 18:00 | 10 | 5 | 19 | Non-Summer | 1.0216 | 1.9437 | 0 | 0 | Normal |  | 0 | 0 | 1.9437 | 1.9437 | 4 | Peak
2023-10-05 19:00 | 10 | 5 | 20 | Non-Summer | 1.0381 | 1.9751 | 0 | 0 | Normal |  | 0 | 0 | 1.9751 | 1.9751 | 4 | Peak
2023-10-05 20:00 | 10 | 5 | 21 | Non-Summer | 1.0158 | 1.9326 | 0 | 0 | Normal |  | 0 | 0 | 1.9326 | 1.9326 | 4 | Peak
2023-10-05 21:00 | 10 | 5 | 22 | Non-Summer | 0.9608 | 1.828 | 0 | 0 | Normal |  | 0 | 0 | 1.828 | 1.828 | 4 | Off-Peak
2023-10-05 22:00 | 10 | 5 | 23 | Non-Summer | 0.8647 | 1.6451 | 0 | 0 | Normal |  | 0 | 0 | 1.6451 | 1.6451 | 4 | Off-Peak
2023-10-05 23:00 | 10 | 6 | 0 | Non-Summer | 0.748 | 1.4231 | 0 | 0 | Normal |  | 0 | 0 | 1.4231 | 1.4231 | 4 | Off-Peak
2023-10-06 | 10 | 6 | 1 | Non-Summer | 0.6625 | 1.2604 | 0 | 0 | Normal |  | 0 | 0 | 1.2604 | 1.2604 | 5 | Off-Peak
2023-10-06 01:00 | 10 | 6 | 2 | Non-Summer | 0.6062 | 1.1533 | 0 | 0 | Normal |  | 0 | 0 | 1.1533 | 1.1533 | 5 | Off-Peak
2023-10-06 02:00 | 10 | 6 | 3 | Non-Summer | 0.5722 | 1.0886 | 0 | 0 | Normal |  | 0 | 0 | 1.0886 | 1.0886 | 5 | Off-Peak
2023-10-06 03:00 | 10 | 6 | 4 | Non-Summer | 0.5523 | 1.0508 | 0 | 0 | Normal |  | 0 | 0 | 1.0508 | 1.0508 | 5 | Off-Peak
2023-10-06 04:00 | 10 | 6 | 5 | Non-Summer | 0.5484 | 1.0434 | 0 | 0 | Normal |  | 0 | 0 | 1.0434 | 1.0434 | 5 | Off-Peak
2023-10-06 05:00 | 10 | 6 | 6 | Non-Summer | 0.5647 | 1.0744 | 0 | 0 | Normal |  | 0 | 0 | 1.0744 | 1.0744 | 5 | Peak
2023-10-06 06:00 | 10 | 6 | 7 | Non-Summer | 0.6082 | 1.1571 | 0.038477 | 0.038477 | Normal |  | 0 | 0.038477 | 1.1187 | 1.1187 | 5 | Peak
2023-10-06 07:00 | 10 | 6 | 8 | Non-Summer | 0.6333 | 1.2049 | 0.34906 | 0.34906 | Normal |  | 0 | 0.34906 | 0.85584 | 0.85584 | 5 | Peak
2023-10-06 08:00 | 10 | 6 | 9 | Non-Summer | 0.6295 | 1.1977 | 1.0367 | 1.0367 | Normal |  | 0 | 1.0367 | 0.16101 | 0.16101 | 5 | Peak
2023-10-06 09:00 | 10 | 6 | 10 | Non-Summer | 0.6305 | 1.1996 | 0.70002 | 0.70002 | Normal |  | 0 | 0.70002 | 0.49955 | 0.49955 | 5 | Peak
2023-10-06 10:00 | 10 | 6 | 11 | Non-Summer | 0.6323 | 1.203 | 1.5079 | 1.5079 | Normal |  | 0.30493 | 1.203 | 0 | -0.30493 | 5 | Peak
2023-10-06 11:00 | 10 | 6 | 12 | Non-Summer | 0.6373 | 1.2125 | 4.6518 | 4.6518 | Normal |  | 3.4393 | 1.2125 | 0 | -3.4393 | 5 | Peak
2023-10-06 12:00 | 10 | 6 | 13 | Non-Summer | 0.6505 | 1.2376 | 5.3695 | 5.3695 | Normal |  | 4.1319 | 1.2376 | 0 | -4.1319 | 5 | Peak
2023-10-06 13:00 | 10 | 6 | 14 | Non-Summer | 0.6593 | 1.2544 | 4.8089 | 4.8089 | Normal |  | 3.5546 | 1.2544 | 0 | -3.5546 | 5 | Peak
2023-10-06 14:00 | 10 | 6 | 15 | Non-Summer | 0.668 | 1.2709 | 3.8722 | 3.8722 | Normal |  | 2.6013 | 1.2709 | 0 | -2.6013 | 5 | Peak
2023-10-06 15:00 | 10 | 6 | 16 | Non-Summer | 0.6844 | 1.3021 | 2.5191 | 2.5191 | Normal |  | 1.217 | 1.3021 | 0 | -1.217 | 5 | Peak
2023-10-06 16:00 | 10 | 6 | 17 | Non-Summer | 0.7144 | 1.3592 | 0.85016 | 0.85016 | Normal |  | 0 | 0.85016 | 0.50903 | 0.50903 | 5 | Peak
2023-10-06 17:00 | 10 | 6 | 18 | Non-Summer | 0.7624 | 1.4505 | 0 | 0 | Normal |  | 0 | 0 | 1.4505 | 1.4505 | 5 | Peak
2023-10-06 18:00 | 10 | 6 | 19 | Non-Summer | 0.8219 | 1.5637 | 0 | 0 | Normal |  | 0 | 0 | 1.5637 | 1.5637 | 5 | Peak
2023-10-06 19:00 | 10 | 6 | 20 | Non-Summer | 0.8576 | 1.6316 | 0 | 0 | Normal |  | 0 | 0 | 1.6316 | 1.6316 | 5 | Peak
2023-10-06 20:00 | 10 | 6 | 21 | Non-Summer | 0.8524 | 1.6217 | 0 | 0 | Normal |  | 0 | 0 | 1.6217 | 1.6217 | 5 | Peak
2023-10-06 21:00 | 10 | 6 | 22 | Non-Summer | 0.827 | 1.5734 | 0 | 0 | Normal |  | 0 | 0 | 1.5734 | 1.5734 | 5 | Off-Peak
2023-10-06 22:00 | 10 | 6 | 23 | Non-Summer | 0.7765 | 1.4773 | 0 | 0 | Normal |  | 0 | 0 | 1.4773 | 1.4773 | 5 | Off-Peak
2023-10-06 23:00 | 10 | 7 | 0 | Non-Summer | 0.7075 | 1.3461 | 0 | 0 | Normal |  | 0 | 0 | 1.3461 | 1.3461 | 5 | Off-Peak
2023-10-07 | 10 | 7 | 1 | Non-Summer | 0.6551 | 1.2464 | 0 | 0 | Normal |  | 0 | 0 | 1.2464 | 1.2464 | 6 | Off-Peak
2023-10-07 01:00 | 10 | 7 | 2 | Non-Summer | 0.6163 | 1.1725 | 0 | 0 | Normal |  | 0 | 0 | 1.1725 | 1.1725 | 6 | Off-Peak
2023-10-07 02:00 | 10 | 7 | 3 | Non-Summer | 0.5913 | 1.125 | 0 | 0 | Normal |  | 0 | 0 | 1.125 | 1.125 | 6 | Off-Peak
2023-10-07 03:00 | 10 | 7 | 4 | Non-Summer | 0.5764 | 1.0966 | 0 | 0 | Normal |  | 0 | 0 | 1.0966 | 1.0966 | 6 | Off-Peak
2023-10-07 04:00 | 10 | 7 | 5 | Non-Summer | 0.5724 | 1.089 | 0 | 0 | Normal |  | 0 | 0 | 1.089 | 1.089 | 6 | Off-Peak
2023-10-07 05:00 | 10 | 7 | 6 | Non-Summer | 0.5833 | 1.1098 | 0 | 0 | Normal |  | 0 | 0 | 1.1098 | 1.1098 | 6 | Off-Peak
2023-10-07 06:00 | 10 | 7 | 7 | Non-Summer | 0.615 | 1.1701 | 0.095952 | 0.095952 | Normal |  | 0 | 0.095952 | 1.0741 | 1.0741 | 6 | Off-Peak
2023-10-07 07:00 | 10 | 7 | 8 | Non-Summer | 0.6624 | 1.2603 | 0.77527 | 0.77527 | Normal |  | 0 | 0.77527 | 0.48499 | 0.48499 | 6 | Off-Peak
2023-10-07 08:00 | 10 | 7 | 9 | Non-Summer | 0.6992 | 1.3303 | 2.9153 | 2.9153 | Normal |  | 1.5851 | 1.3303 | 0 | -1.5851 | 6 | Off-Peak
2023-10-07 09:00 | 10 | 7 | 10 | Non-Summer | 0.7114 | 1.3535 | 4.6304 | 4.6304 | Normal |  | 3.2769 | 1.3535 | 2.2204e-16 | -3.2769 | 6 | Off-Peak
2023-10-07 10:00 | 10 | 7 | 11 | Non-Summer | 0.711 | 1.3527 | 5.3344 | 5.3344 | Normal |  | 3.9817 | 1.3527 | 2.2204e-16 | -3.9817 | 6 | Off-Peak
2023-10-07 11:00 | 10 | 7 | 12 | Non-Summer | 0.7105 | 1.3518 | 5.635 | 5.635 | Normal |  | 4.2832 | 1.3518 | 2.2204e-16 | -4.2832 | 6 | Off-Peak
2023-10-07 12:00 | 10 | 7 | 13 | Non-Summer | 0.7086 | 1.3482 | 5.5608 | 5.5608 | Normal |  | 4.2126 | 1.3482 | 0 | -4.2126 | 6 | Off-Peak
2023-10-07 13:00 | 10 | 7 | 14 | Non-Summer | 0.7045 | 1.3404 | 4.992 | 4.992 | Normal |  | 3.6517 | 1.3404 | 2.2204e-16 | -3.6517 | 6 | Off-Peak
2023-10-07 14:00 | 10 | 7 | 15 | Non-Summer | 0.7009 | 1.3335 | 3.955 | 3.955 | Normal |  | 2.6214 | 1.3335 | 0 | -2.6214 | 6 | Off-Peak
2023-10-07 15:00 | 10 | 7 | 16 | Non-Summer | 0.7046 | 1.3405 | 2.4674 | 2.4674 | Normal |  | 1.1269 | 1.3405 | 0 | -1.1269 | 6 | Off-Peak
2023-10-07 16:00 | 10 | 7 | 17 | Non-Summer | 0.7193 | 1.3685 | 0.78094 | 0.78094 | Normal |  | 0 | 0.78094 | 0.58758 | 0.58758 | 6 | Off-Peak
2023-10-07 17:00 | 10 | 7 | 18 | Non-Summer | 0.7537 | 1.434 | 0 | 0 | Normal |  | 0 | 0 | 1.434 | 1.434 | 6 | Off-Peak
2023-10-07 18:00 | 10 | 7 | 19 | Non-Summer | 0.8134 | 1.5475 | 0 | 0 | Normal |  | 0 | 0 | 1.5475 | 1.5475 | 6 | Off-Peak
2023-10-07 19:00 | 10 | 7 | 20 | Non-Summer | 0.8485 | 1.6143 | 0 | 0 | Normal |  | 0 | 0 | 1.6143 | 1.6143 | 6 | Off-Peak
2023-10-07 20:00 | 10 | 7 | 21 | Non-Summer | 0.8442 | 1.6061 | 0 | 0 | Normal |  | 0 | 0 | 1.6061 | 1.6061 | 6 | Off-Peak
2023-10-07 21:00 | 10 | 7 | 22 | Non-Summer | 0.8222 | 1.5643 | 0 | 0 | Normal |  | 0 | 0 | 1.5643 | 1.5643 | 6 | Off-Peak
2023-10-07 22:00 | 10 | 7 | 23 | Non-Summer | 0.7765 | 1.4773 | 0 | 0 | Normal |  | 0 | 0 | 1.4773 | 1.4773 | 6 | Off-Peak
2023-10-07 23:00 | 10 | 8 | 0 | Non-Summer | 0.717 | 1.3641 | 0 | 0 | Normal |  | 0 | 0 | 1.3641 | 1.3641 | 6 | Off-Peak
2023-10-08 | 10 | 8 | 1 | Non-Summer | 0.6692 | 1.2732 | 0 | 0 | Normal |  | 0 | 0 | 1.2732 | 1.2732 | 7 | Off-Peak
2023-10-08 01:00 | 10 | 8 | 2 | Non-Summer | 0.6331 | 1.2045 | 0 | 0 | Normal |  | 0 | 0 | 1.2045 | 1.2045 | 7 | Off-Peak
2023-10-08 02:00 | 10 | 8 | 3 | Non-Summer | 0.6087 | 1.1581 | 0 | 0 | Normal |  | 0 | 0 | 1.1581 | 1.1581 | 7 | Off-Peak
2023-10-08 03:00 | 10 | 8 | 4 | Non-Summer | 0.5926 | 1.1275 | 0 | 0 | Normal |  | 0 | 0 | 1.1275 | 1.1275 | 7 | Off-Peak
2023-10-08 04:00 | 10 | 8 | 5 | Non-Summer | 0.586 | 1.1149 | 0 | 0 | Normal |  | 0 | 0 | 1.1149 | 1.1149 | 7 | Off-Peak
2023-10-08 05:00 | 10 | 8 | 6 | Non-Summer | 0.594 | 1.1301 | 0 | 0 | Normal |  | 0 | 0 | 1.1301 | 1.1301 | 7 | Off-Peak
2023-10-08 06:00 | 10 | 8 | 7 | Non-Summer | 0.6191 | 1.1779 | 0.14033 | 0.14033 | Normal |  | 0 | 0.14033 | 1.0376 | 1.0376 | 7 | Off-Peak
2023-10-08 07:00 | 10 | 8 | 8 | Non-Summer | 0.6633 | 1.262 | 0.68974 | 0.68974 | Normal |  | 0 | 0.68974 | 0.57223 | 0.57223 | 7 | Off-Peak
2023-10-08 08:00 | 10 | 8 | 9 | Non-Summer | 0.7054 | 1.3421 | 3.2833 | 3.2833 | Normal |  | 1.9412 | 1.3421 | 0 | -1.9412 | 7 | Off-Peak
2023-10-08 09:00 | 10 | 8 | 10 | Non-Summer | 0.7316 | 1.3919 | 3.7962 | 3.7962 | Normal |  | 2.4043 | 1.3919 | 0 | -2.4043 | 7 | Off-Peak
2023-10-08 10:00 | 10 | 8 | 11 | Non-Summer | 0.74 | 1.4079 | 5.3879 | 5.3879 | Normal |  | 3.98 | 1.4079 | 2.2204e-16 | -3.98 | 7 | Off-Peak
2023-10-08 11:00 | 10 | 8 | 12 | Non-Summer | 0.7444 | 1.4163 | 5.663 | 5.663 | Normal |  | 4.2468 | 1.4163 | 2.2204e-16 | -4.2468 | 7 | Off-Peak
2023-10-08 12:00 | 10 | 8 | 13 | Non-Summer | 0.7551 | 1.4366 | 5.3948 | 5.3948 | Normal |  | 3.9581 | 1.4366 | 0 | -3.9581 | 7 | Off-Peak
2023-10-08 13:00 | 10 | 8 | 14 | Non-Summer | 0.7632 | 1.452 | 3.9647 | 3.9647 | Normal |  | 2.5126 | 1.452 | 0 | -2.5126 | 7 | Off-Peak
2023-10-08 14:00 | 10 | 8 | 15 | Non-Summer | 0.7643 | 1.4541 | 2.8958 | 2.8958 | Normal |  | 1.4417 | 1.4541 | 0 | -1.4417 | 7 | Off-Peak
2023-10-08 15:00 | 10 | 8 | 16 | Non-Summer | 0.7707 | 1.4663 | 1.703 | 1.703 | Normal |  | 0.23671 | 1.4663 | 0 | -0.23671 | 7 | Off-Peak
2023-10-08 16:00 | 10 | 8 | 17 | Non-Summer | 0.7923 | 1.5074 | 0.6376 | 0.6376 | Normal |  | 0 | 0.6376 | 0.8698 | 0.8698 | 7 | Off-Peak
2023-10-08 17:00 | 10 | 8 | 18 | Non-Summer | 0.842 | 1.602 | 0 | 0 | Normal |  | 0 | 0 | 1.602 | 1.602 | 7 | Off-Peak
2023-10-08 18:00 | 10 | 8 | 19 | Non-Summer | 0.9028 | 1.7176 | 0 | 0 | Normal |  | 0 | 0 | 1.7176 | 1.7176 | 7 | Off-Peak
2023-10-08 19:00 | 10 | 8 | 20 | Non-Summer | 0.9305 | 1.7703 | 0 | 0 | Normal |  | 0 | 0 | 1.7703 | 1.7703 | 7 | Off-Peak
2023-10-08 20:00 | 10 | 8 | 21 | Non-Summer | 0.9117 | 1.7346 | 0 | 0 | Normal |  | 0 | 0 | 1.7346 | 1.7346 | 7 | Off-Peak
2023-10-08 21:00 | 10 | 8 | 22 | Non-Summer | 0.8666 | 1.6488 | 0 | 0 | Normal |  | 0 | 0 | 1.6488 | 1.6488 | 7 | Off-Peak
2023-10-08 22:00 | 10 | 8 | 23 | Non-Summer | 0.7919 | 1.5066 | 0 | 0 | Normal |  | 0 | 0 | 1.5066 | 1.5066 | 7 | Off-Peak
2023-10-08 23:00 | 10 | 9 | 0 | Non-Summer | 0.7133 | 1.3571 | 0 | 0 | Normal |  | 0 | 0 | 1.3571 | 1.3571 | 7 | Off-Peak
2023-10-09 | 10 | 9 | 1 | Non-Summer | 0.661 | 1.2576 | 0 | 0 | Normal |  | 0 | 0 | 1.2576 | 1.2576 | 1 | Off-Peak
2023-10-09 01:00 | 10 | 9 | 2 | Non-Summer | 0.6277 | 1.1942 | 0 | 0 | Normal |  | 0 | 0 | 1.1942 | 1.1942 | 1 | Off-Peak
2023-10-09 02:00 | 10 | 9 | 3 | Non-Summer | 0.6081 | 1.1569 | 0 | 0 | Normal |  | 0 | 0 | 1.1569 | 1.1569 | 1 | Off-Peak
2023-10-09 03:00 | 10 | 9 | 4 | Non-Summer | 0.5988 | 1.1393 | 0 | 0 | Normal |  | 0 | 0 | 1.1393 | 1.1393 | 1 | Off-Peak
2023-10-09 04:00 | 10 | 9 | 5 | Non-Summer | 0.6044 | 1.1499 | 0 | 0 | Normal |  | 0 | 0 | 1.1499 | 1.1499 | 1 | Off-Peak
2023-10-09 05:00 | 10 | 9 | 6 | Non-Summer | 0.6288 | 1.1963 | 0 | 0 | Normal |  | 0 | 0 | 1.1963 | 1.1963 | 1 | Peak
2023-10-09 06:00 | 10 | 9 | 7 | Non-Summer | 0.6686 | 1.2721 | 0.065147 | 0.065147 | Normal |  | 0 | 0.065147 | 1.2069 | 1.2069 | 1 | Peak
2023-10-09 07:00 | 10 | 9 | 8 | Non-Summer | 0.7 | 1.3318 | 2.0064 | 2.0064 | Normal |  | 0.67456 | 1.3318 | 0 | -0.67456 | 1 | Peak
2023-10-09 08:00 | 10 | 9 | 9 | Non-Summer | 0.7083 | 1.3476 | 0.67298 | 0.67298 | Normal |  | 0 | 0.67298 | 0.67461 | 0.67461 | 1 | Peak
2023-10-09 09:00 | 10 | 9 | 10 | Non-Summer | 0.7075 | 1.3461 | 0.99023 | 0.99023 | Normal |  | 0 | 0.99023 | 0.35583 | 0.35583 | 1 | Peak
2023-10-09 10:00 | 10 | 9 | 11 | Non-Summer | 0.7016 | 1.3348 | 0.87474 | 0.87474 | Normal |  | 0 | 0.87474 | 0.4601 | 0.4601 | 1 | Peak
2023-10-09 11:00 | 10 | 9 | 12 | Non-Summer | 0.7 | 1.3318 | 2.0065 | 2.0065 | Normal |  | 0.67475 | 1.3318 | 0 | -0.67475 | 1 | Peak
2023-10-09 12:00 | 10 | 9 | 13 | Non-Summer | 0.7002 | 1.3322 | 4.2231 | 4.2231 | Normal |  | 2.8909 | 1.3322 | 0 | -2.8909 | 1 | Peak
2023-10-09 13:00 | 10 | 9 | 14 | Non-Summer | 0.6947 | 1.3217 | 5.3606 | 5.3606 | Normal |  | 4.0388 | 1.3217 | 0 | -4.0388 | 1 | Peak
2023-10-09 14:00 | 10 | 9 | 15 | Non-Summer | 0.6931 | 1.3187 | 3.426 | 3.426 | Normal |  | 2.1074 | 1.3187 | 0 | -2.1074 | 1 | Peak
2023-10-09 15:00 | 10 | 9 | 16 | Non-Summer | 0.7022 | 1.336 | 2.714 | 2.714 | Normal |  | 1.378 | 1.336 | 0 | -1.378 | 1 | Peak
2023-10-09 16:00 | 10 | 9 | 17 | Non-Summer | 0.7359 | 1.4001 | 0.85164 | 0.85164 | Normal |  | 0 | 0.85164 | 0.54846 | 0.54846 | 1 | Peak
2023-10-09 17:00 | 10 | 9 | 18 | Non-Summer | 0.8029 | 1.5276 | 0 | 0 | Normal |  | 0 | 0 | 1.5276 | 1.5276 | 1 | Peak
2023-10-09 18:00 | 10 | 9 | 19 | Non-Summer | 0.8926 | 1.6982 | 0 | 0 | Normal |  | 0 | 0 | 1.6982 | 1.6982 | 1 | Peak
2023-10-09 19:00 | 10 | 9 | 20 | Non-Summer | 0.9418 | 1.7918 | 0 | 0 | Normal |  | 0 | 0 | 1.7918 | 1.7918 | 1 | Peak
2023-10-09 20:00 | 10 | 9 | 21 | Non-Summer | 0.9308 | 1.7709 | 0 | 0 | Normal |  | 0 | 0 | 1.7709 | 1.7709 | 1 | Peak
2023-10-09 21:00 | 10 | 9 | 22 | Non-Summer | 0.8832 | 1.6803 | 0 | 0 | Normal |  | 0 | 0 | 1.6803 | 1.6803 | 1 | Off-Peak
2023-10-09 22:00 | 10 | 9 | 23 | Non-Summer | 0.799 | 1.5201 | 0 | 0 | Normal |  | 0 | 0 | 1.5201 | 1.5201 | 1 | Off-Peak
2023-10-09 23:00 | 10 | 10 | 0 | Non-Summer | 0.7156 | 1.3615 | 0 | 0 | Normal |  | 0 | 0 | 1.3615 | 1.3615 | 1 | Off-Peak
2023-10-10 | 10 | 10 | 1 | Non-Summer | 0.6642 | 1.2637 | 0 | 0 | Normal |  | 0 | 0 | 1.2637 | 1.2637 | 2 | Off-Peak
2023-10-10 01:00 | 10 | 10 | 2 | Non-Summer | 0.6329 | 1.2041 | 0 | 0 | Normal |  | 0 | 0 | 1.2041 | 1.2041 | 2 | Off-Peak
2023-10-10 02:00 | 10 | 10 | 3 | Non-Summer | 0.6175 | 1.1748 | 0 | 0 | Normal |  | 0 | 0 | 1.1748 | 1.1748 | 2 | Off-Peak
2023-10-10 03:00 | 10 | 10 | 4 | Non-Summer | 0.6121 | 1.1646 | 0 | 0 | Normal |  | 0 | 0 | 1.1646 | 1.1646 | 2 | Off-Peak
2023-10-10 04:00 | 10 | 10 | 5 | Non-Summer | 0.624 | 1.1872 | 0 | 0 | Normal |  | 0 | 0 | 1.1872 | 1.1872 | 2 | Off-Peak
2023-10-10 05:00 | 10 | 10 | 6 | Non-Summer | 0.6618 | 1.2591 | 0 | 0 | Normal |  | 0 | 0 | 1.2591 | 1.2591 | 2 | Peak
2023-10-10 06:00 | 10 | 10 | 7 | Non-Summer | 0.7247 | 1.3788 | 0.44532 | 0.44532 | Normal |  | 0 | 0.44532 | 0.93347 | 0.93347 | 2 | Peak
2023-10-10 07:00 | 10 | 10 | 8 | Non-Summer | 0.7436 | 1.4147 | 2.2702 | 2.2702 | Normal |  | 0.85544 | 1.4147 | 0 | -0.85544 | 2 | Peak
2023-10-10 08:00 | 10 | 10 | 9 | Non-Summer | 0.7064 | 1.344 | 3.4446 | 3.4446 | Normal |  | 2.1007 | 1.344 | 0 | -2.1007 | 2 | Peak
2023-10-10 09:00 | 10 | 10 | 10 | Non-Summer | 0.682 | 1.2975 | 5.0635 | 5.0635 | Normal |  | 3.7659 | 1.2975 | 0 | -3.7659 | 2 | Peak
2023-10-10 10:00 | 10 | 10 | 11 | Non-Summer | 0.6626 | 1.2606 | 5.7645 | 5.7645 | Normal |  | 4.5038 | 1.2606 | 2.2204e-16 | -4.5038 | 2 | Peak
2023-10-10 11:00 | 10 | 10 | 12 | Non-Summer | 0.6488 | 1.2344 | 4.7408 | 4.7408 | Normal |  | 3.5065 | 1.2344 | 0 | -3.5065 | 2 | Peak
2023-10-10 12:00 | 10 | 10 | 13 | Non-Summer | 0.6413 | 1.2201 | 4.9834 | 4.9834 | Normal |  | 3.7633 | 1.2201 | 0 | -3.7633 | 2 | Peak
2023-10-10 13:00 | 10 | 10 | 14 | Non-Summer | 0.6309 | 1.2003 | 5.2113 | 5.2113 | Normal |  | 4.011 | 1.2003 | 0 | -4.011 | 2 | Peak
2023-10-10 14:00 | 10 | 10 | 15 | Non-Summer | 0.6251 | 1.1893 | 4.1335 | 4.1335 | Normal |  | 2.9442 | 1.1893 | 0 | -2.9442 | 2 | Peak
2023-10-10 15:00 | 10 | 10 | 16 | Non-Summer | 0.6415 | 1.2205 | 2.6236 | 2.6236 | Normal |  | 1.4031 | 1.2205 | 0 | -1.4031 | 2 | Peak
2023-10-10 16:00 | 10 | 10 | 17 | Non-Summer | 0.6868 | 1.3067 | 0.80462 | 0.80462 | Normal |  | 0 | 0.80462 | 0.50206 | 0.50206 | 2 | Peak
2023-10-10 17:00 | 10 | 10 | 18 | Non-Summer | 0.7573 | 1.4408 | 0 | 0 | Normal |  | 0 | 0 | 1.4408 | 1.4408 | 2 | Peak
2023-10-10 18:00 | 10 | 10 | 19 | Non-Summer | 0.8479 | 1.6132 | 0 | 0 | Normal |  | 0 | 0 | 1.6132 | 1.6132 | 2 | Peak
2023-10-10 19:00 | 10 | 10 | 20 | Non-Summer | 0.8996 | 1.7115 | 0 | 0 | Normal |  | 0 | 0 | 1.7115 | 1.7115 | 2 | Peak
2023-10-10 20:00 | 10 | 10 | 21 | Non-Summer | 0.8934 | 1.6998 | 0 | 0 | Normal |  | 0 | 0 | 1.6998 | 1.6998 | 2 | Peak
2023-10-10 21:00 | 10 | 10 | 22 | Non-Summer | 0.8497 | 1.6166 | 0 | 0 | Normal |  | 0 | 0 | 1.6166 | 1.6166 | 2 | Off-Peak
2023-10-10 22:00 | 10 | 10 | 23 | Non-Summer | 0.7705 | 1.4659 | 0 | 0 | Normal |  | 0 | 0 | 1.4659 | 1.4659 | 2 | Off-Peak
2023-10-10 23:00 | 10 | 11 | 0 | Non-Summer | 0.6919 | 1.3164 | 0 | 0 | Normal |  | 0 | 0 | 1.3164 | 1.3164 | 2 | Off-Peak
2023-10-11 | 10 | 11 | 1 | Non-Summer | 0.6453 | 1.2277 | 0 | 0 | Normal |  | 0 | 0 | 1.2277 | 1.2277 | 3 | Off-Peak
2023-10-11 01:00 | 10 | 11 | 2 | Non-Summer | 0.6179 | 1.1756 | 0 | 0 | Normal |  | 0 | 0 | 1.1756 | 1.1756 | 3 | Off-Peak
2023-10-11 02:00 | 10 | 11 | 3 | Non-Summer | 0.6045 | 1.1501 | 0 | 0 | Normal |  | 0 | 0 | 1.1501 | 1.1501 | 3 | Off-Peak
2023-10-11 03:00 | 10 | 11 | 4 | Non-Summer | 0.6012 | 1.1438 | 0 | 0 | Normal |  | 0 | 0 | 1.1438 | 1.1438 | 3 | Off-Peak
2023-10-11 04:00 | 10 | 11 | 5 | Non-Summer | 0.6143 | 1.1687 | 0 | 0 | Normal |  | 0 | 0 | 1.1687 | 1.1687 | 3 | Off-Peak
2023-10-11 05:00 | 10 | 11 | 6 | Non-Summer | 0.6521 | 1.2407 | 0 | 0 | Normal |  | 0 | 0 | 1.2407 | 1.2407 | 3 | Peak
2023-10-11 06:00 | 10 | 11 | 7 | Non-Summer | 0.7161 | 1.3624 | 0.34919 | 0.34919 | Normal |  | 0 | 0.34919 | 1.0132 | 1.0132 | 3 | Peak
2023-10-11 07:00 | 10 | 11 | 8 | Non-Summer | 0.7359 | 1.4001 | 2.061 | 2.061 | Normal |  | 0.66087 | 1.4001 | 0 | -0.66087 | 3 | Peak
2023-10-11 08:00 | 10 | 11 | 9 | Non-Summer | 0.6948 | 1.3219 | 3.7026 | 3.7026 | Normal |  | 2.3806 | 1.3219 | 0 | -2.3806 | 3 | Peak
2023-10-11 09:00 | 10 | 11 | 10 | Non-Summer | 0.6607 | 1.257 | 4.8566 | 4.8566 | Normal |  | 3.5996 | 1.257 | 0 | -3.5996 | 3 | Peak
2023-10-11 10:00 | 10 | 11 | 11 | Non-Summer | 0.636 | 1.21 | 5.5515 | 5.5515 | Normal |  | 4.3414 | 1.21 | 0 | -4.3414 | 3 | Peak
2023-10-11 11:00 | 10 | 11 | 12 | Non-Summer | 0.6233 | 1.1859 | 5.7832 | 5.7832 | Normal |  | 4.5973 | 1.1859 | 0 | -4.5973 | 3 | Peak
2023-10-11 12:00 | 10 | 11 | 13 | Non-Summer | 0.6187 | 1.1771 | 5.6525 | 5.6525 | Normal |  | 4.4754 | 1.1771 | 0 | -4.4754 | 3 | Peak
2023-10-11 13:00 | 10 | 11 | 14 | Non-Summer | 0.6126 | 1.1655 | 5.0368 | 5.0368 | Normal |  | 3.8712 | 1.1655 | 0 | -3.8712 | 3 | Peak
2023-10-11 14:00 | 10 | 11 | 15 | Non-Summer | 0.6139 | 1.168 | 4.0535 | 4.0535 | Normal |  | 2.8855 | 1.168 | 0 | -2.8855 | 3 | Peak
2023-10-11 15:00 | 10 | 11 | 16 | Non-Summer | 0.6385 | 1.2148 | 2.5621 | 2.5621 | Normal |  | 1.3473 | 1.2148 | 0 | -1.3473 | 3 | Peak
2023-10-11 16:00 | 10 | 11 | 17 | Non-Summer | 0.7023 | 1.3362 | 0.77624 | 0.77624 | Normal |  | 0 | 0.77624 | 0.55993 | 0.55993 | 3 | Peak
2023-10-11 17:00 | 10 | 11 | 18 | Non-Summer | 0.7847 | 1.4929 | 0 | 0 | Normal |  | 0 | 0 | 1.4929 | 1.4929 | 3 | Peak
2023-10-11 18:00 | 10 | 11 | 19 | Non-Summer | 0.8597 | 1.6356 | 0 | 0 | Normal |  | 0 | 0 | 1.6356 | 1.6356 | 3 | Peak
2023-10-11 19:00 | 10 | 11 | 20 | Non-Summer | 0.8837 | 1.6813 | 0 | 0 | Normal |  | 0 | 0 | 1.6813 | 1.6813 | 3 | Peak
2023-10-11 20:00 | 10 | 11 | 21 | Non-Summer | 0.8725 | 1.66 | 0 | 0 | Normal |  | 0 | 0 | 1.66 | 1.66 | 3 | Peak
2023-10-11 21:00 | 10 | 11 | 22 | Non-Summer | 0.8268 | 1.573 | 0 | 0 | Normal |  | 0 | 0 | 1.573 | 1.573 | 3 | Off-Peak
2023-10-11 22:00 | 10 | 11 | 23 | Non-Summer | 0.748 | 1.4231 | 0 | 0 | Normal |  | 0 | 0 | 1.4231 | 1.4231 | 3 | Off-Peak
2023-10-11 23:00 | 10 | 12 | 0 | Non-Summer | 0.6683 | 1.2715 | 0 | 0 | Normal |  | 0 | 0 | 1.2715 | 1.2715 | 3 | Off-Peak
2023-10-12 | 10 | 12 | 1 | Non-Summer | 0.6192 | 1.1781 | 0 | 0 | Normal |  | 0 | 0 | 1.1781 | 1.1781 | 4 | Off-Peak
2023-10-12 01:00 | 10 | 12 | 2 | Non-Summer | 0.5863 | 1.1155 | 0 | 0 | Normal |  | 0 | 0 | 1.1155 | 1.1155 | 4 | Off-Peak
2023-10-12 02:00 | 10 | 12 | 3 | Non-Summer | 0.5669 | 1.0786 | 0 | 0 | Normal |  | 0 | 0 | 1.0786 | 1.0786 | 4 | Off-Peak
2023-10-12 03:00 | 10 | 12 | 4 | Non-Summer | 0.5589 | 1.0633 | 0 | 0 | Normal |  | 0 | 0 | 1.0633 | 1.0633 | 4 | Off-Peak
2023-10-12 04:00 | 10 | 12 | 5 | Non-Summer | 0.5629 | 1.071 | 0 | 0 | Normal |  | 0 | 0 | 1.071 | 1.071 | 4 | Off-Peak
2023-10-12 05:00 | 10 | 12 | 6 | Non-Summer | 0.5887 | 1.12 | 0 | 0 | Normal |  | 0 | 0 | 1.12 | 1.12 | 4 | Peak
2023-10-12 06:00 | 10 | 12 | 7 | Non-Summer | 0.6458 | 1.2287 | 0.30736 | 0.30736 | Normal |  | 0 | 0.30736 | 0.92132 | 0.92132 | 4 | Peak
2023-10-12 07:00 | 10 | 12 | 8 | Non-Summer | 0.6836 | 1.3006 | 1.9872 | 1.9872 | Normal |  | 0.68656 | 1.3006 | 0 | -0.68656 | 4 | Peak
2023-10-12 08:00 | 10 | 12 | 9 | Non-Summer | 0.6774 | 1.2888 | 2.4217 | 2.4217 | Normal |  | 1.1329 | 1.2888 | 0 | -1.1329 | 4 | Peak
2023-10-12 09:00 | 10 | 12 | 10 | Non-Summer | 0.6747 | 1.2837 | 1.4344 | 1.4344 | Normal |  | 0.1507 | 1.2837 | 0 | -0.1507 | 4 | Peak
2023-10-12 10:00 | 10 | 12 | 11 | Non-Summer | 0.6701 | 1.2749 | 1.3389 | 1.3389 | Normal |  | 0.063973 | 1.2749 | 0 | -0.063973 | 4 | Peak
2023-10-12 11:00 | 10 | 12 | 12 | Non-Summer | 0.6657 | 1.2665 | 0.12683 | 0.12683 | Normal |  | 0 | 0.12683 | 1.1397 | 1.1397 | 4 | Peak
2023-10-12 12:00 | 10 | 12 | 13 | Non-Summer | 0.6583 | 1.2525 | 3.8127 | 3.8127 | Normal |  | 2.5602 | 1.2525 | 0 | -2.5602 | 4 | Peak
2023-10-12 13:00 | 10 | 12 | 14 | Non-Summer | 0.6494 | 1.2355 | 5.1348 | 5.1348 | Normal |  | 3.8993 | 1.2355 | 0 | -3.8993 | 4 | Peak
2023-10-12 14:00 | 10 | 12 | 15 | Non-Summer | 0.6465 | 1.23 | 4.1016 | 4.1016 | Normal |  | 2.8715 | 1.23 | 0 | -2.8715 | 4 | Peak
2023-10-12 15:00 | 10 | 12 | 16 | Non-Summer | 0.6652 | 1.2656 | 2.5276 | 2.5276 | Normal |  | 1.262 | 1.2656 | 0 | -1.262 | 4 | Peak
2023-10-12 16:00 | 10 | 12 | 17 | Non-Summer | 0.7167 | 1.3636 | 0.68607 | 0.68607 | Normal |  | 0 | 0.68607 | 0.6775 | 0.6775 | 4 | Peak
2023-10-12 17:00 | 10 | 12 | 18 | Non-Summer | 0.7819 | 1.4876 | 0 | 0 | Normal |  | 0 | 0 | 1.4876 | 1.4876 | 4 | Peak
2023-10-12 18:00 | 10 | 12 | 19 | Non-Summer | 0.8537 | 1.6242 | 0 | 0 | Normal |  | 0 | 0 | 1.6242 | 1.6242 | 4 | Peak
2023-10-12 19:00 | 10 | 12 | 20 | Non-Summer | 0.8872 | 1.688 | 0 | 0 | Normal |  | 0 | 0 | 1.688 | 1.688 | 4 | Peak
2023-10-12 20:00 | 10 | 12 | 21 | Non-Summer | 0.8777 | 1.6699 | 0 | 0 | Normal |  | 0 | 0 | 1.6699 | 1.6699 | 4 | Peak
2023-10-12 21:00 | 10 | 12 | 22 | Non-Summer | 0.8365 | 1.5915 | 0 | 0 | Normal |  | 0 | 0 | 1.5915 | 1.5915 | 4 | Off-Peak
2023-10-12 22:00 | 10 | 12 | 23 | Non-Summer | 0.7604 | 1.4467 | 0 | 0 | Normal |  | 0 | 0 | 1.4467 | 1.4467 | 4 | Off-Peak
2023-10-12 23:00 | 10 | 13 | 0 | Non-Summer | 0.6775 | 1.289 | 0 | 0 | Normal |  | 0 | 0 | 1.289 | 1.289 | 4 | Off-Peak
2023-10-13 | 10 | 13 | 1 | Non-Summer | 0.6239 | 1.187 | 0 | 0 | Normal |  | 0 | 0 | 1.187 | 1.187 | 5 | Off-Peak
2023-10-13 01:00 | 10 | 13 | 2 | Non-Summer | 0.5892 | 1.121 | 0 | 0 | Normal |  | 0 | 0 | 1.121 | 1.121 | 5 | Off-Peak
2023-10-13 02:00 | 10 | 13 | 3 | Non-Summer | 0.567 | 1.0788 | 0 | 0 | Normal |  | 0 | 0 | 1.0788 | 1.0788 | 5 | Off-Peak
2023-10-13 03:00 | 10 | 13 | 4 | Non-Summer | 0.5556 | 1.0571 | 0 | 0 | Normal |  | 0 | 0 | 1.0571 | 1.0571 | 5 | Off-Peak
2023-10-13 04:00 | 10 | 13 | 5 | Non-Summer | 0.5579 | 1.0614 | 0 | 0 | Normal |  | 0 | 0 | 1.0614 | 1.0614 | 5 | Off-Peak
2023-10-13 05:00 | 10 | 13 | 6 | Non-Summer | 0.583 | 1.1092 | 0 | 0 | Normal |  | 0 | 0 | 1.1092 | 1.1092 | 5 | Peak
2023-10-13 06:00 | 10 | 13 | 7 | Non-Summer | 0.6365 | 1.211 | 0.35182 | 0.35182 | Normal |  | 0 | 0.35182 | 0.85916 | 0.85916 | 5 | Peak
2023-10-13 07:00 | 10 | 13 | 8 | Non-Summer | 0.6753 | 1.2848 | 2.2149 | 2.2149 | Normal |  | 0.93013 | 1.2848 | 0 | -0.93013 | 5 | Peak
2023-10-13 08:00 | 10 | 13 | 9 | Non-Summer | 0.6784 | 1.2907 | 0.91873 | 0.91873 | Normal |  | 0 | 0.91873 | 0.37197 | 0.37197 | 5 | Peak
2023-10-13 09:00 | 10 | 13 | 10 | Non-Summer | 0.6851 | 1.3034 | 1.3089 | 1.3089 | Normal |  | 0.0054567 | 1.3034 | 0 | -0.0054567 | 5 | Peak
2023-10-13 10:00 | 10 | 13 | 11 | Non-Summer | 0.6915 | 1.3156 | 1.5609 | 1.5609 | Normal |  | 0.24531 | 1.3156 | 0 | -0.24531 | 5 | Peak
2023-10-13 11:00 | 10 | 13 | 12 | Non-Summer | 0.6971 | 1.3263 | 1.0251 | 1.0251 | Normal |  | 0 | 1.0251 | 0.30115 | 0.30115 | 5 | Peak
2023-10-13 12:00 | 10 | 13 | 13 | Non-Summer | 0.7045 | 1.3404 | 4.1126 | 4.1126 | Normal |  | 2.7722 | 1.3404 | 2.2204e-16 | -2.7722 | 5 | Peak
2023-10-13 13:00 | 10 | 13 | 14 | Non-Summer | 0.7073 | 1.3457 | 2.6809 | 2.6809 | Normal |  | 1.3352 | 1.3457 | 0 | -1.3352 | 5 | Peak
2023-10-13 14:00 | 10 | 13 | 15 | Non-Summer | 0.7194 | 1.3687 | 4.0611 | 4.0611 | Normal |  | 2.6924 | 1.3687 | 0 | -2.6924 | 5 | Peak
2023-10-13 15:00 | 10 | 13 | 16 | Non-Summer | 0.7521 | 1.4309 | 2.4993 | 2.4993 | Normal |  | 1.0684 | 1.4309 | 0 | -1.0684 | 5 | Peak
2023-10-13 16:00 | 10 | 13 | 17 | Non-Summer | 0.8005 | 1.523 | 0.31251 | 0.31251 | Normal |  | 0 | 0.31251 | 1.2105 | 1.2105 | 5 | Peak
2023-10-13 17:00 | 10 | 13 | 18 | Non-Summer | 0.8413 | 1.6006 | 0 | 0 | Normal |  | 0 | 0 | 1.6006 | 1.6006 | 5 | Peak
2023-10-13 18:00 | 10 | 13 | 19 | Non-Summer | 0.8804 | 1.675 | 0 | 0 | Normal |  | 0 | 0 | 1.675 | 1.675 | 5 | Peak
2023-10-13 19:00 | 10 | 13 | 20 | Non-Summer | 0.8824 | 1.6788 | 0 | 0 | Normal |  | 0 | 0 | 1.6788 | 1.6788 | 5 | Peak
2023-10-13 20:00 | 10 | 13 | 21 | Non-Summer | 0.8657 | 1.647 | 0 | 0 | Normal |  | 0 | 0 | 1.647 | 1.647 | 5 | Peak
2023-10-13 21:00 | 10 | 13 | 22 | Non-Summer | 0.8361 | 1.5907 | 0 | 0 | Normal |  | 0 | 0 | 1.5907 | 1.5907 | 5 | Off-Peak
2023-10-13 22:00 | 10 | 13 | 23 | Non-Summer | 0.7847 | 1.4929 | 0 | 0 | Normal |  | 0 | 0 | 1.4929 | 1.4929 | 5 | Off-Peak
2023-10-13 23:00 | 10 | 14 | 0 | Non-Summer | 0.7181 | 1.3662 | 0 | 0 | Normal |  | 0 | 0 | 1.3662 | 1.3662 | 5 | Off-Peak
2023-10-14 | 10 | 14 | 1 | Non-Summer | 0.6663 | 1.2677 | 0 | 0 | Normal |  | 0 | 0 | 1.2677 | 1.2677 | 6 | Off-Peak
2023-10-14 01:00 | 10 | 14 | 2 | Non-Summer | 0.6269 | 1.1927 | 0 | 0 | Normal |  | 0 | 0 | 1.1927 | 1.1927 | 6 | Off-Peak
2023-10-14 02:00 | 10 | 14 | 3 | Non-Summer | 0.6005 | 1.1425 | 0 | 0 | Normal |  | 0 | 0 | 1.1425 | 1.1425 | 6 | Off-Peak
2023-10-14 03:00 | 10 | 14 | 4 | Non-Summer | 0.583 | 1.1092 | 0 | 0 | Normal |  | 0 | 0 | 1.1092 | 1.1092 | 6 | Off-Peak
2023-10-14 04:00 | 10 | 14 | 5 | Non-Summer | 0.5774 | 1.0985 | 0 | 0 | Normal |  | 0 | 0 | 1.0985 | 1.0985 | 6 | Off-Peak
2023-10-14 05:00 | 10 | 14 | 6 | Non-Summer | 0.5865 | 1.1159 | 0 | 0 | Normal |  | 0 | 0 | 1.1159 | 1.1159 | 6 | Off-Peak
2023-10-14 06:00 | 10 | 14 | 7 | Non-Summer | 0.6148 | 1.1697 | 0.32676 | 0.32676 | Normal |  | 0 | 0.32676 | 0.84293 | 0.84293 | 6 | Off-Peak
2023-10-14 07:00 | 10 | 14 | 8 | Non-Summer | 0.6659 | 1.2669 | 2.2384 | 2.2384 | Normal |  | 0.97146 | 1.2669 | 0 | -0.97146 | 6 | Off-Peak
2023-10-14 08:00 | 10 | 14 | 9 | Non-Summer | 0.7223 | 1.3742 | 3.9728 | 3.9728 | Normal |  | 2.5986 | 1.3742 | 0 | -2.5986 | 6 | Off-Peak
2023-10-14 09:00 | 10 | 14 | 10 | Non-Summer | 0.7576 | 1.4414 | 5.1255 | 5.1255 | Normal |  | 3.6841 | 1.4414 | 0 | -3.6841 | 6 | Off-Peak
2023-10-14 10:00 | 10 | 14 | 11 | Non-Summer | 0.7771 | 1.4785 | 5.8365 | 5.8365 | Normal |  | 4.358 | 1.4785 | 2.2204e-16 | -4.358 | 6 | Off-Peak
2023-10-14 11:00 | 10 | 14 | 12 | Non-Summer | 0.7986 | 1.5194 | 6.087 | 6.087 | Normal |  | 4.5676 | 1.5194 | 4.4409e-16 | -4.5676 | 6 | Off-Peak
2023-10-14 12:00 | 10 | 14 | 13 | Non-Summer | 0.8127 | 1.5462 | 5.8804 | 5.8804 | Normal |  | 4.3342 | 1.5462 | 0 | -4.3342 | 6 | Off-Peak
2023-10-14 13:00 | 10 | 14 | 14 | Non-Summer | 0.8076 | 1.5365 | 5.2118 | 5.2118 | Normal |  | 3.6753 | 1.5365 | 0 | -3.6753 | 6 | Off-Peak
2023-10-14 14:00 | 10 | 14 | 15 | Non-Summer | 0.805 | 1.5316 | 4.1274 | 4.1274 | Normal |  | 2.5958 | 1.5316 | 0 | -2.5958 | 6 | Off-Peak
2023-10-14 15:00 | 10 | 14 | 16 | Non-Summer | 0.8102 | 1.5415 | 2.5539 | 2.5539 | Normal |  | 1.0125 | 1.5415 | 0 | -1.0125 | 6 | Off-Peak
2023-10-14 16:00 | 10 | 14 | 17 | Non-Summer | 0.8308 | 1.5806 | 0.70634 | 0.70634 | Normal |  | 0 | 0.70634 | 0.87431 | 0.87431 | 6 | Off-Peak
2023-10-14 17:00 | 10 | 14 | 18 | Non-Summer | 0.8639 | 1.6436 | 0 | 0 | Normal |  | 0 | 0 | 1.6436 | 1.6436 | 6 | Off-Peak
2023-10-14 18:00 | 10 | 14 | 19 | Non-Summer | 0.8989 | 1.7102 | 0 | 0 | Normal |  | 0 | 0 | 1.7102 | 1.7102 | 6 | Off-Peak
2023-10-14 19:00 | 10 | 14 | 20 | Non-Summer | 0.9037 | 1.7193 | 0 | 0 | Normal |  | 0 | 0 | 1.7193 | 1.7193 | 6 | Off-Peak
2023-10-14 20:00 | 10 | 14 | 21 | Non-Summer | 0.8898 | 1.6929 | 0 | 0 | Normal |  | 0 | 0 | 1.6929 | 1.6929 | 6 | Off-Peak
2023-10-14 21:00 | 10 | 14 | 22 | Non-Summer | 0.861 | 1.6381 | 0 | 0 | Normal |  | 0 | 0 | 1.6381 | 1.6381 | 6 | Off-Peak
2023-10-14 22:00 | 10 | 14 | 23 | Non-Summer | 0.8108 | 1.5426 | 0 | 0 | Normal |  | 0 | 0 | 1.5426 | 1.5426 | 6 | Off-Peak
2023-10-14 23:00 | 10 | 15 | 0 | Non-Summer | 0.7465 | 1.4203 | 0 | 0 | Normal |  | 0 | 0 | 1.4203 | 1.4203 | 6 | Off-Peak
2023-10-15 | 10 | 15 | 1 | Non-Summer | 0.6939 | 1.3202 | 0 | 0 | Normal |  | 0 | 0 | 1.3202 | 1.3202 | 7 | Off-Peak
2023-10-15 01:00 | 10 | 15 | 2 | Non-Summer | 0.6537 | 1.2437 | 0 | 0 | Normal |  | 0 | 0 | 1.2437 | 1.2437 | 7 | Off-Peak
2023-10-15 02:00 | 10 | 15 | 3 | Non-Summer | 0.6271 | 1.1931 | 0 | 0 | Normal |  | 0 | 0 | 1.1931 | 1.1931 | 7 | Off-Peak
2023-10-15 03:00 | 10 | 15 | 4 | Non-Summer | 0.6112 | 1.1628 | 0 | 0 | Normal |  | 0 | 0 | 1.1628 | 1.1628 | 7 | Off-Peak
2023-10-15 04:00 | 10 | 15 | 5 | Non-Summer | 0.6059 | 1.1528 | 0 | 0 | Normal |  | 0 | 0 | 1.1528 | 1.1528 | 7 | Off-Peak
2023-10-15 05:00 | 10 | 15 | 6 | Non-Summer | 0.6155 | 1.171 | 0 | 0 | Normal |  | 0 | 0 | 1.171 | 1.171 | 7 | Off-Peak
2023-10-15 06:00 | 10 | 15 | 7 | Non-Summer | 0.6432 | 1.2237 | 0.13521 | 0.13521 | Normal |  | 0 | 0.13521 | 1.0885 | 1.0885 | 7 | Off-Peak
2023-10-15 07:00 | 10 | 15 | 8 | Non-Summer | 0.687 | 1.3071 | 0.9216 | 0.9216 | Normal |  | 0 | 0.9216 | 0.38546 | 0.38546 | 7 | Off-Peak
2023-10-15 08:00 | 10 | 15 | 9 | Non-Summer | 0.7263 | 1.3818 | 2.1456 | 2.1456 | Normal |  | 0.76372 | 1.3818 | 0 | -0.76372 | 7 | Off-Peak
2023-10-15 09:00 | 10 | 15 | 10 | Non-Summer | 0.7443 | 1.4161 | 0.24705 | 0.24705 | Normal |  | 0 | 0.24705 | 1.169 | 1.169 | 7 | Off-Peak
2023-10-15 10:00 | 10 | 15 | 11 | Non-Summer | 0.7488 | 1.4246 | 2.2765 | 2.2765 | Normal |  | 0.85181 | 1.4246 | 0 | -0.85181 | 7 | Off-Peak
2023-10-15 11:00 | 10 | 15 | 12 | Non-Summer | 0.7536 | 1.4338 | 0.58047 | 0.58047 | Normal |  | 0 | 0.58047 | 0.8533 | 0.8533 | 7 | Off-Peak
2023-10-15 12:00 | 10 | 15 | 13 | Non-Summer | 0.7599 | 1.4458 | 1.4344 | 1.4344 | Normal |  | 0 | 1.4344 | 0.011311 | 0.011311 | 7 | Off-Peak
2023-10-15 13:00 | 10 | 15 | 14 | Non-Summer | 0.7578 | 1.4418 | 2.6298 | 2.6298 | Normal |  | 1.1881 | 1.4418 | 0 | -1.1881 | 7 | Off-Peak
2023-10-15 14:00 | 10 | 15 | 15 | Non-Summer | 0.7538 | 1.4342 | 2.1862 | 2.1862 | Normal |  | 0.75201 | 1.4342 | 0 | -0.75201 | 7 | Off-Peak
2023-10-15 15:00 | 10 | 15 | 16 | Non-Summer | 0.7592 | 1.4444 | 1.6911 | 1.6911 | Normal |  | 0.24668 | 1.4444 | 0 | -0.24668 | 7 | Off-Peak
2023-10-15 16:00 | 10 | 15 | 17 | Non-Summer | 0.7848 | 1.4931 | 0.65491 | 0.65491 | Normal |  | 0 | 0.65491 | 0.83822 | 0.83822 | 7 | Off-Peak
2023-10-15 17:00 | 10 | 15 | 18 | Non-Summer | 0.8459 | 1.6094 | 0 | 0 | Normal |  | 0 | 0 | 1.6094 | 1.6094 | 7 | Off-Peak
2023-10-15 18:00 | 10 | 15 | 19 | Non-Summer | 0.9226 | 1.7553 | 0 | 0 | Normal |  | 0 | 0 | 1.7553 | 1.7553 | 7 | Off-Peak
2023-10-15 19:00 | 10 | 15 | 20 | Non-Summer | 0.9426 | 1.7934 | 0 | 0 | Normal |  | 0 | 0 | 1.7934 | 1.7934 | 7 | Off-Peak
2023-10-15 20:00 | 10 | 15 | 21 | Non-Summer | 0.92 | 1.7504 | 0 | 0 | Normal |  | 0 | 0 | 1.7504 | 1.7504 | 7 | Off-Peak
2023-10-15 21:00 | 10 | 15 | 22 | Non-Summer | 0.8685 | 1.6524 | 0 | 0 | Normal |  | 0 | 0 | 1.6524 | 1.6524 | 7 | Off-Peak
2023-10-15 22:00 | 10 | 15 | 23 | Non-Summer | 0.7874 | 1.4981 | 0 | 0 | Normal |  | 0 | 0 | 1.4981 | 1.4981 | 7 | Off-Peak
2023-10-15 23:00 | 10 | 16 | 0 | Non-Summer | 0.7032 | 1.3379 | 0 | 0 | Normal |  | 0 | 0 | 1.3379 | 1.3379 | 7 | Off-Peak
2023-10-16 | 10 | 16 | 1 | Non-Summer | 0.6481 | 1.2331 | 0 | 0 | Normal |  | 0 | 0 | 1.2331 | 1.2331 | 1 | Off-Peak
2023-10-16 01:00 | 10 | 16 | 2 | Non-Summer | 0.6139 | 1.168 | 0 | 0 | Normal |  | 0 | 0 | 1.168 | 1.168 | 1 | Off-Peak
2023-10-16 02:00 | 10 | 16 | 3 | Non-Summer | 0.5934 | 1.129 | 0 | 0 | Normal |  | 0 | 0 | 1.129 | 1.129 | 1 | Off-Peak
2023-10-16 03:00 | 10 | 16 | 4 | Non-Summer | 0.5845 | 1.112 | 0 | 0 | Normal |  | 0 | 0 | 1.112 | 1.112 | 1 | Off-Peak
2023-10-16 04:00 | 10 | 16 | 5 | Non-Summer | 0.5912 | 1.1248 | 0 | 0 | Normal |  | 0 | 0 | 1.1248 | 1.1248 | 1 | Off-Peak
2023-10-16 05:00 | 10 | 16 | 6 | Non-Summer | 0.6229 | 1.1851 | 0 | 0 | Normal |  | 0 | 0 | 1.1851 | 1.1851 | 1 | Peak
2023-10-16 06:00 | 10 | 16 | 7 | Non-Summer | 0.6832 | 1.2998 | 0.26787 | 0.26787 | Normal |  | 0 | 0.26787 | 1.032 | 1.032 | 1 | Peak
2023-10-16 07:00 | 10 | 16 | 8 | Non-Summer | 0.7192 | 1.3683 | 2.2938 | 2.2938 | Normal |  | 0.92547 | 1.3683 | 0 | -0.92547 | 1 | Peak
2023-10-16 08:00 | 10 | 16 | 9 | Non-Summer | 0.7052 | 1.3417 | 3.3636 | 3.3636 | Normal |  | 2.022 | 1.3417 | 2.2204e-16 | -2.022 | 1 | Peak
2023-10-16 09:00 | 10 | 16 | 10 | Non-Summer | 0.6993 | 1.3305 | 5.2876 | 5.2876 | Normal |  | 3.9571 | 1.3305 | 0 | -3.9571 | 1 | Peak
2023-10-16 10:00 | 10 | 16 | 11 | Non-Summer | 0.6979 | 1.3278 | 3.8999 | 3.8999 | Normal |  | 2.5721 | 1.3278 | 0 | -2.5721 | 1 | Peak
2023-10-16 11:00 | 10 | 16 | 12 | Non-Summer | 0.7008 | 1.3333 | 4.6245 | 4.6245 | Normal |  | 3.2912 | 1.3333 | 0 | -3.2912 | 1 | Peak
2023-10-16 12:00 | 10 | 16 | 13 | Non-Summer | 0.7042 | 1.3398 | 6.0403 | 6.0403 | Normal |  | 4.7006 | 1.3398 | 0 | -4.7006 | 1 | Peak
2023-10-16 13:00 | 10 | 16 | 14 | Non-Summer | 0.6983 | 1.3286 | 5.367 | 5.367 | Normal |  | 4.0385 | 1.3286 | 2.2204e-16 | -4.0385 | 1 | Peak
2023-10-16 14:00 | 10 | 16 | 15 | Non-Summer | 0.6965 | 1.3251 | 4.2382 | 4.2382 | Normal |  | 2.9131 | 1.3251 | 0 | -2.9131 | 1 | Peak
2023-10-16 15:00 | 10 | 16 | 16 | Non-Summer | 0.7196 | 1.3691 | 2.5739 | 2.5739 | Normal |  | 1.2048 | 1.3691 | 0 | -1.2048 | 1 | Peak
2023-10-16 16:00 | 10 | 16 | 17 | Non-Summer | 0.7747 | 1.4739 | 0.64643 | 0.64643 | Normal |  | 0 | 0.64643 | 0.82748 | 0.82748 | 1 | Peak
2023-10-16 17:00 | 10 | 16 | 18 | Non-Summer | 0.8493 | 1.6158 | 0 | 0 | Normal |  | 0 | 0 | 1.6158 | 1.6158 | 1 | Peak
2023-10-16 18:00 | 10 | 16 | 19 | Non-Summer | 0.9287 | 1.7669 | 0 | 0 | Normal |  | 0 | 0 | 1.7669 | 1.7669 | 1 | Peak
2023-10-16 19:00 | 10 | 16 | 20 | Non-Summer | 0.9541 | 1.8152 | 0 | 0 | Normal |  | 0 | 0 | 1.8152 | 1.8152 | 1 | Peak
2023-10-16 20:00 | 10 | 16 | 21 | Non-Summer | 0.9392 | 1.7869 | 0 | 0 | Normal |  | 0 | 0 | 1.7869 | 1.7869 | 1 | Peak
2023-10-16 21:00 | 10 | 16 | 22 | Non-Summer | 0.8926 | 1.6982 | 0 | 0 | Normal |  | 0 | 0 | 1.6982 | 1.6982 | 1 | Off-Peak
2023-10-16 22:00 | 10 | 16 | 23 | Non-Summer | 0.8116 | 1.5441 | 0 | 0 | Normal |  | 0 | 0 | 1.5441 | 1.5441 | 1 | Off-Peak
2023-10-16 23:00 | 10 | 17 | 0 | Non-Summer | 0.7292 | 1.3873 | 0 | 0 | Normal |  | 0 | 0 | 1.3873 | 1.3873 | 1 | Off-Peak
2023-10-17 | 10 | 17 | 1 | Non-Summer | 0.6795 | 1.2928 | 0 | 0 | Normal |  | 0 | 0 | 1.2928 | 1.2928 | 2 | Off-Peak
2023-10-17 01:00 | 10 | 17 | 2 | Non-Summer | 0.6496 | 1.2359 | 0 | 0 | Normal |  | 0 | 0 | 1.2359 | 1.2359 | 2 | Off-Peak
2023-10-17 02:00 | 10 | 17 | 3 | Non-Summer | 0.6347 | 1.2076 | 0 | 0 | Normal |  | 0 | 0 | 1.2076 | 1.2076 | 2 | Off-Peak
2023-10-17 03:00 | 10 | 17 | 4 | Non-Summer | 0.6298 | 1.1982 | 0 | 0 | Normal |  | 0 | 0 | 1.1982 | 1.1982 | 2 | Off-Peak
2023-10-17 04:00 | 10 | 17 | 5 | Non-Summer | 0.642 | 1.2214 | 0 | 0 | Normal |  | 0 | 0 | 1.2214 | 1.2214 | 2 | Off-Peak
2023-10-17 05:00 | 10 | 17 | 6 | Non-Summer | 0.6806 | 1.2949 | 0 | 0 | Normal |  | 0 | 0 | 1.2949 | 1.2949 | 2 | Peak
2023-10-17 06:00 | 10 | 17 | 7 | Non-Summer | 0.7452 | 1.4178 | 0.25812 | 0.25812 | Normal |  | 0 | 0.25812 | 1.1597 | 1.1597 | 2 | Peak
2023-10-17 07:00 | 10 | 17 | 8 | Non-Summer | 0.7641 | 1.4537 | 2.3073 | 2.3073 | Normal |  | 0.85357 | 1.4537 | 0 | -0.85357 | 2 | Peak
2023-10-17 08:00 | 10 | 17 | 9 | Non-Summer | 0.7158 | 1.3619 | 4.1092 | 4.1092 | Normal |  | 2.7473 | 1.3619 | 2.2204e-16 | -2.7473 | 2 | Peak
2023-10-17 09:00 | 10 | 17 | 10 | Non-Summer | 0.6818 | 1.2972 | 5.2655 | 5.2655 | Normal |  | 3.9684 | 1.2972 | 0 | -3.9684 | 2 | Peak
2023-10-17 10:00 | 10 | 17 | 11 | Non-Summer | 0.6582 | 1.2523 | 5.984 | 5.984 | Normal |  | 4.7317 | 1.2523 | 2.2204e-16 | -4.7317 | 2 | Peak
2023-10-17 11:00 | 10 | 17 | 12 | Non-Summer | 0.643 | 1.2233 | 6.2352 | 6.2352 | Normal |  | 5.0118 | 1.2233 | 2.2204e-16 | -5.0118 | 2 | Peak
2023-10-17 12:00 | 10 | 17 | 13 | Non-Summer | 0.6337 | 1.2057 | 5.9622 | 5.9622 | Normal |  | 4.7566 | 1.2057 | 0 | -4.7566 | 2 | Peak
2023-10-17 13:00 | 10 | 17 | 14 | Non-Summer | 0.6229 | 1.1851 | 5.2903 | 5.2903 | Normal |  | 4.1052 | 1.1851 | 0 | -4.1052 | 2 | Peak
2023-10-17 14:00 | 10 | 17 | 15 | Non-Summer | 0.6195 | 1.1786 | 4.1348 | 4.1348 | Normal |  | 2.9562 | 1.1786 | 0 | -2.9562 | 2 | Peak
2023-10-17 15:00 | 10 | 17 | 16 | Non-Summer | 0.6372 | 1.2123 | 2.5054 | 2.5054 | Normal |  | 1.2931 | 1.2123 | 0 | -1.2931 | 2 | Peak
2023-10-17 16:00 | 10 | 17 | 17 | Non-Summer | 0.6825 | 1.2985 | 0.60124 | 0.60124 | Normal |  | 0 | 0.60124 | 0.69726 | 0.69726 | 2 | Peak
2023-10-17 17:00 | 10 | 17 | 18 | Non-Summer | 0.7547 | 1.4359 | 0 | 0 | Normal |  | 0 | 0 | 1.4359 | 1.4359 | 2 | Peak
2023-10-17 18:00 | 10 | 17 | 19 | Non-Summer | 0.8569 | 1.6303 | 0 | 0 | Normal |  | 0 | 0 | 1.6303 | 1.6303 | 2 | Peak
2023-10-17 19:00 | 10 | 17 | 20 | Non-Summer | 0.8985 | 1.7095 | 0 | 0 | Normal |  | 0 | 0 | 1.7095 | 1.7095 | 2 | Peak
2023-10-17 20:00 | 10 | 17 | 21 | Non-Summer | 0.8936 | 1.7001 | 0 | 0 | Normal |  | 0 | 0 | 1.7001 | 1.7001 | 2 | Peak
2023-10-17 21:00 | 10 | 17 | 22 | Non-Summer | 0.8531 | 1.6231 | 0 | 0 | Normal |  | 0 | 0 | 1.6231 | 1.6231 | 2 | Off-Peak
2023-10-17 22:00 | 10 | 17 | 23 | Non-Summer | 0.7759 | 1.4762 | 0 | 0 | Normal |  | 0 | 0 | 1.4762 | 1.4762 | 2 | Off-Peak
2023-10-17 23:00 | 10 | 18 | 0 | Non-Summer | 0.698 | 1.328 | 0 | 0 | Normal |  | 0 | 0 | 1.328 | 1.328 | 2 | Off-Peak
2023-10-18 | 10 | 18 | 1 | Non-Summer | 0.6497 | 1.2361 | 0 | 0 | Normal |  | 0 | 0 | 1.2361 | 1.2361 | 3 | Off-Peak
2023-10-18 01:00 | 10 | 18 | 2 | Non-Summer | 0.6211 | 1.1817 | 0 | 0 | Normal |  | 0 | 0 | 1.1817 | 1.1817 | 3 | Off-Peak
2023-10-18 02:00 | 10 | 18 | 3 | Non-Summer | 0.6067 | 1.1543 | 0 | 0 | Normal |  | 0 | 0 | 1.1543 | 1.1543 | 3 | Off-Peak
2023-10-18 03:00 | 10 | 18 | 4 | Non-Summer | 0.6018 | 1.145 | 0 | 0 | Normal |  | 0 | 0 | 1.145 | 1.145 | 3 | Off-Peak
2023-10-18 04:00 | 10 | 18 | 5 | Non-Summer | 0.6123 | 1.1649 | 0 | 0 | Normal |  | 0 | 0 | 1.1649 | 1.1649 | 3 | Off-Peak
2023-10-18 05:00 | 10 | 18 | 6 | Non-Summer | 0.6479 | 1.2327 | 0 | 0 | Normal |  | 0 | 0 | 1.2327 | 1.2327 | 3 | Peak
2023-10-18 06:00 | 10 | 18 | 7 | Non-Summer | 0.7076 | 1.3463 | 0.22676 | 0.22676 | Normal |  | 0 | 0.22676 | 1.1195 | 1.1195 | 3 | Peak
2023-10-18 07:00 | 10 | 18 | 8 | Non-Summer | 0.7311 | 1.391 | 2.1156 | 2.1156 | Normal |  | 0.7246 | 1.391 | 0 | -0.7246 | 3 | Peak
2023-10-18 08:00 | 10 | 18 | 9 | Non-Summer | 0.6943 | 1.3209 | 3.8209 | 3.8209 | Normal |  | 2.5 | 1.3209 | 0 | -2.5 | 3 | Peak
2023-10-18 09:00 | 10 | 18 | 10 | Non-Summer | 0.6624 | 1.2603 | 4.9392 | 4.9392 | Normal |  | 3.6789 | 1.2603 | 0 | -3.6789 | 3 | Peak
2023-10-18 10:00 | 10 | 18 | 11 | Non-Summer | 0.642 | 1.2214 | 5.6171 | 5.6171 | Normal |  | 4.3957 | 1.2214 | 0 | -4.3957 | 3 | Peak
2023-10-18 11:00 | 10 | 18 | 12 | Non-Summer | 0.6301 | 1.1988 | 5.8543 | 5.8543 | Normal |  | 4.6555 | 1.1988 | 2.2204e-16 | -4.6555 | 3 | Peak
2023-10-18 12:00 | 10 | 18 | 13 | Non-Summer | 0.6238 | 1.1868 | 5.6293 | 5.6293 | Normal |  | 4.4425 | 1.1868 | 0 | -4.4425 | 3 | Peak
2023-10-18 13:00 | 10 | 18 | 14 | Non-Summer | 0.616 | 1.172 | 4.9615 | 4.9615 | Normal |  | 3.7895 | 1.172 | 0 | -3.7895 | 3 | Peak
2023-10-18 14:00 | 10 | 18 | 15 | Non-Summer | 0.6188 | 1.1773 | 3.9027 | 3.9027 | Normal |  | 2.7254 | 1.1773 | 2.2204e-16 | -2.7254 | 3 | Peak
2023-10-18 15:00 | 10 | 18 | 16 | Non-Summer | 0.6443 | 1.2258 | 2.3778 | 2.3778 | Normal |  | 1.152 | 1.2258 | 0 | -1.152 | 3 | Peak
2023-10-18 16:00 | 10 | 18 | 17 | Non-Summer | 0.6959 | 1.324 | 0.54906 | 0.54906 | Normal |  | 0 | 0.54906 | 0.77494 | 0.77494 | 3 | Peak
2023-10-18 17:00 | 10 | 18 | 18 | Non-Summer | 0.7751 | 1.4747 | 0 | 0 | Normal |  | 0 | 0 | 1.4747 | 1.4747 | 3 | Peak
2023-10-18 18:00 | 10 | 18 | 19 | Non-Summer | 0.8622 | 1.6404 | 0 | 0 | Normal |  | 0 | 0 | 1.6404 | 1.6404 | 3 | Peak
2023-10-18 19:00 | 10 | 18 | 20 | Non-Summer | 0.8839 | 1.6817 | 0 | 0 | Normal |  | 0 | 0 | 1.6817 | 1.6817 | 3 | Peak
2023-10-18 20:00 | 10 | 18 | 21 | Non-Summer | 0.8747 | 1.6642 | 0 | 0 | Normal |  | 0 | 0 | 1.6642 | 1.6642 | 3 | Peak
2023-10-18 21:00 | 10 | 18 | 22 | Non-Summer | 0.8305 | 1.5801 | 0 | 0 | Normal |  | 0 | 0 | 1.5801 | 1.5801 | 3 | Off-Peak
2023-10-18 22:00 | 10 | 18 | 23 | Non-Summer | 0.7518 | 1.4303 | 0 | 0 | Normal |  | 0 | 0 | 1.4303 | 1.4303 | 3 | Off-Peak
2023-10-18 23:00 | 10 | 19 | 0 | Non-Summer | 0.672 | 1.2785 | 0 | 0 | Normal |  | 0 | 0 | 1.2785 | 1.2785 | 3 | Off-Peak
2023-10-19 | 10 | 19 | 1 | Non-Summer | 0.621 | 1.1815 | 0 | 0 | Normal |  | 0 | 0 | 1.1815 | 1.1815 | 4 | Off-Peak
2023-10-19 01:00 | 10 | 19 | 2 | Non-Summer | 0.5879 | 1.1185 | 0 | 0 | Normal |  | 0 | 0 | 1.1185 | 1.1185 | 4 | Off-Peak
2023-10-19 02:00 | 10 | 19 | 3 | Non-Summer | 0.5681 | 1.0808 | 0 | 0 | Normal |  | 0 | 0 | 1.0808 | 1.0808 | 4 | Off-Peak
2023-10-19 03:00 | 10 | 19 | 4 | Non-Summer | 0.5591 | 1.0637 | 0 | 0 | Normal |  | 0 | 0 | 1.0637 | 1.0637 | 4 | Off-Peak
2023-10-19 04:00 | 10 | 19 | 5 | Non-Summer | 0.565 | 1.0749 | 0 | 0 | Normal |  | 0 | 0 | 1.0749 | 1.0749 | 4 | Off-Peak
2023-10-19 05:00 | 10 | 19 | 6 | Non-Summer | 0.5953 | 1.1326 | 0 | 0 | Normal |  | 0 | 0 | 1.1326 | 1.1326 | 4 | Peak
2023-10-19 06:00 | 10 | 19 | 7 | Non-Summer | 0.6526 | 1.2416 | 0.14259 | 0.14259 | Normal |  | 0 | 0.14259 | 1.099 | 1.099 | 4 | Peak
2023-10-19 07:00 | 10 | 19 | 8 | Non-Summer | 0.6813 | 1.2962 | 1.8512 | 1.8512 | Normal |  | 0.55501 | 1.2962 | 0 | -0.55501 | 4 | Peak
2023-10-19 08:00 | 10 | 19 | 9 | Non-Summer | 0.6572 | 1.2504 | 3.5625 | 3.5625 | Normal |  | 2.3121 | 1.2504 | 0 | -2.3121 | 4 | Peak
2023-10-19 09:00 | 10 | 19 | 10 | Non-Summer | 0.6473 | 1.2315 | 4.825 | 4.825 | Normal |  | 3.5934 | 1.2315 | 0 | -3.5934 | 4 | Peak
2023-10-19 10:00 | 10 | 19 | 11 | Non-Summer | 0.6467 | 1.2304 | 5.5071 | 5.5071 | Normal |  | 4.2767 | 1.2304 | 4.4409e-16 | -4.2767 | 4 | Peak
2023-10-19 11:00 | 10 | 19 | 12 | Non-Summer | 0.649 | 1.2348 | 5.728 | 5.728 | Normal |  | 4.4932 | 1.2348 | 0 | -4.4932 | 4 | Peak
2023-10-19 12:00 | 10 | 19 | 13 | Non-Summer | 0.6504 | 1.2374 | 4.49 | 4.49 | Normal |  | 3.2526 | 1.2374 | 2.2204e-16 | -3.2526 | 4 | Peak
2023-10-19 13:00 | 10 | 19 | 14 | Non-Summer | 0.6451 | 1.2273 | 3.754 | 3.754 | Normal |  | 2.5267 | 1.2273 | 0 | -2.5267 | 4 | Peak
2023-10-19 14:00 | 10 | 19 | 15 | Non-Summer | 0.6467 | 1.2304 | 1.8216 | 1.8216 | Normal |  | 0.59125 | 1.2304 | 0 | -0.59125 | 4 | Peak
2023-10-19 15:00 | 10 | 19 | 16 | Non-Summer | 0.6753 | 1.2848 | 2.0402 | 2.0402 | Normal |  | 0.75537 | 1.2848 | 0 | -0.75537 | 4 | Peak
2023-10-19 16:00 | 10 | 19 | 17 | Non-Summer | 0.7338 | 1.3961 | 0.40314 | 0.40314 | Normal |  | 0 | 0.40314 | 0.99296 | 0.99296 | 4 | Peak
2023-10-19 17:00 | 10 | 19 | 18 | Non-Summer | 0.8126 | 1.546 | 0 | 0 | Normal |  | 0 | 0 | 1.546 | 1.546 | 4 | Peak
2023-10-19 18:00 | 10 | 19 | 19 | Non-Summer | 0.8824 | 1.6788 | 0 | 0 | Normal |  | 0 | 0 | 1.6788 | 1.6788 | 4 | Peak
2023-10-19 19:00 | 10 | 19 | 20 | Non-Summer | 0.8995 | 1.7114 | 0 | 0 | Normal |  | 0 | 0 | 1.7114 | 1.7114 | 4 | Peak
2023-10-19 20:00 | 10 | 19 | 21 | Non-Summer | 0.8897 | 1.6927 | 0 | 0 | Normal |  | 0 | 0 | 1.6927 | 1.6927 | 4 | Peak
2023-10-19 21:00 | 10 | 19 | 22 | Non-Summer | 0.8479 | 1.6132 | 0 | 0 | Normal |  | 0 | 0 | 1.6132 | 1.6132 | 4 | Off-Peak
2023-10-19 22:00 | 10 | 19 | 23 | Non-Summer | 0.7727 | 1.4701 | 0 | 0 | Normal |  | 0 | 0 | 1.4701 | 1.4701 | 4 | Off-Peak
2023-10-19 23:00 | 10 | 20 | 0 | Non-Summer | 0.6921 | 1.3168 | 0 | 0 | Normal |  | 0 | 0 | 1.3168 | 1.3168 | 4 | Off-Peak
2023-10-20 | 10 | 20 | 1 | Non-Summer | 0.6393 | 1.2163 | 0 | 0 | Normal |  | 0 | 0 | 1.2163 | 1.2163 | 5 | Off-Peak
2023-10-20 01:00 | 10 | 20 | 2 | Non-Summer | 0.6048 | 1.1507 | 0 | 0 | Normal |  | 0 | 0 | 1.1507 | 1.1507 | 5 | Off-Peak
2023-10-20 02:00 | 10 | 20 | 3 | Non-Summer | 0.5839 | 1.1109 | 0 | 0 | Normal |  | 0 | 0 | 1.1109 | 1.1109 | 5 | Off-Peak
2023-10-20 03:00 | 10 | 20 | 4 | Non-Summer | 0.5736 | 1.0913 | 0 | 0 | Normal |  | 0 | 0 | 1.0913 | 1.0913 | 5 | Off-Peak
2023-10-20 04:00 | 10 | 20 | 5 | Non-Summer | 0.5789 | 1.1014 | 0 | 0 | Normal |  | 0 | 0 | 1.1014 | 1.1014 | 5 | Off-Peak
2023-10-20 05:00 | 10 | 20 | 6 | Non-Summer | 0.6075 | 1.1558 | 0 | 0 | Normal |  | 0 | 0 | 1.1558 | 1.1558 | 5 | Peak
2023-10-20 06:00 | 10 | 20 | 7 | Non-Summer | 0.6619 | 1.2593 | 0.061335 | 0.061335 | Normal |  | 0 | 0.061335 | 1.198 | 1.198 | 5 | Peak
2023-10-20 07:00 | 10 | 20 | 8 | Non-Summer | 0.6954 | 1.323 | 1.6253 | 1.6253 | Normal |  | 0.30223 | 1.323 | 0 | -0.30223 | 5 | Peak
2023-10-20 08:00 | 10 | 20 | 9 | Non-Summer | 0.6867 | 1.3065 | 3.0021 | 3.0021 | Normal |  | 1.6956 | 1.3065 | 0 | -1.6956 | 5 | Peak
2023-10-20 09:00 | 10 | 20 | 10 | Non-Summer | 0.6815 | 1.2966 | 3.3357 | 3.3357 | Normal |  | 2.0391 | 1.2966 | 2.2204e-16 | -2.0391 | 5 | Peak
2023-10-20 10:00 | 10 | 20 | 11 | Non-Summer | 0.6743 | 1.2829 | 0.45317 | 0.45317 | Normal |  | 0 | 0.45317 | 0.82973 | 0.82973 | 5 | Peak
2023-10-20 11:00 | 10 | 20 | 12 | Non-Summer | 0.669 | 1.2728 | 0.18888 | 0.18888 | Normal |  | 0 | 0.18888 | 1.0839 | 1.0839 | 5 | Peak
2023-10-20 12:00 | 10 | 20 | 13 | Non-Summer | 0.6648 | 1.2648 | 3.8288 | 3.8288 | Normal |  | 2.564 | 1.2648 | 0 | -2.564 | 5 | Peak
2023-10-20 13:00 | 10 | 20 | 14 | Non-Summer | 0.655 | 1.2462 | 3.2439 | 3.2439 | Normal |  | 1.9977 | 1.2462 | 0 | -1.9977 | 5 | Peak
2023-10-20 14:00 | 10 | 20 | 15 | Non-Summer | 0.6479 | 1.2327 | 3.2563 | 3.2563 | Normal |  | 2.0237 | 1.2327 | 0 | -2.0237 | 5 | Peak
2023-10-20 15:00 | 10 | 20 | 16 | Non-Summer | 0.6602 | 1.2561 | 0.8025 | 0.8025 | Normal |  | 0 | 0.8025 | 0.45357 | 0.45357 | 5 | Peak
2023-10-20 16:00 | 10 | 20 | 17 | Non-Summer | 0.6971 | 1.3263 | 0.10076 | 0.10076 | Normal |  | 0 | 0.10076 | 1.2255 | 1.2255 | 5 | Peak
2023-10-20 17:00 | 10 | 20 | 18 | Non-Summer | 0.7522 | 1.4311 | 0 | 0 | Normal |  | 0 | 0 | 1.4311 | 1.4311 | 5 | Peak
2023-10-20 18:00 | 10 | 20 | 19 | Non-Summer | 0.8307 | 1.5805 | 0 | 0 | Normal |  | 0 | 0 | 1.5805 | 1.5805 | 5 | Peak
2023-10-20 19:00 | 10 | 20 | 20 | Non-Summer | 0.8594 | 1.6351 | 0 | 0 | Normal |  | 0 | 0 | 1.6351 | 1.6351 | 5 | Peak
2023-10-20 20:00 | 10 | 20 | 21 | Non-Summer | 0.8604 | 1.637 | 0 | 0 | Normal |  | 0 | 0 | 1.637 | 1.637 | 5 | Peak
2023-10-20 21:00 | 10 | 20 | 22 | Non-Summer | 0.8428 | 1.6035 | 0 | 0 | Normal |  | 0 | 0 | 1.6035 | 1.6035 | 5 | Off-Peak
2023-10-20 22:00 | 10 | 20 | 23 | Non-Summer | 0.7985 | 1.5192 | 0 | 0 | Normal |  | 0 | 0 | 1.5192 | 1.5192 | 5 | Off-Peak
2023-10-20 23:00 | 10 | 21 | 0 | Non-Summer | 0.7368 | 1.4018 | 0 | 0 | Normal |  | 0 | 0 | 1.4018 | 1.4018 | 5 | Off-Peak
2023-10-21 | 10 | 21 | 1 | Non-Summer | 0.6875 | 1.308 | 0 | 0 | Normal |  | 0 | 0 | 1.308 | 1.308 | 6 | Off-Peak
2023-10-21 01:00 | 10 | 21 | 2 | Non-Summer | 0.6526 | 1.2416 | 0 | 0 | Normal |  | 0 | 0 | 1.2416 | 1.2416 | 6 | Off-Peak
2023-10-21 02:00 | 10 | 21 | 3 | Non-Summer | 0.6299 | 1.1984 | 0 | 0 | Normal |  | 0 | 0 | 1.1984 | 1.1984 | 6 | Off-Peak
2023-10-21 03:00 | 10 | 21 | 4 | Non-Summer | 0.616 | 1.172 | 0 | 0 | Normal |  | 0 | 0 | 1.172 | 1.172 | 6 | Off-Peak
2023-10-21 04:00 | 10 | 21 | 5 | Non-Summer | 0.613 | 1.1663 | 0 | 0 | Normal |  | 0 | 0 | 1.1663 | 1.1663 | 6 | Off-Peak
2023-10-21 05:00 | 10 | 21 | 6 | Non-Summer | 0.6219 | 1.1832 | 0 | 0 | Normal |  | 0 | 0 | 1.1832 | 1.1832 | 6 | Off-Peak
2023-10-21 06:00 | 10 | 21 | 7 | Non-Summer | 0.6506 | 1.2378 | 0.025959 | 0.025959 | Normal |  | 0 | 0.025959 | 1.2118 | 1.2118 | 6 | Off-Peak
2023-10-21 07:00 | 10 | 21 | 8 | Non-Summer | 0.6944 | 1.3211 | 1.4081 | 1.4081 | Normal |  | 0.086989 | 1.3211 | 0 | -0.086989 | 6 | Off-Peak
2023-10-21 08:00 | 10 | 21 | 9 | Non-Summer | 0.7235 | 1.3765 | 0.93217 | 0.93217 | Normal |  | 0 | 0.93217 | 0.44434 | 0.44434 | 6 | Off-Peak
2023-10-21 09:00 | 10 | 21 | 10 | Non-Summer | 0.725 | 1.3794 | 3.3191 | 3.3191 | Normal |  | 1.9397 | 1.3794 | 0 | -1.9397 | 6 | Off-Peak
2023-10-21 10:00 | 10 | 21 | 11 | Non-Summer | 0.7096 | 1.3501 | 4.2273 | 4.2273 | Normal |  | 2.8773 | 1.3501 | 2.2204e-16 | -2.8773 | 6 | Off-Peak
2023-10-21 11:00 | 10 | 21 | 12 | Non-Summer | 0.7023 | 1.3362 | 4.5147 | 4.5147 | Normal |  | 3.1786 | 1.3362 | 0 | -3.1786 | 6 | Off-Peak
2023-10-21 12:00 | 10 | 21 | 13 | Non-Summer | 0.7024 | 1.3364 | 3.8377 | 3.8377 | Normal |  | 2.5013 | 1.3364 | 0 | -2.5013 | 6 | Off-Peak
2023-10-21 13:00 | 10 | 21 | 14 | Non-Summer | 0.7071 | 1.3453 | 2.7525 | 2.7525 | Normal |  | 1.4072 | 1.3453 | 0 | -1.4072 | 6 | Off-Peak
2023-10-21 14:00 | 10 | 21 | 15 | Non-Summer | 0.7197 | 1.3693 | 1.446 | 1.446 | Normal |  | 0.076731 | 1.3693 | 0 | -0.076731 | 6 | Off-Peak
2023-10-21 15:00 | 10 | 21 | 16 | Non-Summer | 0.7458 | 1.4189 | 0.37685 | 0.37685 | Normal |  | 0 | 0.37685 | 1.0421 | 1.0421 | 6 | Off-Peak
2023-10-21 16:00 | 10 | 21 | 17 | Non-Summer | 0.7812 | 1.4863 | 0.031028 | 0.031028 | Normal |  | 0 | 0.031028 | 1.4553 | 1.4553 | 6 | Off-Peak
2023-10-21 17:00 | 10 | 21 | 18 | Non-Summer | 0.8257 | 1.5709 | 0 | 0 | Normal |  | 0 | 0 | 1.5709 | 1.5709 | 6 | Off-Peak
2023-10-21 18:00 | 10 | 21 | 19 | Non-Summer | 0.8684 | 1.6522 | 0 | 0 | Normal |  | 0 | 0 | 1.6522 | 1.6522 | 6 | Off-Peak
2023-10-21 19:00 | 10 | 21 | 20 | Non-Summer | 0.8706 | 1.6564 | 0 | 0 | Normal |  | 0 | 0 | 1.6564 | 1.6564 | 6 | Off-Peak
2023-10-21 20:00 | 10 | 21 | 21 | Non-Summer | 0.86 | 1.6362 | 0 | 0 | Normal |  | 0 | 0 | 1.6362 | 1.6362 | 6 | Off-Peak
2023-10-21 21:00 | 10 | 21 | 22 | Non-Summer | 0.8359 | 1.5904 | 0 | 0 | Normal |  | 0 | 0 | 1.5904 | 1.5904 | 6 | Off-Peak
2023-10-21 22:00 | 10 | 21 | 23 | Non-Summer | 0.7904 | 1.5038 | 0 | 0 | Normal |  | 0 | 0 | 1.5038 | 1.5038 | 6 | Off-Peak
2023-10-21 23:00 | 10 | 22 | 0 | Non-Summer | 0.7314 | 1.3915 | 0 | 0 | Normal |  | 0 | 0 | 1.3915 | 1.3915 | 6 | Off-Peak
2023-10-22 | 10 | 22 | 1 | Non-Summer | 0.6835 | 1.3004 | 0 | 0 | Normal |  | 0 | 0 | 1.3004 | 1.3004 | 7 | Off-Peak
2023-10-22 01:00 | 10 | 22 | 2 | Non-Summer | 0.6476 | 1.2321 | 0 | 0 | Normal |  | 0 | 0 | 1.2321 | 1.2321 | 7 | Off-Peak
2023-10-22 02:00 | 10 | 22 | 3 | Non-Summer | 0.6243 | 1.1878 | 0 | 0 | Normal |  | 0 | 0 | 1.1878 | 1.1878 | 7 | Off-Peak
2023-10-22 03:00 | 10 | 22 | 4 | Non-Summer | 0.6101 | 1.1608 | 0 | 0 | Normal |  | 0 | 0 | 1.1608 | 1.1608 | 7 | Off-Peak
2023-10-22 04:00 | 10 | 22 | 5 | Non-Summer | 0.6065 | 1.1539 | 0 | 0 | Normal |  | 0 | 0 | 1.1539 | 1.1539 | 7 | Off-Peak
2023-10-22 05:00 | 10 | 22 | 6 | Non-Summer | 0.6203 | 1.1802 | 0 | 0 | Normal |  | 0 | 0 | 1.1802 | 1.1802 | 7 | Off-Peak
2023-10-22 06:00 | 10 | 22 | 7 | Non-Summer | 0.6528 | 1.242 | 0 | 0 | Normal |  | 0 | 0 | 1.242 | 1.242 | 7 | Off-Peak
2023-10-22 07:00 | 10 | 22 | 8 | Non-Summer | 0.7005 | 1.3327 | 0.31345 | 0.31345 | Normal |  | 0 | 0.31345 | 1.0193 | 1.0193 | 7 | Off-Peak
2023-10-22 08:00 | 10 | 22 | 9 | Non-Summer | 0.7327 | 1.394 | 2.2922 | 2.2922 | Normal |  | 0.8982 | 1.394 | 0 | -0.8982 | 7 | Off-Peak
2023-10-22 09:00 | 10 | 22 | 10 | Non-Summer | 0.7438 | 1.4151 | 2.3535 | 2.3535 | Normal |  | 0.93842 | 1.4151 | 0 | -0.93842 | 7 | Off-Peak
2023-10-22 10:00 | 10 | 22 | 11 | Non-Summer | 0.7415 | 1.4108 | 5.3973 | 5.3973 | Normal |  | 3.9866 | 1.4108 | 0 | -3.9866 | 7 | Off-Peak
2023-10-22 11:00 | 10 | 22 | 12 | Non-Summer | 0.7418 | 1.4113 | 4.4297 | 4.4297 | Normal |  | 3.0183 | 1.4113 | 0 | -3.0183 | 7 | Off-Peak
2023-10-22 12:00 | 10 | 22 | 13 | Non-Summer | 0.7459 | 1.4191 | 5.3919 | 5.3919 | Normal |  | 3.9728 | 1.4191 | 0 | -3.9728 | 7 | Off-Peak
2023-10-22 13:00 | 10 | 22 | 14 | Non-Summer | 0.7412 | 1.4102 | 4.7576 | 4.7576 | Normal |  | 3.3474 | 1.4102 | 2.2204e-16 | -3.3474 | 7 | Off-Peak
2023-10-22 14:00 | 10 | 22 | 15 | Non-Summer | 0.7361 | 1.4005 | 3.706 | 3.706 | Normal |  | 2.3055 | 1.4005 | 2.2204e-16 | -2.3055 | 7 | Off-Peak
2023-10-22 15:00 | 10 | 22 | 16 | Non-Summer | 0.7427 | 1.413 | 2.1446 | 2.1446 | Normal |  | 0.73159 | 1.413 | 0 | -0.73159 | 7 | Off-Peak
2023-10-22 16:00 | 10 | 22 | 17 | Non-Summer | 0.7688 | 1.4627 | 0.31534 | 0.31534 | Normal |  | 0 | 0.31534 | 1.1474 | 1.1474 | 7 | Off-Peak
2023-10-22 17:00 | 10 | 22 | 18 | Non-Summer | 0.8316 | 1.5822 | 0 | 0 | Normal |  | 0 | 0 | 1.5822 | 1.5822 | 7 | Off-Peak
2023-10-22 18:00 | 10 | 22 | 19 | Non-Summer | 0.9157 | 1.7422 | 0 | 0 | Normal |  | 0 | 0 | 1.7422 | 1.7422 | 7 | Off-Peak
2023-10-22 19:00 | 10 | 22 | 20 | Non-Summer | 0.9407 | 1.7897 | 0 | 0 | Normal |  | 0 | 0 | 1.7897 | 1.7897 | 7 | Off-Peak
2023-10-22 20:00 | 10 | 22 | 21 | Non-Summer | 0.9252 | 1.7603 | 0 | 0 | Normal |  | 0 | 0 | 1.7603 | 1.7603 | 7 | Off-Peak
2023-10-22 21:00 | 10 | 22 | 22 | Non-Summer | 0.8775 | 1.6695 | 0 | 0 | Normal |  | 0 | 0 | 1.6695 | 1.6695 | 7 | Off-Peak
2023-10-22 22:00 | 10 | 22 | 23 | Non-Summer | 0.7963 | 1.515 | 0 | 0 | Normal |  | 0 | 0 | 1.515 | 1.515 | 7 | Off-Peak
2023-10-22 23:00 | 10 | 23 | 0 | Non-Summer | 0.7151 | 1.3605 | 0 | 0 | Normal |  | 0 | 0 | 1.3605 | 1.3605 | 7 | Off-Peak
2023-10-23 | 10 | 23 | 1 | Non-Summer | 0.6652 | 1.2656 | 0 | 0 | Normal |  | 0 | 0 | 1.2656 | 1.2656 | 1 | Off-Peak
2023-10-23 01:00 | 10 | 23 | 2 | Non-Summer | 0.6342 | 1.2066 | 0 | 0 | Normal |  | 0 | 0 | 1.2066 | 1.2066 | 1 | Off-Peak
2023-10-23 02:00 | 10 | 23 | 3 | Non-Summer | 0.6178 | 1.1754 | 0 | 0 | Normal |  | 0 | 0 | 1.1754 | 1.1754 | 1 | Off-Peak
2023-10-23 03:00 | 10 | 23 | 4 | Non-Summer | 0.6112 | 1.1628 | 0 | 0 | Normal |  | 0 | 0 | 1.1628 | 1.1628 | 1 | Off-Peak
2023-10-23 04:00 | 10 | 23 | 5 | Non-Summer | 0.6202 | 1.18 | 0 | 0 | Normal |  | 0 | 0 | 1.18 | 1.18 | 1 | Off-Peak
2023-10-23 05:00 | 10 | 23 | 6 | Non-Summer | 0.6572 | 1.2504 | 0 | 0 | Normal |  | 0 | 0 | 1.2504 | 1.2504 | 1 | Peak
2023-10-23 06:00 | 10 | 23 | 7 | Non-Summer | 0.7205 | 1.3708 | 0 | 0 | Normal |  | 0 | 0 | 1.3708 | 1.3708 | 1 | Peak
2023-10-23 07:00 | 10 | 23 | 8 | Non-Summer | 0.7488 | 1.4246 | 0.38183 | 0.38183 | Normal |  | 0 | 0.38183 | 1.0428 | 1.0428 | 1 | Peak
2023-10-23 08:00 | 10 | 23 | 9 | Non-Summer | 0.7172 | 1.3645 | 1.7917 | 1.7917 | Normal |  | 0.42718 | 1.3645 | 0 | -0.42718 | 1 | Peak
2023-10-23 09:00 | 10 | 23 | 10 | Non-Summer | 0.7035 | 1.3385 | 1.3615 | 1.3615 | Normal |  | 0.023003 | 1.3385 | 0 | -0.023003 | 1 | Peak
2023-10-23 10:00 | 10 | 23 | 11 | Non-Summer | 0.6893 | 1.3114 | 1.1463 | 1.1463 | Normal |  | 0 | 1.1463 | 0.16516 | 0.16516 | 1 | Peak
2023-10-23 11:00 | 10 | 23 | 12 | Non-Summer | 0.6733 | 1.281 | 1.2567 | 1.2567 | Normal |  | 0 | 1.2567 | 0.02432 | 0.02432 | 1 | Peak
2023-10-23 12:00 | 10 | 23 | 13 | Non-Summer | 0.6605 | 1.2566 | 1.1346 | 1.1346 | Normal |  | 0 | 1.1346 | 0.12203 | 0.12203 | 1 | Peak
2023-10-23 13:00 | 10 | 23 | 14 | Non-Summer | 0.6452 | 1.2275 | 0.94249 | 0.94249 | Normal |  | 0 | 0.94249 | 0.28505 | 0.28505 | 1 | Peak
2023-10-23 14:00 | 10 | 23 | 15 | Non-Summer | 0.6369 | 1.2117 | 2.2263 | 2.2263 | Normal |  | 1.0146 | 1.2117 | 0 | -1.0146 | 1 | Peak
2023-10-23 15:00 | 10 | 23 | 16 | Non-Summer | 0.6529 | 1.2422 | 0.45128 | 0.45128 | Normal |  | 0 | 0.45128 | 0.79091 | 0.79091 | 1 | Peak
2023-10-23 16:00 | 10 | 23 | 17 | Non-Summer | 0.7021 | 1.3358 | 0.020699 | 0.020699 | Normal |  | 0 | 0.020699 | 1.3151 | 1.3151 | 1 | Peak
2023-10-23 17:00 | 10 | 23 | 18 | Non-Summer | 0.7843 | 1.4922 | 0 | 0 | Normal |  | 0 | 0 | 1.4922 | 1.4922 | 1 | Peak
2023-10-23 18:00 | 10 | 23 | 19 | Non-Summer | 0.8853 | 1.6843 | 0 | 0 | Normal |  | 0 | 0 | 1.6843 | 1.6843 | 1 | Peak
2023-10-23 19:00 | 10 | 23 | 20 | Non-Summer | 0.9098 | 1.731 | 0 | 0 | Normal |  | 0 | 0 | 1.731 | 1.731 | 1 | Peak
2023-10-23 20:00 | 10 | 23 | 21 | Non-Summer | 0.8934 | 1.6998 | 0 | 0 | Normal |  | 0 | 0 | 1.6998 | 1.6998 | 1 | Peak
2023-10-23 21:00 | 10 | 23 | 22 | Non-Summer | 0.8422 | 1.6023 | 0 | 0 | Normal |  | 0 | 0 | 1.6023 | 1.6023 | 1 | Off-Peak
2023-10-23 22:00 | 10 | 23 | 23 | Non-Summer | 0.759 | 1.444 | 0 | 0 | Normal |  | 0 | 0 | 1.444 | 1.444 | 1 | Off-Peak
2023-10-23 23:00 | 10 | 24 | 0 | Non-Summer | 0.6735 | 1.2814 | 0 | 0 | Normal |  | 0 | 0 | 1.2814 | 1.2814 | 1 | Off-Peak
2023-10-24 | 10 | 24 | 1 | Non-Summer | 0.6185 | 1.1767 | 0 | 0 | Normal |  | 0 | 0 | 1.1767 | 1.1767 | 2 | Off-Peak
2023-10-24 01:00 | 10 | 24 | 2 | Non-Summer | 0.584 | 1.1111 | 0 | 0 | Normal |  | 0 | 0 | 1.1111 | 1.1111 | 2 | Off-Peak
2023-10-24 02:00 | 10 | 24 | 3 | Non-Summer | 0.5643 | 1.0736 | 0 | 0 | Normal |  | 0 | 0 | 1.0736 | 1.0736 | 2 | Off-Peak
2023-10-24 03:00 | 10 | 24 | 4 | Non-Summer | 0.5549 | 1.0557 | 0 | 0 | Normal |  | 0 | 0 | 1.0557 | 1.0557 | 2 | Off-Peak
2023-10-24 04:00 | 10 | 24 | 5 | Non-Summer | 0.5603 | 1.066 | 0 | 0 | Normal |  | 0 | 0 | 1.066 | 1.066 | 2 | Off-Peak
2023-10-24 05:00 | 10 | 24 | 6 | Non-Summer | 0.5888 | 1.1202 | 0 | 0 | Normal |  | 0 | 0 | 1.1202 | 1.1202 | 2 | Peak
2023-10-24 06:00 | 10 | 24 | 7 | Non-Summer | 0.6451 | 1.2273 | 0 | 0 | Normal |  | 0 | 0 | 1.2273 | 1.2273 | 2 | Peak
2023-10-24 07:00 | 10 | 24 | 8 | Non-Summer | 0.6662 | 1.2675 | 0.3371 | 0.3371 | Normal |  | 0 | 0.3371 | 0.93039 | 0.93039 | 2 | Peak
2023-10-24 08:00 | 10 | 24 | 9 | Non-Summer | 0.6275 | 1.1939 | 1.6621 | 1.6621 | Normal |  | 0.46829 | 1.1939 | 0 | -0.46829 | 2 | Peak
2023-10-24 09:00 | 10 | 24 | 10 | Non-Summer | 0.6066 | 1.1541 | 0.39981 | 0.39981 | Normal |  | 0 | 0.39981 | 0.75429 | 0.75429 | 2 | Peak
2023-10-24 10:00 | 10 | 24 | 11 | Non-Summer | 0.5973 | 1.1364 | 3.8243 | 3.8243 | Normal |  | 2.6879 | 1.1364 | 0 | -2.6879 | 2 | Peak
2023-10-24 11:00 | 10 | 24 | 12 | Non-Summer | 0.6008 | 1.1431 | 4.3492 | 4.3492 | Normal |  | 3.2061 | 1.1431 | 2.2204e-16 | -3.2061 | 2 | Peak
2023-10-24 12:00 | 10 | 24 | 13 | Non-Summer | 0.6159 | 1.1718 | 2.6244 | 2.6244 | Normal |  | 1.4526 | 1.1718 | 0 | -1.4526 | 2 | Peak
2023-10-24 13:00 | 10 | 24 | 14 | Non-Summer | 0.6331 | 1.2045 | 1.5348 | 1.5348 | Normal |  | 0.33025 | 1.2045 | 0 | -0.33025 | 2 | Peak
2023-10-24 14:00 | 10 | 24 | 15 | Non-Summer | 0.6605 | 1.2566 | 0.1456 | 0.1456 | Normal |  | 0 | 0.1456 | 1.111 | 1.111 | 2 | Peak
2023-10-24 15:00 | 10 | 24 | 16 | Non-Summer | 0.7074 | 1.3459 | 0.001158 | 0.001158 | Normal |  | 0 | 0.001158 | 1.3447 | 1.3447 | 2 | Peak
2023-10-24 16:00 | 10 | 24 | 17 | Non-Summer | 0.7646 | 1.4547 | 0 | 0 | Normal |  | 0 | 0 | 1.4547 | 1.4547 | 2 | Peak
2023-10-24 17:00 | 10 | 24 | 18 | Non-Summer | 0.8452 | 1.608 | 0 | 0 | Normal |  | 0 | 0 | 1.608 | 1.608 | 2 | Peak
2023-10-24 18:00 | 10 | 24 | 19 | Non-Summer | 0.9402 | 1.7888 | 0 | 0 | Normal |  | 0 | 0 | 1.7888 | 1.7888 | 2 | Peak
2023-10-24 19:00 | 10 | 24 | 20 | Non-Summer | 0.9658 | 1.8375 | 0 | 0 | Normal |  | 0 | 0 | 1.8375 | 1.8375 | 2 | Peak
2023-10-24 20:00 | 10 | 24 | 21 | Non-Summer | 0.9527 | 1.8126 | 0 | 0 | Normal |  | 0 | 0 | 1.8126 | 1.8126 | 2 | Peak
2023-10-24 21:00 | 10 | 24 | 22 | Non-Summer | 0.9059 | 1.7235 | 0 | 0 | Normal |  | 0 | 0 | 1.7235 | 1.7235 | 2 | Off-Peak
2023-10-24 22:00 | 10 | 24 | 23 | Non-Summer | 0.8196 | 1.5593 | 0 | 0 | Normal |  | 0 | 0 | 1.5593 | 1.5593 | 2 | Off-Peak
2023-10-24 23:00 | 10 | 25 | 0 | Non-Summer | 0.7223 | 1.3742 | 0 | 0 | Normal |  | 0 | 0 | 1.3742 | 1.3742 | 2 | Off-Peak
2023-10-25 | 10 | 25 | 1 | Non-Summer | 0.6523 | 1.241 | 0 | 0 | Normal |  | 0 | 0 | 1.241 | 1.241 | 3 | Off-Peak
2023-10-25 01:00 | 10 | 25 | 2 | Non-Summer | 0.6021 | 1.1455 | 0 | 0 | Normal |  | 0 | 0 | 1.1455 | 1.1455 | 3 | Off-Peak
2023-10-25 02:00 | 10 | 25 | 3 | Non-Summer | 0.5697 | 1.0839 | 0 | 0 | Normal |  | 0 | 0 | 1.0839 | 1.0839 | 3 | Off-Peak
2023-10-25 03:00 | 10 | 25 | 4 | Non-Summer | 0.5496 | 1.0456 | 0 | 0 | Normal |  | 0 | 0 | 1.0456 | 1.0456 | 3 | Off-Peak
2023-10-25 04:00 | 10 | 25 | 5 | Non-Summer | 0.5452 | 1.0373 | 0 | 0 | Normal |  | 0 | 0 | 1.0373 | 1.0373 | 3 | Off-Peak
2023-10-25 05:00 | 10 | 25 | 6 | Non-Summer | 0.5637 | 1.0725 | 0 | 0 | Normal |  | 0 | 0 | 1.0725 | 1.0725 | 3 | Peak
2023-10-25 06:00 | 10 | 25 | 7 | Non-Summer | 0.6123 | 1.1649 | 0.10628 | 0.10628 | Normal |  | 0 | 0.10628 | 1.0587 | 1.0587 | 3 | Peak
2023-10-25 07:00 | 10 | 25 | 8 | Non-Summer | 0.6509 | 1.2384 | 1.9034 | 1.9034 | Normal |  | 0.66497 | 1.2384 | 0 | -0.66497 | 3 | Peak
2023-10-25 08:00 | 10 | 25 | 9 | Non-Summer | 0.6426 | 1.2226 | 3.5708 | 3.5708 | Normal |  | 2.3482 | 1.2226 | 0 | -2.3482 | 3 | Peak
2023-10-25 09:00 | 10 | 25 | 10 | Non-Summer | 0.6358 | 1.2096 | 4.6186 | 4.6186 | Normal |  | 3.409 | 1.2096 | 0 | -3.409 | 3 | Peak
2023-10-25 10:00 | 10 | 25 | 11 | Non-Summer | 0.6354 | 1.2089 | 5.2634 | 5.2634 | Normal |  | 4.0545 | 1.2089 | 2.2204e-16 | -4.0545 | 3 | Peak
2023-10-25 11:00 | 10 | 25 | 12 | Non-Summer | 0.6379 | 1.2136 | 5.523 | 5.523 | Normal |  | 4.3093 | 1.2136 | 2.2204e-16 | -4.3093 | 3 | Peak
2023-10-25 12:00 | 10 | 25 | 13 | Non-Summer | 0.6422 | 1.2218 | 5.3767 | 5.3767 | Normal |  | 4.1548 | 1.2218 | 0 | -4.1548 | 3 | Peak
2023-10-25 13:00 | 10 | 25 | 14 | Non-Summer | 0.6413 | 1.2201 | 4.7386 | 4.7386 | Normal |  | 3.5185 | 1.2201 | 0 | -3.5185 | 3 | Peak
2023-10-25 14:00 | 10 | 25 | 15 | Non-Summer | 0.6497 | 1.2361 | 3.6916 | 3.6916 | Normal |  | 2.4555 | 1.2361 | 0 | -2.4555 | 3 | Peak
2023-10-25 15:00 | 10 | 25 | 16 | Non-Summer | 0.682 | 1.2975 | 2.095 | 2.095 | Normal |  | 0.79749 | 1.2975 | 0 | -0.79749 | 3 | Peak
2023-10-25 16:00 | 10 | 25 | 17 | Non-Summer | 0.7448 | 1.417 | 0.23209 | 0.23209 | Normal |  | 0 | 0.23209 | 1.1849 | 1.1849 | 3 | Peak
2023-10-25 17:00 | 10 | 25 | 18 | Non-Summer | 0.8224 | 1.5647 | 0 | 0 | Normal |  | 0 | 0 | 1.5647 | 1.5647 | 3 | Peak
2023-10-25 18:00 | 10 | 25 | 19 | Non-Summer | 0.8837 | 1.6813 | 0 | 0 | Normal |  | 0 | 0 | 1.6813 | 1.6813 | 3 | Peak
2023-10-25 19:00 | 10 | 25 | 20 | Non-Summer | 0.8938 | 1.7005 | 0 | 0 | Normal |  | 0 | 0 | 1.7005 | 1.7005 | 3 | Peak
2023-10-25 20:00 | 10 | 25 | 21 | Non-Summer | 0.8817 | 1.6775 | 0 | 0 | Normal |  | 0 | 0 | 1.6775 | 1.6775 | 3 | Peak
2023-10-25 21:00 | 10 | 25 | 22 | Non-Summer | 0.8395 | 1.5972 | 0 | 0 | Normal |  | 0 | 0 | 1.5972 | 1.5972 | 3 | Off-Peak
2023-10-25 22:00 | 10 | 25 | 23 | Non-Summer | 0.7628 | 1.4513 | 0 | 0 | Normal |  | 0 | 0 | 1.4513 | 1.4513 | 3 | Off-Peak
2023-10-25 23:00 | 10 | 26 | 0 | Non-Summer | 0.6781 | 1.2901 | 0 | 0 | Normal |  | 0 | 0 | 1.2901 | 1.2901 | 3 | Off-Peak
2023-10-26 | 10 | 26 | 1 | Non-Summer | 0.6191 | 1.1779 | 0 | 0 | Normal |  | 0 | 0 | 1.1779 | 1.1779 | 4 | Off-Peak
2023-10-26 01:00 | 10 | 26 | 2 | Non-Summer | 0.5803 | 1.1041 | 0 | 0 | Normal |  | 0 | 0 | 1.1041 | 1.1041 | 4 | Off-Peak
2023-10-26 02:00 | 10 | 26 | 3 | Non-Summer | 0.5558 | 1.0574 | 0 | 0 | Normal |  | 0 | 0 | 1.0574 | 1.0574 | 4 | Off-Peak
2023-10-26 03:00 | 10 | 26 | 4 | Non-Summer | 0.5425 | 1.0321 | 0 | 0 | Normal |  | 0 | 0 | 1.0321 | 1.0321 | 4 | Off-Peak
2023-10-26 04:00 | 10 | 26 | 5 | Non-Summer | 0.5417 | 1.0306 | 0 | 0 | Normal |  | 0 | 0 | 1.0306 | 1.0306 | 4 | Off-Peak
2023-10-26 05:00 | 10 | 26 | 6 | Non-Summer | 0.562 | 1.0692 | 0 | 0 | Normal |  | 0 | 0 | 1.0692 | 1.0692 | 4 | Peak
2023-10-26 06:00 | 10 | 26 | 7 | Non-Summer | 0.612 | 1.1644 | 0.085172 | 0.085172 | Normal |  | 0 | 0.085172 | 1.0792 | 1.0792 | 4 | Peak
2023-10-26 07:00 | 10 | 26 | 8 | Non-Summer | 0.6498 | 1.2363 | 1.8448 | 1.8448 | Normal |  | 0.60855 | 1.2363 | 0 | -0.60855 | 4 | Peak
2023-10-26 08:00 | 10 | 26 | 9 | Non-Summer | 0.642 | 1.2214 | 3.5629 | 3.5629 | Normal |  | 2.3415 | 1.2214 | 0 | -2.3415 | 4 | Peak
2023-10-26 09:00 | 10 | 26 | 10 | Non-Summer | 0.6334 | 1.2051 | 4.7043 | 4.7043 | Normal |  | 3.4992 | 1.2051 | 0 | -3.4992 | 4 | Peak
2023-10-26 10:00 | 10 | 26 | 11 | Non-Summer | 0.6354 | 1.2089 | 3.8283 | 3.8283 | Normal |  | 2.6195 | 1.2089 | 0 | -2.6195 | 4 | Peak
2023-10-26 11:00 | 10 | 26 | 12 | Non-Summer | 0.6382 | 1.2142 | 4.6134 | 4.6134 | Normal |  | 3.3992 | 1.2142 | 0 | -3.3992 | 4 | Peak
2023-10-26 12:00 | 10 | 26 | 13 | Non-Summer | 0.6404 | 1.2184 | 4.4336 | 4.4336 | Normal |  | 3.2152 | 1.2184 | 0 | -3.2152 | 4 | Peak
2023-10-26 13:00 | 10 | 26 | 14 | Non-Summer | 0.6418 | 1.2211 | 3.7078 | 3.7078 | Normal |  | 2.4868 | 1.2211 | 0 | -2.4868 | 4 | Peak
2023-10-26 14:00 | 10 | 26 | 15 | Non-Summer | 0.6597 | 1.2551 | 2.9706 | 2.9706 | Normal |  | 1.7155 | 1.2551 | 0 | -1.7155 | 4 | Peak
2023-10-26 15:00 | 10 | 26 | 16 | Non-Summer | 0.6892 | 1.3112 | 1.7887 | 1.7887 | Normal |  | 0.47742 | 1.3112 | 0 | -0.47742 | 4 | Peak
2023-10-26 16:00 | 10 | 26 | 17 | Non-Summer | 0.7358 | 1.3999 | 0.15927 | 0.15927 | Normal |  | 0 | 0.15927 | 1.2406 | 1.2406 | 4 | Peak
2023-10-26 17:00 | 10 | 26 | 18 | Non-Summer | 0.8049 | 1.5314 | 0 | 0 | Normal |  | 0 | 0 | 1.5314 | 1.5314 | 4 | Peak
2023-10-26 18:00 | 10 | 26 | 19 | Non-Summer | 0.8795 | 1.6733 | 0 | 0 | Normal |  | 0 | 0 | 1.6733 | 1.6733 | 4 | Peak
2023-10-26 19:00 | 10 | 26 | 20 | Non-Summer | 0.8991 | 1.7106 | 0 | 0 | Normal |  | 0 | 0 | 1.7106 | 1.7106 | 4 | Peak
2023-10-26 20:00 | 10 | 26 | 21 | Non-Summer | 0.8933 | 1.6996 | 0 | 0 | Normal |  | 0 | 0 | 1.6996 | 1.6996 | 4 | Peak
2023-10-26 21:00 | 10 | 26 | 22 | Non-Summer | 0.8568 | 1.6301 | 0 | 0 | Normal |  | 0 | 0 | 1.6301 | 1.6301 | 4 | Off-Peak
2023-10-26 22:00 | 10 | 26 | 23 | Non-Summer | 0.7839 | 1.4914 | 0 | 0 | Normal |  | 0 | 0 | 1.4914 | 1.4914 | 4 | Off-Peak
2023-10-26 23:00 | 10 | 27 | 0 | Non-Summer | 0.6976 | 1.3272 | 0 | 0 | Normal |  | 0 | 0 | 1.3272 | 1.3272 | 4 | Off-Peak
2023-10-27 | 10 | 27 | 1 | Non-Summer | 0.636 | 1.21 | 0 | 0 | Normal |  | 0 | 0 | 1.21 | 1.21 | 5 | Off-Peak
2023-10-27 01:00 | 10 | 27 | 2 | Non-Summer | 0.5925 | 1.1273 | 0 | 0 | Normal |  | 0 | 0 | 1.1273 | 1.1273 | 5 | Off-Peak
2023-10-27 02:00 | 10 | 27 | 3 | Non-Summer | 0.5645 | 1.074 | 0 | 0 | Normal |  | 0 | 0 | 1.074 | 1.074 | 5 | Off-Peak
2023-10-27 03:00 | 10 | 27 | 4 | Non-Summer | 0.5486 | 1.0437 | 0 | 0 | Normal |  | 0 | 0 | 1.0437 | 1.0437 | 5 | Off-Peak
2023-10-27 04:00 | 10 | 27 | 5 | Non-Summer | 0.5467 | 1.0401 | 0 | 0 | Normal |  | 0 | 0 | 1.0401 | 1.0401 | 5 | Off-Peak
2023-10-27 05:00 | 10 | 27 | 6 | Non-Summer | 0.5637 | 1.0725 | 0 | 0 | Normal |  | 0 | 0 | 1.0725 | 1.0725 | 5 | Peak
2023-10-27 06:00 | 10 | 27 | 7 | Non-Summer | 0.6092 | 1.159 | 0 | 0 | Normal |  | 0 | 0 | 1.159 | 1.159 | 5 | Peak
2023-10-27 07:00 | 10 | 27 | 8 | Non-Summer | 0.6492 | 1.2351 | 0.7459 | 0.7459 | Normal |  | 0 | 0.7459 | 0.48925 | 0.48925 | 5 | Peak
2023-10-27 08:00 | 10 | 27 | 9 | Non-Summer | 0.6501 | 1.2369 | 1.2432 | 1.2432 | Normal |  | 0.0063394 | 1.2369 | 0 | -0.0063394 | 5 | Peak
2023-10-27 09:00 | 10 | 27 | 10 | Non-Summer | 0.6548 | 1.2458 | 1.1866 | 1.1866 | Normal |  | 0 | 1.1866 | 0.059155 | 0.059155 | 5 | Peak
2023-10-27 10:00 | 10 | 27 | 11 | Non-Summer | 0.6573 | 1.2506 | 1.0985 | 1.0985 | Normal |  | 0 | 1.0985 | 0.15207 | 0.15207 | 5 | Peak
2023-10-27 11:00 | 10 | 27 | 12 | Non-Summer | 0.6651 | 1.2654 | 1.2664 | 1.2664 | Normal |  | 0.00097794 | 1.2654 | 0 | -0.00097794 | 5 | Peak
2023-10-27 12:00 | 10 | 27 | 13 | Non-Summer | 0.6719 | 1.2783 | 1.6184 | 1.6184 | Normal |  | 0.34008 | 1.2783 | 0 | -0.34008 | 5 | Peak
2023-10-27 13:00 | 10 | 27 | 14 | Non-Summer | 0.6753 | 1.2848 | 1.2949 | 1.2949 | Normal |  | 0.010127 | 1.2848 | 0 | -0.010127 | 5 | Peak
2023-10-27 14:00 | 10 | 27 | 15 | Non-Summer | 0.684 | 1.3014 | 0.58378 | 0.58378 | Normal |  | 0 | 0.58378 | 0.71757 | 0.71757 | 5 | Peak
2023-10-27 15:00 | 10 | 27 | 16 | Non-Summer | 0.7093 | 1.3495 | 0.41027 | 0.41027 | Normal |  | 0 | 0.41027 | 0.93922 | 0.93922 | 5 | Peak
2023-10-27 16:00 | 10 | 27 | 17 | Non-Summer | 0.7606 | 1.4471 | 0.005576 | 0.005576 | Normal |  | 0 | 0.005576 | 1.4415 | 1.4415 | 5 | Peak
2023-10-27 17:00 | 10 | 27 | 18 | Non-Summer | 0.8225 | 1.5649 | 0 | 0 | Normal |  | 0 | 0 | 1.5649 | 1.5649 | 5 | Peak
2023-10-27 18:00 | 10 | 27 | 19 | Non-Summer | 0.8675 | 1.6505 | 0 | 0 | Normal |  | 0 | 0 | 1.6505 | 1.6505 | 5 | Peak
2023-10-27 19:00 | 10 | 27 | 20 | Non-Summer | 0.8657 | 1.647 | 0 | 0 | Normal |  | 0 | 0 | 1.647 | 1.647 | 5 | Peak
2023-10-27 20:00 | 10 | 27 | 21 | Non-Summer | 0.8522 | 1.6214 | 0 | 0 | Normal |  | 0 | 0 | 1.6214 | 1.6214 | 5 | Peak
2023-10-27 21:00 | 10 | 27 | 22 | Non-Summer | 0.8254 | 1.5704 | 0 | 0 | Normal |  | 0 | 0 | 1.5704 | 1.5704 | 5 | Off-Peak
2023-10-27 22:00 | 10 | 27 | 23 | Non-Summer | 0.7771 | 1.4785 | 0 | 0 | Normal |  | 0 | 0 | 1.4785 | 1.4785 | 5 | Off-Peak
2023-10-27 23:00 | 10 | 28 | 0 | Non-Summer | 0.7122 | 1.355 | 0 | 0 | Normal |  | 0 | 0 | 1.355 | 1.355 | 5 | Off-Peak
2023-10-28 | 10 | 28 | 1 | Non-Summer | 0.6628 | 1.261 | 0 | 0 | Normal |  | 0 | 0 | 1.261 | 1.261 | 6 | Off-Peak
2023-10-28 01:00 | 10 | 28 | 2 | Non-Summer | 0.6276 | 1.194 | 0 | 0 | Normal |  | 0 | 0 | 1.194 | 1.194 | 6 | Off-Peak
2023-10-28 02:00 | 10 | 28 | 3 | Non-Summer | 0.606 | 1.153 | 0 | 0 | Normal |  | 0 | 0 | 1.153 | 1.153 | 6 | Off-Peak
2023-10-28 03:00 | 10 | 28 | 4 | Non-Summer | 0.5951 | 1.1322 | 0 | 0 | Normal |  | 0 | 0 | 1.1322 | 1.1322 | 6 | Off-Peak
2023-10-28 04:00 | 10 | 28 | 5 | Non-Summer | 0.5966 | 1.1351 | 0 | 0 | Normal |  | 0 | 0 | 1.1351 | 1.1351 | 6 | Off-Peak
2023-10-28 05:00 | 10 | 28 | 6 | Non-Summer | 0.6131 | 1.1665 | 0 | 0 | Normal |  | 0 | 0 | 1.1665 | 1.1665 | 6 | Off-Peak
2023-10-28 06:00 | 10 | 28 | 7 | Non-Summer | 0.6487 | 1.2342 | 0 | 0 | Normal |  | 0 | 0 | 1.2342 | 1.2342 | 6 | Off-Peak
2023-10-28 07:00 | 10 | 28 | 8 | Non-Summer | 0.7045 | 1.3404 | 0.20408 | 0.20408 | Normal |  | 0 | 0.20408 | 1.1363 | 1.1363 | 6 | Off-Peak
2023-10-28 08:00 | 10 | 28 | 9 | Non-Summer | 0.7439 | 1.4153 | 0.76723 | 0.76723 | Normal |  | 0 | 0.76723 | 0.64808 | 0.64808 | 6 | Off-Peak
2023-10-28 09:00 | 10 | 28 | 10 | Non-Summer | 0.7578 | 1.4418 | 0.55019 | 0.55019 | Normal |  | 0 | 0.55019 | 0.89158 | 0.89158 | 6 | Off-Peak
2023-10-28 10:00 | 10 | 28 | 11 | Non-Summer | 0.7553 | 1.437 | 0.80936 | 0.80936 | Normal |  | 0 | 0.80936 | 0.62765 | 0.62765 | 6 | Off-Peak
2023-10-28 11:00 | 10 | 28 | 12 | Non-Summer | 0.7515 | 1.4298 | 0.66862 | 0.66862 | Normal |  | 0 | 0.66862 | 0.76116 | 0.76116 | 6 | Off-Peak
2023-10-28 12:00 | 10 | 28 | 13 | Non-Summer | 0.7489 | 1.4248 | 0.81262 | 0.81262 | Normal |  | 0 | 0.81262 | 0.61221 | 0.61221 | 6 | Off-Peak
2023-10-28 13:00 | 10 | 28 | 14 | Non-Summer | 0.7469 | 1.421 | 0.30986 | 0.30986 | Normal |  | 0 | 0.30986 | 1.1112 | 1.1112 | 6 | Off-Peak
2023-10-28 14:00 | 10 | 28 | 15 | Non-Summer | 0.7532 | 1.433 | 0.22602 | 0.22602 | Normal |  | 0 | 0.22602 | 1.207 | 1.207 | 6 | Off-Peak
2023-10-28 15:00 | 10 | 28 | 16 | Non-Summer | 0.7678 | 1.4608 | 0.21943 | 0.21943 | Normal |  | 0 | 0.21943 | 1.2414 | 1.2414 | 6 | Off-Peak
2023-10-28 16:00 | 10 | 28 | 17 | Non-Summer | 0.8048 | 1.5312 | 0 | 0 | Normal |  | 0 | 0 | 1.5312 | 1.5312 | 6 | Off-Peak
2023-10-28 17:00 | 10 | 28 | 18 | Non-Summer | 0.8632 | 1.6423 | 0 | 0 | Normal |  | 0 | 0 | 1.6423 | 1.6423 | 6 | Off-Peak
2023-10-28 18:00 | 10 | 28 | 19 | Non-Summer | 0.914 | 1.7389 | 0 | 0 | Normal |  | 0 | 0 | 1.7389 | 1.7389 | 6 | Off-Peak
2023-10-28 19:00 | 10 | 28 | 20 | Non-Summer | 0.913 | 1.737 | 0 | 0 | Normal |  | 0 | 0 | 1.737 | 1.737 | 6 | Off-Peak
2023-10-28 20:00 | 10 | 28 | 21 | Non-Summer | 0.8973 | 1.7072 | 0 | 0 | Normal |  | 0 | 0 | 1.7072 | 1.7072 | 6 | Off-Peak
2023-10-28 21:00 | 10 | 28 | 22 | Non-Summer | 0.8699 | 1.655 | 0 | 0 | Normal |  | 0 | 0 | 1.655 | 1.655 | 6 | Off-Peak
2023-10-28 22:00 | 10 | 28 | 23 | Non-Summer | 0.8223 | 1.5645 | 0 | 0 | Normal |  | 0 | 0 | 1.5645 | 1.5645 | 6 | Off-Peak
2023-10-28 23:00 | 10 | 29 | 0 | Non-Summer | 0.7602 | 1.4463 | 0 | 0 | Normal |  | 0 | 0 | 1.4463 | 1.4463 | 6 | Off-Peak
2023-10-29 | 10 | 29 | 1 | Non-Summer | 0.7094 | 1.3497 | 0 | 0 | Normal |  | 0 | 0 | 1.3497 | 1.3497 | 7 | Off-Peak
2023-10-29 01:00 | 10 | 29 | 2 | Non-Summer | 0.6708 | 1.2762 | 0 | 0 | Normal |  | 0 | 0 | 1.2762 | 1.2762 | 7 | Off-Peak
2023-10-29 02:00 | 10 | 29 | 3 | Non-Summer | 0.644 | 1.2253 | 0 | 0 | Normal |  | 0 | 0 | 1.2253 | 1.2253 | 7 | Off-Peak
2023-10-29 03:00 | 10 | 29 | 4 | Non-Summer | 0.6282 | 1.1952 | 0 | 0 | Normal |  | 0 | 0 | 1.1952 | 1.1952 | 7 | Off-Peak
2023-10-29 04:00 | 10 | 29 | 5 | Non-Summer | 0.6228 | 1.1849 | 0 | 0 | Normal |  | 0 | 0 | 1.1849 | 1.1849 | 7 | Off-Peak
2023-10-29 05:00 | 10 | 29 | 6 | Non-Summer | 0.6318 | 1.202 | 0 | 0 | Normal |  | 0 | 0 | 1.202 | 1.202 | 7 | Off-Peak
2023-10-29 06:00 | 10 | 29 | 7 | Non-Summer | 0.6571 | 1.2502 | 0 | 0 | Normal |  | 0 | 0 | 1.2502 | 1.2502 | 7 | Off-Peak
2023-10-29 07:00 | 10 | 29 | 8 | Non-Summer | 0.703 | 1.3375 | 0.16534 | 0.16534 | Normal |  | 0 | 0.16534 | 1.1722 | 1.1722 | 7 | Off-Peak
2023-10-29 08:00 | 10 | 29 | 9 | Non-Summer | 0.7561 | 1.4385 | 0.8169 | 0.8169 | Normal |  | 0 | 0.8169 | 0.62163 | 0.62163 | 7 | Off-Peak
2023-10-29 09:00 | 10 | 29 | 10 | Non-Summer | 0.7986 | 1.5194 | 1.1923 | 1.1923 | Normal |  | 0 | 1.1923 | 0.32709 | 0.32709 | 7 | Off-Peak
2023-10-29 10:00 | 10 | 29 | 11 | Non-Summer | 0.8248 | 1.5692 | 0.84217 | 0.84217 | Normal |  | 0 | 0.84217 | 0.72706 | 0.72706 | 7 | Off-Peak
2023-10-29 11:00 | 10 | 29 | 12 | Non-Summer | 0.8487 | 1.6147 | 0.81346 | 0.81346 | Normal |  | 0 | 0.81346 | 0.80125 | 0.80125 | 7 | Off-Peak
2023-10-29 12:00 | 10 | 29 | 13 | Non-Summer | 0.8708 | 1.6568 | 0.83438 | 0.83438 | Normal |  | 0 | 0.83438 | 0.82237 | 0.82237 | 7 | Off-Peak
2023-10-29 13:00 | 10 | 29 | 14 | Non-Summer | 0.8853 | 1.6843 | 0.9042 | 0.9042 | Normal |  | 0 | 0.9042 | 0.78014 | 0.78014 | 7 | Off-Peak
2023-10-29 14:00 | 10 | 29 | 15 | Non-Summer | 0.8917 | 1.6965 | 0.20275 | 0.20275 | Normal |  | 0 | 0.20275 | 1.4938 | 1.4938 | 7 | Off-Peak
2023-10-29 15:00 | 10 | 29 | 16 | Non-Summer | 0.9068 | 1.7252 | 0.17504 | 0.17504 | Normal |  | 0 | 0.17504 | 1.5502 | 1.5502 | 7 | Off-Peak
2023-10-29 16:00 | 10 | 29 | 17 | Non-Summer | 0.9489 | 1.8053 | 0.072807 | 0.072807 | Normal |  | 0 | 0.072807 | 1.7325 | 1.7325 | 7 | Off-Peak
2023-10-29 17:00 | 10 | 29 | 18 | Non-Summer | 1.0022 | 1.9067 | 0 | 0 | Normal |  | 0 | 0 | 1.9067 | 1.9067 | 7 | Off-Peak
2023-10-29 18:00 | 10 | 29 | 19 | Non-Summer | 1.0406 | 1.9798 | 0 | 0 | Normal |  | 0 | 0 | 1.9798 | 1.9798 | 7 | Off-Peak
2023-10-29 19:00 | 10 | 29 | 20 | Non-Summer | 1.0391 | 1.977 | 0 | 0 | Normal |  | 0 | 0 | 1.977 | 1.977 | 7 | Off-Peak
2023-10-29 20:00 | 10 | 29 | 21 | Non-Summer | 1.0153 | 1.9317 | 0 | 0 | Normal |  | 0 | 0 | 1.9317 | 1.9317 | 7 | Off-Peak
2023-10-29 21:00 | 10 | 29 | 22 | Non-Summer | 0.9619 | 1.8301 | 0 | 0 | Normal |  | 0 | 0 | 1.8301 | 1.8301 | 7 | Off-Peak
2023-10-29 22:00 | 10 | 29 | 23 | Non-Summer | 0.8714 | 1.6579 | 0 | 0 | Normal |  | 0 | 0 | 1.6579 | 1.6579 | 7 | Off-Peak
2023-10-29 23:00 | 10 | 30 | 0 | Non-Summer | 0.7819 | 1.4876 | 0 | 0 | Normal |  | 0 | 0 | 1.4876 | 1.4876 | 7 | Off-Peak
2023-10-30 | 10 | 30 | 1 | Non-Summer | 0.7265 | 1.3822 | 0 | 0 | Normal |  | 0 | 0 | 1.3822 | 1.3822 | 1 | Off-Peak
2023-10-30 01:00 | 10 | 30 | 2 | Non-Summer | 0.6949 | 1.3221 | 0 | 0 | Normal |  | 0 | 0 | 1.3221 | 1.3221 | 1 | Off-Peak
2023-10-30 02:00 | 10 | 30 | 3 | Non-Summer | 0.677 | 1.288 | 0 | 0 | Normal |  | 0 | 0 | 1.288 | 1.288 | 1 | Off-Peak
2023-10-30 03:00 | 10 | 30 | 4 | Non-Summer | 0.6729 | 1.2802 | 0 | 0 | Normal |  | 0 | 0 | 1.2802 | 1.2802 | 1 | Off-Peak
2023-10-30 04:00 | 10 | 30 | 5 | Non-Summer | 0.6863 | 1.3057 | 0 | 0 | Normal |  | 0 | 0 | 1.3057 | 1.3057 | 1 | Off-Peak
2023-10-30 05:00 | 10 | 30 | 6 | Non-Summer | 0.7265 | 1.3822 | 0 | 0 | Normal |  | 0 | 0 | 1.3822 | 1.3822 | 1 | Peak
2023-10-30 06:00 | 10 | 30 | 7 | Non-Summer | 0.7942 | 1.511 | 0 | 0 | Normal |  | 0 | 0 | 1.511 | 1.511 | 1 | Peak
2023-10-30 07:00 | 10 | 30 | 8 | Non-Summer | 0.8296 | 1.5784 | 1.6583 | 1.6583 | Normal |  | 0.079895 | 1.5784 | 0 | -0.079895 | 1 | Peak
2023-10-30 08:00 | 10 | 30 | 9 | Non-Summer | 0.7895 | 1.5021 | 3.3889 | 3.3889 | Normal |  | 1.8869 | 1.5021 | 0 | -1.8869 | 1 | Peak
2023-10-30 09:00 | 10 | 30 | 10 | Non-Summer | 0.7614 | 1.4486 | 4.5541 | 4.5541 | Normal |  | 3.1055 | 1.4486 | 0 | -3.1055 | 1 | Peak
2023-10-30 10:00 | 10 | 30 | 11 | Non-Summer | 0.743 | 1.4136 | 5.3625 | 5.3625 | Normal |  | 3.9489 | 1.4136 | 2.2204e-16 | -3.9489 | 1 | Peak
2023-10-30 11:00 | 10 | 30 | 12 | Non-Summer | 0.7343 | 1.3971 | 5.6652 | 5.6652 | Normal |  | 4.2681 | 1.3971 | 4.4409e-16 | -4.2681 | 1 | Peak
2023-10-30 12:00 | 10 | 30 | 13 | Non-Summer | 0.7286 | 1.3862 | 5.3867 | 5.3867 | Normal |  | 4.0005 | 1.3862 | 0 | -4.0005 | 1 | Peak
2023-10-30 13:00 | 10 | 30 | 14 | Non-Summer | 0.7175 | 1.3651 | 3.4896 | 3.4896 | Normal |  | 2.1246 | 1.3651 | 0 | -2.1246 | 1 | Peak
2023-10-30 14:00 | 10 | 30 | 15 | Non-Summer | 0.7131 | 1.3567 | 3.5231 | 3.5231 | Normal |  | 2.1663 | 1.3567 | 0 | -2.1663 | 1 | Peak
2023-10-30 15:00 | 10 | 30 | 16 | Non-Summer | 0.7359 | 1.4001 | 1.6672 | 1.6672 | Normal |  | 0.26713 | 1.4001 | 0 | -0.26713 | 1 | Peak
2023-10-30 16:00 | 10 | 30 | 17 | Non-Summer | 0.7988 | 1.5198 | 0.049801 | 0.049801 | Normal |  | 0 | 0.049801 | 1.47 | 1.47 | 1 | Peak
2023-10-30 17:00 | 10 | 30 | 18 | Non-Summer | 0.9128 | 1.7367 | 0 | 0 | Normal |  | 0 | 0 | 1.7367 | 1.7367 | 1 | Peak
2023-10-30 18:00 | 10 | 30 | 19 | Non-Summer | 1.0309 | 1.9614 | 0 | 0 | Normal |  | 0 | 0 | 1.9614 | 1.9614 | 1 | Peak
2023-10-30 19:00 | 10 | 30 | 20 | Non-Summer | 1.0597 | 2.0161 | 0 | 0 | Normal |  | 0 | 0 | 2.0161 | 2.0161 | 1 | Peak
2023-10-30 20:00 | 10 | 30 | 21 | Non-Summer | 1.0523 | 2.0021 | 0 | 0 | Normal |  | 0 | 0 | 2.0021 | 2.0021 | 1 | Peak
2023-10-30 21:00 | 10 | 30 | 22 | Non-Summer | 1.0051 | 1.9123 | 0 | 0 | Normal |  | 0 | 0 | 1.9123 | 1.9123 | 1 | Off-Peak
2023-10-30 22:00 | 10 | 30 | 23 | Non-Summer | 0.9167 | 1.7441 | 0 | 0 | Normal |  | 0 | 0 | 1.7441 | 1.7441 | 1 | Off-Peak
2023-10-30 23:00 | 10 | 31 | 0 | Non-Summer | 0.8334 | 1.5856 | 0 | 0 | Normal |  | 0 | 0 | 1.5856 | 1.5856 | 1 | Off-Peak
2023-10-31 | 10 | 31 | 1 | Non-Summer | 0.7793 | 1.4827 | 0 | 0 | Normal |  | 0 | 0 | 1.4827 | 1.4827 | 2 | Off-Peak
2023-10-31 01:00 | 10 | 31 | 2 | Non-Summer | 0.7508 | 1.4284 | 0 | 0 | Normal |  | 0 | 0 | 1.4284 | 1.4284 | 2 | Off-Peak
2023-10-31 02:00 | 10 | 31 | 3 | Non-Summer | 0.7345 | 1.3974 | 0 | 0 | Normal |  | 0 | 0 | 1.3974 | 1.3974 | 2 | Off-Peak
2023-10-31 03:00 | 10 | 31 | 4 | Non-Summer | 0.7293 | 1.3875 | 0 | 0 | Normal |  | 0 | 0 | 1.3875 | 1.3875 | 2 | Off-Peak
2023-10-31 04:00 | 10 | 31 | 5 | Non-Summer | 0.7393 | 1.4066 | 0 | 0 | Normal |  | 0 | 0 | 1.4066 | 1.4066 | 2 | Off-Peak
2023-10-31 05:00 | 10 | 31 | 6 | Non-Summer | 0.7747 | 1.4739 | 0 | 0 | Normal |  | 0 | 0 | 1.4739 | 1.4739 | 2 | Peak
2023-10-31 06:00 | 10 | 31 | 7 | Non-Summer | 0.8386 | 1.5955 | 0 | 0 | Normal |  | 0 | 0 | 1.5955 | 1.5955 | 2 | Peak
2023-10-31 07:00 | 10 | 31 | 8 | Non-Summer | 0.8716 | 1.6583 | 0.16147 | 0.16147 | Normal |  | 0 | 0.16147 | 1.4968 | 1.4968 | 2 | Peak
2023-10-31 08:00 | 10 | 31 | 9 | Non-Summer | 0.8514 | 1.6198 | 0.17636 | 0.17636 | Normal |  | 0 | 0.17636 | 1.4435 | 1.4435 | 2 | Peak
2023-10-31 09:00 | 10 | 31 | 10 | Non-Summer | 0.8342 | 1.5871 | 0.46984 | 0.46984 | Normal |  | 0 | 0.46984 | 1.1173 | 1.1173 | 2 | Peak
2023-10-31 10:00 | 10 | 31 | 11 | Non-Summer | 0.8192 | 1.5586 | 0.57685 | 0.57685 | Normal |  | 0 | 0.57685 | 0.98173 | 0.98173 | 2 | Peak
2023-10-31 11:00 | 10 | 31 | 12 | Non-Summer | 0.8272 | 1.5738 | 0.73162 | 0.73162 | Normal |  | 0 | 0.73162 | 0.84218 | 0.84218 | 2 | Peak
2023-10-31 12:00 | 10 | 31 | 13 | Non-Summer | 0.8365 | 1.5915 | 0.90946 | 0.90946 | Normal |  | 0 | 0.90946 | 0.68203 | 0.68203 | 2 | Peak
2023-10-31 13:00 | 10 | 31 | 14 | Non-Summer | 0.8352 | 1.589 | 0.65877 | 0.65877 | Normal |  | 0 | 0.65877 | 0.93025 | 0.93025 | 2 | Peak
2023-10-31 14:00 | 10 | 31 | 15 | Non-Summer | 0.8418 | 1.6016 | 0.79051 | 0.79051 | Normal |  | 0 | 0.79051 | 0.81107 | 0.81107 | 2 | Peak
2023-10-31 15:00 | 10 | 31 | 16 | Non-Summer | 0.8753 | 1.6653 | 0.051228 | 0.051228 | Normal |  | 0 | 0.051228 | 1.6141 | 1.6141 | 2 | Peak
2023-10-31 16:00 | 10 | 31 | 17 | Non-Summer | 0.9224 | 1.7549 | 0 | 0 | Normal |  | 0 | 0 | 1.7549 | 1.7549 | 2 | Peak
2023-10-31 17:00 | 10 | 31 | 18 | Non-Summer | 1.0036 | 1.9094 | 0 | 0 | Normal |  | 0 | 0 | 1.9094 | 1.9094 | 2 | Peak
2023-10-31 18:00 | 10 | 31 | 19 | Non-Summer | 1.0843 | 2.0629 | 0 | 0 | Normal |  | 0 | 0 | 2.0629 | 2.0629 | 2 | Peak
2023-10-31 19:00 | 10 | 31 | 20 | Non-Summer | 1.0883 | 2.0706 | 0 | 0 | Normal |  | 0 | 0 | 2.0706 | 2.0706 | 2 | Peak
2023-10-31 20:00 | 10 | 31 | 21 | Non-Summer | 1.0719 | 2.0394 | 0 | 0 | Normal |  | 0 | 0 | 2.0394 | 2.0394 | 2 | Peak
2023-10-31 21:00 | 10 | 31 | 22 | Non-Summer | 1.0201 | 1.9408 | 0 | 0 | Normal |  | 0 | 0 | 1.9408 | 1.9408 | 2 | Off-Peak
2023-10-31 22:00 | 10 | 31 | 23 | Non-Summer | 0.9281 | 1.7658 | 0 | 0 | Normal |  | 0 | 0 | 1.7658 | 1.7658 | 2 | Off-Peak
2023-10-31 23:00 | 11 | 1 | 0 | Non-Summer | 0.8394 | 1.597 | 0 | 0 | Normal |  | 0 | 0 | 1.597 | 1.597 | 2 | Off-Peak
2023-11-01 | 11 | 1 | 1 | Non-Summer | 0.7844 | 1.4924 | 0 | 0 | Normal |  | 0 | 0 | 1.4924 | 1.4924 | 3 | Off-Peak
2023-11-01 01:00 | 11 | 1 | 2 | Non-Summer | 0.7568 | 1.4399 | 0 | 0 | Normal |  | 0 | 0 | 1.4399 | 1.4399 | 3 | Off-Peak
2023-11-01 02:00 | 11 | 1 | 3 | Non-Summer | 0.7401 | 1.4081 | 0 | 0 | Normal |  | 0 | 0 | 1.4081 | 1.4081 | 3 | Off-Peak
2023-11-01 03:00 | 11 | 1 | 4 | Non-Summer | 0.7357 | 1.3997 | 0 | 0 | Normal |  | 0 | 0 | 1.3997 | 1.3997 | 3 | Off-Peak
2023-11-01 04:00 | 11 | 1 | 5 | Non-Summer | 0.7467 | 1.4206 | 0 | 0 | Normal |  | 0 | 0 | 1.4206 | 1.4206 | 3 | Off-Peak
2023-11-01 05:00 | 11 | 1 | 6 | Non-Summer | 0.7833 | 1.4903 | 0 | 0 | Normal |  | 0 | 0 | 1.4903 | 1.4903 | 3 | Peak
2023-11-01 06:00 | 11 | 1 | 7 | Non-Summer | 0.8455 | 1.6086 | 0 | 0 | Normal |  | 0 | 0 | 1.6086 | 1.6086 | 3 | Peak
2023-11-01 07:00 | 11 | 1 | 8 | Non-Summer | 0.8772 | 1.6689 | 1.1849 | 1.1849 | Normal |  | 0 | 1.1849 | 0.484 | 0.484 | 3 | Peak
2023-11-01 08:00 | 11 | 1 | 9 | Non-Summer | 0.8357 | 1.59 | 3.2652 | 3.2652 | Normal |  | 1.6752 | 1.59 | 0 | -1.6752 | 3 | Peak
2023-11-01 09:00 | 11 | 1 | 10 | Non-Summer | 0.7951 | 1.5127 | 2.8728 | 2.8728 | Normal |  | 1.36 | 1.5127 | 0 | -1.36 | 3 | Peak
2023-11-01 10:00 | 11 | 1 | 11 | Non-Summer | 0.768 | 1.4612 | 3.8786 | 3.8786 | Normal |  | 2.4174 | 1.4612 | 0 | -2.4174 | 3 | Peak
2023-11-01 11:00 | 11 | 1 | 12 | Non-Summer | 0.7562 | 1.4387 | 3.9574 | 3.9574 | Normal |  | 2.5187 | 1.4387 | 0 | -2.5187 | 3 | Peak
2023-11-01 12:00 | 11 | 1 | 13 | Non-Summer | 0.7619 | 1.4496 | 3.7037 | 3.7037 | Normal |  | 2.2541 | 1.4496 | 0 | -2.2541 | 3 | Peak
2023-11-01 13:00 | 11 | 1 | 14 | Non-Summer | 0.7632 | 1.452 | 4.7002 | 4.7002 | Normal |  | 3.2481 | 1.452 | 0 | -3.2481 | 3 | Peak
2023-11-01 14:00 | 11 | 1 | 15 | Non-Summer | 0.7609 | 1.4477 | 1.7568 | 1.7568 | Normal |  | 0.30915 | 1.4477 | 0 | -0.30915 | 3 | Peak
2023-11-01 15:00 | 11 | 1 | 16 | Non-Summer | 0.778 | 1.4802 | 0.43164 | 0.43164 | Normal |  | 0 | 0.43164 | 1.0486 | 1.0486 | 3 | Peak
2023-11-01 16:00 | 11 | 1 | 17 | Non-Summer | 0.8345 | 1.5877 | 0 | 0 | Normal |  | 0 | 0 | 1.5877 | 1.5877 | 3 | Peak
2023-11-01 17:00 | 11 | 1 | 18 | Non-Summer | 0.9448 | 1.7975 | 0 | 0 | Normal |  | 0 | 0 | 1.7975 | 1.7975 | 3 | Peak
2023-11-01 18:00 | 11 | 1 | 19 | Non-Summer | 1.0354 | 1.9699 | 0 | 0 | Normal |  | 0 | 0 | 1.9699 | 1.9699 | 3 | Peak
2023-11-01 19:00 | 11 | 1 | 20 | Non-Summer | 1.0469 | 1.9918 | 0 | 0 | Normal |  | 0 | 0 | 1.9918 | 1.9918 | 3 | Peak
2023-11-01 20:00 | 11 | 1 | 21 | Non-Summer | 1.0336 | 1.9665 | 0 | 0 | Normal |  | 0 | 0 | 1.9665 | 1.9665 | 3 | Peak
2023-11-01 21:00 | 11 | 1 | 22 | Non-Summer | 0.9832 | 1.8706 | 0 | 0 | Normal |  | 0 | 0 | 1.8706 | 1.8706 | 3 | Off-Peak
2023-11-01 22:00 | 11 | 1 | 23 | Non-Summer | 0.8933 | 1.6996 | 0 | 0 | Normal |  | 0 | 0 | 1.6996 | 1.6996 | 3 | Off-Peak
2023-11-01 23:00 | 11 | 2 | 0 | Non-Summer | 0.807 | 1.5354 | 0 | 0 | Normal |  | 0 | 0 | 1.5354 | 1.5354 | 3 | Off-Peak
2023-11-02 | 11 | 2 | 1 | Non-Summer | 0.7545 | 1.4355 | 0 | 0 | Normal |  | 0 | 0 | 1.4355 | 1.4355 | 4 | Off-Peak
2023-11-02 01:00 | 11 | 2 | 2 | Non-Summer | 0.7233 | 1.3761 | 0 | 0 | Normal |  | 0 | 0 | 1.3761 | 1.3761 | 4 | Off-Peak
2023-11-02 02:00 | 11 | 2 | 3 | Non-Summer | 0.7062 | 1.3436 | 0 | 0 | Normal |  | 0 | 0 | 1.3436 | 1.3436 | 4 | Off-Peak
2023-11-02 03:00 | 11 | 2 | 4 | Non-Summer | 0.7025 | 1.3366 | 0 | 0 | Normal |  | 0 | 0 | 1.3366 | 1.3366 | 4 | Off-Peak
2023-11-02 04:00 | 11 | 2 | 5 | Non-Summer | 0.7144 | 1.3592 | 0 | 0 | Normal |  | 0 | 0 | 1.3592 | 1.3592 | 4 | Off-Peak
2023-11-02 05:00 | 11 | 2 | 6 | Non-Summer | 0.7528 | 1.4322 | 0 | 0 | Normal |  | 0 | 0 | 1.4322 | 1.4322 | 4 | Peak
2023-11-02 06:00 | 11 | 2 | 7 | Non-Summer | 0.8146 | 1.5498 | 0 | 0 | Normal |  | 0 | 0 | 1.5498 | 1.5498 | 4 | Peak
2023-11-02 07:00 | 11 | 2 | 8 | Non-Summer | 0.8441 | 1.606 | 1.6578 | 1.6578 | Normal |  | 0.05182 | 1.606 | 0 | -0.05182 | 4 | Peak
2023-11-02 08:00 | 11 | 2 | 9 | Non-Summer | 0.7995 | 1.5211 | 3.4398 | 3.4398 | Normal |  | 1.9187 | 1.5211 | 0 | -1.9187 | 4 | Peak
2023-11-02 09:00 | 11 | 2 | 10 | Non-Summer | 0.7638 | 1.4532 | 4.6159 | 4.6159 | Normal |  | 3.1627 | 1.4532 | 0 | -3.1627 | 4 | Peak
2023-11-02 10:00 | 11 | 2 | 11 | Non-Summer | 0.7402 | 1.4083 | 5.2778 | 5.2778 | Normal |  | 3.8695 | 1.4083 | 0 | -3.8695 | 4 | Peak
2023-11-02 11:00 | 11 | 2 | 12 | Non-Summer | 0.7207 | 1.3712 | 5.512 | 5.512 | Normal |  | 4.1408 | 1.3712 | 4.4409e-16 | -4.1408 | 4 | Peak
2023-11-02 12:00 | 11 | 2 | 13 | Non-Summer | 0.702 | 1.3356 | 5.2758 | 5.2758 | Normal |  | 3.9402 | 1.3356 | 2.2204e-16 | -3.9402 | 4 | Peak
2023-11-02 13:00 | 11 | 2 | 14 | Non-Summer | 0.6837 | 1.3008 | 4.599 | 4.599 | Normal |  | 3.2983 | 1.3008 | 0 | -3.2983 | 4 | Peak
2023-11-02 14:00 | 11 | 2 | 15 | Non-Summer | 0.6728 | 1.28 | 3.4505 | 3.4505 | Normal |  | 2.1705 | 1.28 | 0 | -2.1705 | 4 | Peak
2023-11-02 15:00 | 11 | 2 | 16 | Non-Summer | 0.6878 | 1.3086 | 1.7854 | 1.7854 | Normal |  | 0.47683 | 1.3086 | 0 | -0.47683 | 4 | Peak
2023-11-02 16:00 | 11 | 2 | 17 | Non-Summer | 0.7515 | 1.4298 | 0.027078 | 0.027078 | Normal |  | 0 | 0.027078 | 1.4027 | 1.4027 | 4 | Peak
2023-11-02 17:00 | 11 | 2 | 18 | Non-Summer | 0.8526 | 1.6221 | 0 | 0 | Normal |  | 0 | 0 | 1.6221 | 1.6221 | 4 | Peak
2023-11-02 18:00 | 11 | 2 | 19 | Non-Summer | 0.9382 | 1.785 | 0 | 0 | Normal |  | 0 | 0 | 1.785 | 1.785 | 4 | Peak
2023-11-02 19:00 | 11 | 2 | 20 | Non-Summer | 0.9556 | 1.8181 | 0 | 0 | Normal |  | 0 | 0 | 1.8181 | 1.8181 | 4 | Peak
2023-11-02 20:00 | 11 | 2 | 21 | Non-Summer | 0.9487 | 1.805 | 0 | 0 | Normal |  | 0 | 0 | 1.805 | 1.805 | 4 | Peak
2023-11-02 21:00 | 11 | 2 | 22 | Non-Summer | 0.9069 | 1.7254 | 0 | 0 | Normal |  | 0 | 0 | 1.7254 | 1.7254 | 4 | Off-Peak
2023-11-02 22:00 | 11 | 2 | 23 | Non-Summer | 0.829 | 1.5772 | 0 | 0 | Normal |  | 0 | 0 | 1.5772 | 1.5772 | 4 | Off-Peak
2023-11-02 23:00 | 11 | 3 | 0 | Non-Summer | 0.7484 | 1.4239 | 0 | 0 | Normal |  | 0 | 0 | 1.4239 | 1.4239 | 4 | Off-Peak
2023-11-03 | 11 | 3 | 1 | Non-Summer | 0.6988 | 1.3295 | 0 | 0 | Normal |  | 0 | 0 | 1.3295 | 1.3295 | 5 | Off-Peak
2023-11-03 01:00 | 11 | 3 | 2 | Non-Summer | 0.6702 | 1.2751 | 0 | 0 | Normal |  | 0 | 0 | 1.2751 | 1.2751 | 5 | Off-Peak
2023-11-03 02:00 | 11 | 3 | 3 | Non-Summer | 0.6539 | 1.2441 | 0 | 0 | Normal |  | 0 | 0 | 1.2441 | 1.2441 | 5 | Off-Peak
2023-11-03 03:00 | 11 | 3 | 4 | Non-Summer | 0.6483 | 1.2334 | 0 | 0 | Normal |  | 0 | 0 | 1.2334 | 1.2334 | 5 | Off-Peak
2023-11-03 04:00 | 11 | 3 | 5 | Non-Summer | 0.6615 | 1.2585 | 0 | 0 | Normal |  | 0 | 0 | 1.2585 | 1.2585 | 5 | Off-Peak
2023-11-03 05:00 | 11 | 3 | 6 | Non-Summer | 0.6942 | 1.3208 | 0 | 0 | Normal |  | 0 | 0 | 1.3208 | 1.3208 | 5 | Peak
2023-11-03 06:00 | 11 | 3 | 7 | Non-Summer | 0.7511 | 1.429 | 0 | 0 | Normal |  | 0 | 0 | 1.429 | 1.429 | 5 | Peak
2023-11-03 07:00 | 11 | 3 | 8 | Non-Summer | 0.7815 | 1.4869 | 0.92282 | 0.92282 | Normal |  | 0 | 0.92282 | 0.56403 | 0.56403 | 5 | Peak
2023-11-03 08:00 | 11 | 3 | 9 | Non-Summer | 0.7522 | 1.4311 | 2.9861 | 2.9861 | Normal |  | 1.5549 | 1.4311 | 0 | -1.5549 | 5 | Peak
2023-11-03 09:00 | 11 | 3 | 10 | Non-Summer | 0.7325 | 1.3936 | 4.3849 | 4.3849 | Normal |  | 2.9913 | 1.3936 | 0 | -2.9913 | 5 | Peak
2023-11-03 10:00 | 11 | 3 | 11 | Non-Summer | 0.7277 | 1.3845 | 4.431 | 4.431 | Normal |  | 3.0465 | 1.3845 | 0 | -3.0465 | 5 | Peak
2023-11-03 11:00 | 11 | 3 | 12 | Non-Summer | 0.7164 | 1.363 | 3.7621 | 3.7621 | Normal |  | 2.3991 | 1.363 | 0 | -2.3991 | 5 | Peak
2023-11-03 12:00 | 11 | 3 | 13 | Non-Summer | 0.7073 | 1.3457 | 2.6005 | 2.6005 | Normal |  | 1.2548 | 1.3457 | 0 | -1.2548 | 5 | Peak
2023-11-03 13:00 | 11 | 3 | 14 | Non-Summer | 0.7067 | 1.3445 | 2.7943 | 2.7943 | Normal |  | 1.4497 | 1.3445 | 0 | -1.4497 | 5 | Peak
2023-11-03 14:00 | 11 | 3 | 15 | Non-Summer | 0.7086 | 1.3482 | 2.5868 | 2.5868 | Normal |  | 1.2386 | 1.3482 | 0 | -1.2386 | 5 | Peak
2023-11-03 15:00 | 11 | 3 | 16 | Non-Summer | 0.7324 | 1.3934 | 1.5599 | 1.5599 | Normal |  | 0.16646 | 1.3934 | 0 | -0.16646 | 5 | Peak
2023-11-03 16:00 | 11 | 3 | 17 | Non-Summer | 0.7876 | 1.4985 | 0.014249 | 0.014249 | Normal |  | 0 | 0.014249 | 1.4842 | 1.4842 | 5 | Peak
2023-11-03 17:00 | 11 | 3 | 18 | Non-Summer | 0.858 | 1.6324 | 0 | 0 | Normal |  | 0 | 0 | 1.6324 | 1.6324 | 5 | Peak
2023-11-03 18:00 | 11 | 3 | 19 | Non-Summer | 0.9075 | 1.7266 | 0 | 0 | Normal |  | 0 | 0 | 1.7266 | 1.7266 | 5 | Peak
2023-11-03 19:00 | 11 | 3 | 20 | Non-Summer | 0.9065 | 1.7247 | 0 | 0 | Normal |  | 0 | 0 | 1.7247 | 1.7247 | 5 | Peak
2023-11-03 20:00 | 11 | 3 | 21 | Non-Summer | 0.8946 | 1.702 | 0 | 0 | Normal |  | 0 | 0 | 1.702 | 1.702 | 5 | Peak
2023-11-03 21:00 | 11 | 3 | 22 | Non-Summer | 0.8642 | 1.6442 | 0 | 0 | Normal |  | 0 | 0 | 1.6442 | 1.6442 | 5 | Off-Peak
2023-11-03 22:00 | 11 | 3 | 23 | Non-Summer | 0.8083 | 1.5378 | 0 | 0 | Normal |  | 0 | 0 | 1.5378 | 1.5378 | 5 | Off-Peak
2023-11-03 23:00 | 11 | 4 | 0 | Non-Summer | 0.74 | 1.4079 | 0 | 0 | Normal |  | 0 | 0 | 1.4079 | 1.4079 | 5 | Off-Peak
2023-11-04 | 11 | 4 | 1 | Non-Summer | 0.6877 | 1.3084 | 0 | 0 | Normal |  | 0 | 0 | 1.3084 | 1.3084 | 6 | Off-Peak
2023-11-04 01:00 | 11 | 4 | 2 | Non-Summer | 0.6513 | 1.2391 | 0 | 0 | Normal |  | 0 | 0 | 1.2391 | 1.2391 | 6 | Off-Peak
2023-11-04 02:00 | 11 | 4 | 3 | Non-Summer | 0.63 | 1.1986 | 0 | 0 | Normal |  | 0 | 0 | 1.1986 | 1.1986 | 6 | Off-Peak
2023-11-04 03:00 | 11 | 4 | 4 | Non-Summer | 0.6199 | 1.1794 | 0 | 0 | Normal |  | 0 | 0 | 1.1794 | 1.1794 | 6 | Off-Peak
2023-11-04 04:00 | 11 | 4 | 5 | Non-Summer | 0.6218 | 1.183 | 0 | 0 | Normal |  | 0 | 0 | 1.183 | 1.183 | 6 | Off-Peak
2023-11-04 05:00 | 11 | 4 | 6 | Non-Summer | 0.6386 | 1.215 | 0 | 0 | Normal |  | 0 | 0 | 1.215 | 1.215 | 6 | Off-Peak
2023-11-04 06:00 | 11 | 4 | 7 | Non-Summer | 0.6729 | 1.2802 | 0 | 0 | Normal |  | 0 | 0 | 1.2802 | 1.2802 | 6 | Off-Peak
2023-11-04 07:00 | 11 | 4 | 8 | Non-Summer | 0.7221 | 1.3738 | 1.5533 | 1.5533 | Normal |  | 0.17942 | 1.3738 | 0 | -0.17942 | 6 | Off-Peak
2023-11-04 08:00 | 11 | 4 | 9 | Non-Summer | 0.7448 | 1.417 | 3.317 | 3.317 | Normal |  | 1.8999 | 1.417 | 0 | -1.8999 | 6 | Off-Peak
2023-11-04 09:00 | 11 | 4 | 10 | Non-Summer | 0.7425 | 1.4127 | 4.481 | 4.481 | Normal |  | 3.0684 | 1.4127 | 2.2204e-16 | -3.0684 | 6 | Off-Peak
2023-11-04 10:00 | 11 | 4 | 11 | Non-Summer | 0.7338 | 1.3961 | 5.1944 | 5.1944 | Normal |  | 3.7983 | 1.3961 | 2.2204e-16 | -3.7983 | 6 | Off-Peak
2023-11-04 11:00 | 11 | 4 | 12 | Non-Summer | 0.7287 | 1.3864 | 5.3772 | 5.3772 | Normal |  | 3.9908 | 1.3864 | 2.2204e-16 | -3.9908 | 6 | Off-Peak
2023-11-04 12:00 | 11 | 4 | 13 | Non-Summer | 0.7251 | 1.3795 | 5.1311 | 5.1311 | Normal |  | 3.7516 | 1.3795 | 0 | -3.7516 | 6 | Off-Peak
2023-11-04 13:00 | 11 | 4 | 14 | Non-Summer | 0.7172 | 1.3645 | 3.9285 | 3.9285 | Normal |  | 2.564 | 1.3645 | 2.2204e-16 | -2.564 | 6 | Off-Peak
2023-11-04 14:00 | 11 | 4 | 15 | Non-Summer | 0.7122 | 1.355 | 1.533 | 1.533 | Normal |  | 0.17802 | 1.355 | 0 | -0.17802 | 6 | Off-Peak
2023-11-04 15:00 | 11 | 4 | 16 | Non-Summer | 0.7166 | 1.3634 | 0.23837 | 0.23837 | Normal |  | 0 | 0.23837 | 1.125 | 1.125 | 6 | Off-Peak
2023-11-04 16:00 | 11 | 4 | 17 | Non-Summer | 0.7396 | 1.4071 | 0 | 0 | Normal |  | 0 | 0 | 1.4071 | 1.4071 | 6 | Off-Peak
2023-11-04 17:00 | 11 | 4 | 18 | Non-Summer | 0.808 | 1.5373 | 0 | 0 | Normal |  | 0 | 0 | 1.5373 | 1.5373 | 6 | Off-Peak
2023-11-04 18:00 | 11 | 4 | 19 | Non-Summer | 0.8787 | 1.6718 | 0 | 0 | Normal |  | 0 | 0 | 1.6718 | 1.6718 | 6 | Off-Peak
2023-11-04 19:00 | 11 | 4 | 20 | Non-Summer | 0.8885 | 1.6904 | 0 | 0 | Normal |  | 0 | 0 | 1.6904 | 1.6904 | 6 | Off-Peak
2023-11-04 20:00 | 11 | 4 | 21 | Non-Summer | 0.886 | 1.6857 | 0 | 0 | Normal |  | 0 | 0 | 1.6857 | 1.6857 | 6 | Off-Peak
2023-11-04 21:00 | 11 | 4 | 22 | Non-Summer | 0.8691 | 1.6535 | 0 | 0 | Normal |  | 0 | 0 | 1.6535 | 1.6535 | 6 | Off-Peak
2023-11-04 22:00 | 11 | 4 | 23 | Non-Summer | 0.8291 | 1.5774 | 0 | 0 | Normal |  | 0 | 0 | 1.5774 | 1.5774 | 6 | Off-Peak
2023-11-04 23:00 | 11 | 5 | 0 | Non-Summer | 0.7716 | 1.468 | 0 | 0 | Normal |  | 0 | 0 | 1.468 | 1.468 | 6 | Off-Peak
2023-11-05 | 11 | 5 | 1 | Non-Summer | 0.726 | 1.3813 | 0 | 0 | Normal |  | 0 | 0 | 1.3813 | 1.3813 | 7 | Off-Peak
2023-11-05 01:00 | 11 | 5 | 1 | Non-Summer | 0.6914 | 1.3154 | 0 | 0 | Normal |  | 0 | 0 | 1.3154 | 1.3154 | 7 | Off-Peak
2023-11-05 02:00 | 11 | 5 | 2 | Non-Summer | 0.6688 | 1.2724 | 0 | 0 | Normal |  | 0 | 0 | 1.2724 | 1.2724 | 7 | Off-Peak
2023-11-05 03:00 | 11 | 5 | 3 | Non-Summer | 0.6586 | 1.253 | 0 | 0 | Normal |  | 0 | 0 | 1.253 | 1.253 | 7 | Off-Peak
2023-11-05 04:00 | 11 | 5 | 4 | Non-Summer | 0.6548 | 1.2458 | 0 | 0 | Normal |  | 0 | 0 | 1.2458 | 1.2458 | 7 | Off-Peak
2023-11-05 05:00 | 11 | 5 | 5 | Non-Summer | 0.6768 | 1.2877 | 0 | 0 | Normal |  | 0 | 0 | 1.2877 | 1.2877 | 7 | Off-Peak
2023-11-05 06:00 | 11 | 5 | 6 | Non-Summer | 0.6873 | 1.3076 | 0 | 0 | Normal |  | 0 | 0 | 1.3076 | 1.3076 | 7 | Off-Peak
2023-11-05 07:00 | 11 | 5 | 7 | Non-Summer | 0.7306 | 1.39 | 0.49498 | 0.49498 | Normal |  | 0 | 0.49498 | 0.89503 | 0.89503 | 7 | Off-Peak
2023-11-05 08:00 | 11 | 5 | 8 | Non-Summer | 0.7698 | 1.4646 | 0.063805 | 0.063805 | Normal |  | 0 | 0.063805 | 1.4008 | 1.4008 | 7 | Off-Peak
2023-11-05 09:00 | 11 | 5 | 9 | Non-Summer | 0.7852 | 1.4939 | 0.64511 | 0.64511 | Normal |  | 0 | 0.64511 | 0.84878 | 0.84878 | 7 | Off-Peak
2023-11-05 10:00 | 11 | 5 | 10 | Non-Summer | 0.7761 | 1.4766 | 1.4628 | 1.4628 | Normal |  | 0 | 1.4628 | 0.013787 | 0.013787 | 7 | Off-Peak
2023-11-05 11:00 | 11 | 5 | 11 | Non-Summer | 0.7627 | 1.4511 | 0.9218 | 0.9218 | Normal |  | 0 | 0.9218 | 0.52929 | 0.52929 | 7 | Off-Peak
2023-11-05 12:00 | 11 | 5 | 12 | Non-Summer | 0.7541 | 1.4347 | 0.012542 | 0.012542 | Normal |  | 0 | 0.012542 | 1.4222 | 1.4222 | 7 | Off-Peak
2023-11-05 13:00 | 11 | 5 | 13 | Non-Summer | 0.7507 | 1.4283 | 0.87641 | 0.87641 | Normal |  | 0 | 0.87641 | 0.55185 | 0.55185 | 7 | Off-Peak
2023-11-05 14:00 | 11 | 5 | 14 | Non-Summer | 0.7496 | 1.4262 | 0 | 0 | Normal |  | 0 | 0 | 1.4262 | 1.4262 | 7 | Off-Peak
2023-11-05 15:00 | 11 | 5 | 15 | Non-Summer | 0.7631 | 1.4518 | 0.36033 | 0.36033 | Normal |  | 0 | 0.36033 | 1.0915 | 1.0915 | 7 | Off-Peak
2023-11-05 16:00 | 11 | 5 | 16 | Non-Summer | 0.7918 | 1.5064 | 0 | 0 | Normal |  | 0 | 0 | 1.5064 | 1.5064 | 7 | Off-Peak
2023-11-05 17:00 | 11 | 5 | 17 | Non-Summer | 0.8645 | 1.6448 | 0 | 0 | Normal |  | 0 | 0 | 1.6448 | 1.6448 | 7 | Off-Peak
2023-11-05 18:00 | 11 | 5 | 18 | Non-Summer | 0.949 | 1.8055 | 0 | 0 | Normal |  | 0 | 0 | 1.8055 | 1.8055 | 7 | Off-Peak
2023-11-05 19:00 | 11 | 5 | 19 | Non-Summer | 0.9514 | 1.8101 | 0 | 0 | Normal |  | 0 | 0 | 1.8101 | 1.8101 | 7 | Off-Peak
2023-11-05 20:00 | 11 | 5 | 20 | Non-Summer | 0.9358 | 1.7804 | 0 | 0 | Normal |  | 0 | 0 | 1.7804 | 1.7804 | 7 | Off-Peak
2023-11-05 21:00 | 11 | 5 | 21 | Non-Summer | 0.904 | 1.7199 | 0 | 0 | Normal |  | 0 | 0 | 1.7199 | 1.7199 | 7 | Off-Peak
2023-11-05 22:00 | 11 | 5 | 22 | Non-Summer | 0.8429 | 1.6037 | 0 | 0 | Normal |  | 0 | 0 | 1.6037 | 1.6037 | 7 | Off-Peak
2023-11-05 23:00 | 11 | 5 | 23 | Non-Summer | 0.7579 | 1.442 | 0 | 0 | Normal |  | 0 | 0 | 1.442 | 1.442 | 7 | Off-Peak
2023-11-06 | 11 | 6 | 0 | Non-Summer | 0.6353 | 1.2087 | 0 | 0 | Normal |  | 0 | 0 | 1.2087 | 1.2087 | 1 | Off-Peak
2023-11-06 01:00 | 11 | 6 | 1 | Non-Summer | 0.6067 | 1.1543 | 0 | 0 | Normal |  | 0 | 0 | 1.1543 | 1.1543 | 1 | Off-Peak
2023-11-06 02:00 | 11 | 6 | 2 | Non-Summer | 0.5913 | 1.125 | 0 | 0 | Normal |  | 0 | 0 | 1.125 | 1.125 | 1 | Off-Peak
2023-11-06 03:00 | 11 | 6 | 3 | Non-Summer | 0.5853 | 1.1136 | 0 | 0 | Normal |  | 0 | 0 | 1.1136 | 1.1136 | 1 | Off-Peak
2023-11-06 04:00 | 11 | 6 | 4 | Non-Summer | 0.597 | 1.1358 | 0 | 0 | Normal |  | 0 | 0 | 1.1358 | 1.1358 | 1 | Off-Peak
2023-11-06 05:00 | 11 | 6 | 5 | Non-Summer | 0.636 | 1.21 | 0 | 0 | Normal |  | 0 | 0 | 1.21 | 1.21 | 1 | Off-Peak
2023-11-06 06:00 | 11 | 6 | 6 | Non-Summer | 0.696 | 1.3242 | 0 | 0 | Normal |  | 0 | 0 | 1.3242 | 1.3242 | 1 | Peak
2023-11-06 07:00 | 11 | 6 | 7 | Non-Summer | 0.7011 | 1.3339 | 0.001731 | 0.001731 | Normal |  | 0 | 0.001731 | 1.3322 | 1.3322 | 1 | Peak
2023-11-06 08:00 | 11 | 6 | 8 | Non-Summer | 0.6676 | 1.2702 | 0.35601 | 0.35601 | Normal |  | 0 | 0.35601 | 0.91414 | 0.91414 | 1 | Peak
2023-11-06 09:00 | 11 | 6 | 9 | Non-Summer | 0.6516 | 1.2397 | 1.4236 | 1.4236 | Normal |  | 0.18391 | 1.2397 | 0 | -0.18391 | 1 | Peak
2023-11-06 10:00 | 11 | 6 | 10 | Non-Summer | 0.6376 | 1.2131 | 2.1839 | 2.1839 | Normal |  | 0.97085 | 1.2131 | 0 | -0.97085 | 1 | Peak
2023-11-06 11:00 | 11 | 6 | 11 | Non-Summer | 0.6273 | 1.1935 | 1.9452 | 1.9452 | Normal |  | 0.75171 | 1.1935 | 0 | -0.75171 | 1 | Peak
2023-11-06 12:00 | 11 | 6 | 12 | Non-Summer | 0.6218 | 1.183 | 3.4237 | 3.4237 | Normal |  | 2.2407 | 1.183 | 2.2204e-16 | -2.2407 | 1 | Peak
2023-11-06 13:00 | 11 | 6 | 13 | Non-Summer | 0.6162 | 1.1724 | 1.0267 | 1.0267 | Normal |  | 0 | 1.0267 | 0.14568 | 0.14568 | 1 | Peak
2023-11-06 14:00 | 11 | 6 | 14 | Non-Summer | 0.6173 | 1.1745 | 0.82086 | 0.82086 | Normal |  | 0 | 0.82086 | 0.35359 | 0.35359 | 1 | Peak
2023-11-06 15:00 | 11 | 6 | 15 | Non-Summer | 0.6464 | 1.2298 | 1.2207 | 1.2207 | Normal |  | 0 | 1.2207 | 0.0091051 | 0.0091051 | 1 | Peak
2023-11-06 16:00 | 11 | 6 | 16 | Non-Summer | 0.7399 | 1.4077 | 0 | 0 | Normal |  | 0 | 0 | 1.4077 | 1.4077 | 1 | Peak
2023-11-06 17:00 | 11 | 6 | 17 | Non-Summer | 0.8688 | 1.6529 | 0 | 0 | Normal |  | 0 | 0 | 1.6529 | 1.6529 | 1 | Peak
2023-11-06 18:00 | 11 | 6 | 18 | Non-Summer | 0.9015 | 1.7152 | 0 | 0 | Normal |  | 0 | 0 | 1.7152 | 1.7152 | 1 | Peak
2023-11-06 19:00 | 11 | 6 | 19 | Non-Summer | 0.8957 | 1.7041 | 0 | 0 | Normal |  | 0 | 0 | 1.7041 | 1.7041 | 1 | Peak
2023-11-06 20:00 | 11 | 6 | 20 | Non-Summer | 0.8696 | 1.6545 | 0 | 0 | Normal |  | 0 | 0 | 1.6545 | 1.6545 | 1 | Peak
2023-11-06 21:00 | 11 | 6 | 21 | Non-Summer | 0.8114 | 1.5437 | 0 | 0 | Normal |  | 0 | 0 | 1.5437 | 1.5437 | 1 | Peak
2023-11-06 22:00 | 11 | 6 | 22 | Non-Summer | 0.7284 | 1.3858 | 0 | 0 | Normal |  | 0 | 0 | 1.3858 | 1.3858 | 1 | Off-Peak
2023-11-06 23:00 | 11 | 6 | 23 | Non-Summer | 0.6518 | 1.2401 | 0 | 0 | Normal |  | 0 | 0 | 1.2401 | 1.2401 | 1 | Off-Peak
2023-11-07 | 11 | 7 | 0 | Non-Summer | 0.6061 | 1.1531 | 0 | 0 | Normal |  | 0 | 0 | 1.1531 | 1.1531 | 2 | Off-Peak
2023-11-07 01:00 | 11 | 7 | 1 | Non-Summer | 0.5803 | 1.1041 | 0 | 0 | Normal |  | 0 | 0 | 1.1041 | 1.1041 | 2 | Off-Peak
2023-11-07 02:00 | 11 | 7 | 2 | Non-Summer | 0.5673 | 1.0793 | 0 | 0 | Normal |  | 0 | 0 | 1.0793 | 1.0793 | 2 | Off-Peak
2023-11-07 03:00 | 11 | 7 | 3 | Non-Summer | 0.5657 | 1.0763 | 0 | 0 | Normal |  | 0 | 0 | 1.0763 | 1.0763 | 2 | Off-Peak
2023-11-07 04:00 | 11 | 7 | 4 | Non-Summer | 0.5825 | 1.1082 | 0 | 0 | Normal |  | 0 | 0 | 1.1082 | 1.1082 | 2 | Off-Peak
2023-11-07 05:00 | 11 | 7 | 5 | Non-Summer | 0.6281 | 1.195 | 0 | 0 | Normal |  | 0 | 0 | 1.195 | 1.195 | 2 | Off-Peak
2023-11-07 06:00 | 11 | 7 | 6 | Non-Summer | 0.6948 | 1.3219 | 0 | 0 | Normal |  | 0 | 0 | 1.3219 | 1.3219 | 2 | Peak
2023-11-07 07:00 | 11 | 7 | 7 | Non-Summer | 0.6949 | 1.3221 | 0.962 | 0.962 | Normal |  | 0 | 0.962 | 0.36009 | 0.36009 | 2 | Peak
2023-11-07 08:00 | 11 | 7 | 8 | Non-Summer | 0.658 | 1.2519 | 1.8867 | 1.8867 | Normal |  | 0.63485 | 1.2519 | 0 | -0.63485 | 2 | Peak
2023-11-07 09:00 | 11 | 7 | 9 | Non-Summer | 0.6384 | 1.2146 | 2.9908 | 2.9908 | Normal |  | 1.7762 | 1.2146 | 0 | -1.7762 | 2 | Peak
2023-11-07 10:00 | 11 | 7 | 10 | Non-Summer | 0.6259 | 1.1908 | 3.4917 | 3.4917 | Normal |  | 2.3009 | 1.1908 | 0 | -2.3009 | 2 | Peak
2023-11-07 11:00 | 11 | 7 | 11 | Non-Summer | 0.6217 | 1.1828 | 4.0589 | 4.0589 | Normal |  | 2.8761 | 1.1828 | 0 | -2.8761 | 2 | Peak
2023-11-07 12:00 | 11 | 7 | 12 | Non-Summer | 0.6206 | 1.1807 | 4.0277 | 4.0277 | Normal |  | 2.8469 | 1.1807 | 2.2204e-16 | -2.8469 | 2 | Peak
2023-11-07 13:00 | 11 | 7 | 13 | Non-Summer | 0.6198 | 1.1792 | 3.6923 | 3.6923 | Normal |  | 2.5131 | 1.1792 | 0 | -2.5131 | 2 | Peak
2023-11-07 14:00 | 11 | 7 | 14 | Non-Summer | 0.6336 | 1.2055 | 2.8117 | 2.8117 | Normal |  | 1.6062 | 1.2055 | 0 | -1.6062 | 2 | Peak
2023-11-07 15:00 | 11 | 7 | 15 | Non-Summer | 0.6833 | 1.3 | 1.5871 | 1.5871 | Normal |  | 0.28703 | 1.3 | 0 | -0.28703 | 2 | Peak
2023-11-07 16:00 | 11 | 7 | 16 | Non-Summer | 0.7934 | 1.5095 | 0 | 0 | Normal |  | 0 | 0 | 1.5095 | 1.5095 | 2 | Peak
2023-11-07 17:00 | 11 | 7 | 17 | Non-Summer | 0.9135 | 1.738 | 0 | 0 | Normal |  | 0 | 0 | 1.738 | 1.738 | 2 | Peak
2023-11-07 18:00 | 11 | 7 | 18 | Non-Summer | 0.9481 | 1.8038 | 0 | 0 | Normal |  | 0 | 0 | 1.8038 | 1.8038 | 2 | Peak
2023-11-07 19:00 | 11 | 7 | 19 | Non-Summer | 0.9477 | 1.8031 | 0 | 0 | Normal |  | 0 | 0 | 1.8031 | 1.8031 | 2 | Peak
2023-11-07 20:00 | 11 | 7 | 20 | Non-Summer | 0.9294 | 1.7682 | 0 | 0 | Normal |  | 0 | 0 | 1.7682 | 1.7682 | 2 | Peak
2023-11-07 21:00 | 11 | 7 | 21 | Non-Summer | 0.875 | 1.6647 | 0 | 0 | Normal |  | 0 | 0 | 1.6647 | 1.6647 | 2 | Peak
2023-11-07 22:00 | 11 | 7 | 22 | Non-Summer | 0.7898 | 1.5026 | 0 | 0 | Normal |  | 0 | 0 | 1.5026 | 1.5026 | 2 | Off-Peak
2023-11-07 23:00 | 11 | 7 | 23 | Non-Summer | 0.7112 | 1.3531 | 0 | 0 | Normal |  | 0 | 0 | 1.3531 | 1.3531 | 2 | Off-Peak
2023-11-08 | 11 | 8 | 0 | Non-Summer | 0.664 | 1.2633 | 0 | 0 | Normal |  | 0 | 0 | 1.2633 | 1.2633 | 3 | Off-Peak
2023-11-08 01:00 | 11 | 8 | 1 | Non-Summer | 0.6344 | 1.207 | 0 | 0 | Normal |  | 0 | 0 | 1.207 | 1.207 | 3 | Off-Peak
2023-11-08 02:00 | 11 | 8 | 2 | Non-Summer | 0.6167 | 1.1733 | 0 | 0 | Normal |  | 0 | 0 | 1.1733 | 1.1733 | 3 | Off-Peak
2023-11-08 03:00 | 11 | 8 | 3 | Non-Summer | 0.6081 | 1.1569 | 0 | 0 | Normal |  | 0 | 0 | 1.1569 | 1.1569 | 3 | Off-Peak
2023-11-08 04:00 | 11 | 8 | 4 | Non-Summer | 0.6173 | 1.1745 | 0 | 0 | Normal |  | 0 | 0 | 1.1745 | 1.1745 | 3 | Off-Peak
2023-11-08 05:00 | 11 | 8 | 5 | Non-Summer | 0.6524 | 1.2412 | 0 | 0 | Normal |  | 0 | 0 | 1.2412 | 1.2412 | 3 | Off-Peak
2023-11-08 06:00 | 11 | 8 | 6 | Non-Summer | 0.7095 | 1.3499 | 0 | 0 | Normal |  | 0 | 0 | 1.3499 | 1.3499 | 3 | Peak
2023-11-08 07:00 | 11 | 8 | 7 | Non-Summer | 0.7307 | 1.3902 | 0.24164 | 0.24164 | Normal |  | 0 | 0.24164 | 1.1486 | 1.1486 | 3 | Peak
2023-11-08 08:00 | 11 | 8 | 8 | Non-Summer | 0.7129 | 1.3563 | 1.4735 | 1.4735 | Normal |  | 0.11716 | 1.3563 | 0 | -0.11716 | 3 | Peak
2023-11-08 09:00 | 11 | 8 | 9 | Non-Summer | 0.6983 | 1.3286 | 3.637 | 3.637 | Normal |  | 2.3084 | 1.3286 | 0 | -2.3084 | 3 | Peak
2023-11-08 10:00 | 11 | 8 | 10 | Non-Summer | 0.6881 | 1.3092 | 3.1278 | 3.1278 | Normal |  | 1.8186 | 1.3092 | 0 | -1.8186 | 3 | Peak
2023-11-08 11:00 | 11 | 8 | 11 | Non-Summer | 0.6861 | 1.3053 | 2.9842 | 2.9842 | Normal |  | 1.6788 | 1.3053 | 0 | -1.6788 | 3 | Peak
2023-11-08 12:00 | 11 | 8 | 12 | Non-Summer | 0.6867 | 1.3065 | 2.6611 | 2.6611 | Normal |  | 1.3546 | 1.3065 | 0 | -1.3546 | 3 | Peak
2023-11-08 13:00 | 11 | 8 | 13 | Non-Summer | 0.6826 | 1.2987 | 3.4315 | 3.4315 | Normal |  | 2.1328 | 1.2987 | 0 | -2.1328 | 3 | Peak
2023-11-08 14:00 | 11 | 8 | 14 | Non-Summer | 0.6893 | 1.3114 | 2.5112 | 2.5112 | Normal |  | 1.1998 | 1.3114 | 0 | -1.1998 | 3 | Peak
2023-11-08 15:00 | 11 | 8 | 15 | Non-Summer | 0.729 | 1.387 | 1.0593 | 1.0593 | Normal |  | 0 | 1.0593 | 0.32764 | 0.32764 | 3 | Peak
2023-11-08 16:00 | 11 | 8 | 16 | Non-Summer | 0.8163 | 1.5531 | 0 | 0 | Normal |  | 0 | 0 | 1.5531 | 1.5531 | 3 | Peak
2023-11-08 17:00 | 11 | 8 | 17 | Non-Summer | 0.9057 | 1.7232 | 0 | 0 | Normal |  | 0 | 0 | 1.7232 | 1.7232 | 3 | Peak
2023-11-08 18:00 | 11 | 8 | 18 | Non-Summer | 0.9313 | 1.7719 | 0 | 0 | Normal |  | 0 | 0 | 1.7719 | 1.7719 | 3 | Peak
2023-11-08 19:00 | 11 | 8 | 19 | Non-Summer | 0.925 | 1.7599 | 0 | 0 | Normal |  | 0 | 0 | 1.7599 | 1.7599 | 3 | Peak
2023-11-08 20:00 | 11 | 8 | 20 | Non-Summer | 0.9053 | 1.7224 | 0 | 0 | Normal |  | 0 | 0 | 1.7224 | 1.7224 | 3 | Peak
2023-11-08 21:00 | 11 | 8 | 21 | Non-Summer | 0.8541 | 1.625 | 0 | 0 | Normal |  | 0 | 0 | 1.625 | 1.625 | 3 | Peak
2023-11-08 22:00 | 11 | 8 | 22 | Non-Summer | 0.7729 | 1.4705 | 0 | 0 | Normal |  | 0 | 0 | 1.4705 | 1.4705 | 3 | Off-Peak
2023-11-08 23:00 | 11 | 8 | 23 | Non-Summer | 0.6965 | 1.3251 | 0 | 0 | Normal |  | 0 | 0 | 1.3251 | 1.3251 | 3 | Off-Peak
2023-11-09 | 11 | 9 | 0 | Non-Summer | 0.649 | 1.2348 | 0 | 0 | Normal |  | 0 | 0 | 1.2348 | 1.2348 | 4 | Off-Peak
2023-11-09 01:00 | 11 | 9 | 1 | Non-Summer | 0.6201 | 1.1798 | 0 | 0 | Normal |  | 0 | 0 | 1.1798 | 1.1798 | 4 | Off-Peak
2023-11-09 02:00 | 11 | 9 | 2 | Non-Summer | 0.6062 | 1.1533 | 0 | 0 | Normal |  | 0 | 0 | 1.1533 | 1.1533 | 4 | Off-Peak
2023-11-09 03:00 | 11 | 9 | 3 | Non-Summer | 0.604 | 1.1491 | 0 | 0 | Normal |  | 0 | 0 | 1.1491 | 1.1491 | 4 | Off-Peak
2023-11-09 04:00 | 11 | 9 | 4 | Non-Summer | 0.6228 | 1.1849 | 0 | 0 | Normal |  | 0 | 0 | 1.1849 | 1.1849 | 4 | Off-Peak
2023-11-09 05:00 | 11 | 9 | 5 | Non-Summer | 0.6661 | 1.2673 | 0 | 0 | Normal |  | 0 | 0 | 1.2673 | 1.2673 | 4 | Off-Peak
2023-11-09 06:00 | 11 | 9 | 6 | Non-Summer | 0.7307 | 1.3902 | 0 | 0 | Normal |  | 0 | 0 | 1.3902 | 1.3902 | 4 | Peak
2023-11-09 07:00 | 11 | 9 | 7 | Non-Summer | 0.7301 | 1.3891 | 1.3524 | 1.3524 | Normal |  | 0 | 1.3524 | 0.036644 | 0.036644 | 4 | Peak
2023-11-09 08:00 | 11 | 9 | 8 | Non-Summer | 0.6888 | 1.3105 | 3.2258 | 3.2258 | Normal |  | 1.9153 | 1.3105 | 0 | -1.9153 | 4 | Peak
2023-11-09 09:00 | 11 | 9 | 9 | Non-Summer | 0.6643 | 1.2639 | 4.6112 | 4.6112 | Normal |  | 3.3473 | 1.2639 | 0 | -3.3473 | 4 | Peak
2023-11-09 10:00 | 11 | 9 | 10 | Non-Summer | 0.6478 | 1.2325 | 3.7168 | 3.7168 | Normal |  | 2.4843 | 1.2325 | 0 | -2.4843 | 4 | Peak
2023-11-09 11:00 | 11 | 9 | 11 | Non-Summer | 0.6395 | 1.2167 | 4.1177 | 4.1177 | Normal |  | 2.901 | 1.2167 | 0 | -2.901 | 4 | Peak
2023-11-09 12:00 | 11 | 9 | 12 | Non-Summer | 0.6357 | 1.2095 | 5.4795 | 5.4795 | Normal |  | 4.2701 | 1.2095 | 0 | -4.2701 | 4 | Peak
2023-11-09 13:00 | 11 | 9 | 13 | Non-Summer | 0.6289 | 1.1965 | 3.6083 | 3.6083 | Normal |  | 2.4118 | 1.1965 | 2.2204e-16 | -2.4118 | 4 | Peak
2023-11-09 14:00 | 11 | 9 | 14 | Non-Summer | 0.6317 | 1.2018 | 0.96665 | 0.96665 | Normal |  | 0 | 0.96665 | 0.2352 | 0.2352 | 4 | Peak
2023-11-09 15:00 | 11 | 9 | 15 | Non-Summer | 0.6657 | 1.2665 | 1.0909 | 1.0909 | Normal |  | 0 | 1.0909 | 0.17565 | 0.17565 | 4 | Peak
2023-11-09 16:00 | 11 | 9 | 16 | Non-Summer | 0.7652 | 1.4558 | 0 | 0 | Normal |  | 0 | 0 | 1.4558 | 1.4558 | 4 | Peak
2023-11-09 17:00 | 11 | 9 | 17 | Non-Summer | 0.8935 | 1.6999 | 0 | 0 | Normal |  | 0 | 0 | 1.6999 | 1.6999 | 4 | Peak
2023-11-09 18:00 | 11 | 9 | 18 | Non-Summer | 0.9325 | 1.7741 | 0 | 0 | Normal |  | 0 | 0 | 1.7741 | 1.7741 | 4 | Peak
2023-11-09 19:00 | 11 | 9 | 19 | Non-Summer | 0.941 | 1.7903 | 0 | 0 | Normal |  | 0 | 0 | 1.7903 | 1.7903 | 4 | Peak
2023-11-09 20:00 | 11 | 9 | 20 | Non-Summer | 0.9309 | 1.7711 | 0 | 0 | Normal |  | 0 | 0 | 1.7711 | 1.7711 | 4 | Peak
2023-11-09 21:00 | 11 | 9 | 21 | Non-Summer | 0.8904 | 1.694 | 0 | 0 | Normal |  | 0 | 0 | 1.694 | 1.694 | 4 | Peak
2023-11-09 22:00 | 11 | 9 | 22 | Non-Summer | 0.8162 | 1.5529 | 0 | 0 | Normal |  | 0 | 0 | 1.5529 | 1.5529 | 4 | Off-Peak
2023-11-09 23:00 | 11 | 9 | 23 | Non-Summer | 0.7396 | 1.4071 | 0 | 0 | Normal |  | 0 | 0 | 1.4071 | 1.4071 | 4 | Off-Peak
2023-11-10 | 11 | 10 | 0 | Non-Summer | 0.6909 | 1.3145 | 0 | 0 | Normal |  | 0 | 0 | 1.3145 | 1.3145 | 5 | Off-Peak
2023-11-10 01:00 | 11 | 10 | 1 | Non-Summer | 0.6598 | 1.2553 | 0 | 0 | Normal |  | 0 | 0 | 1.2553 | 1.2553 | 5 | Off-Peak
2023-11-10 02:00 | 11 | 10 | 2 | Non-Summer | 0.6439 | 1.2251 | 0 | 0 | Normal |  | 0 | 0 | 1.2251 | 1.2251 | 5 | Off-Peak
2023-11-10 03:00 | 11 | 10 | 3 | Non-Summer | 0.6411 | 1.2197 | 0 | 0 | Normal |  | 0 | 0 | 1.2197 | 1.2197 | 5 | Off-Peak
2023-11-10 04:00 | 11 | 10 | 4 | Non-Summer | 0.6556 | 1.2473 | 0 | 0 | Normal |  | 0 | 0 | 1.2473 | 1.2473 | 5 | Off-Peak
2023-11-10 05:00 | 11 | 10 | 5 | Non-Summer | 0.6942 | 1.3208 | 0 | 0 | Normal |  | 0 | 0 | 1.3208 | 1.3208 | 5 | Off-Peak
2023-11-10 06:00 | 11 | 10 | 6 | Non-Summer | 0.7479 | 1.4229 | 0 | 0 | Normal |  | 0 | 0 | 1.4229 | 1.4229 | 5 | Peak
2023-11-10 07:00 | 11 | 10 | 7 | Non-Summer | 0.7545 | 1.4355 | 0.9949 | 0.9949 | Normal |  | 0 | 0.9949 | 0.44058 | 0.44058 | 5 | Peak
2023-11-10 08:00 | 11 | 10 | 8 | Non-Summer | 0.728 | 1.3851 | 3.3693 | 3.3693 | Normal |  | 1.9842 | 1.3851 | 0 | -1.9842 | 5 | Peak
2023-11-10 09:00 | 11 | 10 | 9 | Non-Summer | 0.7115 | 1.3537 | 4.623 | 4.623 | Normal |  | 3.2693 | 1.3537 | 0 | -3.2693 | 5 | Peak
2023-11-10 10:00 | 11 | 10 | 10 | Non-Summer | 0.7058 | 1.3428 | 5.357 | 5.357 | Normal |  | 4.0141 | 1.3428 | 0 | -4.0141 | 5 | Peak
2023-11-10 11:00 | 11 | 10 | 11 | Non-Summer | 0.7118 | 1.3542 | 5.6296 | 5.6296 | Normal |  | 4.2754 | 1.3542 | 0 | -4.2754 | 5 | Peak
2023-11-10 12:00 | 11 | 10 | 12 | Non-Summer | 0.7176 | 1.3653 | 5.4352 | 5.4352 | Normal |  | 4.0699 | 1.3653 | 0 | -4.0699 | 5 | Peak
2023-11-10 13:00 | 11 | 10 | 13 | Non-Summer | 0.7216 | 1.3729 | 4.7117 | 4.7117 | Normal |  | 3.3388 | 1.3729 | 0 | -3.3388 | 5 | Peak
2023-11-10 14:00 | 11 | 10 | 14 | Non-Summer | 0.7402 | 1.4083 | 3.5223 | 3.5223 | Normal |  | 2.114 | 1.4083 | 0 | -2.114 | 5 | Peak
2023-11-10 15:00 | 11 | 10 | 15 | Non-Summer | 0.7874 | 1.4981 | 1.7388 | 1.7388 | Normal |  | 0.24077 | 1.4981 | 0 | -0.24077 | 5 | Peak
2023-11-10 16:00 | 11 | 10 | 16 | Non-Summer | 0.8766 | 1.6678 | 0 | 0 | Normal |  | 0 | 0 | 1.6678 | 1.6678 | 5 | Peak
2023-11-10 17:00 | 11 | 10 | 17 | Non-Summer | 0.9619 | 1.8301 | 0 | 0 | Normal |  | 0 | 0 | 1.8301 | 1.8301 | 5 | Peak
2023-11-10 18:00 | 11 | 10 | 18 | Non-Summer | 0.9781 | 1.8609 | 0 | 0 | Normal |  | 0 | 0 | 1.8609 | 1.8609 | 5 | Peak
2023-11-10 19:00 | 11 | 10 | 19 | Non-Summer | 0.9734 | 1.852 | 0 | 0 | Normal |  | 0 | 0 | 1.852 | 1.852 | 5 | Peak
2023-11-10 20:00 | 11 | 10 | 20 | Non-Summer | 0.9634 | 1.8329 | 0 | 0 | Normal |  | 0 | 0 | 1.8329 | 1.8329 | 5 | Peak
2023-11-10 21:00 | 11 | 10 | 21 | Non-Summer | 0.9339 | 1.7768 | 0 | 0 | Normal |  | 0 | 0 | 1.7768 | 1.7768 | 5 | Peak
2023-11-10 22:00 | 11 | 10 | 22 | Non-Summer | 0.8782 | 1.6708 | 0 | 0 | Normal |  | 0 | 0 | 1.6708 | 1.6708 | 5 | Off-Peak
2023-11-10 23:00 | 11 | 10 | 23 | Non-Summer | 0.8144 | 1.5494 | 0 | 0 | Normal |  | 0 | 0 | 1.5494 | 1.5494 | 5 | Off-Peak
2023-11-11 | 11 | 11 | 0 | Non-Summer | 0.7682 | 1.4615 | 0 | 0 | Normal |  | 0 | 0 | 1.4615 | 1.4615 | 6 | Off-Peak
2023-11-11 01:00 | 11 | 11 | 1 | Non-Summer | 0.7355 | 1.3993 | 0 | 0 | Normal |  | 0 | 0 | 1.3993 | 1.3993 | 6 | Off-Peak
2023-11-11 02:00 | 11 | 11 | 2 | Non-Summer | 0.7157 | 1.3617 | 0 | 0 | Normal |  | 0 | 0 | 1.3617 | 1.3617 | 6 | Off-Peak
2023-11-11 03:00 | 11 | 11 | 3 | Non-Summer | 0.707 | 1.3451 | 0 | 0 | Normal |  | 0 | 0 | 1.3451 | 1.3451 | 6 | Off-Peak
2023-11-11 04:00 | 11 | 11 | 4 | Non-Summer | 0.7108 | 1.3523 | 0 | 0 | Normal |  | 0 | 0 | 1.3523 | 1.3523 | 6 | Off-Peak
2023-11-11 05:00 | 11 | 11 | 5 | Non-Summer | 0.732 | 1.3927 | 0 | 0 | Normal |  | 0 | 0 | 1.3927 | 1.3927 | 6 | Off-Peak
2023-11-11 06:00 | 11 | 11 | 6 | Non-Summer | 0.7675 | 1.4602 | 0 | 0 | Normal |  | 0 | 0 | 1.4602 | 1.4602 | 6 | Off-Peak
2023-11-11 07:00 | 11 | 11 | 7 | Non-Summer | 0.7966 | 1.5156 | 1.3903 | 1.3903 | Normal |  | 0 | 1.3903 | 0.12533 | 0.12533 | 6 | Off-Peak
2023-11-11 08:00 | 11 | 11 | 8 | Non-Summer | 0.7987 | 1.5196 | 2.4673 | 2.4673 | Normal |  | 0.94769 | 1.5196 | 0 | -0.94769 | 6 | Off-Peak
2023-11-11 09:00 | 11 | 11 | 9 | Non-Summer | 0.7864 | 1.4962 | 3.5169 | 3.5169 | Normal |  | 2.0207 | 1.4962 | 0 | -2.0207 | 6 | Off-Peak
2023-11-11 10:00 | 11 | 11 | 10 | Non-Summer | 0.771 | 1.4669 | 5.132 | 5.132 | Normal |  | 3.6651 | 1.4669 | 0 | -3.6651 | 6 | Off-Peak
2023-11-11 11:00 | 11 | 11 | 11 | Non-Summer | 0.7616 | 1.449 | 5.3922 | 5.3922 | Normal |  | 3.9432 | 1.449 | 0 | -3.9432 | 6 | Off-Peak
2023-11-11 12:00 | 11 | 11 | 12 | Non-Summer | 0.7539 | 1.4343 | 3.8192 | 3.8192 | Normal |  | 2.3849 | 1.4343 | 0 | -2.3849 | 6 | Off-Peak
2023-11-11 13:00 | 11 | 11 | 13 | Non-Summer | 0.744 | 1.4155 | 3.1674 | 3.1674 | Normal |  | 1.7519 | 1.4155 | 0 | -1.7519 | 6 | Off-Peak
2023-11-11 14:00 | 11 | 11 | 14 | Non-Summer | 0.7426 | 1.4128 | 2.2227 | 2.2227 | Normal |  | 0.80986 | 1.4128 | 0 | -0.80986 | 6 | Off-Peak
2023-11-11 15:00 | 11 | 11 | 15 | Non-Summer | 0.7681 | 1.4614 | 0.67125 | 0.67125 | Normal |  | 0 | 0.67125 | 0.79011 | 0.79011 | 6 | Off-Peak
2023-11-11 16:00 | 11 | 11 | 16 | Non-Summer | 0.8487 | 1.6147 | 0 | 0 | Normal |  | 0 | 0 | 1.6147 | 1.6147 | 6 | Off-Peak
2023-11-11 17:00 | 11 | 11 | 17 | Non-Summer | 0.9341 | 1.7772 | 0 | 0 | Normal |  | 0 | 0 | 1.7772 | 1.7772 | 6 | Off-Peak
2023-11-11 18:00 | 11 | 11 | 18 | Non-Summer | 0.9421 | 1.7924 | 0 | 0 | Normal |  | 0 | 0 | 1.7924 | 1.7924 | 6 | Off-Peak
2023-11-11 19:00 | 11 | 11 | 19 | Non-Summer | 0.9341 | 1.7772 | 0 | 0 | Normal |  | 0 | 0 | 1.7772 | 1.7772 | 6 | Off-Peak
2023-11-11 20:00 | 11 | 11 | 20 | Non-Summer | 0.9204 | 1.7511 | 0 | 0 | Normal |  | 0 | 0 | 1.7511 | 1.7511 | 6 | Off-Peak
2023-11-11 21:00 | 11 | 11 | 21 | Non-Summer | 0.8905 | 1.6942 | 0 | 0 | Normal |  | 0 | 0 | 1.6942 | 1.6942 | 6 | Off-Peak
2023-11-11 22:00 | 11 | 11 | 22 | Non-Summer | 0.8375 | 1.5934 | 0 | 0 | Normal |  | 0 | 0 | 1.5934 | 1.5934 | 6 | Off-Peak
2023-11-11 23:00 | 11 | 11 | 23 | Non-Summer | 0.775 | 1.4745 | 0 | 0 | Normal |  | 0 | 0 | 1.4745 | 1.4745 | 6 | Off-Peak
2023-11-12 | 11 | 12 | 0 | Non-Summer | 0.7228 | 1.3752 | 0 | 0 | Normal |  | 0 | 0 | 1.3752 | 1.3752 | 7 | Off-Peak
2023-11-12 01:00 | 11 | 12 | 1 | Non-Summer | 0.6862 | 1.3055 | 0 | 0 | Normal |  | 0 | 0 | 1.3055 | 1.3055 | 7 | Off-Peak
2023-11-12 02:00 | 11 | 12 | 2 | Non-Summer | 0.6628 | 1.261 | 0 | 0 | Normal |  | 0 | 0 | 1.261 | 1.261 | 7 | Off-Peak
2023-11-12 03:00 | 11 | 12 | 3 | Non-Summer | 0.6491 | 1.235 | 0 | 0 | Normal |  | 0 | 0 | 1.235 | 1.235 | 7 | Off-Peak
2023-11-12 04:00 | 11 | 12 | 4 | Non-Summer | 0.6474 | 1.2317 | 0 | 0 | Normal |  | 0 | 0 | 1.2317 | 1.2317 | 7 | Off-Peak
2023-11-12 05:00 | 11 | 12 | 5 | Non-Summer | 0.6637 | 1.2627 | 0 | 0 | Normal |  | 0 | 0 | 1.2627 | 1.2627 | 7 | Off-Peak
2023-11-12 06:00 | 11 | 12 | 6 | Non-Summer | 0.6955 | 1.3232 | 0 | 0 | Normal |  | 0 | 0 | 1.3232 | 1.3232 | 7 | Off-Peak
2023-11-12 07:00 | 11 | 12 | 7 | Non-Summer | 0.7297 | 1.3883 | 1.2625 | 1.2625 | Normal |  | 0 | 1.2625 | 0.12585 | 0.12585 | 7 | Off-Peak
2023-11-12 08:00 | 11 | 12 | 8 | Non-Summer | 0.7559 | 1.4381 | 3.0556 | 3.0556 | Normal |  | 1.6174 | 1.4381 | 0 | -1.6174 | 7 | Off-Peak
2023-11-12 09:00 | 11 | 12 | 9 | Non-Summer | 0.7607 | 1.4473 | 4.2492 | 4.2492 | Normal |  | 2.8019 | 1.4473 | 2.2204e-16 | -2.8019 | 7 | Off-Peak
2023-11-12 10:00 | 11 | 12 | 10 | Non-Summer | 0.7588 | 1.4437 | 4.0498 | 4.0498 | Normal |  | 2.6061 | 1.4437 | 0 | -2.6061 | 7 | Off-Peak
2023-11-12 11:00 | 11 | 12 | 11 | Non-Summer | 0.7579 | 1.442 | 2.154 | 2.154 | Normal |  | 0.71208 | 1.442 | 0 | -0.71208 | 7 | Off-Peak
2023-11-12 12:00 | 11 | 12 | 12 | Non-Summer | 0.7571 | 1.4404 | 3.0352 | 3.0352 | Normal |  | 1.5947 | 1.4404 | 0 | -1.5947 | 7 | Off-Peak
2023-11-12 13:00 | 11 | 12 | 13 | Non-Summer | 0.7519 | 1.4305 | 1.409 | 1.409 | Normal |  | 0 | 1.409 | 0.021488 | 0.021488 | 7 | Off-Peak
2023-11-12 14:00 | 11 | 12 | 14 | Non-Summer | 0.7542 | 1.4349 | 0.13309 | 0.13309 | Normal |  | 0 | 0.13309 | 1.3018 | 1.3018 | 7 | Off-Peak
2023-11-12 15:00 | 11 | 12 | 15 | Non-Summer | 0.7789 | 1.4819 | 0.024234 | 0.024234 | Normal |  | 0 | 0.024234 | 1.4577 | 1.4577 | 7 | Off-Peak
2023-11-12 16:00 | 11 | 12 | 16 | Non-Summer | 0.867 | 1.6495 | 0 | 0 | Normal |  | 0 | 0 | 1.6495 | 1.6495 | 7 | Off-Peak
2023-11-12 17:00 | 11 | 12 | 17 | Non-Summer | 0.9714 | 1.8482 | 0 | 0 | Normal |  | 0 | 0 | 1.8482 | 1.8482 | 7 | Off-Peak
2023-11-12 18:00 | 11 | 12 | 18 | Non-Summer | 0.9837 | 1.8716 | 0 | 0 | Normal |  | 0 | 0 | 1.8716 | 1.8716 | 7 | Off-Peak
2023-11-12 19:00 | 11 | 12 | 19 | Non-Summer | 0.9769 | 1.8586 | 0 | 0 | Normal |  | 0 | 0 | 1.8586 | 1.8586 | 7 | Off-Peak
2023-11-12 20:00 | 11 | 12 | 20 | Non-Summer | 0.9508 | 1.809 | 0 | 0 | Normal |  | 0 | 0 | 1.809 | 1.809 | 7 | Off-Peak
2023-11-12 21:00 | 11 | 12 | 21 | Non-Summer | 0.8955 | 1.7037 | 0 | 0 | Normal |  | 0 | 0 | 1.7037 | 1.7037 | 7 | Off-Peak
2023-11-12 22:00 | 11 | 12 | 22 | Non-Summer | 0.8098 | 1.5407 | 0 | 0 | Normal |  | 0 | 0 | 1.5407 | 1.5407 | 7 | Off-Peak
2023-11-12 23:00 | 11 | 12 | 23 | Non-Summer | 0.7286 | 1.3862 | 0 | 0 | Normal |  | 0 | 0 | 1.3862 | 1.3862 | 7 | Off-Peak
2023-11-13 | 11 | 13 | 0 | Non-Summer | 0.6793 | 1.2924 | 0 | 0 | Normal |  | 0 | 0 | 1.2924 | 1.2924 | 1 | Off-Peak
2023-11-13 01:00 | 11 | 13 | 1 | Non-Summer | 0.6501 | 1.2369 | 0 | 0 | Normal |  | 0 | 0 | 1.2369 | 1.2369 | 1 | Off-Peak
2023-11-13 02:00 | 11 | 13 | 2 | Non-Summer | 0.636 | 1.21 | 0 | 0 | Normal |  | 0 | 0 | 1.21 | 1.21 | 1 | Off-Peak
2023-11-13 03:00 | 11 | 13 | 3 | Non-Summer | 0.6337 | 1.2057 | 0 | 0 | Normal |  | 0 | 0 | 1.2057 | 1.2057 | 1 | Off-Peak
2023-11-13 04:00 | 11 | 13 | 4 | Non-Summer | 0.6508 | 1.2382 | 0 | 0 | Normal |  | 0 | 0 | 1.2382 | 1.2382 | 1 | Off-Peak
2023-11-13 05:00 | 11 | 13 | 5 | Non-Summer | 0.6939 | 1.3202 | 0 | 0 | Normal |  | 0 | 0 | 1.3202 | 1.3202 | 1 | Off-Peak
2023-11-13 06:00 | 11 | 13 | 6 | Non-Summer | 0.757 | 1.4402 | 0 | 0 | Normal |  | 0 | 0 | 1.4402 | 1.4402 | 1 | Peak
2023-11-13 07:00 | 11 | 13 | 7 | Non-Summer | 0.7543 | 1.4351 | 1.3109 | 1.3109 | Normal |  | 0 | 1.3109 | 0.12422 | 0.12422 | 1 | Peak
2023-11-13 08:00 | 11 | 13 | 8 | Non-Summer | 0.7031 | 1.3377 | 3.1634 | 3.1634 | Normal |  | 1.8257 | 1.3377 | 0 | -1.8257 | 1 | Peak
2023-11-13 09:00 | 11 | 13 | 9 | Non-Summer | 0.6728 | 1.28 | 2.2666 | 2.2666 | Normal |  | 0.98656 | 1.28 | 0 | -0.98656 | 1 | Peak
2023-11-13 10:00 | 11 | 13 | 10 | Non-Summer | 0.6542 | 1.2447 | 3.5416 | 3.5416 | Normal |  | 2.2969 | 1.2447 | 0 | -2.2969 | 1 | Peak
2023-11-13 11:00 | 11 | 13 | 11 | Non-Summer | 0.6438 | 1.2249 | 1.404 | 1.404 | Normal |  | 0.1791 | 1.2249 | 0 | -0.1791 | 1 | Peak
2023-11-13 12:00 | 11 | 13 | 12 | Non-Summer | 0.6375 | 1.2129 | 3.4646 | 3.4646 | Normal |  | 2.2517 | 1.2129 | 2.2204e-16 | -2.2517 | 1 | Peak
2023-11-13 13:00 | 11 | 13 | 13 | Non-Summer | 0.6292 | 1.1971 | 2.7284 | 2.7284 | Normal |  | 1.5313 | 1.1971 | 0 | -1.5313 | 1 | Peak
2023-11-13 14:00 | 11 | 13 | 14 | Non-Summer | 0.6291 | 1.1969 | 0.92229 | 0.92229 | Normal |  | 0 | 0.92229 | 0.27461 | 0.27461 | 1 | Peak
2023-11-13 15:00 | 11 | 13 | 15 | Non-Summer | 0.6611 | 1.2578 | 0.069771 | 0.069771 | Normal |  | 0 | 0.069771 | 1.188 | 1.188 | 1 | Peak
2023-11-13 16:00 | 11 | 13 | 16 | Non-Summer | 0.769 | 1.4631 | 0 | 0 | Normal |  | 0 | 0 | 1.4631 | 1.4631 | 1 | Peak
2023-11-13 17:00 | 11 | 13 | 17 | Non-Summer | 0.9071 | 1.7258 | 0 | 0 | Normal |  | 0 | 0 | 1.7258 | 1.7258 | 1 | Peak
2023-11-13 18:00 | 11 | 13 | 18 | Non-Summer | 0.9494 | 1.8063 | 0 | 0 | Normal |  | 0 | 0 | 1.8063 | 1.8063 | 1 | Peak
2023-11-13 19:00 | 11 | 13 | 19 | Non-Summer | 0.9551 | 1.8171 | 0 | 0 | Normal |  | 0 | 0 | 1.8171 | 1.8171 | 1 | Peak
2023-11-13 20:00 | 11 | 13 | 20 | Non-Summer | 0.9413 | 1.7909 | 0 | 0 | Normal |  | 0 | 0 | 1.7909 | 1.7909 | 1 | Peak
2023-11-13 21:00 | 11 | 13 | 21 | Non-Summer | 0.8941 | 1.7011 | 0 | 0 | Normal |  | 0 | 0 | 1.7011 | 1.7011 | 1 | Peak
2023-11-13 22:00 | 11 | 13 | 22 | Non-Summer | 0.8159 | 1.5523 | 0 | 0 | Normal |  | 0 | 0 | 1.5523 | 1.5523 | 1 | Off-Peak
2023-11-13 23:00 | 11 | 13 | 23 | Non-Summer | 0.7459 | 1.4191 | 0 | 0 | Normal |  | 0 | 0 | 1.4191 | 1.4191 | 1 | Off-Peak
2023-11-14 | 11 | 14 | 0 | Non-Summer | 0.7026 | 1.3367 | 0 | 0 | Normal |  | 0 | 0 | 1.3367 | 1.3367 | 2 | Off-Peak
2023-11-14 01:00 | 11 | 14 | 1 | Non-Summer | 0.6799 | 1.2936 | 0 | 0 | Normal |  | 0 | 0 | 1.2936 | 1.2936 | 2 | Off-Peak
2023-11-14 02:00 | 11 | 14 | 2 | Non-Summer | 0.6699 | 1.2745 | 0 | 0 | Normal |  | 0 | 0 | 1.2745 | 1.2745 | 2 | Off-Peak
2023-11-14 03:00 | 11 | 14 | 3 | Non-Summer | 0.6708 | 1.2762 | 0 | 0 | Normal |  | 0 | 0 | 1.2762 | 1.2762 | 2 | Off-Peak
2023-11-14 04:00 | 11 | 14 | 4 | Non-Summer | 0.6888 | 1.3105 | 0 | 0 | Normal |  | 0 | 0 | 1.3105 | 1.3105 | 2 | Off-Peak
2023-11-14 05:00 | 11 | 14 | 5 | Non-Summer | 0.7332 | 1.395 | 0 | 0 | Normal |  | 0 | 0 | 1.395 | 1.395 | 2 | Off-Peak
2023-11-14 06:00 | 11 | 14 | 6 | Non-Summer | 0.7976 | 1.5175 | 0 | 0 | Normal |  | 0 | 0 | 1.5175 | 1.5175 | 2 | Peak
2023-11-14 07:00 | 11 | 14 | 7 | Non-Summer | 0.7909 | 1.5047 | 0.063091 | 0.063091 | Normal |  | 0 | 0.063091 | 1.4416 | 1.4416 | 2 | Peak
2023-11-14 08:00 | 11 | 14 | 8 | Non-Summer | 0.7297 | 1.3883 | 2.0655 | 2.0655 | Normal |  | 0.67718 | 1.3883 | 0 | -0.67718 | 2 | Peak
2023-11-14 09:00 | 11 | 14 | 9 | Non-Summer | 0.6872 | 1.3074 | 2.7849 | 2.7849 | Normal |  | 1.4775 | 1.3074 | 0 | -1.4775 | 2 | Peak
2023-11-14 10:00 | 11 | 14 | 10 | Non-Summer | 0.6583 | 1.2525 | 1.5715 | 1.5715 | Normal |  | 0.31901 | 1.2525 | 0 | -0.31901 | 2 | Peak
2023-11-14 11:00 | 11 | 14 | 11 | Non-Summer | 0.6442 | 1.2256 | 2.1757 | 2.1757 | Normal |  | 0.95005 | 1.2256 | 0 | -0.95005 | 2 | Peak
2023-11-14 12:00 | 11 | 14 | 12 | Non-Summer | 0.6341 | 1.2064 | 3.1328 | 3.1328 | Normal |  | 1.9264 | 1.2064 | 0 | -1.9264 | 2 | Peak
2023-11-14 13:00 | 11 | 14 | 13 | Non-Summer | 0.6225 | 1.1843 | 0.37233 | 0.37233 | Normal |  | 0 | 0.37233 | 0.81201 | 0.81201 | 2 | Peak
2023-11-14 14:00 | 11 | 14 | 14 | Non-Summer | 0.6225 | 1.1843 | 0.23943 | 0.23943 | Normal |  | 0 | 0.23943 | 0.94491 | 0.94491 | 2 | Peak
2023-11-14 15:00 | 11 | 14 | 15 | Non-Summer | 0.6563 | 1.2487 | 0.12196 | 0.12196 | Normal |  | 0 | 0.12196 | 1.1267 | 1.1267 | 2 | Peak
2023-11-14 16:00 | 11 | 14 | 16 | Non-Summer | 0.7664 | 1.4581 | 0 | 0 | Normal |  | 0 | 0 | 1.4581 | 1.4581 | 2 | Peak
2023-11-14 17:00 | 11 | 14 | 17 | Non-Summer | 0.9026 | 1.7173 | 0 | 0 | Normal |  | 0 | 0 | 1.7173 | 1.7173 | 2 | Peak
2023-11-14 18:00 | 11 | 14 | 18 | Non-Summer | 0.9427 | 1.7935 | 0 | 0 | Normal |  | 0 | 0 | 1.7935 | 1.7935 | 2 | Peak
2023-11-14 19:00 | 11 | 14 | 19 | Non-Summer | 0.9488 | 1.8052 | 0 | 0 | Normal |  | 0 | 0 | 1.8052 | 1.8052 | 2 | Peak
2023-11-14 20:00 | 11 | 14 | 20 | Non-Summer | 0.9363 | 1.7814 | 0 | 0 | Normal |  | 0 | 0 | 1.7814 | 1.7814 | 2 | Peak
2023-11-14 21:00 | 11 | 14 | 21 | Non-Summer | 0.8893 | 1.6919 | 0 | 0 | Normal |  | 0 | 0 | 1.6919 | 1.6919 | 2 | Peak
2023-11-14 22:00 | 11 | 14 | 22 | Non-Summer | 0.8091 | 1.5394 | 0 | 0 | Normal |  | 0 | 0 | 1.5394 | 1.5394 | 2 | Off-Peak
2023-11-14 23:00 | 11 | 14 | 23 | Non-Summer | 0.7314 | 1.3915 | 0 | 0 | Normal |  | 0 | 0 | 1.3915 | 1.3915 | 2 | Off-Peak
2023-11-15 | 11 | 15 | 0 | Non-Summer | 0.6831 | 1.2996 | 0 | 0 | Normal |  | 0 | 0 | 1.2996 | 1.2996 | 3 | Off-Peak
2023-11-15 01:00 | 11 | 15 | 1 | Non-Summer | 0.6524 | 1.2412 | 0 | 0 | Normal |  | 0 | 0 | 1.2412 | 1.2412 | 3 | Off-Peak
2023-11-15 02:00 | 11 | 15 | 2 | Non-Summer | 0.6391 | 1.2159 | 0 | 0 | Normal |  | 0 | 0 | 1.2159 | 1.2159 | 3 | Off-Peak
2023-11-15 03:00 | 11 | 15 | 3 | Non-Summer | 0.6361 | 1.2102 | 0 | 0 | Normal |  | 0 | 0 | 1.2102 | 1.2102 | 3 | Off-Peak
2023-11-15 04:00 | 11 | 15 | 4 | Non-Summer | 0.6509 | 1.2384 | 0 | 0 | Normal |  | 0 | 0 | 1.2384 | 1.2384 | 3 | Off-Peak
2023-11-15 05:00 | 11 | 15 | 5 | Non-Summer | 0.693 | 1.3185 | 0 | 0 | Normal |  | 0 | 0 | 1.3185 | 1.3185 | 3 | Off-Peak
2023-11-15 06:00 | 11 | 15 | 6 | Non-Summer | 0.7503 | 1.4275 | 0 | 0 | Normal |  | 0 | 0 | 1.4275 | 1.4275 | 3 | Peak
2023-11-15 07:00 | 11 | 15 | 7 | Non-Summer | 0.7443 | 1.4161 | 0.012836 | 0.012836 | Normal |  | 0 | 0.012836 | 1.4032 | 1.4032 | 3 | Peak
2023-11-15 08:00 | 11 | 15 | 8 | Non-Summer | 0.6929 | 1.3183 | 0 | 0 | Normal |  | 0 | 0 | 1.3183 | 1.3183 | 3 | Peak
2023-11-15 09:00 | 11 | 15 | 9 | Non-Summer | 0.6588 | 1.2534 | 0.033753 | 0.033753 | Normal |  | 0 | 0.033753 | 1.2197 | 1.2197 | 3 | Peak
2023-11-15 10:00 | 11 | 15 | 10 | Non-Summer | 0.6362 | 1.2104 | 0.13711 | 0.13711 | Normal |  | 0 | 0.13711 | 1.0733 | 1.0733 | 3 | Peak
2023-11-15 11:00 | 11 | 15 | 11 | Non-Summer | 0.6218 | 1.183 | 0.47025 | 0.47025 | Normal |  | 0 | 0.47025 | 0.71276 | 0.71276 | 3 | Peak
2023-11-15 12:00 | 11 | 15 | 12 | Non-Summer | 0.6118 | 1.164 | 0.34252 | 0.34252 | Normal |  | 0 | 0.34252 | 0.82147 | 0.82147 | 3 | Peak
2023-11-15 13:00 | 11 | 15 | 13 | Non-Summer | 0.6024 | 1.1461 | 1.4139 | 1.4139 | Normal |  | 0.26776 | 1.1461 | 0 | -0.26776 | 3 | Peak
2023-11-15 14:00 | 11 | 15 | 14 | Non-Summer | 0.6034 | 1.148 | 0.38096 | 0.38096 | Normal |  | 0 | 0.38096 | 0.76704 | 0.76704 | 3 | Peak
2023-11-15 15:00 | 11 | 15 | 15 | Non-Summer | 0.6349 | 1.2079 | 0.081095 | 0.081095 | Normal |  | 0 | 0.081095 | 1.1268 | 1.1268 | 3 | Peak
2023-11-15 16:00 | 11 | 15 | 16 | Non-Summer | 0.7381 | 1.4043 | 0 | 0 | Normal |  | 0 | 0 | 1.4043 | 1.4043 | 3 | Peak
2023-11-15 17:00 | 11 | 15 | 17 | Non-Summer | 0.8658 | 1.6472 | 0 | 0 | Normal |  | 0 | 0 | 1.6472 | 1.6472 | 3 | Peak
2023-11-15 18:00 | 11 | 15 | 18 | Non-Summer | 0.9028 | 1.7176 | 0 | 0 | Normal |  | 0 | 0 | 1.7176 | 1.7176 | 3 | Peak
2023-11-15 19:00 | 11 | 15 | 19 | Non-Summer | 0.9097 | 1.7308 | 0 | 0 | Normal |  | 0 | 0 | 1.7308 | 1.7308 | 3 | Peak
2023-11-15 20:00 | 11 | 15 | 20 | Non-Summer | 0.8987 | 1.7098 | 0 | 0 | Normal |  | 0 | 0 | 1.7098 | 1.7098 | 3 | Peak
2023-11-15 21:00 | 11 | 15 | 21 | Non-Summer | 0.8559 | 1.6284 | 0 | 0 | Normal |  | 0 | 0 | 1.6284 | 1.6284 | 3 | Peak
2023-11-15 22:00 | 11 | 15 | 22 | Non-Summer | 0.7805 | 1.485 | 0 | 0 | Normal |  | 0 | 0 | 1.485 | 1.485 | 3 | Off-Peak
2023-11-15 23:00 | 11 | 15 | 23 | Non-Summer | 0.7065 | 1.3442 | 0 | 0 | Normal |  | 0 | 0 | 1.3442 | 1.3442 | 3 | Off-Peak
2023-11-16 | 11 | 16 | 0 | Non-Summer | 0.6599 | 1.2555 | 0 | 0 | Normal |  | 0 | 0 | 1.2555 | 1.2555 | 4 | Off-Peak
2023-11-16 01:00 | 11 | 16 | 1 | Non-Summer | 0.6331 | 1.2045 | 0 | 0 | Normal |  | 0 | 0 | 1.2045 | 1.2045 | 4 | Off-Peak
2023-11-16 02:00 | 11 | 16 | 2 | Non-Summer | 0.6192 | 1.1781 | 0 | 0 | Normal |  | 0 | 0 | 1.1781 | 1.1781 | 4 | Off-Peak
2023-11-16 03:00 | 11 | 16 | 3 | Non-Summer | 0.6149 | 1.1699 | 0 | 0 | Normal |  | 0 | 0 | 1.1699 | 1.1699 | 4 | Off-Peak
2023-11-16 04:00 | 11 | 16 | 4 | Non-Summer | 0.6294 | 1.1975 | 0 | 0 | Normal |  | 0 | 0 | 1.1975 | 1.1975 | 4 | Off-Peak
2023-11-16 05:00 | 11 | 16 | 5 | Non-Summer | 0.6687 | 1.2722 | 0 | 0 | Normal |  | 0 | 0 | 1.2722 | 1.2722 | 4 | Off-Peak
2023-11-16 06:00 | 11 | 16 | 6 | Non-Summer | 0.7268 | 1.3828 | 0 | 0 | Normal |  | 0 | 0 | 1.3828 | 1.3828 | 4 | Peak
2023-11-16 07:00 | 11 | 16 | 7 | Non-Summer | 0.7276 | 1.3843 | 0.22329 | 0.22329 | Normal |  | 0 | 0.22329 | 1.161 | 1.161 | 4 | Peak
2023-11-16 08:00 | 11 | 16 | 8 | Non-Summer | 0.6757 | 1.2856 | 0.7759 | 0.7759 | Normal |  | 0 | 0.7759 | 0.50966 | 0.50966 | 4 | Peak
2023-11-16 09:00 | 11 | 16 | 9 | Non-Summer | 0.6458 | 1.2287 | 0.56366 | 0.56366 | Normal |  | 0 | 0.56366 | 0.66501 | 0.66501 | 4 | Peak
2023-11-16 10:00 | 11 | 16 | 10 | Non-Summer | 0.6254 | 1.1899 | 0.85858 | 0.85858 | Normal |  | 0 | 0.85858 | 0.33128 | 0.33128 | 4 | Peak
2023-11-16 11:00 | 11 | 16 | 11 | Non-Summer | 0.6162 | 1.1724 | 1.416 | 1.416 | Normal |  | 0.24369 | 1.1724 | 0 | -0.24369 | 4 | Peak
2023-11-16 12:00 | 11 | 16 | 12 | Non-Summer | 0.6094 | 1.1594 | 1.5917 | 1.5917 | Normal |  | 0.43228 | 1.1594 | 0 | -0.43228 | 4 | Peak
2023-11-16 13:00 | 11 | 16 | 13 | Non-Summer | 0.6011 | 1.1436 | 1.161 | 1.161 | Normal |  | 0.017384 | 1.1436 | 0 | -0.017384 | 4 | Peak
2023-11-16 14:00 | 11 | 16 | 14 | Non-Summer | 0.6091 | 1.1589 | 0.70291 | 0.70291 | Normal |  | 0 | 0.70291 | 0.45594 | 0.45594 | 4 | Peak
2023-11-16 15:00 | 11 | 16 | 15 | Non-Summer | 0.6606 | 1.2568 | 0.15579 | 0.15579 | Normal |  | 0 | 0.15579 | 1.101 | 1.101 | 4 | Peak
2023-11-16 16:00 | 11 | 16 | 16 | Non-Summer | 0.7697 | 1.4644 | 0 | 0 | Normal |  | 0 | 0 | 1.4644 | 1.4644 | 4 | Peak
2023-11-16 17:00 | 11 | 16 | 17 | Non-Summer | 0.8712 | 1.6575 | 0 | 0 | Normal |  | 0 | 0 | 1.6575 | 1.6575 | 4 | Peak
2023-11-16 18:00 | 11 | 16 | 18 | Non-Summer | 0.8948 | 1.7024 | 0 | 0 | Normal |  | 0 | 0 | 1.7024 | 1.7024 | 4 | Peak
2023-11-16 19:00 | 11 | 16 | 19 | Non-Summer | 0.8912 | 1.6956 | 0 | 0 | Normal |  | 0 | 0 | 1.6956 | 1.6956 | 4 | Peak
2023-11-16 20:00 | 11 | 16 | 20 | Non-Summer | 0.8745 | 1.6638 | 0 | 0 | Normal |  | 0 | 0 | 1.6638 | 1.6638 | 4 | Peak
2023-11-16 21:00 | 11 | 16 | 21 | Non-Summer | 0.8271 | 1.5736 | 0 | 0 | Normal |  | 0 | 0 | 1.5736 | 1.5736 | 4 | Peak
2023-11-16 22:00 | 11 | 16 | 22 | Non-Summer | 0.7464 | 1.4201 | 0 | 0 | Normal |  | 0 | 0 | 1.4201 | 1.4201 | 4 | Off-Peak
2023-11-16 23:00 | 11 | 16 | 23 | Non-Summer | 0.6647 | 1.2646 | 0 | 0 | Normal |  | 0 | 0 | 1.2646 | 1.2646 | 4 | Off-Peak
2023-11-17 | 11 | 17 | 0 | Non-Summer | 0.6117 | 1.1638 | 0 | 0 | Normal |  | 0 | 0 | 1.1638 | 1.1638 | 5 | Off-Peak
2023-11-17 01:00 | 11 | 17 | 1 | Non-Summer | 0.5779 | 1.0995 | 0 | 0 | Normal |  | 0 | 0 | 1.0995 | 1.0995 | 5 | Off-Peak
2023-11-17 02:00 | 11 | 17 | 2 | Non-Summer | 0.558 | 1.0616 | 0 | 0 | Normal |  | 0 | 0 | 1.0616 | 1.0616 | 5 | Off-Peak
2023-11-17 03:00 | 11 | 17 | 3 | Non-Summer | 0.5488 | 1.0441 | 0 | 0 | Normal |  | 0 | 0 | 1.0441 | 1.0441 | 5 | Off-Peak
2023-11-17 04:00 | 11 | 17 | 4 | Non-Summer | 0.5556 | 1.0571 | 0 | 0 | Normal |  | 0 | 0 | 1.0571 | 1.0571 | 5 | Off-Peak
2023-11-17 05:00 | 11 | 17 | 5 | Non-Summer | 0.5878 | 1.1183 | 0 | 0 | Normal |  | 0 | 0 | 1.1183 | 1.1183 | 5 | Off-Peak
2023-11-17 06:00 | 11 | 17 | 6 | Non-Summer | 0.6503 | 1.2372 | 0 | 0 | Normal |  | 0 | 0 | 1.2372 | 1.2372 | 5 | Peak
2023-11-17 07:00 | 11 | 17 | 7 | Non-Summer | 0.6829 | 1.2993 | 0.8831 | 0.8831 | Normal |  | 0 | 0.8831 | 0.41617 | 0.41617 | 5 | Peak
2023-11-17 08:00 | 11 | 17 | 8 | Non-Summer | 0.6643 | 1.2639 | 2.9842 | 2.9842 | Normal |  | 1.7203 | 1.2639 | 0 | -1.7203 | 5 | Peak
2023-11-17 09:00 | 11 | 17 | 9 | Non-Summer | 0.6502 | 1.237 | 4.104 | 4.104 | Normal |  | 2.867 | 1.237 | 0 | -2.867 | 5 | Peak
2023-11-17 10:00 | 11 | 17 | 10 | Non-Summer | 0.6409 | 1.2194 | 5.0065 | 5.0065 | Normal |  | 3.7872 | 1.2194 | 2.2204e-16 | -3.7872 | 5 | Peak
2023-11-17 11:00 | 11 | 17 | 11 | Non-Summer | 0.6393 | 1.2163 | 5.4031 | 5.4031 | Normal |  | 4.1867 | 1.2163 | 2.2204e-16 | -4.1867 | 5 | Peak
2023-11-17 12:00 | 11 | 17 | 12 | Non-Summer | 0.6393 | 1.2163 | 5.8854 | 5.8854 | Normal |  | 4.6691 | 1.2163 | 2.2204e-16 | -4.6691 | 5 | Peak
2023-11-17 13:00 | 11 | 17 | 13 | Non-Summer | 0.6369 | 1.2117 | 4.4546 | 4.4546 | Normal |  | 3.2429 | 1.2117 | 0 | -3.2429 | 5 | Peak
2023-11-17 14:00 | 11 | 17 | 14 | Non-Summer | 0.6435 | 1.2243 | 2.9394 | 2.9394 | Normal |  | 1.7151 | 1.2243 | 0 | -1.7151 | 5 | Peak
2023-11-17 15:00 | 11 | 17 | 15 | Non-Summer | 0.6825 | 1.2985 | 1.2304 | 1.2304 | Normal |  | 0 | 1.2304 | 0.06809 | 0.06809 | 5 | Peak
2023-11-17 16:00 | 11 | 17 | 16 | Non-Summer | 0.7949 | 1.5123 | 0 | 0 | Normal |  | 0 | 0 | 1.5123 | 1.5123 | 5 | Peak
2023-11-17 17:00 | 11 | 17 | 17 | Non-Summer | 0.9112 | 1.7336 | 0 | 0 | Normal |  | 0 | 0 | 1.7336 | 1.7336 | 5 | Peak
2023-11-17 18:00 | 11 | 17 | 18 | Non-Summer | 0.9397 | 1.7878 | 0 | 0 | Normal |  | 0 | 0 | 1.7878 | 1.7878 | 5 | Peak
2023-11-17 19:00 | 11 | 17 | 19 | Non-Summer | 0.9453 | 1.7985 | 0 | 0 | Normal |  | 0 | 0 | 1.7985 | 1.7985 | 5 | Peak
2023-11-17 20:00 | 11 | 17 | 20 | Non-Summer | 0.9434 | 1.7949 | 0 | 0 | Normal |  | 0 | 0 | 1.7949 | 1.7949 | 5 | Peak
2023-11-17 21:00 | 11 | 17 | 21 | Non-Summer | 0.9198 | 1.75 | 0 | 0 | Normal |  | 0 | 0 | 1.75 | 1.75 | 5 | Peak
2023-11-17 22:00 | 11 | 17 | 22 | Non-Summer | 0.867 | 1.6495 | 0 | 0 | Normal |  | 0 | 0 | 1.6495 | 1.6495 | 5 | Off-Peak
2023-11-17 23:00 | 11 | 17 | 23 | Non-Summer | 0.8053 | 1.5321 | 0 | 0 | Normal |  | 0 | 0 | 1.5321 | 1.5321 | 5 | Off-Peak
2023-11-18 | 11 | 18 | 0 | Non-Summer | 0.7596 | 1.4452 | 0 | 0 | Normal |  | 0 | 0 | 1.4452 | 1.4452 | 6 | Off-Peak
2023-11-18 01:00 | 11 | 18 | 1 | Non-Summer | 0.7291 | 1.3872 | 0 | 0 | Normal |  | 0 | 0 | 1.3872 | 1.3872 | 6 | Off-Peak
2023-11-18 02:00 | 11 | 18 | 2 | Non-Summer | 0.7119 | 1.3544 | 0 | 0 | Normal |  | 0 | 0 | 1.3544 | 1.3544 | 6 | Off-Peak
2023-11-18 03:00 | 11 | 18 | 3 | Non-Summer | 0.7047 | 1.3407 | 0 | 0 | Normal |  | 0 | 0 | 1.3407 | 1.3407 | 6 | Off-Peak
2023-11-18 04:00 | 11 | 18 | 4 | Non-Summer | 0.7087 | 1.3483 | 0 | 0 | Normal |  | 0 | 0 | 1.3483 | 1.3483 | 6 | Off-Peak
2023-11-18 05:00 | 11 | 18 | 5 | Non-Summer | 0.7293 | 1.3875 | 0 | 0 | Normal |  | 0 | 0 | 1.3875 | 1.3875 | 6 | Off-Peak
2023-11-18 06:00 | 11 | 18 | 6 | Non-Summer | 0.7639 | 1.4534 | 0 | 0 | Normal |  | 0 | 0 | 1.4534 | 1.4534 | 6 | Off-Peak
2023-11-18 07:00 | 11 | 18 | 7 | Non-Summer | 0.7947 | 1.512 | 0.082919 | 0.082919 | Normal |  | 0 | 0.082919 | 1.429 | 1.429 | 6 | Off-Peak
2023-11-18 08:00 | 11 | 18 | 8 | Non-Summer | 0.798 | 1.5182 | 1.2631 | 1.2631 | Normal |  | 0 | 1.2631 | 0.25519 | 0.25519 | 6 | Off-Peak
2023-11-18 09:00 | 11 | 18 | 9 | Non-Summer | 0.7907 | 1.5044 | 2.1073 | 2.1073 | Normal |  | 0.60299 | 1.5044 | 0 | -0.60299 | 6 | Off-Peak
2023-11-18 10:00 | 11 | 18 | 10 | Non-Summer | 0.7792 | 1.4825 | 1.2613 | 1.2613 | Normal |  | 0 | 1.2613 | 0.22123 | 0.22123 | 6 | Off-Peak
2023-11-18 11:00 | 11 | 18 | 11 | Non-Summer | 0.7705 | 1.4659 | 1.1178 | 1.1178 | Normal |  | 0 | 1.1178 | 0.34808 | 0.34808 | 6 | Off-Peak
2023-11-18 12:00 | 11 | 18 | 12 | Non-Summer | 0.7588 | 1.4437 | 0.70624 | 0.70624 | Normal |  | 0 | 0.70624 | 0.73742 | 0.73742 | 6 | Off-Peak
2023-11-18 13:00 | 11 | 18 | 13 | Non-Summer | 0.7485 | 1.4241 | 3.2724 | 3.2724 | Normal |  | 1.8483 | 1.4241 | 0 | -1.8483 | 6 | Off-Peak
2023-11-18 14:00 | 11 | 18 | 14 | Non-Summer | 0.747 | 1.4212 | 2.0875 | 2.0875 | Normal |  | 0.66632 | 1.4212 | 0 | -0.66632 | 6 | Off-Peak
2023-11-18 15:00 | 11 | 18 | 15 | Non-Summer | 0.7703 | 1.4655 | 0.96964 | 0.96964 | Normal |  | 0 | 0.96964 | 0.4959 | 0.4959 | 6 | Off-Peak
2023-11-18 16:00 | 11 | 18 | 16 | Non-Summer | 0.8567 | 1.6299 | 0 | 0 | Normal |  | 0 | 0 | 1.6299 | 1.6299 | 6 | Off-Peak
2023-11-18 17:00 | 11 | 18 | 17 | Non-Summer | 0.9454 | 1.7987 | 0 | 0 | Normal |  | 0 | 0 | 1.7987 | 1.7987 | 6 | Off-Peak
2023-11-18 18:00 | 11 | 18 | 18 | Non-Summer | 0.9552 | 1.8173 | 0 | 0 | Normal |  | 0 | 0 | 1.8173 | 1.8173 | 6 | Off-Peak
2023-11-18 19:00 | 11 | 18 | 19 | Non-Summer | 0.949 | 1.8055 | 0 | 0 | Normal |  | 0 | 0 | 1.8055 | 1.8055 | 6 | Off-Peak
2023-11-18 20:00 | 11 | 18 | 20 | Non-Summer | 0.9377 | 1.784 | 0 | 0 | Normal |  | 0 | 0 | 1.784 | 1.784 | 6 | Off-Peak
2023-11-18 21:00 | 11 | 18 | 21 | Non-Summer | 0.9086 | 1.7287 | 0 | 0 | Normal |  | 0 | 0 | 1.7287 | 1.7287 | 6 | Off-Peak
2023-11-18 22:00 | 11 | 18 | 22 | Non-Summer | 0.8559 | 1.6284 | 0 | 0 | Normal |  | 0 | 0 | 1.6284 | 1.6284 | 6 | Off-Peak
2023-11-18 23:00 | 11 | 18 | 23 | Non-Summer | 0.7936 | 1.5099 | 0 | 0 | Normal |  | 0 | 0 | 1.5099 | 1.5099 | 6 | Off-Peak
2023-11-19 | 11 | 19 | 0 | Non-Summer | 0.7433 | 1.4142 | 0 | 0 | Normal |  | 0 | 0 | 1.4142 | 1.4142 | 7 | Off-Peak
2023-11-19 01:00 | 11 | 19 | 1 | Non-Summer | 0.7085 | 1.348 | 0 | 0 | Normal |  | 0 | 0 | 1.348 | 1.348 | 7 | Off-Peak
2023-11-19 02:00 | 11 | 19 | 2 | Non-Summer | 0.6881 | 1.3092 | 0 | 0 | Normal |  | 0 | 0 | 1.3092 | 1.3092 | 7 | Off-Peak
2023-11-19 03:00 | 11 | 19 | 3 | Non-Summer | 0.6774 | 1.2888 | 0 | 0 | Normal |  | 0 | 0 | 1.2888 | 1.2888 | 7 | Off-Peak
2023-11-19 04:00 | 11 | 19 | 4 | Non-Summer | 0.6797 | 1.2932 | 0 | 0 | Normal |  | 0 | 0 | 1.2932 | 1.2932 | 7 | Off-Peak
2023-11-19 05:00 | 11 | 19 | 5 | Non-Summer | 0.6984 | 1.3288 | 0 | 0 | Normal |  | 0 | 0 | 1.3288 | 1.3288 | 7 | Off-Peak
2023-11-19 06:00 | 11 | 19 | 6 | Non-Summer | 0.7318 | 1.3923 | 0 | 0 | Normal |  | 0 | 0 | 1.3923 | 1.3923 | 7 | Off-Peak
2023-11-19 07:00 | 11 | 19 | 7 | Non-Summer | 0.7612 | 1.4482 | 1.0645 | 1.0645 | Normal |  | 0 | 1.0645 | 0.38374 | 0.38374 | 7 | Off-Peak
2023-11-19 08:00 | 11 | 19 | 8 | Non-Summer | 0.7705 | 1.4659 | 2.6204 | 2.6204 | Normal |  | 1.1545 | 1.4659 | 0 | -1.1545 | 7 | Off-Peak
2023-11-19 09:00 | 11 | 19 | 9 | Non-Summer | 0.7666 | 1.4585 | 4.2871 | 4.2871 | Normal |  | 2.8286 | 1.4585 | 0 | -2.8286 | 7 | Off-Peak
2023-11-19 10:00 | 11 | 19 | 10 | Non-Summer | 0.7572 | 1.4406 | 5.0743 | 5.0743 | Normal |  | 3.6337 | 1.4406 | 0 | -3.6337 | 7 | Off-Peak
2023-11-19 11:00 | 11 | 19 | 11 | Non-Summer | 0.7551 | 1.4366 | 5.3543 | 5.3543 | Normal |  | 3.9176 | 1.4366 | 0 | -3.9176 | 7 | Off-Peak
2023-11-19 12:00 | 11 | 19 | 12 | Non-Summer | 0.7575 | 1.4412 | 5.102 | 5.102 | Normal |  | 3.6608 | 1.4412 | 0 | -3.6608 | 7 | Off-Peak
2023-11-19 13:00 | 11 | 19 | 13 | Non-Summer | 0.7551 | 1.4366 | 4.364 | 4.364 | Normal |  | 2.9273 | 1.4366 | 0 | -2.9273 | 7 | Off-Peak
2023-11-19 14:00 | 11 | 19 | 14 | Non-Summer | 0.7574 | 1.441 | 3.1459 | 3.1459 | Normal |  | 1.7049 | 1.441 | 0 | -1.7049 | 7 | Off-Peak
2023-11-19 15:00 | 11 | 19 | 15 | Non-Summer | 0.7936 | 1.5099 | 1.3907 | 1.3907 | Normal |  | 0 | 1.3907 | 0.11918 | 0.11918 | 7 | Off-Peak
2023-11-19 16:00 | 11 | 19 | 16 | Non-Summer | 0.8936 | 1.7001 | 0 | 0 | Normal |  | 0 | 0 | 1.7001 | 1.7001 | 7 | Off-Peak
2023-11-19 17:00 | 11 | 19 | 17 | Non-Summer | 0.9907 | 1.8849 | 0 | 0 | Normal |  | 0 | 0 | 1.8849 | 1.8849 | 7 | Off-Peak
2023-11-19 18:00 | 11 | 19 | 18 | Non-Summer | 1.002 | 1.9064 | 0 | 0 | Normal |  | 0 | 0 | 1.9064 | 1.9064 | 7 | Off-Peak
2023-11-19 19:00 | 11 | 19 | 19 | Non-Summer | 0.9968 | 1.8965 | 0 | 0 | Normal |  | 0 | 0 | 1.8965 | 1.8965 | 7 | Off-Peak
2023-11-19 20:00 | 11 | 19 | 20 | Non-Summer | 0.974 | 1.8531 | 0 | 0 | Normal |  | 0 | 0 | 1.8531 | 1.8531 | 7 | Off-Peak
2023-11-19 21:00 | 11 | 19 | 21 | Non-Summer | 0.9211 | 1.7525 | 0 | 0 | Normal |  | 0 | 0 | 1.7525 | 1.7525 | 7 | Off-Peak
2023-11-19 22:00 | 11 | 19 | 22 | Non-Summer | 0.8361 | 1.5907 | 0 | 0 | Normal |  | 0 | 0 | 1.5907 | 1.5907 | 7 | Off-Peak
2023-11-19 23:00 | 11 | 19 | 23 | Non-Summer | 0.7512 | 1.4292 | 0 | 0 | Normal |  | 0 | 0 | 1.4292 | 1.4292 | 7 | Off-Peak
2023-11-20 | 11 | 20 | 0 | Non-Summer | 0.6946 | 1.3215 | 0 | 0 | Normal |  | 0 | 0 | 1.3215 | 1.3215 | 1 | Off-Peak
2023-11-20 01:00 | 11 | 20 | 1 | Non-Summer | 0.6611 | 1.2578 | 0 | 0 | Normal |  | 0 | 0 | 1.2578 | 1.2578 | 1 | Off-Peak
2023-11-20 02:00 | 11 | 20 | 2 | Non-Summer | 0.6421 | 1.2216 | 0 | 0 | Normal |  | 0 | 0 | 1.2216 | 1.2216 | 1 | Off-Peak
2023-11-20 03:00 | 11 | 20 | 3 | Non-Summer | 0.6351 | 1.2083 | 0 | 0 | Normal |  | 0 | 0 | 1.2083 | 1.2083 | 1 | Off-Peak
2023-11-20 04:00 | 11 | 20 | 4 | Non-Summer | 0.6443 | 1.2258 | 0 | 0 | Normal |  | 0 | 0 | 1.2258 | 1.2258 | 1 | Off-Peak
2023-11-20 05:00 | 11 | 20 | 5 | Non-Summer | 0.6776 | 1.2892 | 0 | 0 | Normal |  | 0 | 0 | 1.2892 | 1.2892 | 1 | Off-Peak
2023-11-20 06:00 | 11 | 20 | 6 | Non-Summer | 0.73 | 1.3889 | 0 | 0 | Normal |  | 0 | 0 | 1.3889 | 1.3889 | 1 | Peak
2023-11-20 07:00 | 11 | 20 | 7 | Non-Summer | 0.7601 | 1.4461 | 0.59161 | 0.59161 | Normal |  | 0 | 0.59161 | 0.85452 | 0.85452 | 1 | Peak
2023-11-20 08:00 | 11 | 20 | 8 | Non-Summer | 0.7561 | 1.4385 | 1.8939 | 1.8939 | Normal |  | 0.45538 | 1.4385 | 0 | -0.45538 | 1 | Peak
2023-11-20 09:00 | 11 | 20 | 9 | Non-Summer | 0.7494 | 1.4258 | 2.805 | 2.805 | Normal |  | 1.3792 | 1.4258 | 0 | -1.3792 | 1 | Peak
2023-11-20 10:00 | 11 | 20 | 10 | Non-Summer | 0.742 | 1.4117 | 1.0675 | 1.0675 | Normal |  | 0 | 1.0675 | 0.34422 | 0.34422 | 1 | Peak
2023-11-20 11:00 | 11 | 20 | 11 | Non-Summer | 0.7315 | 1.3917 | 1.3964 | 1.3964 | Normal |  | 0.0046567 | 1.3917 | 0 | -0.0046567 | 1 | Peak
2023-11-20 12:00 | 11 | 20 | 12 | Non-Summer | 0.7287 | 1.3864 | 2.2211 | 2.2211 | Normal |  | 0.8347 | 1.3864 | 0 | -0.8347 | 1 | Peak
2023-11-20 13:00 | 11 | 20 | 13 | Non-Summer | 0.7354 | 1.3991 | 0.66267 | 0.66267 | Normal |  | 0 | 0.66267 | 0.73647 | 0.73647 | 1 | Peak
2023-11-20 14:00 | 11 | 20 | 14 | Non-Summer | 0.7576 | 1.4414 | 0.47435 | 0.47435 | Normal |  | 0 | 0.47435 | 0.96703 | 0.96703 | 1 | Peak
2023-11-20 15:00 | 11 | 20 | 15 | Non-Summer | 0.8166 | 1.5536 | 1.0778 | 1.0778 | Normal |  | 0 | 1.0778 | 0.47579 | 0.47579 | 1 | Peak
2023-11-20 16:00 | 11 | 20 | 16 | Non-Summer | 0.9179 | 1.7464 | 0 | 0 | Normal |  | 0 | 0 | 1.7464 | 1.7464 | 1 | Peak
2023-11-20 17:00 | 11 | 20 | 17 | Non-Summer | 1.0111 | 1.9237 | 0 | 0 | Normal |  | 0 | 0 | 1.9237 | 1.9237 | 1 | Peak
2023-11-20 18:00 | 11 | 20 | 18 | Non-Summer | 1.0323 | 1.964 | 0 | 0 | Normal |  | 0 | 0 | 1.964 | 1.964 | 1 | Peak
2023-11-20 19:00 | 11 | 20 | 19 | Non-Summer | 1.0259 | 1.9518 | 0 | 0 | Normal |  | 0 | 0 | 1.9518 | 1.9518 | 1 | Peak
2023-11-20 20:00 | 11 | 20 | 20 | Non-Summer | 1.0062 | 1.9144 | 0 | 0 | Normal |  | 0 | 0 | 1.9144 | 1.9144 | 1 | Peak
2023-11-20 21:00 | 11 | 20 | 21 | Non-Summer | 0.9551 | 1.8171 | 0 | 0 | Normal |  | 0 | 0 | 1.8171 | 1.8171 | 1 | Peak
2023-11-20 22:00 | 11 | 20 | 22 | Non-Summer | 0.8687 | 1.6528 | 0 | 0 | Normal |  | 0 | 0 | 1.6528 | 1.6528 | 1 | Off-Peak
2023-11-20 23:00 | 11 | 20 | 23 | Non-Summer | 0.7797 | 1.4834 | 0 | 0 | Normal |  | 0 | 0 | 1.4834 | 1.4834 | 1 | Off-Peak
2023-11-21 | 11 | 21 | 0 | Non-Summer | 0.7206 | 1.371 | 0 | 0 | Normal |  | 0 | 0 | 1.371 | 1.371 | 2 | Off-Peak
2023-11-21 01:00 | 11 | 21 | 1 | Non-Summer | 0.6845 | 1.3023 | 0 | 0 | Normal |  | 0 | 0 | 1.3023 | 1.3023 | 2 | Off-Peak
2023-11-21 02:00 | 11 | 21 | 2 | Non-Summer | 0.6641 | 1.2635 | 0 | 0 | Normal |  | 0 | 0 | 1.2635 | 1.2635 | 2 | Off-Peak
2023-11-21 03:00 | 11 | 21 | 3 | Non-Summer | 0.6544 | 1.245 | 0 | 0 | Normal |  | 0 | 0 | 1.245 | 1.245 | 2 | Off-Peak
2023-11-21 04:00 | 11 | 21 | 4 | Non-Summer | 0.6612 | 1.258 | 0 | 0 | Normal |  | 0 | 0 | 1.258 | 1.258 | 2 | Off-Peak
2023-11-21 05:00 | 11 | 21 | 5 | Non-Summer | 0.6903 | 1.3133 | 0 | 0 | Normal |  | 0 | 0 | 1.3133 | 1.3133 | 2 | Off-Peak
2023-11-21 06:00 | 11 | 21 | 6 | Non-Summer | 0.7346 | 1.3976 | 0 | 0 | Normal |  | 0 | 0 | 1.3976 | 1.3976 | 2 | Peak
2023-11-21 07:00 | 11 | 21 | 7 | Non-Summer | 0.7628 | 1.4513 | 0.96957 | 0.96957 | Normal |  | 0 | 0.96957 | 0.48171 | 0.48171 | 2 | Peak
2023-11-21 08:00 | 11 | 21 | 8 | Non-Summer | 0.767 | 1.4593 | 2.5812 | 2.5812 | Normal |  | 1.1219 | 1.4593 | 0 | -1.1219 | 2 | Peak
2023-11-21 09:00 | 11 | 21 | 9 | Non-Summer | 0.7728 | 1.4703 | 3.4336 | 3.4336 | Normal |  | 1.9633 | 1.4703 | 0 | -1.9633 | 2 | Peak
2023-11-21 10:00 | 11 | 21 | 10 | Non-Summer | 0.7795 | 1.483 | 4.9701 | 4.9701 | Normal |  | 3.4871 | 1.483 | 0 | -3.4871 | 2 | Peak
2023-11-21 11:00 | 11 | 21 | 11 | Non-Summer | 0.7941 | 1.5108 | 5.262 | 5.262 | Normal |  | 3.7512 | 1.5108 | 0 | -3.7512 | 2 | Peak
2023-11-21 12:00 | 11 | 21 | 12 | Non-Summer | 0.8015 | 1.5249 | 4.9826 | 4.9826 | Normal |  | 3.4577 | 1.5249 | 0 | -3.4577 | 2 | Peak
2023-11-21 13:00 | 11 | 21 | 13 | Non-Summer | 0.8004 | 1.5228 | 4.2943 | 4.2943 | Normal |  | 2.7714 | 1.5228 | 2.2204e-16 | -2.7714 | 2 | Peak
2023-11-21 14:00 | 11 | 21 | 14 | Non-Summer | 0.8162 | 1.5529 | 3.162 | 3.162 | Normal |  | 1.6091 | 1.5529 | 0 | -1.6091 | 2 | Peak
2023-11-21 15:00 | 11 | 21 | 15 | Non-Summer | 0.8622 | 1.6404 | 1.3813 | 1.3813 | Normal |  | 0 | 1.3813 | 0.25913 | 0.25913 | 2 | Peak
2023-11-21 16:00 | 11 | 21 | 16 | Non-Summer | 0.9551 | 1.8171 | 0 | 0 | Normal |  | 0 | 0 | 1.8171 | 1.8171 | 2 | Peak
2023-11-21 17:00 | 11 | 21 | 17 | Non-Summer | 1.0386 | 1.976 | 0 | 0 | Normal |  | 0 | 0 | 1.976 | 1.976 | 2 | Peak
2023-11-21 18:00 | 11 | 21 | 18 | Non-Summer | 1.0565 | 2.0101 | 0 | 0 | Normal |  | 0 | 0 | 2.0101 | 2.0101 | 2 | Peak
2023-11-21 19:00 | 11 | 21 | 19 | Non-Summer | 1.0504 | 1.9985 | 0 | 0 | Normal |  | 0 | 0 | 1.9985 | 1.9985 | 2 | Peak
2023-11-21 20:00 | 11 | 21 | 20 | Non-Summer | 1.0329 | 1.9652 | 0 | 0 | Normal |  | 0 | 0 | 1.9652 | 1.9652 | 2 | Peak
2023-11-21 21:00 | 11 | 21 | 21 | Non-Summer | 0.9897 | 1.883 | 0 | 0 | Normal |  | 0 | 0 | 1.883 | 1.883 | 2 | Peak
2023-11-21 22:00 | 11 | 21 | 22 | Non-Summer | 0.914 | 1.7389 | 0 | 0 | Normal |  | 0 | 0 | 1.7389 | 1.7389 | 2 | Off-Peak
2023-11-21 23:00 | 11 | 21 | 23 | Non-Summer | 0.833 | 1.5848 | 0 | 0 | Normal |  | 0 | 0 | 1.5848 | 1.5848 | 2 | Off-Peak
2023-11-22 | 11 | 22 | 0 | Non-Summer | 0.7736 | 1.4718 | 0 | 0 | Normal |  | 0 | 0 | 1.4718 | 1.4718 | 3 | Off-Peak
2023-11-22 01:00 | 11 | 22 | 1 | Non-Summer | 0.7356 | 1.3995 | 0 | 0 | Normal |  | 0 | 0 | 1.3995 | 1.3995 | 3 | Off-Peak
2023-11-22 02:00 | 11 | 22 | 2 | Non-Summer | 0.7125 | 1.3556 | 0 | 0 | Normal |  | 0 | 0 | 1.3556 | 1.3556 | 3 | Off-Peak
2023-11-22 03:00 | 11 | 22 | 3 | Non-Summer | 0.7028 | 1.3371 | 0 | 0 | Normal |  | 0 | 0 | 1.3371 | 1.3371 | 3 | Off-Peak
2023-11-22 04:00 | 11 | 22 | 4 | Non-Summer | 0.7102 | 1.3512 | 0 | 0 | Normal |  | 0 | 0 | 1.3512 | 1.3512 | 3 | Off-Peak
2023-11-22 05:00 | 11 | 22 | 5 | Non-Summer | 0.7371 | 1.4024 | 0 | 0 | Normal |  | 0 | 0 | 1.4024 | 1.4024 | 3 | Off-Peak
2023-11-22 06:00 | 11 | 22 | 6 | Non-Summer | 0.7716 | 1.468 | 0 | 0 | Normal |  | 0 | 0 | 1.468 | 1.468 | 3 | Peak
2023-11-22 07:00 | 11 | 22 | 7 | Non-Summer | 0.7974 | 1.5171 | 0.74795 | 0.74795 | Normal |  | 0 | 0.74795 | 0.76916 | 0.76916 | 3 | Peak
2023-11-22 08:00 | 11 | 22 | 8 | Non-Summer | 0.8146 | 1.5498 | 2.28 | 2.28 | Normal |  | 0.73021 | 1.5498 | 0 | -0.73021 | 3 | Peak
2023-11-22 09:00 | 11 | 22 | 9 | Non-Summer | 0.8177 | 1.5557 | 1.2771 | 1.2771 | Normal |  | 0 | 1.2771 | 0.27864 | 0.27864 | 3 | Peak
2023-11-22 10:00 | 11 | 22 | 10 | Non-Summer | 0.8093 | 1.5397 | 3.5756 | 3.5756 | Normal |  | 2.0359 | 1.5397 | 0 | -2.0359 | 3 | Peak
2023-11-22 11:00 | 11 | 22 | 11 | Non-Summer | 0.793 | 1.5087 | 4.4 | 4.4 | Normal |  | 2.8912 | 1.5087 | 2.2204e-16 | -2.8912 | 3 | Peak
2023-11-22 12:00 | 11 | 22 | 12 | Non-Summer | 0.7847 | 1.4929 | 5.3784 | 5.3784 | Normal |  | 3.8854 | 1.4929 | 0 | -3.8854 | 3 | Peak
2023-11-22 13:00 | 11 | 22 | 13 | Non-Summer | 0.7873 | 1.4979 | 4.6382 | 4.6382 | Normal |  | 3.1403 | 1.4979 | 0 | -3.1403 | 3 | Peak
2023-11-22 14:00 | 11 | 22 | 14 | Non-Summer | 0.8024 | 1.5266 | 3.3719 | 3.3719 | Normal |  | 1.8453 | 1.5266 | 0 | -1.8453 | 3 | Peak
2023-11-22 15:00 | 11 | 22 | 15 | Non-Summer | 0.8413 | 1.6006 | 1.5528 | 1.5528 | Normal |  | 0 | 1.5528 | 0.047841 | 0.047841 | 3 | Peak
2023-11-22 16:00 | 11 | 22 | 16 | Non-Summer | 0.9427 | 1.7935 | 0 | 0 | Normal |  | 0 | 0 | 1.7935 | 1.7935 | 3 | Peak
2023-11-22 17:00 | 11 | 22 | 17 | Non-Summer | 1.0462 | 1.9905 | 0 | 0 | Normal |  | 0 | 0 | 1.9905 | 1.9905 | 3 | Peak
2023-11-22 18:00 | 11 | 22 | 18 | Non-Summer | 1.0663 | 2.0287 | 0 | 0 | Normal |  | 0 | 0 | 2.0287 | 2.0287 | 3 | Peak
2023-11-22 19:00 | 11 | 22 | 19 | Non-Summer | 1.0648 | 2.0258 | 0 | 0 | Normal |  | 0 | 0 | 2.0258 | 2.0258 | 3 | Peak
2023-11-22 20:00 | 11 | 22 | 20 | Non-Summer | 1.054 | 2.0053 | 0 | 0 | Normal |  | 0 | 0 | 2.0053 | 2.0053 | 3 | Peak
2023-11-22 21:00 | 11 | 22 | 21 | Non-Summer | 1.0181 | 1.937 | 0 | 0 | Normal |  | 0 | 0 | 1.937 | 1.937 | 3 | Peak
2023-11-22 22:00 | 11 | 22 | 22 | Non-Summer | 0.9537 | 1.8145 | 0 | 0 | Normal |  | 0 | 0 | 1.8145 | 1.8145 | 3 | Off-Peak
2023-11-22 23:00 | 11 | 22 | 23 | Non-Summer | 0.8762 | 1.667 | 0 | 0 | Normal |  | 0 | 0 | 1.667 | 1.667 | 3 | Off-Peak
2023-11-23 | 11 | 23 | 0 | Non-Summer | 0.8156 | 1.5517 | 0 | 0 | Normal |  | 0 | 0 | 1.5517 | 1.5517 | 4 | Off-Peak
2023-11-23 01:00 | 11 | 23 | 1 | Non-Summer | 0.7719 | 1.4686 | 0 | 0 | Normal |  | 0 | 0 | 1.4686 | 1.4686 | 4 | Off-Peak
2023-11-23 02:00 | 11 | 23 | 2 | Non-Summer | 0.7432 | 1.414 | 0 | 0 | Normal |  | 0 | 0 | 1.414 | 1.414 | 4 | Off-Peak
2023-11-23 03:00 | 11 | 23 | 3 | Non-Summer | 0.7272 | 1.3835 | 0 | 0 | Normal |  | 0 | 0 | 1.3835 | 1.3835 | 4 | Off-Peak
2023-11-23 04:00 | 11 | 23 | 4 | Non-Summer | 0.73 | 1.3889 | 0 | 0 | Normal |  | 0 | 0 | 1.3889 | 1.3889 | 4 | Off-Peak
2023-11-23 05:00 | 11 | 23 | 5 | Non-Summer | 0.7489 | 1.4248 | 0 | 0 | Normal |  | 0 | 0 | 1.4248 | 1.4248 | 4 | Off-Peak
2023-11-23 06:00 | 11 | 23 | 6 | Non-Summer | 0.7854 | 1.4943 | 0 | 0 | Normal |  | 0 | 0 | 1.4943 | 1.4943 | 4 | Peak
2023-11-23 07:00 | 11 | 23 | 7 | Non-Summer | 0.8313 | 1.5816 | 0.018713 | 0.018713 | Normal |  | 0 | 0.018713 | 1.5629 | 1.5629 | 4 | Peak
2023-11-23 08:00 | 11 | 23 | 8 | Non-Summer | 0.868 | 1.6514 | 0.87578 | 0.87578 | Normal |  | 0 | 0.87578 | 0.77565 | 0.77565 | 4 | Peak
2023-11-23 09:00 | 11 | 23 | 9 | Non-Summer | 0.9057 | 1.7232 | 3.4905 | 3.4905 | Normal |  | 1.7673 | 1.7232 | 0 | -1.7673 | 4 | Peak
2023-11-23 10:00 | 11 | 23 | 10 | Non-Summer | 0.9409 | 1.7901 | 4.9249 | 4.9249 | Normal |  | 3.1347 | 1.7901 | 0 | -3.1347 | 4 | Peak
2023-11-23 11:00 | 11 | 23 | 11 | Non-Summer | 0.9638 | 1.8337 | 3.8488 | 3.8488 | Normal |  | 2.0151 | 1.8337 | 0 | -2.0151 | 4 | Peak
2023-11-23 12:00 | 11 | 23 | 12 | Non-Summer | 0.9641 | 1.8343 | 3.6919 | 3.6919 | Normal |  | 1.8576 | 1.8343 | 0 | -1.8576 | 4 | Peak
2023-11-23 13:00 | 11 | 23 | 13 | Non-Summer | 0.9465 | 1.8008 | 0.90763 | 0.90763 | Normal |  | 0 | 0.90763 | 0.89315 | 0.89315 | 4 | Peak
2023-11-23 14:00 | 11 | 23 | 14 | Non-Summer | 0.9263 | 1.7623 | 0.90764 | 0.90764 | Normal |  | 0 | 0.90764 | 0.85471 | 0.85471 | 4 | Peak
2023-11-23 15:00 | 11 | 23 | 15 | Non-Summer | 0.9236 | 1.7572 | 0.032985 | 0.032985 | Normal |  | 0 | 0.032985 | 1.7242 | 1.7242 | 4 | Peak
2023-11-23 16:00 | 11 | 23 | 16 | Non-Summer | 0.9677 | 1.8411 | 0 | 0 | Normal |  | 0 | 0 | 1.8411 | 1.8411 | 4 | Peak
2023-11-23 17:00 | 11 | 23 | 17 | Non-Summer | 0.9931 | 1.8894 | 0 | 0 | Normal |  | 0 | 0 | 1.8894 | 1.8894 | 4 | Peak
2023-11-23 18:00 | 11 | 23 | 18 | Non-Summer | 0.9815 | 1.8674 | 0 | 0 | Normal |  | 0 | 0 | 1.8674 | 1.8674 | 4 | Peak
2023-11-23 19:00 | 11 | 23 | 19 | Non-Summer | 0.9812 | 1.8668 | 0 | 0 | Normal |  | 0 | 0 | 1.8668 | 1.8668 | 4 | Peak
2023-11-23 20:00 | 11 | 23 | 20 | Non-Summer | 0.9832 | 1.8706 | 0 | 0 | Normal |  | 0 | 0 | 1.8706 | 1.8706 | 4 | Peak
2023-11-23 21:00 | 11 | 23 | 21 | Non-Summer | 0.9675 | 1.8407 | 0 | 0 | Normal |  | 0 | 0 | 1.8407 | 1.8407 | 4 | Peak
2023-11-23 22:00 | 11 | 23 | 22 | Non-Summer | 0.9192 | 1.7488 | 0 | 0 | Normal |  | 0 | 0 | 1.7488 | 1.7488 | 4 | Off-Peak
2023-11-23 23:00 | 11 | 23 | 23 | Non-Summer | 0.8554 | 1.6275 | 0 | 0 | Normal |  | 0 | 0 | 1.6275 | 1.6275 | 4 | Off-Peak
2023-11-24 | 11 | 24 | 0 | Non-Summer | 0.8022 | 1.5262 | 0 | 0 | Normal |  | 0 | 0 | 1.5262 | 1.5262 | 5 | Off-Peak
2023-11-24 01:00 | 11 | 24 | 1 | Non-Summer | 0.7646 | 1.4547 | 0 | 0 | Normal |  | 0 | 0 | 1.4547 | 1.4547 | 5 | Off-Peak
2023-11-24 02:00 | 11 | 24 | 2 | Non-Summer | 0.7424 | 1.4125 | 0 | 0 | Normal |  | 0 | 0 | 1.4125 | 1.4125 | 5 | Off-Peak
2023-11-24 03:00 | 11 | 24 | 3 | Non-Summer | 0.7338 | 1.3961 | 0 | 0 | Normal |  | 0 | 0 | 1.3961 | 1.3961 | 5 | Off-Peak
2023-11-24 04:00 | 11 | 24 | 4 | Non-Summer | 0.74 | 1.4079 | 0 | 0 | Normal |  | 0 | 0 | 1.4079 | 1.4079 | 5 | Off-Peak
2023-11-24 05:00 | 11 | 24 | 5 | Non-Summer | 0.7623 | 1.4503 | 0 | 0 | Normal |  | 0 | 0 | 1.4503 | 1.4503 | 5 | Off-Peak
2023-11-24 06:00 | 11 | 24 | 6 | Non-Summer | 0.7907 | 1.5044 | 0 | 0 | Normal |  | 0 | 0 | 1.5044 | 1.5044 | 5 | Peak
2023-11-24 07:00 | 11 | 24 | 7 | Non-Summer | 0.8208 | 1.5616 | 0.62735 | 0.62735 | Normal |  | 0 | 0.62735 | 0.93427 | 0.93427 | 5 | Peak
2023-11-24 08:00 | 11 | 24 | 8 | Non-Summer | 0.8401 | 1.5983 | 2.2348 | 2.2348 | Normal |  | 0.63648 | 1.5983 | 0 | -0.63648 | 5 | Peak
2023-11-24 09:00 | 11 | 24 | 9 | Non-Summer | 0.8543 | 1.6254 | 1.3556 | 1.3556 | Normal |  | 0 | 1.3556 | 0.2698 | 0.2698 | 5 | Peak
2023-11-24 10:00 | 11 | 24 | 10 | Non-Summer | 0.8687 | 1.6528 | 3.4663 | 3.4663 | Normal |  | 1.8135 | 1.6528 | 0 | -1.8135 | 5 | Peak
2023-11-24 11:00 | 11 | 24 | 11 | Non-Summer | 0.8772 | 1.6689 | 4.0801 | 4.0801 | Normal |  | 2.4111 | 1.6689 | 0 | -2.4111 | 5 | Peak
2023-11-24 12:00 | 11 | 24 | 12 | Non-Summer | 0.8827 | 1.6794 | 4.5164 | 4.5164 | Normal |  | 2.8371 | 1.6794 | 0 | -2.8371 | 5 | Peak
2023-11-24 13:00 | 11 | 24 | 13 | Non-Summer | 0.8875 | 1.6885 | 3.509 | 3.509 | Normal |  | 1.8205 | 1.6885 | 0 | -1.8205 | 5 | Peak
2023-11-24 14:00 | 11 | 24 | 14 | Non-Summer | 0.9034 | 1.7188 | 2.3554 | 2.3554 | Normal |  | 0.63658 | 1.7188 | 0 | -0.63658 | 5 | Peak
2023-11-24 15:00 | 11 | 24 | 15 | Non-Summer | 0.9433 | 1.7947 | 0.85421 | 0.85421 | Normal |  | 0 | 0.85421 | 0.94047 | 0.94047 | 5 | Peak
2023-11-24 16:00 | 11 | 24 | 16 | Non-Summer | 1.0365 | 1.972 | 0 | 0 | Normal |  | 0 | 0 | 1.972 | 1.972 | 5 | Peak
2023-11-24 17:00 | 11 | 24 | 17 | Non-Summer | 1.1143 | 2.12 | 0 | 0 | Normal |  | 0 | 0 | 2.12 | 2.12 | 5 | Peak
2023-11-24 18:00 | 11 | 24 | 18 | Non-Summer | 1.1226 | 2.1358 | 0 | 0 | Normal |  | 0 | 0 | 2.1358 | 2.1358 | 5 | Peak
2023-11-24 19:00 | 11 | 24 | 19 | Non-Summer | 1.1173 | 2.1257 | 0 | 0 | Normal |  | 0 | 0 | 2.1257 | 2.1257 | 5 | Peak
2023-11-24 20:00 | 11 | 24 | 20 | Non-Summer | 1.1035 | 2.0995 | 0 | 0 | Normal |  | 0 | 0 | 2.0995 | 2.0995 | 5 | Peak
2023-11-24 21:00 | 11 | 24 | 21 | Non-Summer | 1.0684 | 2.0327 | 0 | 0 | Normal |  | 0 | 0 | 2.0327 | 2.0327 | 5 | Peak
2023-11-24 22:00 | 11 | 24 | 22 | Non-Summer | 1.0025 | 1.9073 | 0 | 0 | Normal |  | 0 | 0 | 1.9073 | 1.9073 | 5 | Off-Peak
2023-11-24 23:00 | 11 | 24 | 23 | Non-Summer | 0.9243 | 1.7585 | 0 | 0 | Normal |  | 0 | 0 | 1.7585 | 1.7585 | 5 | Off-Peak
2023-11-25 | 11 | 25 | 0 | Non-Summer | 0.8629 | 1.6417 | 0 | 0 | Normal |  | 0 | 0 | 1.6417 | 1.6417 | 6 | Off-Peak
2023-11-25 01:00 | 11 | 25 | 1 | Non-Summer | 0.8206 | 1.5612 | 0 | 0 | Normal |  | 0 | 0 | 1.5612 | 1.5612 | 6 | Off-Peak
2023-11-25 02:00 | 11 | 25 | 2 | Non-Summer | 0.7934 | 1.5095 | 0 | 0 | Normal |  | 0 | 0 | 1.5095 | 1.5095 | 6 | Off-Peak
2023-11-25 03:00 | 11 | 25 | 3 | Non-Summer | 0.7749 | 1.4743 | 0 | 0 | Normal |  | 0 | 0 | 1.4743 | 1.4743 | 6 | Off-Peak
2023-11-25 04:00 | 11 | 25 | 4 | Non-Summer | 0.7694 | 1.4638 | 0 | 0 | Normal |  | 0 | 0 | 1.4638 | 1.4638 | 6 | Off-Peak
2023-11-25 05:00 | 11 | 25 | 5 | Non-Summer | 0.7797 | 1.4834 | 0 | 0 | Normal |  | 0 | 0 | 1.4834 | 1.4834 | 6 | Off-Peak
2023-11-25 06:00 | 11 | 25 | 6 | Non-Summer | 0.8037 | 1.5291 | 0 | 0 | Normal |  | 0 | 0 | 1.5291 | 1.5291 | 6 | Off-Peak
2023-11-25 07:00 | 11 | 25 | 7 | Non-Summer | 0.8385 | 1.5953 | 0.61321 | 0.61321 | Normal |  | 0 | 0.61321 | 0.98209 | 0.98209 | 6 | Off-Peak
2023-11-25 08:00 | 11 | 25 | 8 | Non-Summer | 0.8665 | 1.6486 | 0.62147 | 0.62147 | Normal |  | 0 | 0.62147 | 1.0271 | 1.0271 | 6 | Off-Peak
2023-11-25 09:00 | 11 | 25 | 9 | Non-Summer | 0.8869 | 1.6874 | 2.4158 | 2.4158 | Normal |  | 0.72837 | 1.6874 | 0 | -0.72837 | 6 | Off-Peak
2023-11-25 10:00 | 11 | 25 | 10 | Non-Summer | 0.8945 | 1.7018 | 2.6076 | 2.6076 | Normal |  | 0.90579 | 1.7018 | 0 | -0.90579 | 6 | Off-Peak
2023-11-25 11:00 | 11 | 25 | 11 | Non-Summer | 0.8944 | 1.7017 | 2.2773 | 2.2773 | Normal |  | 0.57569 | 1.7017 | 0 | -0.57569 | 6 | Off-Peak
2023-11-25 12:00 | 11 | 25 | 12 | Non-Summer | 0.8927 | 1.6984 | 1.7562 | 1.7562 | Normal |  | 0.05783 | 1.6984 | 0 | -0.05783 | 6 | Off-Peak
2023-11-25 13:00 | 11 | 25 | 13 | Non-Summer | 0.8823 | 1.6786 | 1.6375 | 1.6375 | Normal |  | 0 | 1.6375 | 0.041096 | 0.041096 | 6 | Off-Peak
2023-11-25 14:00 | 11 | 25 | 14 | Non-Summer | 0.8705 | 1.6562 | 1.5758 | 1.5758 | Normal |  | 0 | 1.5758 | 0.080401 | 0.080401 | 6 | Off-Peak
2023-11-25 15:00 | 11 | 25 | 15 | Non-Summer | 0.9011 | 1.7144 | 0.15155 | 0.15155 | Normal |  | 0 | 0.15155 | 1.5628 | 1.5628 | 6 | Off-Peak
2023-11-25 16:00 | 11 | 25 | 16 | Non-Summer | 1.0087 | 1.9191 | 0 | 0 | Normal |  | 0 | 0 | 1.9191 | 1.9191 | 6 | Off-Peak
2023-11-25 17:00 | 11 | 25 | 17 | Non-Summer | 1.1056 | 2.1035 | 0 | 0 | Normal |  | 0 | 0 | 2.1035 | 2.1035 | 6 | Off-Peak
2023-11-25 18:00 | 11 | 25 | 18 | Non-Summer | 1.1192 | 2.1293 | 0 | 0 | Normal |  | 0 | 0 | 2.1293 | 2.1293 | 6 | Off-Peak
2023-11-25 19:00 | 11 | 25 | 19 | Non-Summer | 1.1147 | 2.1208 | 0 | 0 | Normal |  | 0 | 0 | 2.1208 | 2.1208 | 6 | Off-Peak
2023-11-25 20:00 | 11 | 25 | 20 | Non-Summer | 1.1009 | 2.0945 | 0 | 0 | Normal |  | 0 | 0 | 2.0945 | 2.0945 | 6 | Off-Peak
2023-11-25 21:00 | 11 | 25 | 21 | Non-Summer | 1.0669 | 2.0298 | 0 | 0 | Normal |  | 0 | 0 | 2.0298 | 2.0298 | 6 | Off-Peak
2023-11-25 22:00 | 11 | 25 | 22 | Non-Summer | 1.0017 | 1.9058 | 0 | 0 | Normal |  | 0 | 0 | 1.9058 | 1.9058 | 6 | Off-Peak
2023-11-25 23:00 | 11 | 25 | 23 | Non-Summer | 0.9184 | 1.7473 | 0 | 0 | Normal |  | 0 | 0 | 1.7473 | 1.7473 | 6 | Off-Peak
2023-11-26 | 11 | 26 | 0 | Non-Summer | 0.8505 | 1.6181 | 0 | 0 | Normal |  | 0 | 0 | 1.6181 | 1.6181 | 7 | Off-Peak
2023-11-26 01:00 | 11 | 26 | 1 | Non-Summer | 0.8009 | 1.5238 | 0 | 0 | Normal |  | 0 | 0 | 1.5238 | 1.5238 | 7 | Off-Peak
2023-11-26 02:00 | 11 | 26 | 2 | Non-Summer | 0.7687 | 1.4625 | 0 | 0 | Normal |  | 0 | 0 | 1.4625 | 1.4625 | 7 | Off-Peak
2023-11-26 03:00 | 11 | 26 | 3 | Non-Summer | 0.7493 | 1.4256 | 0 | 0 | Normal |  | 0 | 0 | 1.4256 | 1.4256 | 7 | Off-Peak
2023-11-26 04:00 | 11 | 26 | 4 | Non-Summer | 0.7454 | 1.4182 | 0 | 0 | Normal |  | 0 | 0 | 1.4182 | 1.4182 | 7 | Off-Peak
2023-11-26 05:00 | 11 | 26 | 5 | Non-Summer | 0.7574 | 1.441 | 0 | 0 | Normal |  | 0 | 0 | 1.441 | 1.441 | 7 | Off-Peak
2023-11-26 06:00 | 11 | 26 | 6 | Non-Summer | 0.7831 | 1.4899 | 0 | 0 | Normal |  | 0 | 0 | 1.4899 | 1.4899 | 7 | Off-Peak
2023-11-26 07:00 | 11 | 26 | 7 | Non-Summer | 0.8274 | 1.5742 | 0.61776 | 0.61776 | Normal |  | 0 | 0.61776 | 0.95642 | 0.95642 | 7 | Off-Peak
2023-11-26 08:00 | 11 | 26 | 8 | Non-Summer | 0.8758 | 1.6663 | 2.2456 | 2.2456 | Normal |  | 0.5793 | 1.6663 | 0 | -0.5793 | 7 | Off-Peak
2023-11-26 09:00 | 11 | 26 | 9 | Non-Summer | 0.9131 | 1.7372 | 3.2114 | 3.2114 | Normal |  | 1.4742 | 1.7372 | 0 | -1.4742 | 7 | Off-Peak
2023-11-26 10:00 | 11 | 26 | 10 | Non-Summer | 0.9445 | 1.797 | 4.2197 | 4.2197 | Normal |  | 2.4228 | 1.797 | 0 | -2.4228 | 7 | Off-Peak
2023-11-26 11:00 | 11 | 26 | 11 | Non-Summer | 0.9682 | 1.8421 | 4.7501 | 4.7501 | Normal |  | 2.908 | 1.8421 | 0 | -2.908 | 7 | Off-Peak
2023-11-26 12:00 | 11 | 26 | 12 | Non-Summer | 0.9846 | 1.8733 | 5.0511 | 5.0511 | Normal |  | 3.1778 | 1.8733 | 0 | -3.1778 | 7 | Off-Peak
2023-11-26 13:00 | 11 | 26 | 13 | Non-Summer | 1.0049 | 1.9119 | 4.2891 | 4.2891 | Normal |  | 2.3772 | 1.9119 | 0 | -2.3772 | 7 | Off-Peak
2023-11-26 14:00 | 11 | 26 | 14 | Non-Summer | 1.026 | 1.952 | 2.9799 | 2.9799 | Normal |  | 1.0279 | 1.952 | 0 | -1.0279 | 7 | Off-Peak
2023-11-26 15:00 | 11 | 26 | 15 | Non-Summer | 1.0554 | 2.008 | 1.1767 | 1.1767 | Normal |  | 0 | 1.1767 | 0.83129 | 0.83129 | 7 | Off-Peak
2023-11-26 16:00 | 11 | 26 | 16 | Non-Summer | 1.1452 | 2.1788 | 0 | 0 | Normal |  | 0 | 0 | 2.1788 | 2.1788 | 7 | Off-Peak
2023-11-26 17:00 | 11 | 26 | 17 | Non-Summer | 1.239 | 2.3573 | 0 | 0 | Normal |  | 0 | 0 | 2.3573 | 2.3573 | 7 | Off-Peak
2023-11-26 18:00 | 11 | 26 | 18 | Non-Summer | 1.2454 | 2.3695 | 0 | 0 | Normal |  | 0 | 0 | 2.3695 | 2.3695 | 7 | Off-Peak
2023-11-26 19:00 | 11 | 26 | 19 | Non-Summer | 1.236 | 2.3516 | 0 | 0 | Normal |  | 0 | 0 | 2.3516 | 2.3516 | 7 | Off-Peak
2023-11-26 20:00 | 11 | 26 | 20 | Non-Summer | 1.2018 | 2.2865 | 0 | 0 | Normal |  | 0 | 0 | 2.2865 | 2.2865 | 7 | Off-Peak
2023-11-26 21:00 | 11 | 26 | 21 | Non-Summer | 1.1218 | 2.1343 | 0 | 0 | Normal |  | 0 | 0 | 2.1343 | 2.1343 | 7 | Off-Peak
2023-11-26 22:00 | 11 | 26 | 22 | Non-Summer | 1.0096 | 1.9208 | 0 | 0 | Normal |  | 0 | 0 | 1.9208 | 1.9208 | 7 | Off-Peak
2023-11-26 23:00 | 11 | 26 | 23 | Non-Summer | 0.9061 | 1.7239 | 0 | 0 | Normal |  | 0 | 0 | 1.7239 | 1.7239 | 7 | Off-Peak
2023-11-27 | 11 | 27 | 0 | Non-Summer | 0.8418 | 1.6016 | 0 | 0 | Normal |  | 0 | 0 | 1.6016 | 1.6016 | 1 | Off-Peak
2023-11-27 01:00 | 11 | 27 | 1 | Non-Summer | 0.8085 | 1.5382 | 0 | 0 | Normal |  | 0 | 0 | 1.5382 | 1.5382 | 1 | Off-Peak
2023-11-27 02:00 | 11 | 27 | 2 | Non-Summer | 0.7932 | 1.5091 | 0 | 0 | Normal |  | 0 | 0 | 1.5091 | 1.5091 | 1 | Off-Peak
2023-11-27 03:00 | 11 | 27 | 3 | Non-Summer | 0.7896 | 1.5023 | 0 | 0 | Normal |  | 0 | 0 | 1.5023 | 1.5023 | 1 | Off-Peak
2023-11-27 04:00 | 11 | 27 | 4 | Non-Summer | 0.8042 | 1.53 | 0 | 0 | Normal |  | 0 | 0 | 1.53 | 1.53 | 1 | Off-Peak
2023-11-27 05:00 | 11 | 27 | 5 | Non-Summer | 0.8431 | 1.6041 | 0 | 0 | Normal |  | 0 | 0 | 1.6041 | 1.6041 | 1 | Off-Peak
2023-11-27 06:00 | 11 | 27 | 6 | Non-Summer | 0.9037 | 1.7193 | 0 | 0 | Normal |  | 0 | 0 | 1.7193 | 1.7193 | 1 | Peak
2023-11-27 07:00 | 11 | 27 | 7 | Non-Summer | 0.9251 | 1.7601 | 0.063316 | 0.063316 | Normal |  | 0 | 0.063316 | 1.6967 | 1.6967 | 1 | Peak
2023-11-27 08:00 | 11 | 27 | 8 | Non-Summer | 0.9026 | 1.7173 | 0.21951 | 0.21951 | Normal |  | 0 | 0.21951 | 1.4977 | 1.4977 | 1 | Peak
2023-11-27 09:00 | 11 | 27 | 9 | Non-Summer | 0.8988 | 1.71 | 0.49099 | 0.49099 | Normal |  | 0 | 0.49099 | 1.219 | 1.219 | 1 | Peak
2023-11-27 10:00 | 11 | 27 | 10 | Non-Summer | 0.8977 | 1.7079 | 1.4432 | 1.4432 | Normal |  | 0 | 1.4432 | 0.26477 | 0.26477 | 1 | Peak
2023-11-27 11:00 | 11 | 27 | 11 | Non-Summer | 0.9037 | 1.7193 | 1.2318 | 1.2318 | Normal |  | 0 | 1.2318 | 0.48752 | 0.48752 | 1 | Peak
2023-11-27 12:00 | 11 | 27 | 12 | Non-Summer | 0.909 | 1.7294 | 0.56755 | 0.56755 | Normal |  | 0 | 0.56755 | 1.1619 | 1.1619 | 1 | Peak
2023-11-27 13:00 | 11 | 27 | 13 | Non-Summer | 0.9115 | 1.7342 | 0.008532 | 0.008532 | Normal |  | 0 | 0.008532 | 1.7257 | 1.7257 | 1 | Peak
2023-11-27 14:00 | 11 | 27 | 14 | Non-Summer | 0.9285 | 1.7665 | 1.5485 | 1.5485 | Normal |  | 0 | 1.5485 | 0.21808 | 0.21808 | 1 | Peak
2023-11-27 15:00 | 11 | 27 | 15 | Non-Summer | 0.9857 | 1.8754 | 0.94658 | 0.94658 | Normal |  | 0 | 0.94658 | 0.92877 | 0.92877 | 1 | Peak
2023-11-27 16:00 | 11 | 27 | 16 | Non-Summer | 1.1278 | 2.1457 | 0 | 0 | Normal |  | 0 | 0 | 2.1457 | 2.1457 | 1 | Peak
2023-11-27 17:00 | 11 | 27 | 17 | Non-Summer | 1.2691 | 2.4145 | 0 | 0 | Normal |  | 0 | 0 | 2.4145 | 2.4145 | 1 | Peak
2023-11-27 18:00 | 11 | 27 | 18 | Non-Summer | 1.3087 | 2.4899 | 0 | 0 | Normal |  | 0 | 0 | 2.4899 | 2.4899 | 1 | Peak
2023-11-27 19:00 | 11 | 27 | 19 | Non-Summer | 1.3129 | 2.4979 | 0 | 0 | Normal |  | 0 | 0 | 2.4979 | 2.4979 | 1 | Peak
2023-11-27 20:00 | 11 | 27 | 20 | Non-Summer | 1.2919 | 2.4579 | 0 | 0 | Normal |  | 0 | 0 | 2.4579 | 2.4579 | 1 | Peak
2023-11-27 21:00 | 11 | 27 | 21 | Non-Summer | 1.2245 | 2.3297 | 0 | 0 | Normal |  | 0 | 0 | 2.3297 | 2.3297 | 1 | Peak
2023-11-27 22:00 | 11 | 27 | 22 | Non-Summer | 1.1081 | 2.1082 | 0 | 0 | Normal |  | 0 | 0 | 2.1082 | 2.1082 | 1 | Off-Peak
2023-11-27 23:00 | 11 | 27 | 23 | Non-Summer | 1.0003 | 1.9031 | 0 | 0 | Normal |  | 0 | 0 | 1.9031 | 1.9031 | 1 | Off-Peak
2023-11-28 | 11 | 28 | 0 | Non-Summer | 0.9349 | 1.7787 | 0 | 0 | Normal |  | 0 | 0 | 1.7787 | 1.7787 | 2 | Off-Peak
2023-11-28 01:00 | 11 | 28 | 1 | Non-Summer | 0.898 | 1.7085 | 0 | 0 | Normal |  | 0 | 0 | 1.7085 | 1.7085 | 2 | Off-Peak
2023-11-28 02:00 | 11 | 28 | 2 | Non-Summer | 0.8803 | 1.6748 | 0 | 0 | Normal |  | 0 | 0 | 1.6748 | 1.6748 | 2 | Off-Peak
2023-11-28 03:00 | 11 | 28 | 3 | Non-Summer | 0.8729 | 1.6607 | 0 | 0 | Normal |  | 0 | 0 | 1.6607 | 1.6607 | 2 | Off-Peak
2023-11-28 04:00 | 11 | 28 | 4 | Non-Summer | 0.8849 | 1.6836 | 0 | 0 | Normal |  | 0 | 0 | 1.6836 | 1.6836 | 2 | Off-Peak
2023-11-28 05:00 | 11 | 28 | 5 | Non-Summer | 0.9191 | 1.7486 | 0 | 0 | Normal |  | 0 | 0 | 1.7486 | 1.7486 | 2 | Off-Peak
2023-11-28 06:00 | 11 | 28 | 6 | Non-Summer | 0.981 | 1.8664 | 0 | 0 | Normal |  | 0 | 0 | 1.8664 | 1.8664 | 2 | Peak
2023-11-28 07:00 | 11 | 28 | 7 | Non-Summer | 0.9916 | 1.8866 | 0.016275 | 0.016275 | Normal |  | 0 | 0.016275 | 1.8703 | 1.8703 | 2 | Peak
2023-11-28 08:00 | 11 | 28 | 8 | Non-Summer | 0.9423 | 1.7928 | 0.044874 | 0.044874 | Normal |  | 0 | 0.044874 | 1.7479 | 1.7479 | 2 | Peak
2023-11-28 09:00 | 11 | 28 | 9 | Non-Summer | 0.9119 | 1.7349 | 0.88897 | 0.88897 | Normal |  | 0 | 0.88897 | 0.84598 | 0.84598 | 2 | Peak
2023-11-28 10:00 | 11 | 28 | 10 | Non-Summer | 0.8919 | 1.6969 | 0.68153 | 0.68153 | Normal |  | 0 | 0.68153 | 1.0154 | 1.0154 | 2 | Peak
2023-11-28 11:00 | 11 | 28 | 11 | Non-Summer | 0.8798 | 1.6739 | 1.2535 | 1.2535 | Normal |  | 0 | 1.2535 | 0.42042 | 0.42042 | 2 | Peak
2023-11-28 12:00 | 11 | 28 | 12 | Non-Summer | 0.8751 | 1.6649 | 1.0589 | 1.0589 | Normal |  | 0 | 1.0589 | 0.60606 | 0.60606 | 2 | Peak
2023-11-28 13:00 | 11 | 28 | 13 | Non-Summer | 0.8742 | 1.6632 | 0.97001 | 0.97001 | Normal |  | 0 | 0.97001 | 0.69321 | 0.69321 | 2 | Peak
2023-11-28 14:00 | 11 | 28 | 14 | Non-Summer | 0.9024 | 1.7169 | 0.63394 | 0.63394 | Normal |  | 0 | 0.63394 | 1.0829 | 1.0829 | 2 | Peak
2023-11-28 15:00 | 11 | 28 | 15 | Non-Summer | 0.9692 | 1.844 | 1.2262 | 1.2262 | Normal |  | 0 | 1.2262 | 0.61775 | 0.61775 | 2 | Peak
2023-11-28 16:00 | 11 | 28 | 16 | Non-Summer | 1.1157 | 2.1227 | 0 | 0 | Normal |  | 0 | 0 | 2.1227 | 2.1227 | 2 | Peak
2023-11-28 17:00 | 11 | 28 | 17 | Non-Summer | 1.261 | 2.3991 | 0 | 0 | Normal |  | 0 | 0 | 2.3991 | 2.3991 | 2 | Peak
2023-11-28 18:00 | 11 | 28 | 18 | Non-Summer | 1.3021 | 2.4773 | 0 | 0 | Normal |  | 0 | 0 | 2.4773 | 2.4773 | 2 | Peak
2023-11-28 19:00 | 11 | 28 | 19 | Non-Summer | 1.3066 | 2.4859 | 0 | 0 | Normal |  | 0 | 0 | 2.4859 | 2.4859 | 2 | Peak
2023-11-28 20:00 | 11 | 28 | 20 | Non-Summer | 1.2863 | 2.4473 | 0 | 0 | Normal |  | 0 | 0 | 2.4473 | 2.4473 | 2 | Peak
2023-11-28 21:00 | 11 | 28 | 21 | Non-Summer | 1.22 | 2.3211 | 0 | 0 | Normal |  | 0 | 0 | 2.3211 | 2.3211 | 2 | Peak
2023-11-28 22:00 | 11 | 28 | 22 | Non-Summer | 1.1047 | 2.1018 | 0 | 0 | Normal |  | 0 | 0 | 2.1018 | 2.1018 | 2 | Off-Peak
2023-11-28 23:00 | 11 | 28 | 23 | Non-Summer | 0.9975 | 1.8978 | 0 | 0 | Normal |  | 0 | 0 | 1.8978 | 1.8978 | 2 | Off-Peak
2023-11-29 | 11 | 29 | 0 | Non-Summer | 0.9326 | 1.7743 | 0 | 0 | Normal |  | 0 | 0 | 1.7743 | 1.7743 | 3 | Off-Peak
2023-11-29 01:00 | 11 | 29 | 1 | Non-Summer | 0.8923 | 1.6977 | 0 | 0 | Normal |  | 0 | 0 | 1.6977 | 1.6977 | 3 | Off-Peak
2023-11-29 02:00 | 11 | 29 | 2 | Non-Summer | 0.8645 | 1.6448 | 0 | 0 | Normal |  | 0 | 0 | 1.6448 | 1.6448 | 3 | Off-Peak
2023-11-29 03:00 | 11 | 29 | 3 | Non-Summer | 0.8541 | 1.625 | 0 | 0 | Normal |  | 0 | 0 | 1.625 | 1.625 | 3 | Off-Peak
2023-11-29 04:00 | 11 | 29 | 4 | Non-Summer | 0.8569 | 1.6303 | 0 | 0 | Normal |  | 0 | 0 | 1.6303 | 1.6303 | 3 | Off-Peak
2023-11-29 05:00 | 11 | 29 | 5 | Non-Summer | 0.8887 | 1.6908 | 0 | 0 | Normal |  | 0 | 0 | 1.6908 | 1.6908 | 3 | Off-Peak
2023-11-29 06:00 | 11 | 29 | 6 | Non-Summer | 0.9434 | 1.7949 | 0 | 0 | Normal |  | 0 | 0 | 1.7949 | 1.7949 | 3 | Peak
2023-11-29 07:00 | 11 | 29 | 7 | Non-Summer | 0.9501 | 1.8076 | 0 | 0 | Normal |  | 0 | 0 | 1.8076 | 1.8076 | 3 | Peak
2023-11-29 08:00 | 11 | 29 | 8 | Non-Summer | 0.8949 | 1.7026 | 0.15628 | 0.15628 | Normal |  | 0 | 0.15628 | 1.5463 | 1.5463 | 3 | Peak
2023-11-29 09:00 | 11 | 29 | 9 | Non-Summer | 0.8561 | 1.6288 | 0.22589 | 0.22589 | Normal |  | 0 | 0.22589 | 1.4029 | 1.4029 | 3 | Peak
2023-11-29 10:00 | 11 | 29 | 10 | Non-Summer | 0.8298 | 1.5787 | 0.44768 | 0.44768 | Normal |  | 0 | 0.44768 | 1.1311 | 1.1311 | 3 | Peak
2023-11-29 11:00 | 11 | 29 | 11 | Non-Summer | 0.8124 | 1.5456 | 0.43971 | 0.43971 | Normal |  | 0 | 0.43971 | 1.1059 | 1.1059 | 3 | Peak
2023-11-29 12:00 | 11 | 29 | 12 | Non-Summer | 0.7971 | 1.5165 | 0.55601 | 0.55601 | Normal |  | 0 | 0.55601 | 0.96052 | 0.96052 | 3 | Peak
2023-11-29 13:00 | 11 | 29 | 13 | Non-Summer | 0.7818 | 1.4874 | 0.48679 | 0.48679 | Normal |  | 0 | 0.48679 | 1.0006 | 1.0006 | 3 | Peak
2023-11-29 14:00 | 11 | 29 | 14 | Non-Summer | 0.786 | 1.4954 | 0.51852 | 0.51852 | Normal |  | 0 | 0.51852 | 0.9769 | 0.9769 | 3 | Peak
2023-11-29 15:00 | 11 | 29 | 15 | Non-Summer | 0.8398 | 1.5978 | 0.11003 | 0.11003 | Normal |  | 0 | 0.11003 | 1.4877 | 1.4877 | 3 | Peak
2023-11-29 16:00 | 11 | 29 | 16 | Non-Summer | 0.9985 | 1.8997 | 0 | 0 | Normal |  | 0 | 0 | 1.8997 | 1.8997 | 3 | Peak
2023-11-29 17:00 | 11 | 29 | 17 | Non-Summer | 1.1414 | 2.1716 | 0 | 0 | Normal |  | 0 | 0 | 2.1716 | 2.1716 | 3 | Peak
2023-11-29 18:00 | 11 | 29 | 18 | Non-Summer | 1.1809 | 2.2467 | 0 | 0 | Normal |  | 0 | 0 | 2.2467 | 2.2467 | 3 | Peak
2023-11-29 19:00 | 11 | 29 | 19 | Non-Summer | 1.1855 | 2.2555 | 0 | 0 | Normal |  | 0 | 0 | 2.2555 | 2.2555 | 3 | Peak
2023-11-29 20:00 | 11 | 29 | 20 | Non-Summer | 1.168 | 2.2222 | 0 | 0 | Normal |  | 0 | 0 | 2.2222 | 2.2222 | 3 | Peak
2023-11-29 21:00 | 11 | 29 | 21 | Non-Summer | 1.1089 | 2.1098 | 0 | 0 | Normal |  | 0 | 0 | 2.1098 | 2.1098 | 3 | Peak
2023-11-29 22:00 | 11 | 29 | 22 | Non-Summer | 1.0046 | 1.9113 | 0 | 0 | Normal |  | 0 | 0 | 1.9113 | 1.9113 | 3 | Off-Peak
2023-11-29 23:00 | 11 | 29 | 23 | Non-Summer | 0.9033 | 1.7186 | 0 | 0 | Normal |  | 0 | 0 | 1.7186 | 1.7186 | 3 | Off-Peak
2023-11-30 | 11 | 30 | 0 | Non-Summer | 0.8379 | 1.5942 | 0 | 0 | Normal |  | 0 | 0 | 1.5942 | 1.5942 | 4 | Off-Peak
2023-11-30 01:00 | 11 | 30 | 1 | Non-Summer | 0.7994 | 1.5209 | 0 | 0 | Normal |  | 0 | 0 | 1.5209 | 1.5209 | 4 | Off-Peak
2023-11-30 02:00 | 11 | 30 | 2 | Non-Summer | 0.7815 | 1.4869 | 0 | 0 | Normal |  | 0 | 0 | 1.4869 | 1.4869 | 4 | Off-Peak
2023-11-30 03:00 | 11 | 30 | 3 | Non-Summer | 0.7714 | 1.4676 | 0 | 0 | Normal |  | 0 | 0 | 1.4676 | 1.4676 | 4 | Off-Peak
2023-11-30 04:00 | 11 | 30 | 4 | Non-Summer | 0.7841 | 1.4918 | 0 | 0 | Normal |  | 0 | 0 | 1.4918 | 1.4918 | 4 | Off-Peak
2023-11-30 05:00 | 11 | 30 | 5 | Non-Summer | 0.8166 | 1.5536 | 0 | 0 | Normal |  | 0 | 0 | 1.5536 | 1.5536 | 4 | Off-Peak
2023-11-30 06:00 | 11 | 30 | 6 | Non-Summer | 0.8707 | 1.6566 | 0 | 0 | Normal |  | 0 | 0 | 1.6566 | 1.6566 | 4 | Peak
2023-11-30 07:00 | 11 | 30 | 7 | Non-Summer | 0.8797 | 1.6737 | 0.00018 | 0.00018 | Normal |  | 0 | 0.00018 | 1.6735 | 1.6735 | 4 | Peak
2023-11-30 08:00 | 11 | 30 | 8 | Non-Summer | 0.826 | 1.5715 | 0.16365 | 0.16365 | Normal |  | 0 | 0.16365 | 1.4079 | 1.4079 | 4 | Peak
2023-11-30 09:00 | 11 | 30 | 9 | Non-Summer | 0.7865 | 1.4964 | 0.26826 | 0.26826 | Normal |  | 0 | 0.26826 | 1.2281 | 1.2281 | 4 | Peak
2023-11-30 10:00 | 11 | 30 | 10 | Non-Summer | 0.7554 | 1.4372 | 0.53562 | 0.53562 | Normal |  | 0 | 0.53562 | 0.90158 | 0.90158 | 4 | Peak
2023-11-30 11:00 | 11 | 30 | 11 | Non-Summer | 0.7361 | 1.4005 | 0.68812 | 0.68812 | Normal |  | 0 | 0.68812 | 0.71235 | 0.71235 | 4 | Peak
2023-11-30 12:00 | 11 | 30 | 12 | Non-Summer | 0.7238 | 1.3771 | 0.97383 | 0.97383 | Normal |  | 0 | 0.97383 | 0.40325 | 0.40325 | 4 | Peak
2023-11-30 13:00 | 11 | 30 | 13 | Non-Summer | 0.7218 | 1.3733 | 0.66199 | 0.66199 | Normal |  | 0 | 0.66199 | 0.71128 | 0.71128 | 4 | Peak
2023-11-30 14:00 | 11 | 30 | 14 | Non-Summer | 0.7255 | 1.3803 | 0.56558 | 0.56558 | Normal |  | 0 | 0.56558 | 0.81473 | 0.81473 | 4 | Peak
2023-11-30 15:00 | 11 | 30 | 15 | Non-Summer | 0.7803 | 1.4846 | 0.12981 | 0.12981 | Normal |  | 0 | 0.12981 | 1.3548 | 1.3548 | 4 | Peak
2023-11-30 16:00 | 11 | 30 | 16 | Non-Summer | 0.9328 | 1.7747 | 0 | 0 | Normal |  | 0 | 0 | 1.7747 | 1.7747 | 4 | Peak
2023-11-30 17:00 | 11 | 30 | 17 | Non-Summer | 1.0521 | 2.0017 | 0 | 0 | Normal |  | 0 | 0 | 2.0017 | 2.0017 | 4 | Peak
2023-11-30 18:00 | 11 | 30 | 18 | Non-Summer | 1.0819 | 2.0584 | 0 | 0 | Normal |  | 0 | 0 | 2.0584 | 2.0584 | 4 | Peak
2023-11-30 19:00 | 11 | 30 | 19 | Non-Summer | 1.083 | 2.0605 | 0 | 0 | Normal |  | 0 | 0 | 2.0605 | 2.0605 | 4 | Peak
2023-11-30 20:00 | 11 | 30 | 20 | Non-Summer | 1.0668 | 2.0297 | 0 | 0 | Normal |  | 0 | 0 | 2.0297 | 2.0297 | 4 | Peak
2023-11-30 21:00 | 11 | 30 | 21 | Non-Summer | 1.015 | 1.9311 | 0 | 0 | Normal |  | 0 | 0 | 1.9311 | 1.9311 | 4 | Peak
2023-11-30 22:00 | 11 | 30 | 22 | Non-Summer | 0.9161 | 1.7429 | 0 | 0 | Normal |  | 0 | 0 | 1.7429 | 1.7429 | 4 | Off-Peak
2023-11-30 23:00 | 11 | 30 | 23 | Non-Summer | 0.8155 | 1.5515 | 0 | 0 | Normal |  | 0 | 0 | 1.5515 | 1.5515 | 4 | Off-Peak
2023-12-01 | 12 | 1 | 0 | Non-Summer | 0.7476 | 1.4224 | 0 | 0 | Normal |  | 0 | 0 | 1.4224 | 1.4224 | 5 | Off-Peak
2023-12-01 01:00 | 12 | 1 | 1 | Non-Summer | 0.7077 | 1.3464 | 0 | 0 | Normal |  | 0 | 0 | 1.3464 | 1.3464 | 5 | Off-Peak
2023-12-01 02:00 | 12 | 1 | 2 | Non-Summer | 0.6869 | 1.3069 | 0 | 0 | Normal |  | 0 | 0 | 1.3069 | 1.3069 | 5 | Off-Peak
2023-12-01 03:00 | 12 | 1 | 3 | Non-Summer | 0.6783 | 1.2905 | 0 | 0 | Normal |  | 0 | 0 | 1.2905 | 1.2905 | 5 | Off-Peak
2023-12-01 04:00 | 12 | 1 | 4 | Non-Summer | 0.6891 | 1.3111 | 0 | 0 | Normal |  | 0 | 0 | 1.3111 | 1.3111 | 5 | Off-Peak
2023-12-01 05:00 | 12 | 1 | 5 | Non-Summer | 0.7234 | 1.3763 | 0 | 0 | Normal |  | 0 | 0 | 1.3763 | 1.3763 | 5 | Off-Peak
2023-12-01 06:00 | 12 | 1 | 6 | Non-Summer | 0.7829 | 1.4895 | 0 | 0 | Normal |  | 0 | 0 | 1.4895 | 1.4895 | 5 | Peak
2023-12-01 07:00 | 12 | 1 | 7 | Non-Summer | 0.8234 | 1.5666 | 0 | 0 | Normal |  | 0 | 0 | 1.5666 | 1.5666 | 5 | Peak
2023-12-01 08:00 | 12 | 1 | 8 | Non-Summer | 0.8193 | 1.5588 | 0.17739 | 0.17739 | Normal |  | 0 | 0.17739 | 1.3814 | 1.3814 | 5 | Peak
2023-12-01 09:00 | 12 | 1 | 9 | Non-Summer | 0.8136 | 1.5479 | 0.4984 | 0.4984 | Normal |  | 0 | 0.4984 | 1.0495 | 1.0495 | 5 | Peak
2023-12-01 10:00 | 12 | 1 | 10 | Non-Summer | 0.8075 | 1.5363 | 0.97489 | 0.97489 | Normal |  | 0 | 0.97489 | 0.56143 | 0.56143 | 5 | Peak
2023-12-01 11:00 | 12 | 1 | 11 | Non-Summer | 0.8103 | 1.5416 | 1.3034 | 1.3034 | Normal |  | 0 | 1.3034 | 0.23823 | 0.23823 | 5 | Peak
2023-12-01 12:00 | 12 | 1 | 12 | Non-Summer | 0.8191 | 1.5584 | 2.1465 | 2.1465 | Normal |  | 0.58809 | 1.5584 | 0 | -0.58809 | 5 | Peak
2023-12-01 13:00 | 12 | 1 | 13 | Non-Summer | 0.8289 | 1.577 | 4.4216 | 4.4216 | Normal |  | 2.8446 | 1.577 | 0 | -2.8446 | 5 | Peak
2023-12-01 14:00 | 12 | 1 | 14 | Non-Summer | 0.8512 | 1.6195 | 3.3599 | 3.3599 | Normal |  | 1.7404 | 1.6195 | 0 | -1.7404 | 5 | Peak
2023-12-01 15:00 | 12 | 1 | 15 | Non-Summer | 0.9017 | 1.7155 | 1.5085 | 1.5085 | Normal |  | 0 | 1.5085 | 0.20701 | 0.20701 | 5 | Peak
2023-12-01 16:00 | 12 | 1 | 16 | Non-Summer | 1.0109 | 1.9233 | 0 | 0 | Normal |  | 0 | 0 | 1.9233 | 1.9233 | 5 | Peak
2023-12-01 17:00 | 12 | 1 | 17 | Non-Summer | 1.0893 | 2.0725 | 0 | 0 | Normal |  | 0 | 0 | 2.0725 | 2.0725 | 5 | Peak
2023-12-01 18:00 | 12 | 1 | 18 | Non-Summer | 1.0996 | 2.0921 | 0 | 0 | Normal |  | 0 | 0 | 2.0921 | 2.0921 | 5 | Peak
2023-12-01 19:00 | 12 | 1 | 19 | Non-Summer | 1.0908 | 2.0753 | 0 | 0 | Normal |  | 0 | 0 | 2.0753 | 2.0753 | 5 | Peak
2023-12-01 20:00 | 12 | 1 | 20 | Non-Summer | 1.0748 | 2.0449 | 0 | 0 | Normal |  | 0 | 0 | 2.0449 | 2.0449 | 5 | Peak
2023-12-01 21:00 | 12 | 1 | 21 | Non-Summer | 1.0374 | 1.9737 | 0 | 0 | Normal |  | 0 | 0 | 1.9737 | 1.9737 | 5 | Peak
2023-12-01 22:00 | 12 | 1 | 22 | Non-Summer | 0.9611 | 1.8286 | 0 | 0 | Normal |  | 0 | 0 | 1.8286 | 1.8286 | 5 | Off-Peak
2023-12-01 23:00 | 12 | 1 | 23 | Non-Summer | 0.8729 | 1.6607 | 0 | 0 | Normal |  | 0 | 0 | 1.6607 | 1.6607 | 5 | Off-Peak
2023-12-02 | 12 | 2 | 0 | Non-Summer | 0.8026 | 1.527 | 0 | 0 | Normal |  | 0 | 0 | 1.527 | 1.527 | 6 | Off-Peak
2023-12-02 01:00 | 12 | 2 | 1 | Non-Summer | 0.7548 | 1.4361 | 0 | 0 | Normal |  | 0 | 0 | 1.4361 | 1.4361 | 6 | Off-Peak
2023-12-02 02:00 | 12 | 2 | 2 | Non-Summer | 0.7259 | 1.3811 | 0 | 0 | Normal |  | 0 | 0 | 1.3811 | 1.3811 | 6 | Off-Peak
2023-12-02 03:00 | 12 | 2 | 3 | Non-Summer | 0.71 | 1.3508 | 0 | 0 | Normal |  | 0 | 0 | 1.3508 | 1.3508 | 6 | Off-Peak
2023-12-02 04:00 | 12 | 2 | 4 | Non-Summer | 0.7062 | 1.3436 | 0 | 0 | Normal |  | 0 | 0 | 1.3436 | 1.3436 | 6 | Off-Peak
2023-12-02 05:00 | 12 | 2 | 5 | Non-Summer | 0.7219 | 1.3735 | 0 | 0 | Normal |  | 0 | 0 | 1.3735 | 1.3735 | 6 | Off-Peak
2023-12-02 06:00 | 12 | 2 | 6 | Non-Summer | 0.7527 | 1.4321 | 0 | 0 | Normal |  | 0 | 0 | 1.4321 | 1.4321 | 6 | Off-Peak
2023-12-02 07:00 | 12 | 2 | 7 | Non-Summer | 0.7973 | 1.5169 | 0.56483 | 0.56483 | Normal |  | 0 | 0.56483 | 0.95208 | 0.95208 | 6 | Off-Peak
2023-12-02 08:00 | 12 | 2 | 8 | Non-Summer | 0.833 | 1.5848 | 2.7832 | 2.7832 | Normal |  | 1.1983 | 1.5848 | 0 | -1.1983 | 6 | Off-Peak
2023-12-02 09:00 | 12 | 2 | 9 | Non-Summer | 0.8455 | 1.6086 | 4.1799 | 4.1799 | Normal |  | 2.5713 | 1.6086 | 0 | -2.5713 | 6 | Off-Peak
2023-12-02 10:00 | 12 | 2 | 10 | Non-Summer | 0.849 | 1.6153 | 4.9971 | 4.9971 | Normal |  | 3.3818 | 1.6153 | 2.2204e-16 | -3.3818 | 6 | Off-Peak
2023-12-02 11:00 | 12 | 2 | 11 | Non-Summer | 0.8675 | 1.6505 | 5.3565 | 5.3565 | Normal |  | 3.7061 | 1.6505 | 0 | -3.7061 | 6 | Off-Peak
2023-12-02 12:00 | 12 | 2 | 12 | Non-Summer | 0.8907 | 1.6946 | 5.1897 | 5.1897 | Normal |  | 3.4951 | 1.6946 | 2.2204e-16 | -3.4951 | 6 | Off-Peak
2023-12-02 13:00 | 12 | 2 | 13 | Non-Summer | 0.9069 | 1.7254 | 4.5067 | 4.5067 | Normal |  | 2.7813 | 1.7254 | 0 | -2.7813 | 6 | Off-Peak
2023-12-02 14:00 | 12 | 2 | 14 | Non-Summer | 0.9279 | 1.7654 | 3.3413 | 3.3413 | Normal |  | 1.5759 | 1.7654 | 0 | -1.5759 | 6 | Off-Peak
2023-12-02 15:00 | 12 | 2 | 15 | Non-Summer | 0.9694 | 1.8443 | 1.5066 | 1.5066 | Normal |  | 0 | 1.5066 | 0.33777 | 0.33777 | 6 | Off-Peak
2023-12-02 16:00 | 12 | 2 | 16 | Non-Summer | 1.0513 | 2.0002 | 0 | 0 | Normal |  | 0 | 0 | 2.0002 | 2.0002 | 6 | Off-Peak
2023-12-02 17:00 | 12 | 2 | 17 | Non-Summer | 1.1054 | 2.1031 | 0 | 0 | Normal |  | 0 | 0 | 2.1031 | 2.1031 | 6 | Off-Peak
2023-12-02 18:00 | 12 | 2 | 18 | Non-Summer | 1.1043 | 2.101 | 0 | 0 | Normal |  | 0 | 0 | 2.101 | 2.101 | 6 | Off-Peak
2023-12-02 19:00 | 12 | 2 | 19 | Non-Summer | 1.0958 | 2.0848 | 0 | 0 | Normal |  | 0 | 0 | 2.0848 | 2.0848 | 6 | Off-Peak
2023-12-02 20:00 | 12 | 2 | 20 | Non-Summer | 1.078 | 2.051 | 0 | 0 | Normal |  | 0 | 0 | 2.051 | 2.051 | 6 | Off-Peak
2023-12-02 21:00 | 12 | 2 | 21 | Non-Summer | 1.0417 | 1.9819 | 0 | 0 | Normal |  | 0 | 0 | 1.9819 | 1.9819 | 6 | Off-Peak
2023-12-02 22:00 | 12 | 2 | 22 | Non-Summer | 0.9708 | 1.847 | 0 | 0 | Normal |  | 0 | 0 | 1.847 | 1.847 | 6 | Off-Peak
2023-12-02 23:00 | 12 | 2 | 23 | Non-Summer | 0.882 | 1.6781 | 0 | 0 | Normal |  | 0 | 0 | 1.6781 | 1.6781 | 6 | Off-Peak
2023-12-03 | 12 | 3 | 0 | Non-Summer | 0.8077 | 1.5367 | 0 | 0 | Normal |  | 0 | 0 | 1.5367 | 1.5367 | 7 | Off-Peak
2023-12-03 01:00 | 12 | 3 | 1 | Non-Summer | 0.7585 | 1.4431 | 0 | 0 | Normal |  | 0 | 0 | 1.4431 | 1.4431 | 7 | Off-Peak
2023-12-03 02:00 | 12 | 3 | 2 | Non-Summer | 0.7284 | 1.3858 | 0 | 0 | Normal |  | 0 | 0 | 1.3858 | 1.3858 | 7 | Off-Peak
2023-12-03 03:00 | 12 | 3 | 3 | Non-Summer | 0.7106 | 1.352 | 0 | 0 | Normal |  | 0 | 0 | 1.352 | 1.352 | 7 | Off-Peak
2023-12-03 04:00 | 12 | 3 | 4 | Non-Summer | 0.7063 | 1.3438 | 0 | 0 | Normal |  | 0 | 0 | 1.3438 | 1.3438 | 7 | Off-Peak
2023-12-03 05:00 | 12 | 3 | 5 | Non-Summer | 0.7193 | 1.3685 | 0 | 0 | Normal |  | 0 | 0 | 1.3685 | 1.3685 | 7 | Off-Peak
2023-12-03 06:00 | 12 | 3 | 6 | Non-Summer | 0.746 | 1.4193 | 0 | 0 | Normal |  | 0 | 0 | 1.4193 | 1.4193 | 7 | Off-Peak
2023-12-03 07:00 | 12 | 3 | 7 | Non-Summer | 0.7915 | 1.5059 | 0.53887 | 0.53887 | Normal |  | 0 | 0.53887 | 0.967 | 0.967 | 7 | Off-Peak
2023-12-03 08:00 | 12 | 3 | 8 | Non-Summer | 0.8434 | 1.6046 | 2.6401 | 2.6401 | Normal |  | 1.0355 | 1.6046 | 0 | -1.0355 | 7 | Off-Peak
2023-12-03 09:00 | 12 | 3 | 9 | Non-Summer | 0.8806 | 1.6754 | 4.0263 | 4.0263 | Normal |  | 2.3509 | 1.6754 | 0 | -2.3509 | 7 | Off-Peak
2023-12-03 10:00 | 12 | 3 | 10 | Non-Summer | 0.8997 | 1.7117 | 4.311 | 4.311 | Normal |  | 2.5992 | 1.7117 | 2.2204e-16 | -2.5992 | 7 | Off-Peak
2023-12-03 11:00 | 12 | 3 | 11 | Non-Summer | 0.9222 | 1.7545 | 4.9049 | 4.9049 | Normal |  | 3.1504 | 1.7545 | 0 | -3.1504 | 7 | Off-Peak
2023-12-03 12:00 | 12 | 3 | 12 | Non-Summer | 0.9467 | 1.8012 | 4.6135 | 4.6135 | Normal |  | 2.8123 | 1.8012 | 2.2204e-16 | -2.8123 | 7 | Off-Peak
2023-12-03 13:00 | 12 | 3 | 13 | Non-Summer | 0.9688 | 1.8432 | 2.9486 | 2.9486 | Normal |  | 1.1054 | 1.8432 | 0 | -1.1054 | 7 | Off-Peak
2023-12-03 14:00 | 12 | 3 | 14 | Non-Summer | 0.9926 | 1.8885 | 2.7922 | 2.7922 | Normal |  | 0.9037 | 1.8885 | 0 | -0.9037 | 7 | Off-Peak
2023-12-03 15:00 | 12 | 3 | 15 | Non-Summer | 1.0383 | 1.9754 | 1.3885 | 1.3885 | Normal |  | 0 | 1.3885 | 0.58688 | 0.58688 | 7 | Off-Peak
2023-12-03 16:00 | 12 | 3 | 16 | Non-Summer | 1.1418 | 2.1723 | 0 | 0 | Normal |  | 0 | 0 | 2.1723 | 2.1723 | 7 | Off-Peak
2023-12-03 17:00 | 12 | 3 | 17 | Non-Summer | 1.2161 | 2.3137 | 0 | 0 | Normal |  | 0 | 0 | 2.3137 | 2.3137 | 7 | Off-Peak
2023-12-03 18:00 | 12 | 3 | 18 | Non-Summer | 1.2194 | 2.32 | 0 | 0 | Normal |  | 0 | 0 | 2.32 | 2.32 | 7 | Off-Peak
2023-12-03 19:00 | 12 | 3 | 19 | Non-Summer | 1.2084 | 2.2991 | 0 | 0 | Normal |  | 0 | 0 | 2.2991 | 2.2991 | 7 | Off-Peak
2023-12-03 20:00 | 12 | 3 | 20 | Non-Summer | 1.1778 | 2.2408 | 0 | 0 | Normal |  | 0 | 0 | 2.2408 | 2.2408 | 7 | Off-Peak
2023-12-03 21:00 | 12 | 3 | 21 | Non-Summer | 1.1071 | 2.1063 | 0 | 0 | Normal |  | 0 | 0 | 2.1063 | 2.1063 | 7 | Off-Peak
2023-12-03 22:00 | 12 | 3 | 22 | Non-Summer | 0.992 | 1.8873 | 0 | 0 | Normal |  | 0 | 0 | 1.8873 | 1.8873 | 7 | Off-Peak
2023-12-03 23:00 | 12 | 3 | 23 | Non-Summer | 0.8757 | 1.6661 | 0 | 0 | Normal |  | 0 | 0 | 1.6661 | 1.6661 | 7 | Off-Peak
2023-12-04 | 12 | 4 | 0 | Non-Summer | 0.7995 | 1.5211 | 0 | 0 | Normal |  | 0 | 0 | 1.5211 | 1.5211 | 1 | Off-Peak
2023-12-04 01:00 | 12 | 4 | 1 | Non-Summer | 0.7557 | 1.4378 | 0 | 0 | Normal |  | 0 | 0 | 1.4378 | 1.4378 | 1 | Off-Peak
2023-12-04 02:00 | 12 | 4 | 2 | Non-Summer | 0.733 | 1.3946 | 0 | 0 | Normal |  | 0 | 0 | 1.3946 | 1.3946 | 1 | Off-Peak
2023-12-04 03:00 | 12 | 4 | 3 | Non-Summer | 0.7242 | 1.3778 | 0 | 0 | Normal |  | 0 | 0 | 1.3778 | 1.3778 | 1 | Off-Peak
2023-12-04 04:00 | 12 | 4 | 4 | Non-Summer | 0.7358 | 1.3999 | 0 | 0 | Normal |  | 0 | 0 | 1.3999 | 1.3999 | 1 | Off-Peak
2023-12-04 05:00 | 12 | 4 | 5 | Non-Summer | 0.7734 | 1.4714 | 0 | 0 | Normal |  | 0 | 0 | 1.4714 | 1.4714 | 1 | Off-Peak
2023-12-04 06:00 | 12 | 4 | 6 | Non-Summer | 0.8348 | 1.5883 | 0 | 0 | Normal |  | 0 | 0 | 1.5883 | 1.5883 | 1 | Peak
2023-12-04 07:00 | 12 | 4 | 7 | Non-Summer | 0.8552 | 1.6271 | 0.49275 | 0.49275 | Normal |  | 0 | 0.49275 | 1.1343 | 1.1343 | 1 | Peak
2023-12-04 08:00 | 12 | 4 | 8 | Non-Summer | 0.816 | 1.5525 | 2.5681 | 2.5681 | Normal |  | 1.0156 | 1.5525 | 0 | -1.0156 | 1 | Peak
2023-12-04 09:00 | 12 | 4 | 9 | Non-Summer | 0.7991 | 1.5203 | 3.9793 | 3.9793 | Normal |  | 2.459 | 1.5203 | 0 | -2.459 | 1 | Peak
2023-12-04 10:00 | 12 | 4 | 10 | Non-Summer | 0.7913 | 1.5055 | 4.7595 | 4.7595 | Normal |  | 3.254 | 1.5055 | 0 | -3.254 | 1 | Peak
2023-12-04 11:00 | 12 | 4 | 11 | Non-Summer | 0.7944 | 1.5114 | 5.0607 | 5.0607 | Normal |  | 3.5493 | 1.5114 | 2.2204e-16 | -3.5493 | 1 | Peak
2023-12-04 12:00 | 12 | 4 | 12 | Non-Summer | 0.8001 | 1.5222 | 4.8907 | 4.8907 | Normal |  | 3.3684 | 1.5222 | 0 | -3.3684 | 1 | Peak
2023-12-04 13:00 | 12 | 4 | 13 | Non-Summer | 0.8079 | 1.5371 | 4.2696 | 4.2696 | Normal |  | 2.7326 | 1.5371 | 0 | -2.7326 | 1 | Peak
2023-12-04 14:00 | 12 | 4 | 14 | Non-Summer | 0.8278 | 1.5749 | 3.0876 | 3.0876 | Normal |  | 1.5127 | 1.5749 | 0 | -1.5127 | 1 | Peak
2023-12-04 15:00 | 12 | 4 | 15 | Non-Summer | 0.8882 | 1.6899 | 1.3497 | 1.3497 | Normal |  | 0 | 1.3497 | 0.34018 | 0.34018 | 1 | Peak
2023-12-04 16:00 | 12 | 4 | 16 | Non-Summer | 1.0333 | 1.9659 | 0 | 0 | Normal |  | 0 | 0 | 1.9659 | 1.9659 | 1 | Peak
2023-12-04 17:00 | 12 | 4 | 17 | Non-Summer | 1.1561 | 2.1996 | 0 | 0 | Normal |  | 0 | 0 | 2.1996 | 2.1996 | 1 | Peak
2023-12-04 18:00 | 12 | 4 | 18 | Non-Summer | 1.1878 | 2.2599 | 0 | 0 | Normal |  | 0 | 0 | 2.2599 | 2.2599 | 1 | Peak
2023-12-04 19:00 | 12 | 4 | 19 | Non-Summer | 1.1901 | 2.2642 | 0 | 0 | Normal |  | 0 | 0 | 2.2642 | 2.2642 | 1 | Peak
2023-12-04 20:00 | 12 | 4 | 20 | Non-Summer | 1.1672 | 2.2207 | 0 | 0 | Normal |  | 0 | 0 | 2.2207 | 2.2207 | 1 | Peak
2023-12-04 21:00 | 12 | 4 | 21 | Non-Summer | 1.1001 | 2.093 | 0 | 0 | Normal |  | 0 | 0 | 2.093 | 2.093 | 1 | Peak
2023-12-04 22:00 | 12 | 4 | 22 | Non-Summer | 0.9847 | 1.8735 | 0 | 0 | Normal |  | 0 | 0 | 1.8735 | 1.8735 | 1 | Off-Peak
2023-12-04 23:00 | 12 | 4 | 23 | Non-Summer | 0.8726 | 1.6602 | 0 | 0 | Normal |  | 0 | 0 | 1.6602 | 1.6602 | 1 | Off-Peak
2023-12-05 | 12 | 5 | 0 | Non-Summer | 0.7988 | 1.5198 | 0 | 0 | Normal |  | 0 | 0 | 1.5198 | 1.5198 | 2 | Off-Peak
2023-12-05 01:00 | 12 | 5 | 1 | Non-Summer | 0.7578 | 1.4418 | 0 | 0 | Normal |  | 0 | 0 | 1.4418 | 1.4418 | 2 | Off-Peak
2023-12-05 02:00 | 12 | 5 | 2 | Non-Summer | 0.7382 | 1.4045 | 0 | 0 | Normal |  | 0 | 0 | 1.4045 | 1.4045 | 2 | Off-Peak
2023-12-05 03:00 | 12 | 5 | 3 | Non-Summer | 0.7321 | 1.3929 | 0 | 0 | Normal |  | 0 | 0 | 1.3929 | 1.3929 | 2 | Off-Peak
2023-12-05 04:00 | 12 | 5 | 4 | Non-Summer | 0.7426 | 1.4128 | 0 | 0 | Normal |  | 0 | 0 | 1.4128 | 1.4128 | 2 | Off-Peak
2023-12-05 05:00 | 12 | 5 | 5 | Non-Summer | 0.7794 | 1.4829 | 0 | 0 | Normal |  | 0 | 0 | 1.4829 | 1.4829 | 2 | Off-Peak
2023-12-05 06:00 | 12 | 5 | 6 | Non-Summer | 0.8402 | 1.5985 | 0 | 0 | Normal |  | 0 | 0 | 1.5985 | 1.5985 | 2 | Peak
2023-12-05 07:00 | 12 | 5 | 7 | Non-Summer | 0.8652 | 1.6461 | 0 | 0 | Normal |  | 0 | 0 | 1.6461 | 1.6461 | 2 | Peak
2023-12-05 08:00 | 12 | 5 | 8 | Non-Summer | 0.8408 | 1.5997 | 0.16669 | 0.16669 | Normal |  | 0 | 0.16669 | 1.433 | 1.433 | 2 | Peak
2023-12-05 09:00 | 12 | 5 | 9 | Non-Summer | 0.8285 | 1.5763 | 0.46817 | 0.46817 | Normal |  | 0 | 0.46817 | 1.1081 | 1.1081 | 2 | Peak
2023-12-05 10:00 | 12 | 5 | 10 | Non-Summer | 0.8239 | 1.5675 | 0.92858 | 0.92858 | Normal |  | 0 | 0.92858 | 0.63894 | 0.63894 | 2 | Peak
2023-12-05 11:00 | 12 | 5 | 11 | Non-Summer | 0.8238 | 1.5673 | 0.7175 | 0.7175 | Normal |  | 0 | 0.7175 | 0.84983 | 0.84983 | 2 | Peak
2023-12-05 12:00 | 12 | 5 | 12 | Non-Summer | 0.8244 | 1.5685 | 1.408 | 1.408 | Normal |  | 0 | 1.408 | 0.16044 | 0.16044 | 2 | Peak
2023-12-05 13:00 | 12 | 5 | 13 | Non-Summer | 0.8257 | 1.5709 | 1.1341 | 1.1341 | Normal |  | 0 | 1.1341 | 0.43688 | 0.43688 | 2 | Peak
2023-12-05 14:00 | 12 | 5 | 14 | Non-Summer | 0.8431 | 1.6041 | 0.43951 | 0.43951 | Normal |  | 0 | 0.43951 | 1.1645 | 1.1645 | 2 | Peak
2023-12-05 15:00 | 12 | 5 | 15 | Non-Summer | 0.9006 | 1.7134 | 0.33999 | 0.33999 | Normal |  | 0 | 0.33999 | 1.3735 | 1.3735 | 2 | Peak
2023-12-05 16:00 | 12 | 5 | 16 | Non-Summer | 1.0381 | 1.9751 | 0 | 0 | Normal |  | 0 | 0 | 1.9751 | 1.9751 | 2 | Peak
2023-12-05 17:00 | 12 | 5 | 17 | Non-Summer | 1.1569 | 2.2011 | 0 | 0 | Normal |  | 0 | 0 | 2.2011 | 2.2011 | 2 | Peak
2023-12-05 18:00 | 12 | 5 | 18 | Non-Summer | 1.1897 | 2.2635 | 0 | 0 | Normal |  | 0 | 0 | 2.2635 | 2.2635 | 2 | Peak
2023-12-05 19:00 | 12 | 5 | 19 | Non-Summer | 1.1934 | 2.2705 | 0 | 0 | Normal |  | 0 | 0 | 2.2705 | 2.2705 | 2 | Peak
2023-12-05 20:00 | 12 | 5 | 20 | Non-Summer | 1.1782 | 2.2416 | 0 | 0 | Normal |  | 0 | 0 | 2.2416 | 2.2416 | 2 | Peak
2023-12-05 21:00 | 12 | 5 | 21 | Non-Summer | 1.1173 | 2.1257 | 0 | 0 | Normal |  | 0 | 0 | 2.1257 | 2.1257 | 2 | Peak
2023-12-05 22:00 | 12 | 5 | 22 | Non-Summer | 1.0057 | 1.9134 | 0 | 0 | Normal |  | 0 | 0 | 1.9134 | 1.9134 | 2 | Off-Peak
2023-12-05 23:00 | 12 | 5 | 23 | Non-Summer | 0.9006 | 1.7134 | 0 | 0 | Normal |  | 0 | 0 | 1.7134 | 1.7134 | 2 | Off-Peak
2023-12-06 | 12 | 6 | 0 | Non-Summer | 0.8302 | 1.5795 | 0 | 0 | Normal |  | 0 | 0 | 1.5795 | 1.5795 | 3 | Off-Peak
2023-12-06 01:00 | 12 | 6 | 1 | Non-Summer | 0.7875 | 1.4983 | 0 | 0 | Normal |  | 0 | 0 | 1.4983 | 1.4983 | 3 | Off-Peak
2023-12-06 02:00 | 12 | 6 | 2 | Non-Summer | 0.7618 | 1.4494 | 0 | 0 | Normal |  | 0 | 0 | 1.4494 | 1.4494 | 3 | Off-Peak
2023-12-06 03:00 | 12 | 6 | 3 | Non-Summer | 0.751 | 1.4288 | 0 | 0 | Normal |  | 0 | 0 | 1.4288 | 1.4288 | 3 | Off-Peak
2023-12-06 04:00 | 12 | 6 | 4 | Non-Summer | 0.7602 | 1.4463 | 0 | 0 | Normal |  | 0 | 0 | 1.4463 | 1.4463 | 3 | Off-Peak
2023-12-06 05:00 | 12 | 6 | 5 | Non-Summer | 0.7943 | 1.5112 | 0 | 0 | Normal |  | 0 | 0 | 1.5112 | 1.5112 | 3 | Off-Peak
2023-12-06 06:00 | 12 | 6 | 6 | Non-Summer | 0.8525 | 1.6219 | 0 | 0 | Normal |  | 0 | 0 | 1.6219 | 1.6219 | 3 | Peak
2023-12-06 07:00 | 12 | 6 | 7 | Non-Summer | 0.8688 | 1.6529 | 0.00737 | 0.00737 | Normal |  | 0 | 0.00737 | 1.6456 | 1.6456 | 3 | Peak
2023-12-06 08:00 | 12 | 6 | 8 | Non-Summer | 0.8318 | 1.5826 | 0.24814 | 0.24814 | Normal |  | 0 | 0.24814 | 1.3344 | 1.3344 | 3 | Peak
2023-12-06 09:00 | 12 | 6 | 9 | Non-Summer | 0.8132 | 1.5472 | 0.094536 | 0.094536 | Normal |  | 0 | 0.094536 | 1.4526 | 1.4526 | 3 | Peak
2023-12-06 10:00 | 12 | 6 | 10 | Non-Summer | 0.8025 | 1.5268 | 0.43389 | 0.43389 | Normal |  | 0 | 0.43389 | 1.0929 | 1.0929 | 3 | Peak
2023-12-06 11:00 | 12 | 6 | 11 | Non-Summer | 0.7957 | 1.5139 | 0.68615 | 0.68615 | Normal |  | 0 | 0.68615 | 0.82772 | 0.82772 | 3 | Peak
2023-12-06 12:00 | 12 | 6 | 12 | Non-Summer | 0.7843 | 1.4922 | 0.18066 | 0.18066 | Normal |  | 0 | 0.18066 | 1.3115 | 1.3115 | 3 | Peak
2023-12-06 13:00 | 12 | 6 | 13 | Non-Summer | 0.7838 | 1.4912 | 0.14772 | 0.14772 | Normal |  | 0 | 0.14772 | 1.3435 | 1.3435 | 3 | Peak
2023-12-06 14:00 | 12 | 6 | 14 | Non-Summer | 0.8136 | 1.5479 | 0.12764 | 0.12764 | Normal |  | 0 | 0.12764 | 1.4203 | 1.4203 | 3 | Peak
2023-12-06 15:00 | 12 | 6 | 15 | Non-Summer | 0.8772 | 1.6689 | 0.044522 | 0.044522 | Normal |  | 0 | 0.044522 | 1.6244 | 1.6244 | 3 | Peak
2023-12-06 16:00 | 12 | 6 | 16 | Non-Summer | 1.0267 | 1.9534 | 0 | 0 | Normal |  | 0 | 0 | 1.9534 | 1.9534 | 3 | Peak
2023-12-06 17:00 | 12 | 6 | 17 | Non-Summer | 1.1639 | 2.2144 | 0 | 0 | Normal |  | 0 | 0 | 2.2144 | 2.2144 | 3 | Peak
2023-12-06 18:00 | 12 | 6 | 18 | Non-Summer | 1.1991 | 2.2814 | 0 | 0 | Normal |  | 0 | 0 | 2.2814 | 2.2814 | 3 | Peak
2023-12-06 19:00 | 12 | 6 | 19 | Non-Summer | 1.2045 | 2.2916 | 0 | 0 | Normal |  | 0 | 0 | 2.2916 | 2.2916 | 3 | Peak
2023-12-06 20:00 | 12 | 6 | 20 | Non-Summer | 1.1889 | 2.262 | 0 | 0 | Normal |  | 0 | 0 | 2.262 | 2.262 | 3 | Peak
2023-12-06 21:00 | 12 | 6 | 21 | Non-Summer | 1.1228 | 2.1362 | 0 | 0 | Normal |  | 0 | 0 | 2.1362 | 2.1362 | 3 | Peak
2023-12-06 22:00 | 12 | 6 | 22 | Non-Summer | 1.0047 | 1.9115 | 0 | 0 | Normal |  | 0 | 0 | 1.9115 | 1.9115 | 3 | Off-Peak
2023-12-06 23:00 | 12 | 6 | 23 | Non-Summer | 0.8962 | 1.7051 | 0 | 0 | Normal |  | 0 | 0 | 1.7051 | 1.7051 | 3 | Off-Peak
2023-12-07 | 12 | 7 | 0 | Non-Summer | 0.8219 | 1.5637 | 0 | 0 | Normal |  | 0 | 0 | 1.5637 | 1.5637 | 4 | Off-Peak
2023-12-07 01:00 | 12 | 7 | 1 | Non-Summer | 0.7766 | 1.4775 | 0 | 0 | Normal |  | 0 | 0 | 1.4775 | 1.4775 | 4 | Off-Peak
2023-12-07 02:00 | 12 | 7 | 2 | Non-Summer | 0.7536 | 1.4338 | 0 | 0 | Normal |  | 0 | 0 | 1.4338 | 1.4338 | 4 | Off-Peak
2023-12-07 03:00 | 12 | 7 | 3 | Non-Summer | 0.7457 | 1.4187 | 0 | 0 | Normal |  | 0 | 0 | 1.4187 | 1.4187 | 4 | Off-Peak
2023-12-07 04:00 | 12 | 7 | 4 | Non-Summer | 0.7551 | 1.4366 | 0 | 0 | Normal |  | 0 | 0 | 1.4366 | 1.4366 | 4 | Off-Peak
2023-12-07 05:00 | 12 | 7 | 5 | Non-Summer | 0.7899 | 1.5028 | 0 | 0 | Normal |  | 0 | 0 | 1.5028 | 1.5028 | 4 | Off-Peak
2023-12-07 06:00 | 12 | 7 | 6 | Non-Summer | 0.8473 | 1.612 | 0 | 0 | Normal |  | 0 | 0 | 1.612 | 1.612 | 4 | Peak
2023-12-07 07:00 | 12 | 7 | 7 | Non-Summer | 0.8566 | 1.6297 | 0 | 0 | Normal |  | 0 | 0 | 1.6297 | 1.6297 | 4 | Peak
2023-12-07 08:00 | 12 | 7 | 8 | Non-Summer | 0.7986 | 1.5194 | 0.060617 | 0.060617 | Normal |  | 0 | 0.060617 | 1.4588 | 1.4588 | 4 | Peak
2023-12-07 09:00 | 12 | 7 | 9 | Non-Summer | 0.7624 | 1.4505 | 0.061334 | 0.061334 | Normal |  | 0 | 0.061334 | 1.3892 | 1.3892 | 4 | Peak
2023-12-07 10:00 | 12 | 7 | 10 | Non-Summer | 0.7388 | 1.4056 | 0.10721 | 0.10721 | Normal |  | 0 | 0.10721 | 1.2984 | 1.2984 | 4 | Peak
2023-12-07 11:00 | 12 | 7 | 11 | Non-Summer | 0.7224 | 1.3744 | 0.31597 | 0.31597 | Normal |  | 0 | 0.31597 | 1.0584 | 1.0584 | 4 | Peak
2023-12-07 12:00 | 12 | 7 | 12 | Non-Summer | 0.708 | 1.347 | 0.35004 | 0.35004 | Normal |  | 0 | 0.35004 | 0.99698 | 0.99698 | 4 | Peak
2023-12-07 13:00 | 12 | 7 | 13 | Non-Summer | 0.6935 | 1.3194 | 0.33725 | 0.33725 | Normal |  | 0 | 0.33725 | 0.98217 | 0.98217 | 4 | Peak
2023-12-07 14:00 | 12 | 7 | 14 | Non-Summer | 0.6949 | 1.3221 | 0.15412 | 0.15412 | Normal |  | 0 | 0.15412 | 1.168 | 1.168 | 4 | Peak
2023-12-07 15:00 | 12 | 7 | 15 | Non-Summer | 0.7442 | 1.4159 | 0.063056 | 0.063056 | Normal |  | 0 | 0.063056 | 1.3528 | 1.3528 | 4 | Peak
2023-12-07 16:00 | 12 | 7 | 16 | Non-Summer | 0.91 | 1.7313 | 0 | 0 | Normal |  | 0 | 0 | 1.7313 | 1.7313 | 4 | Peak
2023-12-07 17:00 | 12 | 7 | 17 | Non-Summer | 1.0622 | 2.0209 | 0 | 0 | Normal |  | 0 | 0 | 2.0209 | 2.0209 | 4 | Peak
2023-12-07 18:00 | 12 | 7 | 18 | Non-Summer | 1.1011 | 2.0949 | 0 | 0 | Normal |  | 0 | 0 | 2.0949 | 2.0949 | 4 | Peak
2023-12-07 19:00 | 12 | 7 | 19 | Non-Summer | 1.1114 | 2.1145 | 0 | 0 | Normal |  | 0 | 0 | 2.1145 | 2.1145 | 4 | Peak
2023-12-07 20:00 | 12 | 7 | 20 | Non-Summer | 1.0997 | 2.0922 | 0 | 0 | Normal |  | 0 | 0 | 2.0922 | 2.0922 | 4 | Peak
2023-12-07 21:00 | 12 | 7 | 21 | Non-Summer | 1.0424 | 1.9832 | 0 | 0 | Normal |  | 0 | 0 | 1.9832 | 1.9832 | 4 | Peak
2023-12-07 22:00 | 12 | 7 | 22 | Non-Summer | 0.94 | 1.7884 | 0 | 0 | Normal |  | 0 | 0 | 1.7884 | 1.7884 | 4 | Off-Peak
2023-12-07 23:00 | 12 | 7 | 23 | Non-Summer | 0.8339 | 1.5865 | 0 | 0 | Normal |  | 0 | 0 | 1.5865 | 1.5865 | 4 | Off-Peak
2023-12-08 | 12 | 8 | 0 | Non-Summer | 0.7639 | 1.4534 | 0 | 0 | Normal |  | 0 | 0 | 1.4534 | 1.4534 | 5 | Off-Peak
2023-12-08 01:00 | 12 | 8 | 1 | Non-Summer | 0.7199 | 1.3697 | 0 | 0 | Normal |  | 0 | 0 | 1.3697 | 1.3697 | 5 | Off-Peak
2023-12-08 02:00 | 12 | 8 | 2 | Non-Summer | 0.6965 | 1.3251 | 0 | 0 | Normal |  | 0 | 0 | 1.3251 | 1.3251 | 5 | Off-Peak
2023-12-08 03:00 | 12 | 8 | 3 | Non-Summer | 0.6874 | 1.3078 | 0 | 0 | Normal |  | 0 | 0 | 1.3078 | 1.3078 | 5 | Off-Peak
2023-12-08 04:00 | 12 | 8 | 4 | Non-Summer | 0.6968 | 1.3257 | 0 | 0 | Normal |  | 0 | 0 | 1.3257 | 1.3257 | 5 | Off-Peak
2023-12-08 05:00 | 12 | 8 | 5 | Non-Summer | 0.7308 | 1.3904 | 0 | 0 | Normal |  | 0 | 0 | 1.3904 | 1.3904 | 5 | Off-Peak
2023-12-08 06:00 | 12 | 8 | 6 | Non-Summer | 0.7891 | 1.5013 | 0 | 0 | Normal |  | 0 | 0 | 1.5013 | 1.5013 | 5 | Peak
2023-12-08 07:00 | 12 | 8 | 7 | Non-Summer | 0.8017 | 1.5253 | 0 | 0 | Normal |  | 0 | 0 | 1.5253 | 1.5253 | 5 | Peak
2023-12-08 08:00 | 12 | 8 | 8 | Non-Summer | 0.7548 | 1.4361 | 0.14778 | 0.14778 | Normal |  | 0 | 0.14778 | 1.2883 | 1.2883 | 5 | Peak
2023-12-08 09:00 | 12 | 8 | 9 | Non-Summer | 0.7269 | 1.383 | 0.36774 | 0.36774 | Normal |  | 0 | 0.36774 | 1.0152 | 1.0152 | 5 | Peak
2023-12-08 10:00 | 12 | 8 | 10 | Non-Summer | 0.7114 | 1.3535 | 0.24376 | 0.24376 | Normal |  | 0 | 0.24376 | 1.1097 | 1.1097 | 5 | Peak
2023-12-08 11:00 | 12 | 8 | 11 | Non-Summer | 0.7042 | 1.3398 | 0.29758 | 0.29758 | Normal |  | 0 | 0.29758 | 1.0422 | 1.0422 | 5 | Peak
2023-12-08 12:00 | 12 | 8 | 12 | Non-Summer | 0.6992 | 1.3303 | 0.97595 | 0.97595 | Normal |  | 0 | 0.97595 | 0.35432 | 0.35432 | 5 | Peak
2023-12-08 13:00 | 12 | 8 | 13 | Non-Summer | 0.6939 | 1.3202 | 0.58386 | 0.58386 | Normal |  | 0 | 0.58386 | 0.73633 | 0.73633 | 5 | Peak
2023-12-08 14:00 | 12 | 8 | 14 | Non-Summer | 0.6976 | 1.3272 | 0.21613 | 0.21613 | Normal |  | 0 | 0.21613 | 1.1111 | 1.1111 | 5 | Peak
2023-12-08 15:00 | 12 | 8 | 15 | Non-Summer | 0.7485 | 1.4241 | 0.19268 | 0.19268 | Normal |  | 0 | 0.19268 | 1.2314 | 1.2314 | 5 | Peak
2023-12-08 16:00 | 12 | 8 | 16 | Non-Summer | 0.9069 | 1.7254 | 0 | 0 | Normal |  | 0 | 0 | 1.7254 | 1.7254 | 5 | Peak
2023-12-08 17:00 | 12 | 8 | 17 | Non-Summer | 1.0318 | 1.9631 | 0 | 0 | Normal |  | 0 | 0 | 1.9631 | 1.9631 | 5 | Peak
2023-12-08 18:00 | 12 | 8 | 18 | Non-Summer | 1.0459 | 1.9899 | 0 | 0 | Normal |  | 0 | 0 | 1.9899 | 1.9899 | 5 | Peak
2023-12-08 19:00 | 12 | 8 | 19 | Non-Summer | 1.0406 | 1.9798 | 0 | 0 | Normal |  | 0 | 0 | 1.9798 | 1.9798 | 5 | Peak
2023-12-08 20:00 | 12 | 8 | 20 | Non-Summer | 1.0298 | 1.9593 | 0 | 0 | Normal |  | 0 | 0 | 1.9593 | 1.9593 | 5 | Peak
2023-12-08 21:00 | 12 | 8 | 21 | Non-Summer | 0.9949 | 1.8929 | 0 | 0 | Normal |  | 0 | 0 | 1.8929 | 1.8929 | 5 | Peak
2023-12-08 22:00 | 12 | 8 | 22 | Non-Summer | 0.9166 | 1.7439 | 0 | 0 | Normal |  | 0 | 0 | 1.7439 | 1.7439 | 5 | Off-Peak
2023-12-08 23:00 | 12 | 8 | 23 | Non-Summer | 0.8213 | 1.5626 | 0 | 0 | Normal |  | 0 | 0 | 1.5626 | 1.5626 | 5 | Off-Peak
2023-12-09 | 12 | 9 | 0 | Non-Summer | 0.744 | 1.4155 | 0 | 0 | Normal |  | 0 | 0 | 1.4155 | 1.4155 | 6 | Off-Peak
2023-12-09 01:00 | 12 | 9 | 1 | Non-Summer | 0.692 | 1.3166 | 0 | 0 | Normal |  | 0 | 0 | 1.3166 | 1.3166 | 6 | Off-Peak
2023-12-09 02:00 | 12 | 9 | 2 | Non-Summer | 0.6603 | 1.2563 | 0 | 0 | Normal |  | 0 | 0 | 1.2563 | 1.2563 | 6 | Off-Peak
2023-12-09 03:00 | 12 | 9 | 3 | Non-Summer | 0.6419 | 1.2213 | 0 | 0 | Normal |  | 0 | 0 | 1.2213 | 1.2213 | 6 | Off-Peak
2023-12-09 04:00 | 12 | 9 | 4 | Non-Summer | 0.6358 | 1.2096 | 0 | 0 | Normal |  | 0 | 0 | 1.2096 | 1.2096 | 6 | Off-Peak
2023-12-09 05:00 | 12 | 9 | 5 | Non-Summer | 0.647 | 1.231 | 0 | 0 | Normal |  | 0 | 0 | 1.231 | 1.231 | 6 | Off-Peak
2023-12-09 06:00 | 12 | 9 | 6 | Non-Summer | 0.677 | 1.288 | 0 | 0 | Normal |  | 0 | 0 | 1.288 | 1.288 | 6 | Off-Peak
2023-12-09 07:00 | 12 | 9 | 7 | Non-Summer | 0.7298 | 1.3885 | 0.34457 | 0.34457 | Normal |  | 0 | 0.34457 | 1.0439 | 1.0439 | 6 | Off-Peak
2023-12-09 08:00 | 12 | 9 | 8 | Non-Summer | 0.7699 | 1.4648 | 2.3365 | 2.3365 | Normal |  | 0.8717 | 1.4648 | 0 | -0.8717 | 6 | Off-Peak
2023-12-09 09:00 | 12 | 9 | 9 | Non-Summer | 0.7765 | 1.4773 | 3.8061 | 3.8061 | Normal |  | 2.3288 | 1.4773 | 0 | -2.3288 | 6 | Off-Peak
2023-12-09 10:00 | 12 | 9 | 10 | Non-Summer | 0.7736 | 1.4718 | 4.6598 | 4.6598 | Normal |  | 3.188 | 1.4718 | 0 | -3.188 | 6 | Off-Peak
2023-12-09 11:00 | 12 | 9 | 11 | Non-Summer | 0.7856 | 1.4947 | 4.9381 | 4.9381 | Normal |  | 3.4435 | 1.4947 | 0 | -3.4435 | 6 | Off-Peak
2023-12-09 12:00 | 12 | 9 | 12 | Non-Summer | 0.7985 | 1.5192 | 4.7679 | 4.7679 | Normal |  | 3.2487 | 1.5192 | 0 | -3.2487 | 6 | Off-Peak
2023-12-09 13:00 | 12 | 9 | 13 | Non-Summer | 0.8129 | 1.5466 | 4.1481 | 4.1481 | Normal |  | 2.6015 | 1.5466 | 0 | -2.6015 | 6 | Off-Peak
2023-12-09 14:00 | 12 | 9 | 14 | Non-Summer | 0.8474 | 1.6122 | 2.9945 | 2.9945 | Normal |  | 1.3822 | 1.6122 | 0 | -1.3822 | 6 | Off-Peak
2023-12-09 15:00 | 12 | 9 | 15 | Non-Summer | 0.9106 | 1.7325 | 1.2967 | 1.2967 | Normal |  | 0 | 1.2967 | 0.43576 | 0.43576 | 6 | Off-Peak
2023-12-09 16:00 | 12 | 9 | 16 | Non-Summer | 1.0345 | 1.9682 | 0 | 0 | Normal |  | 0 | 0 | 1.9682 | 1.9682 | 6 | Off-Peak
2023-12-09 17:00 | 12 | 9 | 17 | Non-Summer | 1.1196 | 2.1301 | 0 | 0 | Normal |  | 0 | 0 | 2.1301 | 2.1301 | 6 | Off-Peak
2023-12-09 18:00 | 12 | 9 | 18 | Non-Summer | 1.1284 | 2.1469 | 0 | 0 | Normal |  | 0 | 0 | 2.1469 | 2.1469 | 6 | Off-Peak
2023-12-09 19:00 | 12 | 9 | 19 | Non-Summer | 1.1258 | 2.1419 | 0 | 0 | Normal |  | 0 | 0 | 2.1419 | 2.1419 | 6 | Off-Peak
2023-12-09 20:00 | 12 | 9 | 20 | Non-Summer | 1.1176 | 2.1263 | 0 | 0 | Normal |  | 0 | 0 | 2.1263 | 2.1263 | 6 | Off-Peak
2023-12-09 21:00 | 12 | 9 | 21 | Non-Summer | 1.0872 | 2.0685 | 0 | 0 | Normal |  | 0 | 0 | 2.0685 | 2.0685 | 6 | Off-Peak
2023-12-09 22:00 | 12 | 9 | 22 | Non-Summer | 1.02 | 1.9406 | 0 | 0 | Normal |  | 0 | 0 | 1.9406 | 1.9406 | 6 | Off-Peak
2023-12-09 23:00 | 12 | 9 | 23 | Non-Summer | 0.9319 | 1.773 | 0 | 0 | Normal |  | 0 | 0 | 1.773 | 1.773 | 6 | Off-Peak
2023-12-10 | 12 | 10 | 0 | Non-Summer | 0.8561 | 1.6288 | 0 | 0 | Normal |  | 0 | 0 | 1.6288 | 1.6288 | 7 | Off-Peak
2023-12-10 01:00 | 12 | 10 | 1 | Non-Summer | 0.8064 | 1.5342 | 0 | 0 | Normal |  | 0 | 0 | 1.5342 | 1.5342 | 7 | Off-Peak
2023-12-10 02:00 | 12 | 10 | 2 | Non-Summer | 0.7769 | 1.4781 | 0 | 0 | Normal |  | 0 | 0 | 1.4781 | 1.4781 | 7 | Off-Peak
2023-12-10 03:00 | 12 | 10 | 3 | Non-Summer | 0.76 | 1.4459 | 0 | 0 | Normal |  | 0 | 0 | 1.4459 | 1.4459 | 7 | Off-Peak
2023-12-10 04:00 | 12 | 10 | 4 | Non-Summer | 0.7561 | 1.4385 | 0 | 0 | Normal |  | 0 | 0 | 1.4385 | 1.4385 | 7 | Off-Peak
2023-12-10 05:00 | 12 | 10 | 5 | Non-Summer | 0.7702 | 1.4654 | 0 | 0 | Normal |  | 0 | 0 | 1.4654 | 1.4654 | 7 | Off-Peak
2023-12-10 06:00 | 12 | 10 | 6 | Non-Summer | 0.7986 | 1.5194 | 0 | 0 | Normal |  | 0 | 0 | 1.5194 | 1.5194 | 7 | Off-Peak
2023-12-10 07:00 | 12 | 10 | 7 | Non-Summer | 0.8443 | 1.6063 | 0.33006 | 0.33006 | Normal |  | 0 | 0.33006 | 1.2763 | 1.2763 | 7 | Off-Peak
2023-12-10 08:00 | 12 | 10 | 8 | Non-Summer | 0.8944 | 1.7017 | 2.3246 | 2.3246 | Normal |  | 0.62295 | 1.7017 | 0 | -0.62295 | 7 | Off-Peak
2023-12-10 09:00 | 12 | 10 | 9 | Non-Summer | 0.9285 | 1.7665 | 3.8226 | 3.8226 | Normal |  | 2.0561 | 1.7665 | 2.2204e-16 | -2.0561 | 7 | Off-Peak
2023-12-10 10:00 | 12 | 10 | 10 | Non-Summer | 0.9533 | 1.8137 | 4.278 | 4.278 | Normal |  | 2.4643 | 1.8137 | 0 | -2.4643 | 7 | Off-Peak
2023-12-10 11:00 | 12 | 10 | 11 | Non-Summer | 0.9791 | 1.8628 | 4.7518 | 4.7518 | Normal |  | 2.889 | 1.8628 | 0 | -2.889 | 7 | Off-Peak
2023-12-10 12:00 | 12 | 10 | 12 | Non-Summer | 1.0049 | 1.9119 | 4.7965 | 4.7965 | Normal |  | 2.8846 | 1.9119 | 0 | -2.8846 | 7 | Off-Peak
2023-12-10 13:00 | 12 | 10 | 13 | Non-Summer | 1.0195 | 1.9397 | 4.1484 | 4.1484 | Normal |  | 2.2087 | 1.9397 | 2.2204e-16 | -2.2087 | 7 | Off-Peak
2023-12-10 14:00 | 12 | 10 | 14 | Non-Summer | 1.0346 | 1.9684 | 3.0174 | 3.0174 | Normal |  | 1.049 | 1.9684 | 0 | -1.049 | 7 | Off-Peak
2023-12-10 15:00 | 12 | 10 | 15 | Non-Summer | 1.0787 | 2.0523 | 1.3121 | 1.3121 | Normal |  | 0 | 1.3121 | 0.74024 | 0.74024 | 7 | Off-Peak
2023-12-10 16:00 | 12 | 10 | 16 | Non-Summer | 1.1896 | 2.2633 | 0 | 0 | Normal |  | 0 | 0 | 2.2633 | 2.2633 | 7 | Off-Peak
2023-12-10 17:00 | 12 | 10 | 17 | Non-Summer | 1.2721 | 2.4203 | 0 | 0 | Normal |  | 0 | 0 | 2.4203 | 2.4203 | 7 | Off-Peak
2023-12-10 18:00 | 12 | 10 | 18 | Non-Summer | 1.2793 | 2.4339 | 0 | 0 | Normal |  | 0 | 0 | 2.4339 | 2.4339 | 7 | Off-Peak
2023-12-10 19:00 | 12 | 10 | 19 | Non-Summer | 1.2728 | 2.4216 | 0 | 0 | Normal |  | 0 | 0 | 2.4216 | 2.4216 | 7 | Off-Peak
2023-12-10 20:00 | 12 | 10 | 20 | Non-Summer | 1.2449 | 2.3685 | 0 | 0 | Normal |  | 0 | 0 | 2.3685 | 2.3685 | 7 | Off-Peak
2023-12-10 21:00 | 12 | 10 | 21 | Non-Summer | 1.1753 | 2.2361 | 0 | 0 | Normal |  | 0 | 0 | 2.2361 | 2.2361 | 7 | Off-Peak
2023-12-10 22:00 | 12 | 10 | 22 | Non-Summer | 1.0527 | 2.0028 | 0 | 0 | Normal |  | 0 | 0 | 2.0028 | 2.0028 | 7 | Off-Peak
2023-12-10 23:00 | 12 | 10 | 23 | Non-Summer | 0.9338 | 1.7766 | 0 | 0 | Normal |  | 0 | 0 | 1.7766 | 1.7766 | 7 | Off-Peak
2023-12-11 | 12 | 11 | 0 | Non-Summer | 0.8554 | 1.6275 | 0 | 0 | Normal |  | 0 | 0 | 1.6275 | 1.6275 | 1 | Off-Peak
2023-12-11 01:00 | 12 | 11 | 1 | Non-Summer | 0.8099 | 1.5409 | 0 | 0 | Normal |  | 0 | 0 | 1.5409 | 1.5409 | 1 | Off-Peak
2023-12-11 02:00 | 12 | 11 | 2 | Non-Summer | 0.7877 | 1.4986 | 0 | 0 | Normal |  | 0 | 0 | 1.4986 | 1.4986 | 1 | Off-Peak
2023-12-11 03:00 | 12 | 11 | 3 | Non-Summer | 0.7785 | 1.4811 | 0 | 0 | Normal |  | 0 | 0 | 1.4811 | 1.4811 | 1 | Off-Peak
2023-12-11 04:00 | 12 | 11 | 4 | Non-Summer | 0.7884 | 1.5 | 0 | 0 | Normal |  | 0 | 0 | 1.5 | 1.5 | 1 | Off-Peak
2023-12-11 05:00 | 12 | 11 | 5 | Non-Summer | 0.8247 | 1.569 | 0 | 0 | Normal |  | 0 | 0 | 1.569 | 1.569 | 1 | Off-Peak
2023-12-11 06:00 | 12 | 11 | 6 | Non-Summer | 0.8847 | 1.6832 | 0 | 0 | Normal |  | 0 | 0 | 1.6832 | 1.6832 | 1 | Peak
2023-12-11 07:00 | 12 | 11 | 7 | Non-Summer | 0.9118 | 1.7348 | 0.037181 | 0.037181 | Normal |  | 0 | 0.037181 | 1.6976 | 1.6976 | 1 | Peak
2023-12-11 08:00 | 12 | 11 | 8 | Non-Summer | 0.8822 | 1.6784 | 0.15708 | 0.15708 | Normal |  | 0 | 0.15708 | 1.5214 | 1.5214 | 1 | Peak
2023-12-11 09:00 | 12 | 11 | 9 | Non-Summer | 0.8614 | 1.6389 | 0.2442 | 0.2442 | Normal |  | 0 | 0.2442 | 1.3947 | 1.3947 | 1 | Peak
2023-12-11 10:00 | 12 | 11 | 10 | Non-Summer | 0.8387 | 1.5957 | 0.52572 | 0.52572 | Normal |  | 0 | 0.52572 | 1.07 | 1.07 | 1 | Peak
2023-12-11 11:00 | 12 | 11 | 11 | Non-Summer | 0.8245 | 1.5687 | 0.41529 | 0.41529 | Normal |  | 0 | 0.41529 | 1.1534 | 1.1534 | 1 | Peak
2023-12-11 12:00 | 12 | 11 | 12 | Non-Summer | 0.8137 | 1.5481 | 0.2932 | 0.2932 | Normal |  | 0 | 0.2932 | 1.2549 | 1.2549 | 1 | Peak
2023-12-11 13:00 | 12 | 11 | 13 | Non-Summer | 0.8025 | 1.5268 | 0.21956 | 0.21956 | Normal |  | 0 | 0.21956 | 1.3072 | 1.3072 | 1 | Peak
2023-12-11 14:00 | 12 | 11 | 14 | Non-Summer | 0.8072 | 1.5357 | 0.12567 | 0.12567 | Normal |  | 0 | 0.12567 | 1.4101 | 1.4101 | 1 | Peak
2023-12-11 15:00 | 12 | 11 | 15 | Non-Summer | 0.8675 | 1.6505 | 0.055597 | 0.055597 | Normal |  | 0 | 0.055597 | 1.5949 | 1.5949 | 1 | Peak
2023-12-11 16:00 | 12 | 11 | 16 | Non-Summer | 1.0478 | 1.9935 | 0 | 0 | Normal |  | 0 | 0 | 1.9935 | 1.9935 | 1 | Peak
2023-12-11 17:00 | 12 | 11 | 17 | Non-Summer | 1.2138 | 2.3093 | 0 | 0 | Normal |  | 0 | 0 | 2.3093 | 2.3093 | 1 | Peak
2023-12-11 18:00 | 12 | 11 | 18 | Non-Summer | 1.2565 | 2.3906 | 0 | 0 | Normal |  | 0 | 0 | 2.3906 | 2.3906 | 1 | Peak
2023-12-11 19:00 | 12 | 11 | 19 | Non-Summer | 1.2648 | 2.4064 | 0 | 0 | Normal |  | 0 | 0 | 2.4064 | 2.4064 | 1 | Peak
2023-12-11 20:00 | 12 | 11 | 20 | Non-Summer | 1.2416 | 2.3622 | 0 | 0 | Normal |  | 0 | 0 | 2.3622 | 2.3622 | 1 | Peak
2023-12-11 21:00 | 12 | 11 | 21 | Non-Summer | 1.1733 | 2.2323 | 0 | 0 | Normal |  | 0 | 0 | 2.2323 | 2.2323 | 1 | Peak
2023-12-11 22:00 | 12 | 11 | 22 | Non-Summer | 1.0538 | 2.0049 | 0 | 0 | Normal |  | 0 | 0 | 2.0049 | 2.0049 | 1 | Off-Peak
2023-12-11 23:00 | 12 | 11 | 23 | Non-Summer | 0.9354 | 1.7797 | 0 | 0 | Normal |  | 0 | 0 | 1.7797 | 1.7797 | 1 | Off-Peak
2023-12-12 | 12 | 12 | 0 | Non-Summer | 0.8593 | 1.6349 | 0 | 0 | Normal |  | 0 | 0 | 1.6349 | 1.6349 | 2 | Off-Peak
2023-12-12 01:00 | 12 | 12 | 1 | Non-Summer | 0.8128 | 1.5464 | 0 | 0 | Normal |  | 0 | 0 | 1.5464 | 1.5464 | 2 | Off-Peak
2023-12-12 02:00 | 12 | 12 | 2 | Non-Summer | 0.7912 | 1.5053 | 0 | 0 | Normal |  | 0 | 0 | 1.5053 | 1.5053 | 2 | Off-Peak
2023-12-12 03:00 | 12 | 12 | 3 | Non-Summer | 0.7786 | 1.4813 | 0 | 0 | Normal |  | 0 | 0 | 1.4813 | 1.4813 | 2 | Off-Peak
2023-12-12 04:00 | 12 | 12 | 4 | Non-Summer | 0.7937 | 1.5101 | 0 | 0 | Normal |  | 0 | 0 | 1.5101 | 1.5101 | 2 | Off-Peak
2023-12-12 05:00 | 12 | 12 | 5 | Non-Summer | 0.8293 | 1.5778 | 0 | 0 | Normal |  | 0 | 0 | 1.5778 | 1.5778 | 2 | Off-Peak
2023-12-12 06:00 | 12 | 12 | 6 | Non-Summer | 0.8894 | 1.6921 | 0 | 0 | Normal |  | 0 | 0 | 1.6921 | 1.6921 | 2 | Peak
2023-12-12 07:00 | 12 | 12 | 7 | Non-Summer | 0.8993 | 1.711 | 0 | 0 | Normal |  | 0 | 0 | 1.711 | 1.711 | 2 | Peak
2023-12-12 08:00 | 12 | 12 | 8 | Non-Summer | 0.843 | 1.6039 | 0.16535 | 0.16535 | Normal |  | 0 | 0.16535 | 1.4385 | 1.4385 | 2 | Peak
2023-12-12 09:00 | 12 | 12 | 9 | Non-Summer | 0.8138 | 1.5483 | 0.002942 | 0.002942 | Normal |  | 0 | 0.002942 | 1.5454 | 1.5454 | 2 | Peak
2023-12-12 10:00 | 12 | 12 | 10 | Non-Summer | 0.7985 | 1.5192 | 0.054359 | 0.054359 | Normal |  | 0 | 0.054359 | 1.4648 | 1.4648 | 2 | Peak
2023-12-12 11:00 | 12 | 12 | 11 | Non-Summer | 0.7892 | 1.5015 | 0.34408 | 0.34408 | Normal |  | 0 | 0.34408 | 1.1574 | 1.1574 | 2 | Peak
2023-12-12 12:00 | 12 | 12 | 12 | Non-Summer | 0.782 | 1.4878 | 0.43958 | 0.43958 | Normal |  | 0 | 0.43958 | 1.0482 | 1.0482 | 2 | Peak
2023-12-12 13:00 | 12 | 12 | 13 | Non-Summer | 0.7736 | 1.4718 | 0.24966 | 0.24966 | Normal |  | 0 | 0.24966 | 1.2222 | 1.2222 | 2 | Peak
2023-12-12 14:00 | 12 | 12 | 14 | Non-Summer | 0.7833 | 1.4903 | 1.459 | 1.459 | Normal |  | 0 | 1.459 | 0.031259 | 0.031259 | 2 | Peak
2023-12-12 15:00 | 12 | 12 | 15 | Non-Summer | 0.8475 | 1.6124 | 0.78104 | 0.78104 | Normal |  | 0 | 0.78104 | 0.83138 | 0.83138 | 2 | Peak
2023-12-12 16:00 | 12 | 12 | 16 | Non-Summer | 1.0341 | 1.9674 | 0 | 0 | Normal |  | 0 | 0 | 1.9674 | 1.9674 | 2 | Peak
2023-12-12 17:00 | 12 | 12 | 17 | Non-Summer | 1.1951 | 2.2738 | 0 | 0 | Normal |  | 0 | 0 | 2.2738 | 2.2738 | 2 | Peak
2023-12-12 18:00 | 12 | 12 | 18 | Non-Summer | 1.2384 | 2.3561 | 0 | 0 | Normal |  | 0 | 0 | 2.3561 | 2.3561 | 2 | Peak
2023-12-12 19:00 | 12 | 12 | 19 | Non-Summer | 1.247 | 2.3725 | 0 | 0 | Normal |  | 0 | 0 | 2.3725 | 2.3725 | 2 | Peak
2023-12-12 20:00 | 12 | 12 | 20 | Non-Summer | 1.2357 | 2.351 | 0 | 0 | Normal |  | 0 | 0 | 2.351 | 2.351 | 2 | Peak
2023-12-12 21:00 | 12 | 12 | 21 | Non-Summer | 1.1786 | 2.2424 | 0 | 0 | Normal |  | 0 | 0 | 2.2424 | 2.2424 | 2 | Peak
2023-12-12 22:00 | 12 | 12 | 22 | Non-Summer | 1.0658 | 2.0278 | 0 | 0 | Normal |  | 0 | 0 | 2.0278 | 2.0278 | 2 | Off-Peak
2023-12-12 23:00 | 12 | 12 | 23 | Non-Summer | 0.9548 | 1.8166 | 0 | 0 | Normal |  | 0 | 0 | 1.8166 | 1.8166 | 2 | Off-Peak
2023-12-13 | 12 | 13 | 0 | Non-Summer | 0.8834 | 1.6807 | 0 | 0 | Normal |  | 0 | 0 | 1.6807 | 1.6807 | 3 | Off-Peak
2023-12-13 01:00 | 12 | 13 | 1 | Non-Summer | 0.8411 | 1.6002 | 0 | 0 | Normal |  | 0 | 0 | 1.6002 | 1.6002 | 3 | Off-Peak
2023-12-13 02:00 | 12 | 13 | 2 | Non-Summer | 0.8213 | 1.5626 | 0 | 0 | Normal |  | 0 | 0 | 1.5626 | 1.5626 | 3 | Off-Peak
2023-12-13 03:00 | 12 | 13 | 3 | Non-Summer | 0.8144 | 1.5494 | 0 | 0 | Normal |  | 0 | 0 | 1.5494 | 1.5494 | 3 | Off-Peak
2023-12-13 04:00 | 12 | 13 | 4 | Non-Summer | 0.829 | 1.5772 | 0 | 0 | Normal |  | 0 | 0 | 1.5772 | 1.5772 | 3 | Off-Peak
2023-12-13 05:00 | 12 | 13 | 5 | Non-Summer | 0.8682 | 1.6518 | 0 | 0 | Normal |  | 0 | 0 | 1.6518 | 1.6518 | 3 | Off-Peak
2023-12-13 06:00 | 12 | 13 | 6 | Non-Summer | 0.9294 | 1.7682 | 0 | 0 | Normal |  | 0 | 0 | 1.7682 | 1.7682 | 3 | Peak
2023-12-13 07:00 | 12 | 13 | 7 | Non-Summer | 0.9452 | 1.7983 | 0.00804 | 0.00804 | Normal |  | 0 | 0.00804 | 1.7903 | 1.7903 | 3 | Peak
2023-12-13 08:00 | 12 | 13 | 8 | Non-Summer | 0.8856 | 1.6849 | 0.42529 | 0.42529 | Normal |  | 0 | 0.42529 | 1.2596 | 1.2596 | 3 | Peak
2023-12-13 09:00 | 12 | 13 | 9 | Non-Summer | 0.8423 | 1.6025 | 1.0196 | 1.0196 | Normal |  | 0 | 1.0196 | 0.58296 | 0.58296 | 3 | Peak
2023-12-13 10:00 | 12 | 13 | 10 | Non-Summer | 0.8142 | 1.5491 | 1.2568 | 1.2568 | Normal |  | 0 | 1.2568 | 0.29222 | 0.29222 | 3 | Peak
2023-12-13 11:00 | 12 | 13 | 11 | Non-Summer | 0.7961 | 1.5146 | 3.1421 | 3.1421 | Normal |  | 1.6274 | 1.5146 | 0 | -1.6274 | 3 | Peak
2023-12-13 12:00 | 12 | 13 | 12 | Non-Summer | 0.7843 | 1.4922 | 4.1149 | 4.1149 | Normal |  | 2.6227 | 1.4922 | 0 | -2.6227 | 3 | Peak
2023-12-13 13:00 | 12 | 13 | 13 | Non-Summer | 0.7736 | 1.4718 | 3.5054 | 3.5054 | Normal |  | 2.0336 | 1.4718 | 0 | -2.0336 | 3 | Peak
2023-12-13 14:00 | 12 | 13 | 14 | Non-Summer | 0.7803 | 1.4846 | 2.3141 | 2.3141 | Normal |  | 0.82954 | 1.4846 | 0 | -0.82954 | 3 | Peak
2023-12-13 15:00 | 12 | 13 | 15 | Non-Summer | 0.8411 | 1.6002 | 0.42724 | 0.42724 | Normal |  | 0 | 0.42724 | 1.173 | 1.173 | 3 | Peak
2023-12-13 16:00 | 12 | 13 | 16 | Non-Summer | 1.0188 | 1.9383 | 0 | 0 | Normal |  | 0 | 0 | 1.9383 | 1.9383 | 3 | Peak
2023-12-13 17:00 | 12 | 13 | 17 | Non-Summer | 1.1763 | 2.238 | 0 | 0 | Normal |  | 0 | 0 | 2.238 | 2.238 | 3 | Peak
2023-12-13 18:00 | 12 | 13 | 18 | Non-Summer | 1.2149 | 2.3114 | 0 | 0 | Normal |  | 0 | 0 | 2.3114 | 2.3114 | 3 | Peak
2023-12-13 19:00 | 12 | 13 | 19 | Non-Summer | 1.2254 | 2.3314 | 0 | 0 | Normal |  | 0 | 0 | 2.3314 | 2.3314 | 3 | Peak
2023-12-13 20:00 | 12 | 13 | 20 | Non-Summer | 1.2189 | 2.319 | 0 | 0 | Normal |  | 0 | 0 | 2.319 | 2.319 | 3 | Peak
2023-12-13 21:00 | 12 | 13 | 21 | Non-Summer | 1.1615 | 2.2098 | 0 | 0 | Normal |  | 0 | 0 | 2.2098 | 2.2098 | 3 | Peak
2023-12-13 22:00 | 12 | 13 | 22 | Non-Summer | 1.0496 | 1.9969 | 0 | 0 | Normal |  | 0 | 0 | 1.9969 | 1.9969 | 3 | Off-Peak
2023-12-13 23:00 | 12 | 13 | 23 | Non-Summer | 0.9378 | 1.7842 | 0 | 0 | Normal |  | 0 | 0 | 1.7842 | 1.7842 | 3 | Off-Peak
2023-12-14 | 12 | 14 | 0 | Non-Summer | 0.8649 | 1.6455 | 0 | 0 | Normal |  | 0 | 0 | 1.6455 | 1.6455 | 4 | Off-Peak
2023-12-14 01:00 | 12 | 14 | 1 | Non-Summer | 0.8218 | 1.5635 | 0 | 0 | Normal |  | 0 | 0 | 1.5635 | 1.5635 | 4 | Off-Peak
2023-12-14 02:00 | 12 | 14 | 2 | Non-Summer | 0.8011 | 1.5241 | 0 | 0 | Normal |  | 0 | 0 | 1.5241 | 1.5241 | 4 | Off-Peak
2023-12-14 03:00 | 12 | 14 | 3 | Non-Summer | 0.7947 | 1.512 | 0 | 0 | Normal |  | 0 | 0 | 1.512 | 1.512 | 4 | Off-Peak
2023-12-14 04:00 | 12 | 14 | 4 | Non-Summer | 0.8059 | 1.5333 | 0 | 0 | Normal |  | 0 | 0 | 1.5333 | 1.5333 | 4 | Off-Peak
2023-12-14 05:00 | 12 | 14 | 5 | Non-Summer | 0.8401 | 1.5983 | 0 | 0 | Normal |  | 0 | 0 | 1.5983 | 1.5983 | 4 | Off-Peak
2023-12-14 06:00 | 12 | 14 | 6 | Non-Summer | 0.8993 | 1.711 | 0 | 0 | Normal |  | 0 | 0 | 1.711 | 1.711 | 4 | Peak
2023-12-14 07:00 | 12 | 14 | 7 | Non-Summer | 0.9097 | 1.7308 | 0.025476 | 0.025476 | Normal |  | 0 | 0.025476 | 1.7053 | 1.7053 | 4 | Peak
2023-12-14 08:00 | 12 | 14 | 8 | Non-Summer | 0.8493 | 1.6158 | 1.5878 | 1.5878 | Normal |  | 0 | 1.5878 | 0.028032 | 0.028032 | 4 | Peak
2023-12-14 09:00 | 12 | 14 | 9 | Non-Summer | 0.8073 | 1.5359 | 2.9387 | 2.9387 | Normal |  | 1.4028 | 1.5359 | 0 | -1.4028 | 4 | Peak
2023-12-14 10:00 | 12 | 14 | 10 | Non-Summer | 0.78 | 1.484 | 3.1928 | 3.1928 | Normal |  | 1.7088 | 1.484 | 0 | -1.7088 | 4 | Peak
2023-12-14 11:00 | 12 | 14 | 11 | Non-Summer | 0.7617 | 1.4492 | 5.3625 | 5.3625 | Normal |  | 3.9133 | 1.4492 | 0 | -3.9133 | 4 | Peak
2023-12-14 12:00 | 12 | 14 | 12 | Non-Summer | 0.7444 | 1.4163 | 5.238 | 5.238 | Normal |  | 3.8217 | 1.4163 | 2.2204e-16 | -3.8217 | 4 | Peak
2023-12-14 13:00 | 12 | 14 | 13 | Non-Summer | 0.7286 | 1.3862 | 4.3794 | 4.3794 | Normal |  | 2.9932 | 1.3862 | 0 | -2.9932 | 4 | Peak
2023-12-14 14:00 | 12 | 14 | 14 | Non-Summer | 0.7283 | 1.3856 | 3.3702 | 3.3702 | Normal |  | 1.9846 | 1.3856 | 0 | -1.9846 | 4 | Peak
2023-12-14 15:00 | 12 | 14 | 15 | Non-Summer | 0.7795 | 1.483 | 1.1654 | 1.1654 | Normal |  | 0 | 1.1654 | 0.31763 | 0.31763 | 4 | Peak
2023-12-14 16:00 | 12 | 14 | 16 | Non-Summer | 0.9532 | 1.8135 | 0 | 0 | Normal |  | 0 | 0 | 1.8135 | 1.8135 | 4 | Peak
2023-12-14 17:00 | 12 | 14 | 17 | Non-Summer | 1.1117 | 2.1151 | 0 | 0 | Normal |  | 0 | 0 | 2.1151 | 2.1151 | 4 | Peak
2023-12-14 18:00 | 12 | 14 | 18 | Non-Summer | 1.1509 | 2.1897 | 0 | 0 | Normal |  | 0 | 0 | 2.1897 | 2.1897 | 4 | Peak
2023-12-14 19:00 | 12 | 14 | 19 | Non-Summer | 1.1638 | 2.2142 | 0 | 0 | Normal |  | 0 | 0 | 2.2142 | 2.2142 | 4 | Peak
2023-12-14 20:00 | 12 | 14 | 20 | Non-Summer | 1.1585 | 2.2041 | 0 | 0 | Normal |  | 0 | 0 | 2.2041 | 2.2041 | 4 | Peak
2023-12-14 21:00 | 12 | 14 | 21 | Non-Summer | 1.109 | 2.1099 | 0 | 0 | Normal |  | 0 | 0 | 2.1099 | 2.1099 | 4 | Peak
2023-12-14 22:00 | 12 | 14 | 22 | Non-Summer | 1.0071 | 1.9161 | 0 | 0 | Normal |  | 0 | 0 | 1.9161 | 1.9161 | 4 | Off-Peak
2023-12-14 23:00 | 12 | 14 | 23 | Non-Summer | 0.8991 | 1.7106 | 0 | 0 | Normal |  | 0 | 0 | 1.7106 | 1.7106 | 4 | Off-Peak
2023-12-15 | 12 | 15 | 0 | Non-Summer | 0.8261 | 1.5717 | 0 | 0 | Normal |  | 0 | 0 | 1.5717 | 1.5717 | 5 | Off-Peak
2023-12-15 01:00 | 12 | 15 | 1 | Non-Summer | 0.7823 | 1.4884 | 0 | 0 | Normal |  | 0 | 0 | 1.4884 | 1.4884 | 5 | Off-Peak
2023-12-15 02:00 | 12 | 15 | 2 | Non-Summer | 0.7605 | 1.4469 | 0 | 0 | Normal |  | 0 | 0 | 1.4469 | 1.4469 | 5 | Off-Peak
2023-12-15 03:00 | 12 | 15 | 3 | Non-Summer | 0.7556 | 1.4376 | 0 | 0 | Normal |  | 0 | 0 | 1.4376 | 1.4376 | 5 | Off-Peak
2023-12-15 04:00 | 12 | 15 | 4 | Non-Summer | 0.7653 | 1.456 | 0 | 0 | Normal |  | 0 | 0 | 1.456 | 1.456 | 5 | Off-Peak
2023-12-15 05:00 | 12 | 15 | 5 | Non-Summer | 0.7981 | 1.5184 | 0 | 0 | Normal |  | 0 | 0 | 1.5184 | 1.5184 | 5 | Off-Peak
2023-12-15 06:00 | 12 | 15 | 6 | Non-Summer | 0.8577 | 1.6318 | 0 | 0 | Normal |  | 0 | 0 | 1.6318 | 1.6318 | 5 | Peak
2023-12-15 07:00 | 12 | 15 | 7 | Non-Summer | 0.8754 | 1.6655 | 0.034213 | 0.034213 | Normal |  | 0 | 0.034213 | 1.6313 | 1.6313 | 5 | Peak
2023-12-15 08:00 | 12 | 15 | 8 | Non-Summer | 0.8277 | 1.5748 | 0.83953 | 0.83953 | Normal |  | 0 | 0.83953 | 0.73522 | 0.73522 | 5 | Peak
2023-12-15 09:00 | 12 | 15 | 9 | Non-Summer | 0.7978 | 1.5179 | 1.5429 | 1.5429 | Normal |  | 0.02505 | 1.5179 | 0 | -0.02505 | 5 | Peak
2023-12-15 10:00 | 12 | 15 | 10 | Non-Summer | 0.7795 | 1.483 | 1.9406 | 1.9406 | Normal |  | 0.45754 | 1.483 | 0 | -0.45754 | 5 | Peak
2023-12-15 11:00 | 12 | 15 | 11 | Non-Summer | 0.7612 | 1.4482 | 1.2269 | 1.2269 | Normal |  | 0 | 1.2269 | 0.22133 | 0.22133 | 5 | Peak
2023-12-15 12:00 | 12 | 15 | 12 | Non-Summer | 0.7472 | 1.4216 | 1.6169 | 1.6169 | Normal |  | 0.19534 | 1.4216 | 0 | -0.19534 | 5 | Peak
2023-12-15 13:00 | 12 | 15 | 13 | Non-Summer | 0.7373 | 1.4028 | 1.6473 | 1.6473 | Normal |  | 0.24449 | 1.4028 | 0 | -0.24449 | 5 | Peak
2023-12-15 14:00 | 12 | 15 | 14 | Non-Summer | 0.748 | 1.4231 | 1.4415 | 1.4415 | Normal |  | 0.018388 | 1.4231 | 0 | -0.018388 | 5 | Peak
2023-12-15 15:00 | 12 | 15 | 15 | Non-Summer | 0.8033 | 1.5283 | 0.29512 | 0.29512 | Normal |  | 0 | 0.29512 | 1.2332 | 1.2332 | 5 | Peak
2023-12-15 16:00 | 12 | 15 | 16 | Non-Summer | 0.9675 | 1.8407 | 0 | 0 | Normal |  | 0 | 0 | 1.8407 | 1.8407 | 5 | Peak
2023-12-15 17:00 | 12 | 15 | 17 | Non-Summer | 1.089 | 2.0719 | 0 | 0 | Normal |  | 0 | 0 | 2.0719 | 2.0719 | 5 | Peak
2023-12-15 18:00 | 12 | 15 | 18 | Non-Summer | 1.1079 | 2.1079 | 0 | 0 | Normal |  | 0 | 0 | 2.1079 | 2.1079 | 5 | Peak
2023-12-15 19:00 | 12 | 15 | 19 | Non-Summer | 1.1035 | 2.0995 | 0 | 0 | Normal |  | 0 | 0 | 2.0995 | 2.0995 | 5 | Peak
2023-12-15 20:00 | 12 | 15 | 20 | Non-Summer | 1.0937 | 2.0808 | 0 | 0 | Normal |  | 0 | 0 | 2.0808 | 2.0808 | 5 | Peak
2023-12-15 21:00 | 12 | 15 | 21 | Non-Summer | 1.0599 | 2.0165 | 0 | 0 | Normal |  | 0 | 0 | 2.0165 | 2.0165 | 5 | Peak
2023-12-15 22:00 | 12 | 15 | 22 | Non-Summer | 0.9823 | 1.8689 | 0 | 0 | Normal |  | 0 | 0 | 1.8689 | 1.8689 | 5 | Off-Peak
2023-12-15 23:00 | 12 | 15 | 23 | Non-Summer | 0.8854 | 1.6845 | 0 | 0 | Normal |  | 0 | 0 | 1.6845 | 1.6845 | 5 | Off-Peak
2023-12-16 | 12 | 16 | 0 | Non-Summer | 0.806 | 1.5335 | 0 | 0 | Normal |  | 0 | 0 | 1.5335 | 1.5335 | 6 | Off-Peak
2023-12-16 01:00 | 12 | 16 | 1 | Non-Summer | 0.7533 | 1.4332 | 0 | 0 | Normal |  | 0 | 0 | 1.4332 | 1.4332 | 6 | Off-Peak
2023-12-16 02:00 | 12 | 16 | 2 | Non-Summer | 0.7225 | 1.3746 | 0 | 0 | Normal |  | 0 | 0 | 1.3746 | 1.3746 | 6 | Off-Peak
2023-12-16 03:00 | 12 | 16 | 3 | Non-Summer | 0.7052 | 1.3417 | 0 | 0 | Normal |  | 0 | 0 | 1.3417 | 1.3417 | 6 | Off-Peak
2023-12-16 04:00 | 12 | 16 | 4 | Non-Summer | 0.7014 | 1.3345 | 0 | 0 | Normal |  | 0 | 0 | 1.3345 | 1.3345 | 6 | Off-Peak
2023-12-16 05:00 | 12 | 16 | 5 | Non-Summer | 0.7169 | 1.3639 | 0 | 0 | Normal |  | 0 | 0 | 1.3639 | 1.3639 | 6 | Off-Peak
2023-12-16 06:00 | 12 | 16 | 6 | Non-Summer | 0.7481 | 1.4233 | 0 | 0 | Normal |  | 0 | 0 | 1.4233 | 1.4233 | 6 | Off-Peak
2023-12-16 07:00 | 12 | 16 | 7 | Non-Summer | 0.7959 | 1.5143 | 0.000261 | 0.000261 | Normal |  | 0 | 0.000261 | 1.514 | 1.514 | 6 | Off-Peak
2023-12-16 08:00 | 12 | 16 | 8 | Non-Summer | 0.8428 | 1.6035 | 0.2703 | 0.2703 | Normal |  | 0 | 0.2703 | 1.3332 | 1.3332 | 6 | Off-Peak
2023-12-16 09:00 | 12 | 16 | 9 | Non-Summer | 0.8776 | 1.6697 | 0.10294 | 0.10294 | Normal |  | 0 | 0.10294 | 1.5667 | 1.5667 | 6 | Off-Peak
2023-12-16 10:00 | 12 | 16 | 10 | Non-Summer | 0.9025 | 1.7171 | 0.089104 | 0.089104 | Normal |  | 0 | 0.089104 | 1.628 | 1.628 | 6 | Off-Peak
2023-12-16 11:00 | 12 | 16 | 11 | Non-Summer | 0.922 | 1.7542 | 0.32805 | 0.32805 | Normal |  | 0 | 0.32805 | 1.4261 | 1.4261 | 6 | Off-Peak
2023-12-16 12:00 | 12 | 16 | 12 | Non-Summer | 0.9411 | 1.7905 | 0.23159 | 0.23159 | Normal |  | 0 | 0.23159 | 1.5589 | 1.5589 | 6 | Off-Peak
2023-12-16 13:00 | 12 | 16 | 13 | Non-Summer | 0.9513 | 1.8099 | 0.15009 | 0.15009 | Normal |  | 0 | 0.15009 | 1.6598 | 1.6598 | 6 | Off-Peak
2023-12-16 14:00 | 12 | 16 | 14 | Non-Summer | 0.9787 | 1.862 | 0.10922 | 0.10922 | Normal |  | 0 | 0.10922 | 1.7528 | 1.7528 | 6 | Off-Peak
2023-12-16 15:00 | 12 | 16 | 15 | Non-Summer | 1.0169 | 1.9347 | 0.051666 | 0.051666 | Normal |  | 0 | 0.051666 | 1.8831 | 1.8831 | 6 | Off-Peak
2023-12-16 16:00 | 12 | 16 | 16 | Non-Summer | 1.1053 | 2.1029 | 0 | 0 | Normal |  | 0 | 0 | 2.1029 | 2.1029 | 6 | Off-Peak
2023-12-16 17:00 | 12 | 16 | 17 | Non-Summer | 1.1647 | 2.2159 | 0 | 0 | Normal |  | 0 | 0 | 2.2159 | 2.2159 | 6 | Off-Peak
2023-12-16 18:00 | 12 | 16 | 18 | Non-Summer | 1.1601 | 2.2072 | 0 | 0 | Normal |  | 0 | 0 | 2.2072 | 2.2072 | 6 | Off-Peak
2023-12-16 19:00 | 12 | 16 | 19 | Non-Summer | 1.1422 | 2.1731 | 0 | 0 | Normal |  | 0 | 0 | 2.1731 | 2.1731 | 6 | Off-Peak
2023-12-16 20:00 | 12 | 16 | 20 | Non-Summer | 1.1201 | 2.1311 | 0 | 0 | Normal |  | 0 | 0 | 2.1311 | 2.1311 | 6 | Off-Peak
2023-12-16 21:00 | 12 | 16 | 21 | Non-Summer | 1.0789 | 2.0527 | 0 | 0 | Normal |  | 0 | 0 | 2.0527 | 2.0527 | 6 | Off-Peak
2023-12-16 22:00 | 12 | 16 | 22 | Non-Summer | 0.9998 | 1.9022 | 0 | 0 | Normal |  | 0 | 0 | 1.9022 | 1.9022 | 6 | Off-Peak
2023-12-16 23:00 | 12 | 16 | 23 | Non-Summer | 0.9033 | 1.7186 | 0 | 0 | Normal |  | 0 | 0 | 1.7186 | 1.7186 | 6 | Off-Peak
2023-12-17 | 12 | 17 | 0 | Non-Summer | 0.8198 | 1.5597 | 0 | 0 | Normal |  | 0 | 0 | 1.5597 | 1.5597 | 7 | Off-Peak
2023-12-17 01:00 | 12 | 17 | 1 | Non-Summer | 0.762 | 1.4498 | 0 | 0 | Normal |  | 0 | 0 | 1.4498 | 1.4498 | 7 | Off-Peak
2023-12-17 02:00 | 12 | 17 | 2 | Non-Summer | 0.7263 | 1.3818 | 0 | 0 | Normal |  | 0 | 0 | 1.3818 | 1.3818 | 7 | Off-Peak
2023-12-17 03:00 | 12 | 17 | 3 | Non-Summer | 0.7061 | 1.3434 | 0 | 0 | Normal |  | 0 | 0 | 1.3434 | 1.3434 | 7 | Off-Peak
2023-12-17 04:00 | 12 | 17 | 4 | Non-Summer | 0.6996 | 1.331 | 0 | 0 | Normal |  | 0 | 0 | 1.331 | 1.331 | 7 | Off-Peak
2023-12-17 05:00 | 12 | 17 | 5 | Non-Summer | 0.7134 | 1.3573 | 0 | 0 | Normal |  | 0 | 0 | 1.3573 | 1.3573 | 7 | Off-Peak
2023-12-17 06:00 | 12 | 17 | 6 | Non-Summer | 0.7421 | 1.4119 | 0 | 0 | Normal |  | 0 | 0 | 1.4119 | 1.4119 | 7 | Off-Peak
2023-12-17 07:00 | 12 | 17 | 7 | Non-Summer | 0.7894 | 1.5019 | 0 | 0 | Normal |  | 0 | 0 | 1.5019 | 1.5019 | 7 | Off-Peak
2023-12-17 08:00 | 12 | 17 | 8 | Non-Summer | 0.8403 | 1.5987 | 0.12042 | 0.12042 | Normal |  | 0 | 0.12042 | 1.4783 | 1.4783 | 7 | Off-Peak
2023-12-17 09:00 | 12 | 17 | 9 | Non-Summer | 0.88 | 1.6743 | 0.10219 | 0.10219 | Normal |  | 0 | 0.10219 | 1.5721 | 1.5721 | 7 | Off-Peak
2023-12-17 10:00 | 12 | 17 | 10 | Non-Summer | 0.9069 | 1.7254 | 0.17606 | 0.17606 | Normal |  | 0 | 0.17606 | 1.5494 | 1.5494 | 7 | Off-Peak
2023-12-17 11:00 | 12 | 17 | 11 | Non-Summer | 0.9242 | 1.7583 | 0.28487 | 0.28487 | Normal |  | 0 | 0.28487 | 1.4735 | 1.4735 | 7 | Off-Peak
2023-12-17 12:00 | 12 | 17 | 12 | Non-Summer | 0.9542 | 1.8154 | 0.31101 | 0.31101 | Normal |  | 0 | 0.31101 | 1.5044 | 1.5044 | 7 | Off-Peak
2023-12-17 13:00 | 12 | 17 | 13 | Non-Summer | 0.9759 | 1.8567 | 0.15623 | 0.15623 | Normal |  | 0 | 0.15623 | 1.7005 | 1.7005 | 7 | Off-Peak
2023-12-17 14:00 | 12 | 17 | 14 | Non-Summer | 0.9983 | 1.8993 | 0.24494 | 0.24494 | Normal |  | 0 | 0.24494 | 1.6544 | 1.6544 | 7 | Off-Peak
2023-12-17 15:00 | 12 | 17 | 15 | Non-Summer | 1.0406 | 1.9798 | 0.10917 | 0.10917 | Normal |  | 0 | 0.10917 | 1.8706 | 1.8706 | 7 | Off-Peak
2023-12-17 16:00 | 12 | 17 | 16 | Non-Summer | 1.1491 | 2.1862 | 0 | 0 | Normal |  | 0 | 0 | 2.1862 | 2.1862 | 7 | Off-Peak
2023-12-17 17:00 | 12 | 17 | 17 | Non-Summer | 1.2292 | 2.3386 | 0 | 0 | Normal |  | 0 | 0 | 2.3386 | 2.3386 | 7 | Off-Peak
2023-12-17 18:00 | 12 | 17 | 18 | Non-Summer | 1.2401 | 2.3594 | 0 | 0 | Normal |  | 0 | 0 | 2.3594 | 2.3594 | 7 | Off-Peak
2023-12-17 19:00 | 12 | 17 | 19 | Non-Summer | 1.2391 | 2.3575 | 0 | 0 | Normal |  | 0 | 0 | 2.3575 | 2.3575 | 7 | Off-Peak
2023-12-17 20:00 | 12 | 17 | 20 | Non-Summer | 1.2165 | 2.3145 | 0 | 0 | Normal |  | 0 | 0 | 2.3145 | 2.3145 | 7 | Off-Peak
2023-12-17 21:00 | 12 | 17 | 21 | Non-Summer | 1.1487 | 2.1855 | 0 | 0 | Normal |  | 0 | 0 | 2.1855 | 2.1855 | 7 | Off-Peak
2023-12-17 22:00 | 12 | 17 | 22 | Non-Summer | 1.0313 | 1.9621 | 0 | 0 | Normal |  | 0 | 0 | 1.9621 | 1.9621 | 7 | Off-Peak
2023-12-17 23:00 | 12 | 17 | 23 | Non-Summer | 0.9154 | 1.7416 | 0 | 0 | Normal |  | 0 | 0 | 1.7416 | 1.7416 | 7 | Off-Peak
2023-12-18 | 12 | 18 | 0 | Non-Summer | 0.8355 | 1.5896 | 0 | 0 | Normal |  | 0 | 0 | 1.5896 | 1.5896 | 1 | Off-Peak
2023-12-18 01:00 | 12 | 18 | 1 | Non-Summer | 0.7899 | 1.5028 | 0 | 0 | Normal |  | 0 | 0 | 1.5028 | 1.5028 | 1 | Off-Peak
2023-12-18 02:00 | 12 | 18 | 2 | Non-Summer | 0.7679 | 1.461 | 0 | 0 | Normal |  | 0 | 0 | 1.461 | 1.461 | 1 | Off-Peak
2023-12-18 03:00 | 12 | 18 | 3 | Non-Summer | 0.7591 | 1.4442 | 0 | 0 | Normal |  | 0 | 0 | 1.4442 | 1.4442 | 1 | Off-Peak
2023-12-18 04:00 | 12 | 18 | 4 | Non-Summer | 0.7711 | 1.4671 | 0 | 0 | Normal |  | 0 | 0 | 1.4671 | 1.4671 | 1 | Off-Peak
2023-12-18 05:00 | 12 | 18 | 5 | Non-Summer | 0.8136 | 1.5479 | 0 | 0 | Normal |  | 0 | 0 | 1.5479 | 1.5479 | 1 | Off-Peak
2023-12-18 06:00 | 12 | 18 | 6 | Non-Summer | 0.8874 | 1.6883 | 0 | 0 | Normal |  | 0 | 0 | 1.6883 | 1.6883 | 1 | Peak
2023-12-18 07:00 | 12 | 18 | 7 | Non-Summer | 0.9272 | 1.7641 | 0.018005 | 0.018005 | Normal |  | 0 | 0.018005 | 1.7461 | 1.7461 | 1 | Peak
2023-12-18 08:00 | 12 | 18 | 8 | Non-Summer | 0.8985 | 1.7095 | 1.4126 | 1.4126 | Normal |  | 0 | 1.4126 | 0.29683 | 0.29683 | 1 | Peak
2023-12-18 09:00 | 12 | 18 | 9 | Non-Summer | 0.8844 | 1.6826 | 2.5993 | 2.5993 | Normal |  | 0.91672 | 1.6826 | 0 | -0.91672 | 1 | Peak
2023-12-18 10:00 | 12 | 18 | 10 | Non-Summer | 0.8831 | 1.6802 | 2.8 | 2.8 | Normal |  | 1.1198 | 1.6802 | 0 | -1.1198 | 1 | Peak
2023-12-18 11:00 | 12 | 18 | 11 | Non-Summer | 0.8893 | 1.6919 | 3.5944 | 3.5944 | Normal |  | 1.9024 | 1.6919 | 0 | -1.9024 | 1 | Peak
2023-12-18 12:00 | 12 | 18 | 12 | Non-Summer | 0.9072 | 1.726 | 3.1291 | 3.1291 | Normal |  | 1.4031 | 1.726 | 0 | -1.4031 | 1 | Peak
2023-12-18 13:00 | 12 | 18 | 13 | Non-Summer | 0.9252 | 1.7603 | 1.865 | 1.865 | Normal |  | 0.10475 | 1.7603 | 0 | -0.10475 | 1 | Peak
2023-12-18 14:00 | 12 | 18 | 14 | Non-Summer | 0.9429 | 1.7939 | 0.91916 | 0.91916 | Normal |  | 0 | 0.91916 | 0.87477 | 0.87477 | 1 | Peak
2023-12-18 15:00 | 12 | 18 | 15 | Non-Summer | 1.009 | 1.9197 | 1.2615 | 1.2615 | Normal |  | 0 | 1.2615 | 0.65815 | 0.65815 | 1 | Peak
2023-12-18 16:00 | 12 | 18 | 16 | Non-Summer | 1.1689 | 2.2239 | 0 | 0 | Normal |  | 0 | 0 | 2.2239 | 2.2239 | 1 | Peak
2023-12-18 17:00 | 12 | 18 | 17 | Non-Summer | 1.3169 | 2.5055 | 0 | 0 | Normal |  | 0 | 0 | 2.5055 | 2.5055 | 1 | Peak
2023-12-18 18:00 | 12 | 18 | 18 | Non-Summer | 1.3572 | 2.5822 | 0 | 0 | Normal |  | 0 | 0 | 2.5822 | 2.5822 | 1 | Peak
2023-12-18 19:00 | 12 | 18 | 19 | Non-Summer | 1.3575 | 2.5827 | 0 | 0 | Normal |  | 0 | 0 | 2.5827 | 2.5827 | 1 | Peak
2023-12-18 20:00 | 12 | 18 | 20 | Non-Summer | 1.3359 | 2.5416 | 0 | 0 | Normal |  | 0 | 0 | 2.5416 | 2.5416 | 1 | Peak
2023-12-18 21:00 | 12 | 18 | 21 | Non-Summer | 1.2676 | 2.4117 | 0 | 0 | Normal |  | 0 | 0 | 2.4117 | 2.4117 | 1 | Peak
2023-12-18 22:00 | 12 | 18 | 22 | Non-Summer | 1.1467 | 2.1817 | 0 | 0 | Normal |  | 0 | 0 | 2.1817 | 2.1817 | 1 | Off-Peak
2023-12-18 23:00 | 12 | 18 | 23 | Non-Summer | 1.0272 | 1.9543 | 0 | 0 | Normal |  | 0 | 0 | 1.9543 | 1.9543 | 1 | Off-Peak
2023-12-19 | 12 | 19 | 0 | Non-Summer | 0.9492 | 1.8059 | 0 | 0 | Normal |  | 0 | 0 | 1.8059 | 1.8059 | 2 | Off-Peak
2023-12-19 01:00 | 12 | 19 | 1 | Non-Summer | 0.9054 | 1.7226 | 0 | 0 | Normal |  | 0 | 0 | 1.7226 | 1.7226 | 2 | Off-Peak
2023-12-19 02:00 | 12 | 19 | 2 | Non-Summer | 0.8845 | 1.6828 | 0 | 0 | Normal |  | 0 | 0 | 1.6828 | 1.6828 | 2 | Off-Peak
2023-12-19 03:00 | 12 | 19 | 3 | Non-Summer | 0.8773 | 1.6691 | 0 | 0 | Normal |  | 0 | 0 | 1.6691 | 1.6691 | 2 | Off-Peak
2023-12-19 04:00 | 12 | 19 | 4 | Non-Summer | 0.8871 | 1.6878 | 0 | 0 | Normal |  | 0 | 0 | 1.6878 | 1.6878 | 2 | Off-Peak
2023-12-19 05:00 | 12 | 19 | 5 | Non-Summer | 0.9221 | 1.7544 | 0 | 0 | Normal |  | 0 | 0 | 1.7544 | 1.7544 | 2 | Off-Peak
2023-12-19 06:00 | 12 | 19 | 6 | Non-Summer | 0.9812 | 1.8668 | 0 | 0 | Normal |  | 0 | 0 | 1.8668 | 1.8668 | 2 | Peak
2023-12-19 07:00 | 12 | 19 | 7 | Non-Summer | 1.0009 | 1.9043 | 0 | 0 | Normal |  | 0 | 0 | 1.9043 | 1.9043 | 2 | Peak
2023-12-19 08:00 | 12 | 19 | 8 | Non-Summer | 0.9504 | 1.8082 | 0.18565 | 0.18565 | Normal |  | 0 | 0.18565 | 1.6225 | 1.6225 | 2 | Peak
2023-12-19 09:00 | 12 | 19 | 9 | Non-Summer | 0.9288 | 1.7671 | 0.29071 | 0.29071 | Normal |  | 0 | 0.29071 | 1.4764 | 1.4764 | 2 | Peak
2023-12-19 10:00 | 12 | 19 | 10 | Non-Summer | 0.9098 | 1.731 | 0.43361 | 0.43361 | Normal |  | 0 | 0.43361 | 1.2973 | 1.2973 | 2 | Peak
2023-12-19 11:00 | 12 | 19 | 11 | Non-Summer | 0.8879 | 1.6893 | 0.72821 | 0.72821 | Normal |  | 0 | 0.72821 | 0.96108 | 0.96108 | 2 | Peak
2023-12-19 12:00 | 12 | 19 | 12 | Non-Summer | 0.8764 | 1.6674 | 1.7287 | 1.7287 | Normal |  | 0.061268 | 1.6674 | 0 | -0.061268 | 2 | Peak
2023-12-19 13:00 | 12 | 19 | 13 | Non-Summer | 0.8787 | 1.6718 | 0.78991 | 0.78991 | Normal |  | 0 | 0.78991 | 0.88187 | 0.88187 | 2 | Peak
2023-12-19 14:00 | 12 | 19 | 14 | Non-Summer | 0.8898 | 1.6929 | 0.28239 | 0.28239 | Normal |  | 0 | 0.28239 | 1.4105 | 1.4105 | 2 | Peak
2023-12-19 15:00 | 12 | 19 | 15 | Non-Summer | 0.9567 | 1.8202 | 1.0892 | 1.0892 | Normal |  | 0 | 1.0892 | 0.73094 | 0.73094 | 2 | Peak
2023-12-19 16:00 | 12 | 19 | 16 | Non-Summer | 1.1202 | 2.1313 | 0 | 0 | Normal |  | 0 | 0 | 2.1313 | 2.1313 | 2 | Peak
2023-12-19 17:00 | 12 | 19 | 17 | Non-Summer | 1.2688 | 2.414 | 0 | 0 | Normal |  | 0 | 0 | 2.414 | 2.414 | 2 | Peak
2023-12-19 18:00 | 12 | 19 | 18 | Non-Summer | 1.3027 | 2.4785 | 0 | 0 | Normal |  | 0 | 0 | 2.4785 | 2.4785 | 2 | Peak
2023-12-19 19:00 | 12 | 19 | 19 | Non-Summer | 1.306 | 2.4847 | 0 | 0 | Normal |  | 0 | 0 | 2.4847 | 2.4847 | 2 | Peak
2023-12-19 20:00 | 12 | 19 | 20 | Non-Summer | 1.2876 | 2.4497 | 0 | 0 | Normal |  | 0 | 0 | 2.4497 | 2.4497 | 2 | Peak
2023-12-19 21:00 | 12 | 19 | 21 | Non-Summer | 1.2229 | 2.3266 | 0 | 0 | Normal |  | 0 | 0 | 2.3266 | 2.3266 | 2 | Peak
2023-12-19 22:00 | 12 | 19 | 22 | Non-Summer | 1.1041 | 2.1006 | 0 | 0 | Normal |  | 0 | 0 | 2.1006 | 2.1006 | 2 | Off-Peak
2023-12-19 23:00 | 12 | 19 | 23 | Non-Summer | 0.9828 | 1.8698 | 0 | 0 | Normal |  | 0 | 0 | 1.8698 | 1.8698 | 2 | Off-Peak
2023-12-20 | 12 | 20 | 0 | Non-Summer | 0.8989 | 1.7102 | 0 | 0 | Normal |  | 0 | 0 | 1.7102 | 1.7102 | 3 | Off-Peak
2023-12-20 01:00 | 12 | 20 | 1 | Non-Summer | 0.8466 | 1.6107 | 0 | 0 | Normal |  | 0 | 0 | 1.6107 | 1.6107 | 3 | Off-Peak
2023-12-20 02:00 | 12 | 20 | 2 | Non-Summer | 0.8197 | 1.5595 | 0 | 0 | Normal |  | 0 | 0 | 1.5595 | 1.5595 | 3 | Off-Peak
2023-12-20 03:00 | 12 | 20 | 3 | Non-Summer | 0.8082 | 1.5377 | 0 | 0 | Normal |  | 0 | 0 | 1.5377 | 1.5377 | 3 | Off-Peak
2023-12-20 04:00 | 12 | 20 | 4 | Non-Summer | 0.8174 | 1.5552 | 0 | 0 | Normal |  | 0 | 0 | 1.5552 | 1.5552 | 3 | Off-Peak
2023-12-20 05:00 | 12 | 20 | 5 | Non-Summer | 0.8498 | 1.6168 | 0 | 0 | Normal |  | 0 | 0 | 1.6168 | 1.6168 | 3 | Off-Peak
2023-12-20 06:00 | 12 | 20 | 6 | Non-Summer | 0.9049 | 1.7216 | 0 | 0 | Normal |  | 0 | 0 | 1.7216 | 1.7216 | 3 | Peak
2023-12-20 07:00 | 12 | 20 | 7 | Non-Summer | 0.9262 | 1.7622 | 0 | 0 | Normal |  | 0 | 0 | 1.7622 | 1.7622 | 3 | Peak
2023-12-20 08:00 | 12 | 20 | 8 | Non-Summer | 0.8784 | 1.6712 | 2.039 | 2.039 | Normal |  | 0.36776 | 1.6712 | 0 | -0.36776 | 3 | Peak
2023-12-20 09:00 | 12 | 20 | 9 | Non-Summer | 0.8465 | 1.6105 | 3.8648 | 3.8648 | Normal |  | 2.2543 | 1.6105 | 0 | -2.2543 | 3 | Peak
2023-12-20 10:00 | 12 | 20 | 10 | Non-Summer | 0.817 | 1.5544 | 4.7935 | 4.7935 | Normal |  | 3.2391 | 1.5544 | 2.2204e-16 | -3.2391 | 3 | Peak
2023-12-20 11:00 | 12 | 20 | 11 | Non-Summer | 0.7969 | 1.5162 | 5.1668 | 5.1668 | Normal |  | 3.6507 | 1.5162 | 2.2204e-16 | -3.6507 | 3 | Peak
2023-12-20 12:00 | 12 | 20 | 12 | Non-Summer | 0.7847 | 1.4929 | 5.055 | 5.055 | Normal |  | 3.5621 | 1.4929 | 0 | -3.5621 | 3 | Peak
2023-12-20 13:00 | 12 | 20 | 13 | Non-Summer | 0.776 | 1.4764 | 4.3814 | 4.3814 | Normal |  | 2.905 | 1.4764 | 0 | -2.905 | 3 | Peak
2023-12-20 14:00 | 12 | 20 | 14 | Non-Summer | 0.7865 | 1.4964 | 3.1888 | 3.1888 | Normal |  | 1.6924 | 1.4964 | 0 | -1.6924 | 3 | Peak
2023-12-20 15:00 | 12 | 20 | 15 | Non-Summer | 0.8463 | 1.6101 | 1.4439 | 1.4439 | Normal |  | 0 | 1.4439 | 0.1662 | 0.1662 | 3 | Peak
2023-12-20 16:00 | 12 | 20 | 16 | Non-Summer | 1.0183 | 1.9374 | 0 | 0 | Normal |  | 0 | 0 | 1.9374 | 1.9374 | 3 | Peak
2023-12-20 17:00 | 12 | 20 | 17 | Non-Summer | 1.1712 | 2.2283 | 0 | 0 | Normal |  | 0 | 0 | 2.2283 | 2.2283 | 3 | Peak
2023-12-20 18:00 | 12 | 20 | 18 | Non-Summer | 1.2112 | 2.3044 | 0 | 0 | Normal |  | 0 | 0 | 2.3044 | 2.3044 | 3 | Peak
2023-12-20 19:00 | 12 | 20 | 19 | Non-Summer | 1.2187 | 2.3187 | 0 | 0 | Normal |  | 0 | 0 | 2.3187 | 2.3187 | 3 | Peak
2023-12-20 20:00 | 12 | 20 | 20 | Non-Summer | 1.2092 | 2.3006 | 0 | 0 | Normal |  | 0 | 0 | 2.3006 | 2.3006 | 3 | Peak
2023-12-20 21:00 | 12 | 20 | 21 | Non-Summer | 1.1544 | 2.1963 | 0 | 0 | Normal |  | 0 | 0 | 2.1963 | 2.1963 | 3 | Peak
2023-12-20 22:00 | 12 | 20 | 22 | Non-Summer | 1.0453 | 1.9887 | 0 | 0 | Normal |  | 0 | 0 | 1.9887 | 1.9887 | 3 | Off-Peak
2023-12-20 23:00 | 12 | 20 | 23 | Non-Summer | 0.9315 | 1.7722 | 0 | 0 | Normal |  | 0 | 0 | 1.7722 | 1.7722 | 3 | Off-Peak
2023-12-21 | 12 | 21 | 0 | Non-Summer | 0.8525 | 1.6219 | 0 | 0 | Normal |  | 0 | 0 | 1.6219 | 1.6219 | 4 | Off-Peak
2023-12-21 01:00 | 12 | 21 | 1 | Non-Summer | 0.805 | 1.5316 | 0 | 0 | Normal |  | 0 | 0 | 1.5316 | 1.5316 | 4 | Off-Peak
2023-12-21 02:00 | 12 | 21 | 2 | Non-Summer | 0.7799 | 1.4838 | 0 | 0 | Normal |  | 0 | 0 | 1.4838 | 1.4838 | 4 | Off-Peak
2023-12-21 03:00 | 12 | 21 | 3 | Non-Summer | 0.7678 | 1.4608 | 0 | 0 | Normal |  | 0 | 0 | 1.4608 | 1.4608 | 4 | Off-Peak
2023-12-21 04:00 | 12 | 21 | 4 | Non-Summer | 0.7721 | 1.469 | 0 | 0 | Normal |  | 0 | 0 | 1.469 | 1.469 | 4 | Off-Peak
2023-12-21 05:00 | 12 | 21 | 5 | Non-Summer | 0.7985 | 1.5192 | 0 | 0 | Normal |  | 0 | 0 | 1.5192 | 1.5192 | 4 | Off-Peak
2023-12-21 06:00 | 12 | 21 | 6 | Non-Summer | 0.8457 | 1.609 | 0 | 0 | Normal |  | 0 | 0 | 1.609 | 1.609 | 4 | Peak
2023-12-21 07:00 | 12 | 21 | 7 | Non-Summer | 0.8767 | 1.668 | 0.011053 | 0.011053 | Normal |  | 0 | 0.011053 | 1.6569 | 1.6569 | 4 | Peak
2023-12-21 08:00 | 12 | 21 | 8 | Non-Summer | 0.8633 | 1.6425 | 0.30038 | 0.30038 | Normal |  | 0 | 0.30038 | 1.3421 | 1.3421 | 4 | Peak
2023-12-21 09:00 | 12 | 21 | 9 | Non-Summer | 0.8529 | 1.6227 | 2.7971 | 2.7971 | Normal |  | 1.1744 | 1.6227 | 0 | -1.1744 | 4 | Peak
2023-12-21 10:00 | 12 | 21 | 10 | Non-Summer | 0.8379 | 1.5942 | 1.7313 | 1.7313 | Normal |  | 0.13713 | 1.5942 | 0 | -0.13713 | 4 | Peak
2023-12-21 11:00 | 12 | 21 | 11 | Non-Summer | 0.8284 | 1.5761 | 4.1606 | 4.1606 | Normal |  | 2.5846 | 1.5761 | 0 | -2.5846 | 4 | Peak
2023-12-21 12:00 | 12 | 21 | 12 | Non-Summer | 0.8232 | 1.5662 | 5.0452 | 5.0452 | Normal |  | 3.479 | 1.5662 | 2.2204e-16 | -3.479 | 4 | Peak
2023-12-21 13:00 | 12 | 21 | 13 | Non-Summer | 0.826 | 1.5715 | 4.1581 | 4.1581 | Normal |  | 2.5866 | 1.5715 | 2.2204e-16 | -2.5866 | 4 | Peak
2023-12-21 14:00 | 12 | 21 | 14 | Non-Summer | 0.85 | 1.6172 | 0.37849 | 0.37849 | Normal |  | 0 | 0.37849 | 1.2387 | 1.2387 | 4 | Peak
2023-12-21 15:00 | 12 | 21 | 15 | Non-Summer | 0.9106 | 1.7325 | 0.088436 | 0.088436 | Normal |  | 0 | 0.088436 | 1.644 | 1.644 | 4 | Peak
2023-12-21 16:00 | 12 | 21 | 16 | Non-Summer | 1.0453 | 1.9887 | 0 | 0 | Normal |  | 0 | 0 | 1.9887 | 1.9887 | 4 | Peak
2023-12-21 17:00 | 12 | 21 | 17 | Non-Summer | 1.1485 | 2.1851 | 0 | 0 | Normal |  | 0 | 0 | 2.1851 | 2.1851 | 4 | Peak
2023-12-21 18:00 | 12 | 21 | 18 | Non-Summer | 1.1678 | 2.2218 | 0 | 0 | Normal |  | 0 | 0 | 2.2218 | 2.2218 | 4 | Peak
2023-12-21 19:00 | 12 | 21 | 19 | Non-Summer | 1.1677 | 2.2216 | 0 | 0 | Normal |  | 0 | 0 | 2.2216 | 2.2216 | 4 | Peak
2023-12-21 20:00 | 12 | 21 | 20 | Non-Summer | 1.1537 | 2.195 | 0 | 0 | Normal |  | 0 | 0 | 2.195 | 2.195 | 4 | Peak
2023-12-21 21:00 | 12 | 21 | 21 | Non-Summer | 1.1054 | 2.1031 | 0 | 0 | Normal |  | 0 | 0 | 2.1031 | 2.1031 | 4 | Peak
2023-12-21 22:00 | 12 | 21 | 22 | Non-Summer | 1.006 | 1.914 | 0 | 0 | Normal |  | 0 | 0 | 1.914 | 1.914 | 4 | Off-Peak
2023-12-21 23:00 | 12 | 21 | 23 | Non-Summer | 0.8941 | 1.7011 | 0 | 0 | Normal |  | 0 | 0 | 1.7011 | 1.7011 | 4 | Off-Peak
2023-12-22 | 12 | 22 | 0 | Non-Summer | 0.8099 | 1.5409 | 0 | 0 | Normal |  | 0 | 0 | 1.5409 | 1.5409 | 5 | Off-Peak
2023-12-22 01:00 | 12 | 22 | 1 | Non-Summer | 0.7562 | 1.4387 | 0 | 0 | Normal |  | 0 | 0 | 1.4387 | 1.4387 | 5 | Off-Peak
2023-12-22 02:00 | 12 | 22 | 2 | Non-Summer | 0.7257 | 1.3807 | 0 | 0 | Normal |  | 0 | 0 | 1.3807 | 1.3807 | 5 | Off-Peak
2023-12-22 03:00 | 12 | 22 | 3 | Non-Summer | 0.7108 | 1.3523 | 0 | 0 | Normal |  | 0 | 0 | 1.3523 | 1.3523 | 5 | Off-Peak
2023-12-22 04:00 | 12 | 22 | 4 | Non-Summer | 0.7153 | 1.3609 | 0 | 0 | Normal |  | 0 | 0 | 1.3609 | 1.3609 | 5 | Off-Peak
2023-12-22 05:00 | 12 | 22 | 5 | Non-Summer | 0.7413 | 1.4104 | 0 | 0 | Normal |  | 0 | 0 | 1.4104 | 1.4104 | 5 | Off-Peak
2023-12-22 06:00 | 12 | 22 | 6 | Non-Summer | 0.7837 | 1.491 | 0 | 0 | Normal |  | 0 | 0 | 1.491 | 1.491 | 5 | Peak
2023-12-22 07:00 | 12 | 22 | 7 | Non-Summer | 0.821 | 1.562 | 0.20866 | 0.20866 | Normal |  | 0 | 0.20866 | 1.3533 | 1.3533 | 5 | Peak
2023-12-22 08:00 | 12 | 22 | 8 | Non-Summer | 0.8333 | 1.5854 | 2.2054 | 2.2054 | Normal |  | 0.61999 | 1.5854 | 0 | -0.61999 | 5 | Peak
2023-12-22 09:00 | 12 | 22 | 9 | Non-Summer | 0.8465 | 1.6105 | 3.7254 | 3.7254 | Normal |  | 2.1149 | 1.6105 | 0 | -2.1149 | 5 | Peak
2023-12-22 10:00 | 12 | 22 | 10 | Non-Summer | 0.8541 | 1.625 | 4.6384 | 4.6384 | Normal |  | 3.0134 | 1.625 | 2.2204e-16 | -3.0134 | 5 | Peak
2023-12-22 11:00 | 12 | 22 | 11 | Non-Summer | 0.8629 | 1.6417 | 3.6604 | 3.6604 | Normal |  | 2.0187 | 1.6417 | 0 | -2.0187 | 5 | Peak
2023-12-22 12:00 | 12 | 22 | 12 | Non-Summer | 0.8721 | 1.6592 | 0.90218 | 0.90218 | Normal |  | 0 | 0.90218 | 0.75704 | 0.75704 | 5 | Peak
2023-12-22 13:00 | 12 | 22 | 13 | Non-Summer | 0.8808 | 1.6758 | 0.40385 | 0.40385 | Normal |  | 0 | 0.40385 | 1.2719 | 1.2719 | 5 | Peak
2023-12-22 14:00 | 12 | 22 | 14 | Non-Summer | 0.9026 | 1.7173 | 2.7542 | 2.7542 | Normal |  | 1.0369 | 1.7173 | 0 | -1.0369 | 5 | Peak
2023-12-22 15:00 | 12 | 22 | 15 | Non-Summer | 0.955 | 1.8169 | 0.66306 | 0.66306 | Normal |  | 0 | 0.66306 | 1.1539 | 1.1539 | 5 | Peak
2023-12-22 16:00 | 12 | 22 | 16 | Non-Summer | 1.0724 | 2.0403 | 0 | 0 | Normal |  | 0 | 0 | 2.0403 | 2.0403 | 5 | Peak
2023-12-22 17:00 | 12 | 22 | 17 | Non-Summer | 1.1534 | 2.1944 | 0 | 0 | Normal |  | 0 | 0 | 2.1944 | 2.1944 | 5 | Peak
2023-12-22 18:00 | 12 | 22 | 18 | Non-Summer | 1.1598 | 2.2066 | 0 | 0 | Normal |  | 0 | 0 | 2.2066 | 2.2066 | 5 | Peak
2023-12-22 19:00 | 12 | 22 | 19 | Non-Summer | 1.15 | 2.1879 | 0 | 0 | Normal |  | 0 | 0 | 2.1879 | 2.1879 | 5 | Peak
2023-12-22 20:00 | 12 | 22 | 20 | Non-Summer | 1.1315 | 2.1528 | 0 | 0 | Normal |  | 0 | 0 | 2.1528 | 2.1528 | 5 | Peak
2023-12-22 21:00 | 12 | 22 | 21 | Non-Summer | 1.0919 | 2.0774 | 0 | 0 | Normal |  | 0 | 0 | 2.0774 | 2.0774 | 5 | Peak
2023-12-22 22:00 | 12 | 22 | 22 | Non-Summer | 1.01 | 1.9216 | 0 | 0 | Normal |  | 0 | 0 | 1.9216 | 1.9216 | 5 | Off-Peak
2023-12-22 23:00 | 12 | 22 | 23 | Non-Summer | 0.9099 | 1.7311 | 0 | 0 | Normal |  | 0 | 0 | 1.7311 | 1.7311 | 5 | Off-Peak
2023-12-23 | 12 | 23 | 0 | Non-Summer | 0.8243 | 1.5683 | 0 | 0 | Normal |  | 0 | 0 | 1.5683 | 1.5683 | 6 | Off-Peak
2023-12-23 01:00 | 12 | 23 | 1 | Non-Summer | 0.7648 | 1.4551 | 0 | 0 | Normal |  | 0 | 0 | 1.4551 | 1.4551 | 6 | Off-Peak
2023-12-23 02:00 | 12 | 23 | 2 | Non-Summer | 0.7276 | 1.3843 | 0 | 0 | Normal |  | 0 | 0 | 1.3843 | 1.3843 | 6 | Off-Peak
2023-12-23 03:00 | 12 | 23 | 3 | Non-Summer | 0.7051 | 1.3415 | 0 | 0 | Normal |  | 0 | 0 | 1.3415 | 1.3415 | 6 | Off-Peak
2023-12-23 04:00 | 12 | 23 | 4 | Non-Summer | 0.6985 | 1.3289 | 0 | 0 | Normal |  | 0 | 0 | 1.3289 | 1.3289 | 6 | Off-Peak
2023-12-23 05:00 | 12 | 23 | 5 | Non-Summer | 0.7106 | 1.352 | 0 | 0 | Normal |  | 0 | 0 | 1.352 | 1.352 | 6 | Off-Peak
2023-12-23 06:00 | 12 | 23 | 6 | Non-Summer | 0.739 | 1.406 | 0 | 0 | Normal |  | 0 | 0 | 1.406 | 1.406 | 6 | Off-Peak
2023-12-23 07:00 | 12 | 23 | 7 | Non-Summer | 0.7856 | 1.4947 | 0 | 0 | Normal |  | 0 | 0 | 1.4947 | 1.4947 | 6 | Off-Peak
2023-12-23 08:00 | 12 | 23 | 8 | Non-Summer | 0.8362 | 1.5909 | 0.29567 | 0.29567 | Normal |  | 0 | 0.29567 | 1.2953 | 1.2953 | 6 | Off-Peak
2023-12-23 09:00 | 12 | 23 | 9 | Non-Summer | 0.8746 | 1.664 | 1.1683 | 1.1683 | Normal |  | 0 | 1.1683 | 0.49563 | 0.49563 | 6 | Off-Peak
2023-12-23 10:00 | 12 | 23 | 10 | Non-Summer | 0.8972 | 1.707 | 0.52028 | 0.52028 | Normal |  | 0 | 0.52028 | 1.1867 | 1.1867 | 6 | Off-Peak
2023-12-23 11:00 | 12 | 23 | 11 | Non-Summer | 0.9156 | 1.742 | 0.86274 | 0.86274 | Normal |  | 0 | 0.86274 | 0.87925 | 0.87925 | 6 | Off-Peak
2023-12-23 12:00 | 12 | 23 | 12 | Non-Summer | 0.9224 | 1.7549 | 2.9054 | 2.9054 | Normal |  | 1.1504 | 1.7549 | 0 | -1.1504 | 6 | Off-Peak
2023-12-23 13:00 | 12 | 23 | 13 | Non-Summer | 0.9257 | 1.7612 | 3.4681 | 3.4681 | Normal |  | 1.7069 | 1.7612 | 0 | -1.7069 | 6 | Off-Peak
2023-12-23 14:00 | 12 | 23 | 14 | Non-Summer | 0.9384 | 1.7854 | 1.6137 | 1.6137 | Normal |  | 0 | 1.6137 | 0.17165 | 0.17165 | 6 | Off-Peak
2023-12-23 15:00 | 12 | 23 | 15 | Non-Summer | 0.9719 | 1.8491 | 1.055 | 1.055 | Normal |  | 0 | 1.055 | 0.7941 | 0.7941 | 6 | Off-Peak
2023-12-23 16:00 | 12 | 23 | 16 | Non-Summer | 1.0682 | 2.0323 | 0 | 0 | Normal |  | 0 | 0 | 2.0323 | 2.0323 | 6 | Off-Peak
2023-12-23 17:00 | 12 | 23 | 17 | Non-Summer | 1.1353 | 2.16 | 0 | 0 | Normal |  | 0 | 0 | 2.16 | 2.16 | 6 | Off-Peak
2023-12-23 18:00 | 12 | 23 | 18 | Non-Summer | 1.1396 | 2.1682 | 0 | 0 | Normal |  | 0 | 0 | 2.1682 | 2.1682 | 6 | Off-Peak
2023-12-23 19:00 | 12 | 23 | 19 | Non-Summer | 1.1314 | 2.1526 | 0 | 0 | Normal |  | 0 | 0 | 2.1526 | 2.1526 | 6 | Off-Peak
2023-12-23 20:00 | 12 | 23 | 20 | Non-Summer | 1.1145 | 2.1204 | 0 | 0 | Normal |  | 0 | 0 | 2.1204 | 2.1204 | 6 | Off-Peak
2023-12-23 21:00 | 12 | 23 | 21 | Non-Summer | 1.0785 | 2.0519 | 0 | 0 | Normal |  | 0 | 0 | 2.0519 | 2.0519 | 6 | Off-Peak
2023-12-23 22:00 | 12 | 23 | 22 | Non-Summer | 0.9998 | 1.9022 | 0 | 0 | Normal |  | 0 | 0 | 1.9022 | 1.9022 | 6 | Off-Peak
2023-12-23 23:00 | 12 | 23 | 23 | Non-Summer | 0.8989 | 1.7102 | 0 | 0 | Normal |  | 0 | 0 | 1.7102 | 1.7102 | 6 | Off-Peak
2023-12-24 | 12 | 24 | 0 | Non-Summer | 0.8088 | 1.5388 | 0 | 0 | Normal |  | 0 | 0 | 1.5388 | 1.5388 | 7 | Off-Peak
2023-12-24 01:00 | 12 | 24 | 1 | Non-Summer | 0.7444 | 1.4163 | 0 | 0 | Normal |  | 0 | 0 | 1.4163 | 1.4163 | 7 | Off-Peak
2023-12-24 02:00 | 12 | 24 | 2 | Non-Summer | 0.7033 | 1.3381 | 0 | 0 | Normal |  | 0 | 0 | 1.3381 | 1.3381 | 7 | Off-Peak
2023-12-24 03:00 | 12 | 24 | 3 | Non-Summer | 0.6791 | 1.292 | 0 | 0 | Normal |  | 0 | 0 | 1.292 | 1.292 | 7 | Off-Peak
2023-12-24 04:00 | 12 | 24 | 4 | Non-Summer | 0.6708 | 1.2762 | 0 | 0 | Normal |  | 0 | 0 | 1.2762 | 1.2762 | 7 | Off-Peak
2023-12-24 05:00 | 12 | 24 | 5 | Non-Summer | 0.682 | 1.2975 | 0 | 0 | Normal |  | 0 | 0 | 1.2975 | 1.2975 | 7 | Off-Peak
2023-12-24 06:00 | 12 | 24 | 6 | Non-Summer | 0.7114 | 1.3535 | 0 | 0 | Normal |  | 0 | 0 | 1.3535 | 1.3535 | 7 | Off-Peak
2023-12-24 07:00 | 12 | 24 | 7 | Non-Summer | 0.7648 | 1.4551 | 0.012774 | 0.012774 | Normal |  | 0 | 0.012774 | 1.4423 | 1.4423 | 7 | Off-Peak
2023-12-24 08:00 | 12 | 24 | 8 | Non-Summer | 0.8275 | 1.5744 | 1.3279 | 1.3279 | Normal |  | 0 | 1.3279 | 0.24649 | 0.24649 | 7 | Off-Peak
2023-12-24 09:00 | 12 | 24 | 9 | Non-Summer | 0.8756 | 1.6659 | 1.5607 | 1.5607 | Normal |  | 0 | 1.5607 | 0.10514 | 0.10514 | 7 | Off-Peak
2023-12-24 10:00 | 12 | 24 | 10 | Non-Summer | 0.9061 | 1.7239 | 2.6438 | 2.6438 | Normal |  | 0.91991 | 1.7239 | 0 | -0.91991 | 7 | Off-Peak
2023-12-24 11:00 | 12 | 24 | 11 | Non-Summer | 0.929 | 1.7675 | 1.2061 | 1.2061 | Normal |  | 0 | 1.2061 | 0.56139 | 0.56139 | 7 | Off-Peak
2023-12-24 12:00 | 12 | 24 | 12 | Non-Summer | 0.9381 | 1.7848 | 0.99865 | 0.99865 | Normal |  | 0 | 0.99865 | 0.78615 | 0.78615 | 7 | Off-Peak
2023-12-24 13:00 | 12 | 24 | 13 | Non-Summer | 0.9438 | 1.7956 | 0.63758 | 0.63758 | Normal |  | 0 | 0.63758 | 1.1581 | 1.1581 | 7 | Off-Peak
2023-12-24 14:00 | 12 | 24 | 14 | Non-Summer | 0.9544 | 1.8158 | 0.6281 | 0.6281 | Normal |  | 0 | 0.6281 | 1.1877 | 1.1877 | 7 | Off-Peak
2023-12-24 15:00 | 12 | 24 | 15 | Non-Summer | 0.9776 | 1.8599 | 0.24232 | 0.24232 | Normal |  | 0 | 0.24232 | 1.6176 | 1.6176 | 7 | Off-Peak
2023-12-24 16:00 | 12 | 24 | 16 | Non-Summer | 1.0582 | 2.0133 | 0 | 0 | Normal |  | 0 | 0 | 2.0133 | 2.0133 | 7 | Off-Peak
2023-12-24 17:00 | 12 | 24 | 17 | Non-Summer | 1.1198 | 2.1305 | 0 | 0 | Normal |  | 0 | 0 | 2.1305 | 2.1305 | 7 | Off-Peak
2023-12-24 18:00 | 12 | 24 | 18 | Non-Summer | 1.1027 | 2.098 | 0 | 0 | Normal |  | 0 | 0 | 2.098 | 2.098 | 7 | Off-Peak
2023-12-24 19:00 | 12 | 24 | 19 | Non-Summer | 1.08 | 2.0548 | 0 | 0 | Normal |  | 0 | 0 | 2.0548 | 2.0548 | 7 | Off-Peak
2023-12-24 20:00 | 12 | 24 | 20 | Non-Summer | 1.0647 | 2.0257 | 0 | 0 | Normal |  | 0 | 0 | 2.0257 | 2.0257 | 7 | Off-Peak
2023-12-24 21:00 | 12 | 24 | 21 | Non-Summer | 1.0413 | 1.9811 | 0 | 0 | Normal |  | 0 | 0 | 1.9811 | 1.9811 | 7 | Off-Peak
2023-12-24 22:00 | 12 | 24 | 22 | Non-Summer | 0.9871 | 1.878 | 0 | 0 | Normal |  | 0 | 0 | 1.878 | 1.878 | 7 | Off-Peak
2023-12-24 23:00 | 12 | 24 | 23 | Non-Summer | 0.9039 | 1.7197 | 0 | 0 | Normal |  | 0 | 0 | 1.7197 | 1.7197 | 7 | Off-Peak
2023-12-25 | 12 | 25 | 0 | Non-Summer | 0.8217 | 1.5633 | 0 | 0 | Normal |  | 0 | 0 | 1.5633 | 1.5633 | 1 | Off-Peak
2023-12-25 01:00 | 12 | 25 | 1 | Non-Summer | 0.7575 | 1.4412 | 0 | 0 | Normal |  | 0 | 0 | 1.4412 | 1.4412 | 1 | Off-Peak
2023-12-25 02:00 | 12 | 25 | 2 | Non-Summer | 0.7142 | 1.3588 | 0 | 0 | Normal |  | 0 | 0 | 1.3588 | 1.3588 | 1 | Off-Peak
2023-12-25 03:00 | 12 | 25 | 3 | Non-Summer | 0.6882 | 1.3093 | 0 | 0 | Normal |  | 0 | 0 | 1.3093 | 1.3093 | 1 | Off-Peak
2023-12-25 04:00 | 12 | 25 | 4 | Non-Summer | 0.6782 | 1.2903 | 0 | 0 | Normal |  | 0 | 0 | 1.2903 | 1.2903 | 1 | Off-Peak
2023-12-25 05:00 | 12 | 25 | 5 | Non-Summer | 0.69 | 1.3128 | 0 | 0 | Normal |  | 0 | 0 | 1.3128 | 1.3128 | 1 | Off-Peak
2023-12-25 06:00 | 12 | 25 | 6 | Non-Summer | 0.7182 | 1.3664 | 0 | 0 | Normal |  | 0 | 0 | 1.3664 | 1.3664 | 1 | Peak
2023-12-25 07:00 | 12 | 25 | 7 | Non-Summer | 0.7756 | 1.4756 | 0 | 0 | Normal |  | 0 | 0 | 1.4756 | 1.4756 | 1 | Peak
2023-12-25 08:00 | 12 | 25 | 8 | Non-Summer | 0.8433 | 1.6044 | 1.9857 | 1.9857 | Normal |  | 0.38129 | 1.6044 | 0 | -0.38129 | 1 | Peak
2023-12-25 09:00 | 12 | 25 | 9 | Non-Summer | 0.8797 | 1.6737 | 3.5418 | 3.5418 | Normal |  | 1.8681 | 1.6737 | 0 | -1.8681 | 1 | Peak
2023-12-25 10:00 | 12 | 25 | 10 | Non-Summer | 0.8964 | 1.7055 | 4.771 | 4.771 | Normal |  | 3.0655 | 1.7055 | 0 | -3.0655 | 1 | Peak
2023-12-25 11:00 | 12 | 25 | 11 | Non-Summer | 0.9258 | 1.7614 | 5.3818 | 5.3818 | Normal |  | 3.6204 | 1.7614 | 0 | -3.6204 | 1 | Peak
2023-12-25 12:00 | 12 | 25 | 12 | Non-Summer | 0.9465 | 1.8008 | 5.2894 | 5.2894 | Normal |  | 3.4887 | 1.8008 | 2.2204e-16 | -3.4887 | 1 | Peak
2023-12-25 13:00 | 12 | 25 | 13 | Non-Summer | 0.9546 | 1.8162 | 4.6752 | 4.6752 | Normal |  | 2.859 | 1.8162 | 0 | -2.859 | 1 | Peak
2023-12-25 14:00 | 12 | 25 | 14 | Non-Summer | 0.9566 | 1.82 | 3.4882 | 3.4882 | Normal |  | 1.6682 | 1.82 | 0 | -1.6682 | 1 | Peak
2023-12-25 15:00 | 12 | 25 | 15 | Non-Summer | 0.975 | 1.855 | 1.3905 | 1.3905 | Normal |  | 0 | 1.3905 | 0.46454 | 0.46454 | 1 | Peak
2023-12-25 16:00 | 12 | 25 | 16 | Non-Summer | 1.0521 | 2.0017 | 0 | 0 | Normal |  | 0 | 0 | 2.0017 | 2.0017 | 1 | Peak
2023-12-25 17:00 | 12 | 25 | 17 | Non-Summer | 1.0978 | 2.0886 | 0 | 0 | Normal |  | 0 | 0 | 2.0886 | 2.0886 | 1 | Peak
2023-12-25 18:00 | 12 | 25 | 18 | Non-Summer | 1.0872 | 2.0685 | 0 | 0 | Normal |  | 0 | 0 | 2.0685 | 2.0685 | 1 | Peak
2023-12-25 19:00 | 12 | 25 | 19 | Non-Summer | 1.0764 | 2.0479 | 0 | 0 | Normal |  | 0 | 0 | 2.0479 | 2.0479 | 1 | Peak
2023-12-25 20:00 | 12 | 25 | 20 | Non-Summer | 1.0627 | 2.0219 | 0 | 0 | Normal |  | 0 | 0 | 2.0219 | 2.0219 | 1 | Peak
2023-12-25 21:00 | 12 | 25 | 21 | Non-Summer | 1.0266 | 1.9532 | 0 | 0 | Normal |  | 0 | 0 | 1.9532 | 1.9532 | 1 | Peak
2023-12-25 22:00 | 12 | 25 | 22 | Non-Summer | 0.9478 | 1.8032 | 0 | 0 | Normal |  | 0 | 0 | 1.8032 | 1.8032 | 1 | Off-Peak
2023-12-25 23:00 | 12 | 25 | 23 | Non-Summer | 0.8492 | 1.6157 | 0 | 0 | Normal |  | 0 | 0 | 1.6157 | 1.6157 | 1 | Off-Peak
2023-12-26 | 12 | 26 | 0 | Non-Summer | 0.77 | 1.465 | 0 | 0 | Normal |  | 0 | 0 | 1.465 | 1.465 | 2 | Off-Peak
2023-12-26 01:00 | 12 | 26 | 1 | Non-Summer | 0.7201 | 1.37 | 0 | 0 | Normal |  | 0 | 0 | 1.37 | 1.37 | 2 | Off-Peak
2023-12-26 02:00 | 12 | 26 | 2 | Non-Summer | 0.6927 | 1.3179 | 0 | 0 | Normal |  | 0 | 0 | 1.3179 | 1.3179 | 2 | Off-Peak
2023-12-26 03:00 | 12 | 26 | 3 | Non-Summer | 0.6813 | 1.2962 | 0 | 0 | Normal |  | 0 | 0 | 1.2962 | 1.2962 | 2 | Off-Peak
2023-12-26 04:00 | 12 | 26 | 4 | Non-Summer | 0.6866 | 1.3063 | 0 | 0 | Normal |  | 0 | 0 | 1.3063 | 1.3063 | 2 | Off-Peak
2023-12-26 05:00 | 12 | 26 | 5 | Non-Summer | 0.709 | 1.3489 | 0 | 0 | Normal |  | 0 | 0 | 1.3489 | 1.3489 | 2 | Off-Peak
2023-12-26 06:00 | 12 | 26 | 6 | Non-Summer | 0.7374 | 1.403 | 0 | 0 | Normal |  | 0 | 0 | 1.403 | 1.403 | 2 | Peak
2023-12-26 07:00 | 12 | 26 | 7 | Non-Summer | 0.7708 | 1.4665 | 0.11231 | 0.11231 | Normal |  | 0 | 0.11231 | 1.3542 | 1.3542 | 2 | Peak
2023-12-26 08:00 | 12 | 26 | 8 | Non-Summer | 0.8051 | 1.5318 | 2.2279 | 2.2279 | Normal |  | 0.6962 | 1.5318 | 0 | -0.6962 | 2 | Peak
2023-12-26 09:00 | 12 | 26 | 9 | Non-Summer | 0.8386 | 1.5955 | 3.8412 | 3.8412 | Normal |  | 2.2457 | 1.5955 | 2.2204e-16 | -2.2457 | 2 | Peak
2023-12-26 10:00 | 12 | 26 | 10 | Non-Summer | 0.8619 | 1.6398 | 4.8416 | 4.8416 | Normal |  | 3.2018 | 1.6398 | 2.2204e-16 | -3.2018 | 2 | Peak
2023-12-26 11:00 | 12 | 26 | 11 | Non-Summer | 0.8823 | 1.6786 | 5.2689 | 5.2689 | Normal |  | 3.5903 | 1.6786 | 0 | -3.5903 | 2 | Peak
2023-12-26 12:00 | 12 | 26 | 12 | Non-Summer | 0.8992 | 1.7108 | 5.1943 | 5.1943 | Normal |  | 3.4835 | 1.7108 | 0 | -3.4835 | 2 | Peak
2023-12-26 13:00 | 12 | 26 | 13 | Non-Summer | 0.9078 | 1.7271 | 4.2857 | 4.2857 | Normal |  | 2.5585 | 1.7271 | 0 | -2.5585 | 2 | Peak
2023-12-26 14:00 | 12 | 26 | 14 | Non-Summer | 0.9241 | 1.7582 | 3.0764 | 3.0764 | Normal |  | 1.3182 | 1.7582 | 0 | -1.3182 | 2 | Peak
2023-12-26 15:00 | 12 | 26 | 15 | Non-Summer | 0.9601 | 1.8267 | 1.3697 | 1.3697 | Normal |  | 0 | 1.3697 | 0.4569 | 0.4569 | 2 | Peak
2023-12-26 16:00 | 12 | 26 | 16 | Non-Summer | 1.0644 | 2.0251 | 0 | 0 | Normal |  | 0 | 0 | 2.0251 | 2.0251 | 2 | Peak
2023-12-26 17:00 | 12 | 26 | 17 | Non-Summer | 1.174 | 2.2336 | 0 | 0 | Normal |  | 0 | 0 | 2.2336 | 2.2336 | 2 | Peak
2023-12-26 18:00 | 12 | 26 | 18 | Non-Summer | 1.1967 | 2.2768 | 0 | 0 | Normal |  | 0 | 0 | 2.2768 | 2.2768 | 2 | Peak
2023-12-26 19:00 | 12 | 26 | 19 | Non-Summer | 1.1941 | 2.2719 | 0 | 0 | Normal |  | 0 | 0 | 2.2719 | 2.2719 | 2 | Peak
2023-12-26 20:00 | 12 | 26 | 20 | Non-Summer | 1.1781 | 2.2414 | 0 | 0 | Normal |  | 0 | 0 | 2.2414 | 2.2414 | 2 | Peak
2023-12-26 21:00 | 12 | 26 | 21 | Non-Summer | 1.1338 | 2.1571 | 0 | 0 | Normal |  | 0 | 0 | 2.1571 | 2.1571 | 2 | Peak
2023-12-26 22:00 | 12 | 26 | 22 | Non-Summer | 1.0455 | 1.9891 | 0 | 0 | Normal |  | 0 | 0 | 1.9891 | 1.9891 | 2 | Off-Peak
2023-12-26 23:00 | 12 | 26 | 23 | Non-Summer | 0.9457 | 1.7993 | 0 | 0 | Normal |  | 0 | 0 | 1.7993 | 1.7993 | 2 | Off-Peak
2023-12-27 | 12 | 27 | 0 | Non-Summer | 0.8687 | 1.6528 | 0 | 0 | Normal |  | 0 | 0 | 1.6528 | 1.6528 | 3 | Off-Peak
2023-12-27 01:00 | 12 | 27 | 1 | Non-Summer | 0.817 | 1.5544 | 0 | 0 | Normal |  | 0 | 0 | 1.5544 | 1.5544 | 3 | Off-Peak
2023-12-27 02:00 | 12 | 27 | 2 | Non-Summer | 0.7883 | 1.4998 | 0 | 0 | Normal |  | 0 | 0 | 1.4998 | 1.4998 | 3 | Off-Peak
2023-12-27 03:00 | 12 | 27 | 3 | Non-Summer | 0.776 | 1.4764 | 0 | 0 | Normal |  | 0 | 0 | 1.4764 | 1.4764 | 3 | Off-Peak
2023-12-27 04:00 | 12 | 27 | 4 | Non-Summer | 0.7805 | 1.485 | 0 | 0 | Normal |  | 0 | 0 | 1.485 | 1.485 | 3 | Off-Peak
2023-12-27 05:00 | 12 | 27 | 5 | Non-Summer | 0.8025 | 1.5268 | 0 | 0 | Normal |  | 0 | 0 | 1.5268 | 1.5268 | 3 | Off-Peak
2023-12-27 06:00 | 12 | 27 | 6 | Non-Summer | 0.83 | 1.5791 | 0 | 0 | Normal |  | 0 | 0 | 1.5791 | 1.5791 | 3 | Peak
2023-12-27 07:00 | 12 | 27 | 7 | Non-Summer | 0.8532 | 1.6233 | 0 | 0 | Normal |  | 0 | 0 | 1.6233 | 1.6233 | 3 | Peak
2023-12-27 08:00 | 12 | 27 | 8 | Non-Summer | 0.8585 | 1.6334 | 0.39739 | 0.39739 | Normal |  | 0 | 0.39739 | 1.236 | 1.236 | 3 | Peak
2023-12-27 09:00 | 12 | 27 | 9 | Non-Summer | 0.8592 | 1.6347 | 1.7986 | 1.7986 | Normal |  | 0.1639 | 1.6347 | 0 | -0.1639 | 3 | Peak
2023-12-27 10:00 | 12 | 27 | 10 | Non-Summer | 0.8709 | 1.6569 | 2.4691 | 2.4691 | Normal |  | 0.81219 | 1.6569 | 0 | -0.81219 | 3 | Peak
2023-12-27 11:00 | 12 | 27 | 11 | Non-Summer | 0.8793 | 1.6729 | 3.1394 | 3.1394 | Normal |  | 1.4664 | 1.6729 | 0 | -1.4664 | 3 | Peak
2023-12-27 12:00 | 12 | 27 | 12 | Non-Summer | 0.8804 | 1.675 | 2.2422 | 2.2422 | Normal |  | 0.56715 | 1.675 | 0 | -0.56715 | 3 | Peak
2023-12-27 13:00 | 12 | 27 | 13 | Non-Summer | 0.8727 | 1.6604 | 1.6962 | 1.6962 | Normal |  | 0.035784 | 1.6604 | 0 | -0.035784 | 3 | Peak
2023-12-27 14:00 | 12 | 27 | 14 | Non-Summer | 0.875 | 1.6647 | 0.25531 | 0.25531 | Normal |  | 0 | 0.25531 | 1.4094 | 1.4094 | 3 | Peak
2023-12-27 15:00 | 12 | 27 | 15 | Non-Summer | 0.907 | 1.7256 | 0.15648 | 0.15648 | Normal |  | 0 | 0.15648 | 1.5691 | 1.5691 | 3 | Peak
2023-12-27 16:00 | 12 | 27 | 16 | Non-Summer | 1.0357 | 1.9705 | 0 | 0 | Normal |  | 0 | 0 | 1.9705 | 1.9705 | 3 | Peak
2023-12-27 17:00 | 12 | 27 | 17 | Non-Summer | 1.1648 | 2.2161 | 0 | 0 | Normal |  | 0 | 0 | 2.2161 | 2.2161 | 3 | Peak
2023-12-27 18:00 | 12 | 27 | 18 | Non-Summer | 1.1895 | 2.2631 | 0 | 0 | Normal |  | 0 | 0 | 2.2631 | 2.2631 | 3 | Peak
2023-12-27 19:00 | 12 | 27 | 19 | Non-Summer | 1.1843 | 2.2532 | 0 | 0 | Normal |  | 0 | 0 | 2.2532 | 2.2532 | 3 | Peak
2023-12-27 20:00 | 12 | 27 | 20 | Non-Summer | 1.1659 | 2.2182 | 0 | 0 | Normal |  | 0 | 0 | 2.2182 | 2.2182 | 3 | Peak
2023-12-27 21:00 | 12 | 27 | 21 | Non-Summer | 1.1198 | 2.1305 | 0 | 0 | Normal |  | 0 | 0 | 2.1305 | 2.1305 | 3 | Peak
2023-12-27 22:00 | 12 | 27 | 22 | Non-Summer | 1.0304 | 1.9604 | 0 | 0 | Normal |  | 0 | 0 | 1.9604 | 1.9604 | 3 | Off-Peak
2023-12-27 23:00 | 12 | 27 | 23 | Non-Summer | 0.9289 | 1.7673 | 0 | 0 | Normal |  | 0 | 0 | 1.7673 | 1.7673 | 3 | Off-Peak
2023-12-28 | 12 | 28 | 0 | Non-Summer | 0.8522 | 1.6214 | 0 | 0 | Normal |  | 0 | 0 | 1.6214 | 1.6214 | 4 | Off-Peak
2023-12-28 01:00 | 12 | 28 | 1 | Non-Summer | 0.7999 | 1.5219 | 0 | 0 | Normal |  | 0 | 0 | 1.5219 | 1.5219 | 4 | Off-Peak
2023-12-28 02:00 | 12 | 28 | 2 | Non-Summer | 0.7693 | 1.4636 | 0 | 0 | Normal |  | 0 | 0 | 1.4636 | 1.4636 | 4 | Off-Peak
2023-12-28 03:00 | 12 | 28 | 3 | Non-Summer | 0.7545 | 1.4355 | 0 | 0 | Normal |  | 0 | 0 | 1.4355 | 1.4355 | 4 | Off-Peak
2023-12-28 04:00 | 12 | 28 | 4 | Non-Summer | 0.7557 | 1.4378 | 0 | 0 | Normal |  | 0 | 0 | 1.4378 | 1.4378 | 4 | Off-Peak
2023-12-28 05:00 | 12 | 28 | 5 | Non-Summer | 0.7744 | 1.4733 | 0 | 0 | Normal |  | 0 | 0 | 1.4733 | 1.4733 | 4 | Off-Peak
2023-12-28 06:00 | 12 | 28 | 6 | Non-Summer | 0.7995 | 1.5211 | 0 | 0 | Normal |  | 0 | 0 | 1.5211 | 1.5211 | 4 | Peak
2023-12-28 07:00 | 12 | 28 | 7 | Non-Summer | 0.8258 | 1.5711 | 0 | 0 | Normal |  | 0 | 0 | 1.5711 | 1.5711 | 4 | Peak
2023-12-28 08:00 | 12 | 28 | 8 | Non-Summer | 0.8458 | 1.6092 | 0.19235 | 0.19235 | Normal |  | 0 | 0.19235 | 1.4168 | 1.4168 | 4 | Peak
2023-12-28 09:00 | 12 | 28 | 9 | Non-Summer | 0.8652 | 1.6461 | 1.2454 | 1.2454 | Normal |  | 0 | 1.2454 | 0.40072 | 0.40072 | 4 | Peak
2023-12-28 10:00 | 12 | 28 | 10 | Non-Summer | 0.883 | 1.68 | 4.4713 | 4.4713 | Normal |  | 2.7914 | 1.68 | 0 | -2.7914 | 4 | Peak
2023-12-28 11:00 | 12 | 28 | 11 | Non-Summer | 0.8988 | 1.71 | 5.2063 | 5.2063 | Normal |  | 3.4963 | 1.71 | 0 | -3.4963 | 4 | Peak
2023-12-28 12:00 | 12 | 28 | 12 | Non-Summer | 0.9037 | 1.7193 | 5.2893 | 5.2893 | Normal |  | 3.5699 | 1.7193 | 0 | -3.5699 | 4 | Peak
2023-12-28 13:00 | 12 | 28 | 13 | Non-Summer | 0.9068 | 1.7252 | 4.6773 | 4.6773 | Normal |  | 2.952 | 1.7252 | 2.2204e-16 | -2.952 | 4 | Peak
2023-12-28 14:00 | 12 | 28 | 14 | Non-Summer | 0.9223 | 1.7547 | 3.5578 | 3.5578 | Normal |  | 1.803 | 1.7547 | 0 | -1.803 | 4 | Peak
2023-12-28 15:00 | 12 | 28 | 15 | Non-Summer | 0.9588 | 1.8242 | 1.8063 | 1.8063 | Normal |  | 0 | 1.8063 | 0.017889 | 0.017889 | 4 | Peak
2023-12-28 16:00 | 12 | 28 | 16 | Non-Summer | 1.0631 | 2.0226 | 0 | 0 | Normal |  | 0 | 0 | 2.0226 | 2.0226 | 4 | Peak
2023-12-28 17:00 | 12 | 28 | 17 | Non-Summer | 1.1586 | 2.2043 | 0 | 0 | Normal |  | 0 | 0 | 2.2043 | 2.2043 | 4 | Peak
2023-12-28 18:00 | 12 | 28 | 18 | Non-Summer | 1.1771 | 2.2395 | 0 | 0 | Normal |  | 0 | 0 | 2.2395 | 2.2395 | 4 | Peak
2023-12-28 19:00 | 12 | 28 | 19 | Non-Summer | 1.1705 | 2.227 | 0 | 0 | Normal |  | 0 | 0 | 2.227 | 2.227 | 4 | Peak
2023-12-28 20:00 | 12 | 28 | 20 | Non-Summer | 1.1493 | 2.1866 | 0 | 0 | Normal |  | 0 | 0 | 2.1866 | 2.1866 | 4 | Peak
2023-12-28 21:00 | 12 | 28 | 21 | Non-Summer | 1.1009 | 2.0945 | 0 | 0 | Normal |  | 0 | 0 | 2.0945 | 2.0945 | 4 | Peak
2023-12-28 22:00 | 12 | 28 | 22 | Non-Summer | 1.0096 | 1.9208 | 0 | 0 | Normal |  | 0 | 0 | 1.9208 | 1.9208 | 4 | Off-Peak
2023-12-28 23:00 | 12 | 28 | 23 | Non-Summer | 0.9076 | 1.7268 | 0 | 0 | Normal |  | 0 | 0 | 1.7268 | 1.7268 | 4 | Off-Peak
2023-12-29 | 12 | 29 | 0 | Non-Summer | 0.8276 | 1.5746 | 0 | 0 | Normal |  | 0 | 0 | 1.5746 | 1.5746 | 5 | Off-Peak
2023-12-29 01:00 | 12 | 29 | 1 | Non-Summer | 0.7751 | 1.4747 | 0 | 0 | Normal |  | 0 | 0 | 1.4747 | 1.4747 | 5 | Off-Peak
2023-12-29 02:00 | 12 | 29 | 2 | Non-Summer | 0.7443 | 1.4161 | 0 | 0 | Normal |  | 0 | 0 | 1.4161 | 1.4161 | 5 | Off-Peak
2023-12-29 03:00 | 12 | 29 | 3 | Non-Summer | 0.7279 | 1.3849 | 0 | 0 | Normal |  | 0 | 0 | 1.3849 | 1.3849 | 5 | Off-Peak
2023-12-29 04:00 | 12 | 29 | 4 | Non-Summer | 0.7287 | 1.3864 | 0 | 0 | Normal |  | 0 | 0 | 1.3864 | 1.3864 | 5 | Off-Peak
2023-12-29 05:00 | 12 | 29 | 5 | Non-Summer | 0.7497 | 1.4264 | 0 | 0 | Normal |  | 0 | 0 | 1.4264 | 1.4264 | 5 | Off-Peak
2023-12-29 06:00 | 12 | 29 | 6 | Non-Summer | 0.7768 | 1.4779 | 0 | 0 | Normal |  | 0 | 0 | 1.4779 | 1.4779 | 5 | Peak
2023-12-29 07:00 | 12 | 29 | 7 | Non-Summer | 0.8062 | 1.5338 | 0 | 0 | Normal |  | 0 | 0 | 1.5338 | 1.5338 | 5 | Peak
2023-12-29 08:00 | 12 | 29 | 8 | Non-Summer | 0.8292 | 1.5776 | 0.55015 | 0.55015 | Normal |  | 0 | 0.55015 | 1.0275 | 1.0275 | 5 | Peak
2023-12-29 09:00 | 12 | 29 | 9 | Non-Summer | 0.8486 | 1.6145 | 0.56354 | 0.56354 | Normal |  | 0 | 0.56354 | 1.051 | 1.051 | 5 | Peak
2023-12-29 10:00 | 12 | 29 | 10 | Non-Summer | 0.8644 | 1.6446 | 0.76063 | 0.76063 | Normal |  | 0 | 0.76063 | 0.88395 | 0.88395 | 5 | Peak
2023-12-29 11:00 | 12 | 29 | 11 | Non-Summer | 0.8775 | 1.6695 | 1.4248 | 1.4248 | Normal |  | 0 | 1.4248 | 0.24468 | 0.24468 | 5 | Peak
2023-12-29 12:00 | 12 | 29 | 12 | Non-Summer | 0.8892 | 1.6918 | 0.69639 | 0.69639 | Normal |  | 0 | 0.69639 | 0.99537 | 0.99537 | 5 | Peak
2023-12-29 13:00 | 12 | 29 | 13 | Non-Summer | 0.9011 | 1.7144 | 0.58469 | 0.58469 | Normal |  | 0 | 0.58469 | 1.1297 | 1.1297 | 5 | Peak
2023-12-29 14:00 | 12 | 29 | 14 | Non-Summer | 0.9193 | 1.749 | 0.096099 | 0.096099 | Normal |  | 0 | 0.096099 | 1.6529 | 1.6529 | 5 | Peak
2023-12-29 15:00 | 12 | 29 | 15 | Non-Summer | 0.96 | 1.8265 | 0.092206 | 0.092206 | Normal |  | 0 | 0.092206 | 1.7343 | 1.7343 | 5 | Peak
2023-12-29 16:00 | 12 | 29 | 16 | Non-Summer | 1.0576 | 2.0122 | 0 | 0 | Normal |  | 0 | 0 | 2.0122 | 2.0122 | 5 | Peak
2023-12-29 17:00 | 12 | 29 | 17 | Non-Summer | 1.1417 | 2.1722 | 0 | 0 | Normal |  | 0 | 0 | 2.1722 | 2.1722 | 5 | Peak
2023-12-29 18:00 | 12 | 29 | 18 | Non-Summer | 1.1539 | 2.1954 | 0 | 0 | Normal |  | 0 | 0 | 2.1954 | 2.1954 | 5 | Peak
2023-12-29 19:00 | 12 | 29 | 19 | Non-Summer | 1.1482 | 2.1845 | 0 | 0 | Normal |  | 0 | 0 | 2.1845 | 2.1845 | 5 | Peak
2023-12-29 20:00 | 12 | 29 | 20 | Non-Summer | 1.136 | 2.1613 | 0 | 0 | Normal |  | 0 | 0 | 2.1613 | 2.1613 | 5 | Peak
2023-12-29 21:00 | 12 | 29 | 21 | Non-Summer | 1.106 | 2.1042 | 0 | 0 | Normal |  | 0 | 0 | 2.1042 | 2.1042 | 5 | Peak
2023-12-29 22:00 | 12 | 29 | 22 | Non-Summer | 1.0381 | 1.9751 | 0 | 0 | Normal |  | 0 | 0 | 1.9751 | 1.9751 | 5 | Off-Peak
2023-12-29 23:00 | 12 | 29 | 23 | Non-Summer | 0.9513 | 1.8099 | 0 | 0 | Normal |  | 0 | 0 | 1.8099 | 1.8099 | 5 | Off-Peak
2023-12-30 | 12 | 30 | 0 | Non-Summer | 0.881 | 1.6762 | 0 | 0 | Normal |  | 0 | 0 | 1.6762 | 1.6762 | 6 | Off-Peak
2023-12-30 01:00 | 12 | 30 | 1 | Non-Summer | 0.8329 | 1.5846 | 0 | 0 | Normal |  | 0 | 0 | 1.5846 | 1.5846 | 6 | Off-Peak
2023-12-30 02:00 | 12 | 30 | 2 | Non-Summer | 0.804 | 1.5297 | 0 | 0 | Normal |  | 0 | 0 | 1.5297 | 1.5297 | 6 | Off-Peak
2023-12-30 03:00 | 12 | 30 | 3 | Non-Summer | 0.7887 | 1.5006 | 0 | 0 | Normal |  | 0 | 0 | 1.5006 | 1.5006 | 6 | Off-Peak
2023-12-30 04:00 | 12 | 30 | 4 | Non-Summer | 0.7846 | 1.4928 | 0 | 0 | Normal |  | 0 | 0 | 1.4928 | 1.4928 | 6 | Off-Peak
2023-12-30 05:00 | 12 | 30 | 5 | Non-Summer | 0.7959 | 1.5143 | 0 | 0 | Normal |  | 0 | 0 | 1.5143 | 1.5143 | 6 | Off-Peak
2023-12-30 06:00 | 12 | 30 | 6 | Non-Summer | 0.8205 | 1.5611 | 0 | 0 | Normal |  | 0 | 0 | 1.5611 | 1.5611 | 6 | Off-Peak
2023-12-30 07:00 | 12 | 30 | 7 | Non-Summer | 0.8534 | 1.6236 | 0 | 0 | Normal |  | 0 | 0 | 1.6236 | 1.6236 | 6 | Off-Peak
2023-12-30 08:00 | 12 | 30 | 8 | Non-Summer | 0.8801 | 1.6744 | 0.14616 | 0.14616 | Normal |  | 0 | 0.14616 | 1.5283 | 1.5283 | 6 | Off-Peak
2023-12-30 09:00 | 12 | 30 | 9 | Non-Summer | 0.9049 | 1.7216 | 0.029144 | 0.029144 | Normal |  | 0 | 0.029144 | 1.6925 | 1.6925 | 6 | Off-Peak
2023-12-30 10:00 | 12 | 30 | 10 | Non-Summer | 0.9262 | 1.7622 | 0.061952 | 0.061952 | Normal |  | 0 | 0.061952 | 1.7002 | 1.7002 | 6 | Off-Peak
2023-12-30 11:00 | 12 | 30 | 11 | Non-Summer | 0.9405 | 1.7894 | 0.34843 | 0.34843 | Normal |  | 0 | 0.34843 | 1.4409 | 1.4409 | 6 | Off-Peak
2023-12-30 12:00 | 12 | 30 | 12 | Non-Summer | 0.9474 | 1.8025 | 0.4365 | 0.4365 | Normal |  | 0 | 0.4365 | 1.366 | 1.366 | 6 | Off-Peak
2023-12-30 13:00 | 12 | 30 | 13 | Non-Summer | 0.9432 | 1.7945 | 0.30865 | 0.30865 | Normal |  | 0 | 0.30865 | 1.4858 | 1.4858 | 6 | Off-Peak
2023-12-30 14:00 | 12 | 30 | 14 | Non-Summer | 0.9473 | 1.8023 | 0.54774 | 0.54774 | Normal |  | 0 | 0.54774 | 1.2546 | 1.2546 | 6 | Off-Peak
2023-12-30 15:00 | 12 | 30 | 15 | Non-Summer | 0.9814 | 1.8672 | 0.19425 | 0.19425 | Normal |  | 0 | 0.19425 | 1.6729 | 1.6729 | 6 | Off-Peak
2023-12-30 16:00 | 12 | 30 | 16 | Non-Summer | 1.0797 | 2.0542 | 0 | 0 | Normal |  | 0 | 0 | 2.0542 | 2.0542 | 6 | Off-Peak
2023-12-30 17:00 | 12 | 30 | 17 | Non-Summer | 1.1627 | 2.2121 | 0 | 0 | Normal |  | 0 | 0 | 2.2121 | 2.2121 | 6 | Off-Peak
2023-12-30 18:00 | 12 | 30 | 18 | Non-Summer | 1.1714 | 2.2287 | 0 | 0 | Normal |  | 0 | 0 | 2.2287 | 2.2287 | 6 | Off-Peak
2023-12-30 19:00 | 12 | 30 | 19 | Non-Summer | 1.1636 | 2.2138 | 0 | 0 | Normal |  | 0 | 0 | 2.2138 | 2.2138 | 6 | Off-Peak
2023-12-30 20:00 | 12 | 30 | 20 | Non-Summer | 1.1497 | 2.1874 | 0 | 0 | Normal |  | 0 | 0 | 2.1874 | 2.1874 | 6 | Off-Peak
2023-12-30 21:00 | 12 | 30 | 21 | Non-Summer | 1.1128 | 2.1172 | 0 | 0 | Normal |  | 0 | 0 | 2.1172 | 2.1172 | 6 | Off-Peak
2023-12-30 22:00 | 12 | 30 | 22 | Non-Summer | 1.0423 | 1.983 | 0 | 0 | Normal |  | 0 | 0 | 1.983 | 1.983 | 6 | Off-Peak
2023-12-30 23:00 | 12 | 30 | 23 | Non-Summer | 0.9509 | 1.8091 | 0 | 0 | Normal |  | 0 | 0 | 1.8091 | 1.8091 | 6 | Off-Peak
2023-12-31 | 12 | 31 | 0 | Non-Summer | 0.8727 | 1.6604 | 0 | 0 | Normal |  | 0 | 0 | 1.6604 | 1.6604 | 7 | Off-Peak
2023-12-31 01:00 | 12 | 31 | 1 | Non-Summer | 0.8176 | 1.5555 | 0 | 0 | Normal |  | 0 | 0 | 1.5555 | 1.5555 | 7 | Off-Peak
2023-12-31 02:00 | 12 | 31 | 2 | Non-Summer | 0.7841 | 1.4918 | 0 | 0 | Normal |  | 0 | 0 | 1.4918 | 1.4918 | 7 | Off-Peak
2023-12-31 03:00 | 12 | 31 | 3 | Non-Summer | 0.7664 | 1.4581 | 0 | 0 | Normal |  | 0 | 0 | 1.4581 | 1.4581 | 7 | Off-Peak
2023-12-31 04:00 | 12 | 31 | 4 | Non-Summer | 0.7624 | 1.4505 | 0 | 0 | Normal |  | 0 | 0 | 1.4505 | 1.4505 | 7 | Off-Peak
2023-12-31 05:00 | 12 | 31 | 5 | Non-Summer | 0.7733 | 1.4713 | 0 | 0 | Normal |  | 0 | 0 | 1.4713 | 1.4713 | 7 | Off-Peak
2023-12-31 06:00 | 12 | 31 | 6 | Non-Summer | 0.7963 | 1.515 | 0 | 0 | Normal |  | 0 | 0 | 1.515 | 1.515 | 7 | Off-Peak
2023-12-31 07:00 | 12 | 31 | 7 | Non-Summer | 0.8342 | 1.5871 | 0 | 0 | Normal |  | 0 | 0 | 1.5871 | 1.5871 | 7 | Off-Peak
2023-12-31 08:00 | 12 | 31 | 8 | Non-Summer | 0.8825 | 1.679 | 0.46187 | 0.46187 | Normal |  | 0 | 0.46187 | 1.2171 | 1.2171 | 7 | Off-Peak
2023-12-31 09:00 | 12 | 31 | 9 | Non-Summer | 0.926 | 1.7618 | 1.5894 | 1.5894 | Normal |  | 0 | 1.5894 | 0.17237 | 0.17237 | 7 | Off-Peak
2023-12-31 10:00 | 12 | 31 | 10 | Non-Summer | 0.9508 | 1.809 | 3.7914 | 3.7914 | Normal |  | 1.9824 | 1.809 | 0 | -1.9824 | 7 | Off-Peak
2023-12-31 11:00 | 12 | 31 | 11 | Non-Summer | 0.9787 | 1.862 | 4.1933 | 4.1933 | Normal |  | 2.3312 | 1.862 | 0 | -2.3312 | 7 | Off-Peak
2023-12-31 12:00 | 12 | 31 | 12 | Non-Summer | 1.0054 | 1.9128 | 5.2755 | 5.2755 | Normal |  | 3.3626 | 1.9128 | 0 | -3.3626 | 7 | Off-Peak
2023-12-31 13:00 | 12 | 31 | 13 | Non-Summer | 1.0228 | 1.9459 | 4.6368 | 4.6368 | Normal |  | 2.6908 | 1.9459 | 2.2204e-16 | -2.6908 | 7 | Off-Peak
2023-12-31 14:00 | 12 | 31 | 14 | Non-Summer | 1.0425 | 1.9834 | 3.6231 | 3.6231 | Normal |  | 1.6397 | 1.9834 | 0 | -1.6397 | 7 | Off-Peak
2023-12-31 15:00 | 12 | 31 | 15 | Non-Summer | 1.082 | 2.0586 | 1.2326 | 1.2326 | Normal |  | 0 | 1.2326 | 0.82598 | 0.82598 | 7 | Off-Peak
2023-12-31 16:00 | 12 | 31 | 16 | Non-Summer | 1.1766 | 2.2386 | 0 | 0 | Normal |  | 0 | 0 | 2.2386 | 2.2386 | 7 | Off-Peak
2023-12-31 17:00 | 12 | 31 | 17 | Non-Summer | 1.2563 | 2.3902 | 0 | 0 | Normal |  | 0 | 0 | 2.3902 | 2.3902 | 7 | Off-Peak
2023-12-31 18:00 | 12 | 31 | 18 | Non-Summer | 1.2475 | 2.3734 | 0 | 0 | Normal |  | 0 | 0 | 2.3734 | 2.3734 | 7 | Off-Peak
2023-12-31 19:00 | 12 | 31 | 19 | Non-Summer | 1.2149 | 2.3114 | 0 | 0 | Normal |  | 0 | 0 | 2.3114 | 2.3114 | 7 | Off-Peak
2023-12-31 20:00 | 12 | 31 | 20 | Non-Summer | 1.1795 | 2.2441 | 0 | 0 | Normal |  | 0 | 0 | 2.2441 | 2.2441 | 7 | Off-Peak
2023-12-31 21:00 | 12 | 31 | 21 | Non-Summer | 1.1369 | 2.163 | 0 | 0 | Normal |  | 0 | 0 | 2.163 | 2.163 | 7 | Off-Peak
2023-12-31 22:00 | 12 | 31 | 22 | Non-Summer | 1.0791 | 2.0531 | 0 | 0 | Normal |  | 0 | 0 | 2.0531 | 2.0531 | 7 | Off-Peak
2023-12-31 23:00 | 12 | 31 | 23 | Non-Summer | 1.0164 | 1.9338 | 0 | 0 | Normal |  | 0 | 0 | 1.9338 | 1.9338 | 7 | Off-Peak